## GES_KPVS+CUE
Sequencing | Pump Size ID | Pump Size | Curve | Max flow @ max speed (gpm), 1 pump | Max Branch Flow | Max Header Flow | Number of Active Pumps | Number of Backup Pumps | Number of Total Pumps | Cost Group | Cost Group Type | Suction | Discharge | Branch Minimum | Branch Maximum | Branch Range | Branch List, Numerical | Branch Possbilities | Header Minimum | Header Maximum | Header Range | Header List, Numerical | Header Possbilities | All possible branch and header combinations |  |  |  |  | Curve | Max flow @ max speed (gpm)
1 | 1 | 2095-1/2-2P-20HP KPVS | KPVS_2095-1/2_2P_25HP_7.19_BRZ | 404.6 | 404.6 | 809.2 | 2 | 0 | 2 | A | KPVS_SplitCase | 2.5 | 2 | 2.5 | 5 | BranchMin2.5_BranchMax5 | 2.5,3,4,5 | 4 | 3 | 6 | HeaderMin3_HeaderMax6 | 3,4,5,6 | 4 | 16 |  | 2 | 2 | 2.5 | NBS_012-070_4P_1HP_6.10_SS | 90.8476 | KPVS_1012-1/2_4P_100HP_10.20_BRZ | 5663.7
2 | 2 | 2095-1/2-2P-25HP KPVS | KPVS_2095-1/2_2P_30HP_7.57_BRZ | 435.2 | 435.2 | 870.4 | 2 | 0 | 2 | A | KPVS_SplitCase | 2.5 | 2 | 2.5 | 5 | BranchMin2.5_BranchMax5 | 2.5,3,4,5 | 4 | 3 | 6 | HeaderMin3_HeaderMax6 | 3,4,5,6 | 4 | 16 | 2 | 2.5 | 2.5 | 3 | NBS_012-070_4P_1.5HP_6.97_SS | 106.5592 | KPVS_1012-1/2_4P_125HP_10.79_BRZ | 6091.7
3 | 3 | 2095-1/2-2P-30HP KPVS | KPVS_2095-1/2_2P_40HP_8.07_BRZ | 476.1 | 476.1 | 952.2 | 2 | 0 | 2 | A | KPVS_SplitCase | 2.5 | 2 | 2.5 | 5 | BranchMin2.5_BranchMax5 | 2.5,3,4,5 | 4 | 3 | 8 | HeaderMin3_HeaderMax8 | 3,4,5,6,8 | 5 | 20 | 2.5 | 3 | 3 | 4 | NBS_015-070_4P_1HP_5.12_SS | 145.3387 | KPVS_1012-1/2_4P_150HP_11.42_BRZ | 6598.6
4 | 4 | 2095-1/2-2P-40HP KPVS | KPVS_2095-1/2_2P_50HP_8.60_BRZ | 521.2 | 521.2 | 1042.4 | 2 | 0 | 2 | A | KPVS_SplitCase | 2.5 | 2 | 2.5 | 5 | BranchMin2.5_BranchMax5 | 2.5,3,4,5 | 4 | 3 | 8 | HeaderMin3_HeaderMax8 | 3,4,5,6,8 | 5 | 20 | 3 | 4 | 4 | 5 | NBS_015-070_4P_1.5HP_5.91_SS | 167.6172 | KPVS_1012-1/2_4P_200HP_12.00_BRZ | 7035
5 | 5 | 2095-1/2-2P-50HP KPVS | KPVS_2095-1/2_2P_60HP_9.11_BRZ | 565.7 | 565.7 | 1131.4 | 2 | 0 | 2 | A | KPVS_SplitCase | 2.5 | 2 | 2.5 | 5 | BranchMin2.5_BranchMax5 | 2.5,3,4,5 | 4 | 3 | 8 | HeaderMin3_HeaderMax8 | 3,4,5,6,8 | 5 | 20 | 4 | 5 | 5 | 6 | NBS_015-070_4P_2HP_6.54_SS | 188.3547 | KPVS_1012-1/2_4P_60HP_8.54_BRZ | 4880.8
6 | 6 | 2095-1/2-2P-60HP KPVS | KPVS_2095-1/2_2P_75HP_9.50_BRZ | 600 | 600 | 1200 | 2 | 0 | 2 | A | KPVS_SplitCase | 2.5 | 2 | 2.5 | 5 | BranchMin2.5_BranchMax5 | 2.5,3,4,5 | 4 | 3 | 8 | HeaderMin3_HeaderMax8 | 3,4,5,6,8 | 5 | 20 | 5 | 6 | 6 | 8 | NBS_015-070_4P_3HP_6.93_SS | 202.4879 | KPVS_1012-1/2_4P_75HP_9.30_BRZ | 5233.9
7 | 7 | 2095-1/2-2P-75HP KPVS | KPVS_2095-1/2_2P_40HP_8.07_BRZ | 476.1 | 476.1 | 952.2 | 2 | 0 | 2 | A | KPVS_SplitCase | 2.5 | 2 | 2.5 | 5 | BranchMin2.5_BranchMax5 | 2.5,3,4,5 | 4 | 3 | 8 | HeaderMin3_HeaderMax8 | 3,4,5,6,8 | 5 | 20 | 6 | 8 | 8 | 10 | NBS_015-090_4P_1.5HP_6.69_SS | 102.972 | KPVS_1015-3/4_4P_125HP_11.26_BRZ | 5646.6
8 | 8 | 2013-5/6-4P-10HP KPVS | KPVS_2013-5/6_4P_10HP_9.49_SS | 309.5 | 309.5 | 619 | 2 | 0 | 2 | A | KPVS_SplitCase | 2.5 | 2 | 2.5 | 4 | BranchMin2.5_BranchMax4 | 2.5,3,4 | 3 | 3 | 5 | HeaderMin3_HeaderMax5 | 3,4,5 | 3 | 9 | 8 | 10 | 10 | 12 | NBS_015-090_4P_2HP_7.24_SS | 116.1429 | KPVS_1015-3/4_4P_150HP_11.96_BRZ | 6108.6
9 | 9 | 2013-5/6-4P-15HP KPVS | KPVS_2013-5/6_4P_15HP_10.92_SS | 366.2 | 366.2 | 732.4 | 2 | 0 | 2 | A | KPVS_SplitCase | 2.5 | 2 | 2.5 | 4 | BranchMin2.5_BranchMax4 | 2.5,3,4 | 3 | 3 | 6 | HeaderMin3_HeaderMax6 | 3,4,5,6 | 4 | 12 | 10 | 12 | 12 | 14 | NBS_015-090_4P_3HP_8.11_SS | 133.8158 | KPVS_1015-3/4_4P_200HP_12.89_BRZ | 6722.4
10 | 10 | 2013-5/6-4P-20HP KPVS | KPVS_2013-5/6_4P_20HP_12.03_SS | 405.9 | 405.9 | 811.8 | 2 | 0 | 2 | A | KPVS_SplitCase | 2.5 | 2 | 2.5 | 5 | BranchMin2.5_BranchMax5 | 2.5,3,4,5 | 4 | 3 | 6 | HeaderMin3_HeaderMax6 | 3,4,5,6 | 4 | 16 | 12 | 14 | 14 | 16 | NBS_015-090_4P_5HP_9.84_SS | 150.196 | KPVS_1015-3/4_4P_250HP_13.52_BRZ | 7055.6
11 | 11 | 2013-5/6-4P-25HP KPVS | KPVS_2013-5/6_4P_25HP_13.00_SS | 441.1 | 441.1 | 882.2 | 2 | 0 | 2 | A | KPVS_SplitCase | 2.5 | 2 | 2.5 | 5 | BranchMin2.5_BranchMax5 | 2.5,3,4,5 | 4 | 3 | 6 | HeaderMin3_HeaderMax6 | 3,4,5,6 | 4 | 16 | 14 | 16 | 16 | 18 | NBS_015-095_4P_2HP_6.54_SS | 177.561 | KPVS_1015-3/4_4P_300HP_14.03_BRZ | 7256.3
12 | 12 | 3095-7/8-2P-40HP KPVS | KPVS_3095-7/8_2P_40HP_6.83_BRZ | 844.1 | 844.1 | 1688.2 | 2 | 0 | 2 | A | KPVS_SplitCase | 4 | 3 | 4 | 6 | BranchMin4_BranchMax6 | 4,5,6 | 3 | 5 | 10 | HeaderMin5_HeaderMax10 | 5,6,8,10 | 4 | 12 | 16 | 18 | 18 | 20 | NBS_015-095_4P_3HP_7.32_SS | 194.9972 | KPVS_1220-5/6_6P_125HP_13.61_BRZ | 7208.6
13 | 13 | 3095-7/8-2P-50HP KPVS | KPVS_3095-7/8_2P_50HP_7.31_BRZ | 888.7 | 888.7 | 1777.4 | 2 | 0 | 2 | A | KPVS_SplitCase | 4 | 3 | 4 | 6 | BranchMin4_BranchMax6 | 4,5,6 | 3 | 5 | 10 | HeaderMin5_HeaderMax10 | 5,6,8,10 | 4 | 12 | 18 | 20 |  |  | NBS_015-095_4P_5HP_8.82_SS | 230.1371 | KPVS_1220-5/6_6P_150HP_14.41_BRZ | 7821.9
14 | 14 | 3095-7/8-2P-60HP KPVS | KPVS_3095-7/8_2P_60HP_7.80_BRZ | 910.5 | 910.5 | 1821 | 2 | 0 | 2 | A | KPVS_SplitCase | 4 | 3 | 4 | 6 | BranchMin4_BranchMax6 | 4,5,6 | 3 | 5 | 10 | HeaderMin5_HeaderMax10 | 5,6,8,10 | 4 | 12 | 20 | 24 |  |  | NBS_015-095_4P_7.5HP_9.84_SS | 242.8034 | KPVS_1220-5/6_6P_200HP_16.03_BRZ | 9109.1
15 | 15 | 3095-7/8-2P-75HP KPVS | KPVS_3095-7/8_2P_75HP_8.47_BRZ | 901.5 | 901.5 | 1803 | 2 | 0 | 2 | A | KPVS_SplitCase | 4 | 3 | 4 | 6 | BranchMin4_BranchMax6 | 4,5,6 | 3 | 5 | 10 | HeaderMin5_HeaderMax10 | 5,6,8,10 | 4 | 12 | 24 |  |  |  | NBS_020-095_4P_2HP_5.83_SS | 178.5455 | KPVS_1220-5/6_6P_250HP_17.26_BRZ | 10125.3
16 | 16 | 3095-7/8-2P-100HP KPVS | KPVS_3095-7/8_2P_100HP_9.24_BRZ | 964.4 | 964.4 | 1928.8 | 2 | 0 | 2 | A | KPVS_SplitCase | 4 | 3 | 4 | 8 | BranchMin4_BranchMax8 | 4,5,6,8 | 4 | 5 | 10 | HeaderMin5_HeaderMax10 | 5,6,8,10 | 4 | 16 |  |  |  |  | NBS_020-095_4P_3HP_6.61_SS | 208.9617 | KPVS_1220-5/6_6P_300HP_18.18_BRZ | 10905.9
17 | 17 | 3095-7/8-2P-125HP KPVS | KPVS_3095-7/8_2P_125HP_9.50_BRZ | 1000 | 1000 | 2000 | 2 | 0 | 2 | A | KPVS_SplitCase | 4 | 3 | 4 | 8 | BranchMin4_BranchMax8 | 4,5,6,8 | 4 | 5 | 10 | HeaderMin5_HeaderMax10 | 5,6,8,10 | 4 | 16 |  |  |  |  | NBS_020-095_4P_5HP_8.11_SS | 260.8895 | KPVS_1415-1/2_4P_250HP_12.73_BRZ | 10473.9
18 | 18 | 3014-7/8-4P-20HP KPVS | KPVS_3014-7/8_4P_20HP_10.51_BRZ | 597.3 | 597.3 | 1194.6 | 2 | 0 | 2 | A | KPVS_SplitCase | 4 | 3 | 4 | 5 | BranchMin4_BranchMax5 | 4,5 | 2 | 5 | 8 | HeaderMin5_HeaderMax8 | 5,6,8 | 3 | 6 |  |  |  |  | NBS_020-095_4P_7.5HP_9.45_SS | 297.3228 | KPVS_1415-1/2_4P_300HP_13.48_BRZ | 11367.6
19 | 19 | 3014-7/8-4P-25HP KPVS | KPVS_3014-7/8_4P_25HP_11.23_BRZ | 656.6 | 656.6 | 1313.2 | 2 | 0 | 2 | A | KPVS_SplitCase | 4 | 3 | 4 | 6 | BranchMin4_BranchMax6 | 4,5,6 | 3 | 5 | 8 | HeaderMin5_HeaderMax8 | 5,6,8 | 3 | 9 |  |  |  |  | NBS_020-110_4P_5HP_8.11_SS | 273.669 | KPVS_1415-3/4_4P_300HP_13.24_BRZ | 11554.5
20 | 20 | 3014-7/8-4P-30HP KPVS | KPVS_3014-7/8_4P_30HP_11.86_BRZ | 710 | 710 | 1420 | 2 | 0 | 2 | A | KPVS_SplitCase | 4 | 3 | 4 | 6 | BranchMin4_BranchMax6 | 4,5,6 | 3 | 5 | 8 | HeaderMin5_HeaderMax8 | 5,6,8 | 3 | 9 |  |  |  |  | NBS_020-110_4P_7.5HP_8.98_SS | 321.881 | KPVS_2013-5/6_4P_10HP_9.49_SS | 309.5
21 | 21 | 3014-7/8-4P-40HP KPVS | KPVS_3014-7/8_4P_40HP_12.92_BRZ | 802.4 | 802.4 | 1604.8 | 2 | 0 | 2 | A | KPVS_SplitCase | 4 | 3 | 4 | 6 | BranchMin4_BranchMax6 | 4,5,6 | 3 | 5 | 10 | HeaderMin5_HeaderMax10 | 5,6,8,10 | 4 | 12 |  |  |  |  | NBS_020-110_4P_10HP_9.92_SS | 360.1978 | KPVS_2013-5/6_4P_15HP_10.92_SS | 366.2
22 | 22 | 3014-7/8-4P-50HP KPVS | KPVS_3014-7/8_4P_50HP_13.79_BRZ | 880.7 | 880.7 | 1761.4 | 2 | 0 | 2 | A | KPVS_SplitCase | 4 | 3 | 4 | 6 | BranchMin4_BranchMax6 | 4,5,6 | 3 | 5 | 10 | HeaderMin5_HeaderMax10 | 5,6,8,10 | 4 | 12 |  |  |  |  | NBS_020-110_4P_15HP_10.31_SS | 376.0572 | KPVS_2013-5/6_4P_20HP_12.03_SS | 405.9
23 | 23 | 3014-7/8-4P-60HP KPVS | KPVS_3014-7/8_4P_60HP_14.00_BRZ | 900 | 900 | 1800 | 2 | 0 | 2 | A | KPVS_SplitCase | 4 | 3 | 4 | 6 | BranchMin4_BranchMax6 | 4,5,6 | 3 | 5 | 10 | HeaderMin5_HeaderMax10 | 5,6,8,10 | 4 | 12 |  |  |  |  | NBS_020-135_4P_7.5HP_9.29_SS | 261.6739 | KPVS_2013-5/6_4P_25HP_13.00_SS | 441.1
24 | 24 | 4012-1/2-4P-5HP KPVS | KPVS_4012-1/2_4P_5HP_6.82_BRZ | 532.4 | 532.4 | 1064.8 | 2 | 0 | 2 | A | KPVS_SplitCase | 5 | 4 | 5 | 5 | BranchMin5_BranchMax5 | 5 | 1 | 6 | 8 | HeaderMin6_HeaderMax8 | 6,8 | 2 | 2 |  |  |  |  | NBS_020-135_4P_10HP_10.16_SS | 299.9456 | KPVS_2095-1/2_2P_20HP_6.75_BRZ | 369.8
25 | 25 | 4012-1/2-4P-7.5HP KPVS | KPVS_4012-1/2_4P_7.5HP_7.70_BRZ | 625.2 | 625.2 | 1250.4 | 2 | 0 | 2 | A | KPVS_SplitCase | 5 | 4 | 5 | 5 | BranchMin5_BranchMax5 | 5 | 1 | 6 | 8 | HeaderMin6_HeaderMax8 | 6,8 | 2 | 2 |  |  |  |  | NBS_020-135_4P_15HP_11.42_SS | 365.149 | KPVS_2095-1/2_2P_25HP_7.19_BRZ | 404.6
26 | 26 | 4012-1/2-4P-10HP KPVS | KPVS_4012-1/2_4P_10HP_8.39_BRZ | 696.4 | 696.4 | 1392.8 | 2 | 0 | 2 | A | KPVS_SplitCase | 5 | 4 | 5 | 6 | BranchMin5_BranchMax6 | 5,6 | 2 | 6 | 8 | HeaderMin6_HeaderMax8 | 6,8 | 2 | 4 |  |  |  |  | NBS_020-135_4P_20HP_12.52_SS | 403.7936 | KPVS_2095-1/2_2P_30HP_7.57_BRZ | 435.2
27 | 27 | 4012-1/2-4P-15HP KPVS | KPVS_4012-1/2_4P_15HP_9.28_BRZ | 775.8 | 775.8 | 1551.6 | 2 | 0 | 2 | A | KPVS_SplitCase | 5 | 4 | 5 | 6 | BranchMin5_BranchMax6 | 5,6 | 2 | 6 | 8 | HeaderMin6_HeaderMax8 | 6,8 | 2 | 4 |  |  |  |  | NBS_020-135_4P_25HP_13.31_SS | 402.7736 | KPVS_2095-1/2_2P_40HP_8.07_BRZ | 476.1
28 | 28 | 4012-1/2-4P-20HP KPVS | KPVS_4012-1/2_4P_20HP_10.04_BRZ | 829.7 | 829.7 | 1659.4 | 2 | 0 | 2 | A | KPVS_SplitCase | 5 | 4 | 5 | 6 | BranchMin5_BranchMax6 | 5,6 | 2 | 6 | 10 | HeaderMin6_HeaderMax10 | 6,8,10 | 3 | 6 |  |  |  |  | NBS_025-070_4P_1HP_4.65_SS | 183.5282 | KPVS_2095-1/2_2P_50HP_8.60_BRZ | 521.2
29 | 29 | 4012-1/2-4P-25HP KPVS | KPVS_4012-1/2_4P_25HP_10.91_BRZ | 914.4 | 914.4 | 1828.8 | 2 | 0 | 2 | A | KPVS_SplitCase | 5 | 4 | 5 | 6 | BranchMin5_BranchMax6 | 5,6 | 2 | 6 | 10 | HeaderMin6_HeaderMax10 | 6,8,10 | 3 | 6 |  |  |  |  | NBS_025-070_4P_1.5HP_5.28_SS | 235.9056 | KPVS_2095-1/2_2P_60HP_9.11_BRZ | 565.7
30 | 30 | 4012-1/2-4P-30HP KPVS | KPVS_4012-1/2_4P_30HP_11.00_BRZ | 924 | 924 | 1848 | 2 | 0 | 2 | A | KPVS_SplitCase | 5 | 4 | 5 | 6 | BranchMin5_BranchMax6 | 5,6 | 2 | 6 | 10 | HeaderMin6_HeaderMax10 | 6,8,10 | 3 | 6 |  |  |  |  | NBS_025-070_4P_2HP_5.83_SS | 254.5738 | KPVS_2095-1/2_2P_75HP_9.50_BRZ | 600
31 | 31 | 4012-7/8-4P-10HP KPVS | KPVS_4012-7/8_4P_10HP_7.56_BRZ | 887.5 | 887.5 | 1775 | 2 | 0 | 2 | A | KPVS_SplitCase | 5 | 4 | 5 | 6 | BranchMin5_BranchMax6 | 5,6 | 2 | 6 | 10 | HeaderMin6_HeaderMax10 | 6,8,10 | 3 | 6 |  |  |  |  | NBS_025-070_4P_3HP_6.61_SS | 278.649 | KPVS_3014-7/8_4P_20HP_10.51_BRZ | 597.3
32 | 32 | 4012-7/8-4P-15HP KPVS | KPVS_4012-7/8_4P_15HP_8.57_BRZ | 976.3 | 976.3 | 1952.6 | 2 | 0 | 2 | A | KPVS_SplitCase | 5 | 4 | 5 | 8 | BranchMin5_BranchMax8 | 5,6,8 | 3 | 6 | 10 | HeaderMin6_HeaderMax10 | 6,8,10 | 3 | 9 |  |  |  |  | NBS_025-070_4P_5HP_6.77_SS | 302.5651 | KPVS_3014-7/8_4P_25HP_11.23_BRZ | 656.6
33 | 33 | 4012-7/8-4P-20HP KPVS | KPVS_4012-7/8_4P_20HP_9.35_BRZ | 1058.8 | 1058.8 | 2117.6 | 2 | 0 | 2 | A | KPVS_SplitCase | 5 | 4 | 5 | 8 | BranchMin5_BranchMax8 | 5,6,8 | 3 | 6 | 10 | HeaderMin6_HeaderMax10 | 6,8,10 | 3 | 9 |  |  |  |  | NBS_025-095_4P_3HP_5.98_SS | 278.138 | KPVS_3014-7/8_4P_30HP_11.86_BRZ | 710
34 | 34 | 4012-7/8-4P-25HP KPVS | KPVS_4012-7/8_4P_25HP_9.91_BRZ | 1105.4 | 1105.4 | 2210.8 | 2 | 0 | 2 | A | KPVS_SplitCase | 5 | 4 | 5 | 8 | BranchMin5_BranchMax8 | 5,6,8 | 3 | 6 | 10 | HeaderMin6_HeaderMax10 | 6,8,10 | 3 | 9 |  |  |  |  | NBS_025-095_4P_5HP_7.17_SS | 343.952 | KPVS_3014-7/8_4P_40HP_12.92_BRZ | 802.4
35 | 35 | 4012-7/8-4P-30HP KPVS | KPVS_4012-7/8_4P_30HP_10.38_BRZ | 1130.9 | 1130.9 | 2261.8 | 2 | 0 | 2 | A | KPVS_SplitCase | 5 | 4 | 5 | 8 | BranchMin5_BranchMax8 | 5,6,8 | 3 | 6 | 10 | HeaderMin6_HeaderMax10 | 6,8,10 | 3 | 9 |  |  |  |  | NBS_025-095_4P_7.5HP_8.43_SS | 398.9817 | KPVS_3014-7/8_4P_50HP_13.79_BRZ | 880.7
36 | 36 | 4012-7/8-4P-40HP KPVS | KPVS_4012-7/8_4P_40HP_11.39_BRZ | 1197.7 | 1197.7 | 2395.4 | 2 | 0 | 2 | A | KPVS_SplitCase | 5 | 4 | 5 | 8 | BranchMin5_BranchMax8 | 5,6,8 | 3 | 6 | 10 | HeaderMin6_HeaderMax10 | 6,8,10 | 3 | 9 |  |  |  |  | NBS_025-095_4P_10HP_9.53_SS | 427.0782 | KPVS_3014-7/8_4P_60HP_14.00_BRZ | 900
37 | 37 | 4012-7/8-4P-50HP KPVS | KPVS_4012-7/8_4P_50HP_12.00_BRZ | 1259 | 1259 | 2518 | 2 | 0 | 2 | A | KPVS_SplitCase | 5 | 4 | 5 | 8 | BranchMin5_BranchMax8 | 5,6,8 | 3 | 6 | 12 | HeaderMin6_HeaderMax12 | 6,8,10,12 | 4 | 12 |  |  |  |  | NBS_025-110_4P_7.5HP_8.58_SS | 374.2437 | KPVS_3095-7/8_2P_100HP_9.24_BRZ | 964.4
38 | 38 | 4015-9/0-4P-25HP KPVS | KPVS_4015-9/0_4P_25HP_9.71_BRZ | 786.3 | 786.3 | 1572.6 | 2 | 0 | 2 | A | KPVS_SplitCase | 5 | 4 | 5 | 6 | BranchMin5_BranchMax6 | 5,6 | 2 | 6 | 8 | HeaderMin6_HeaderMax8 | 6,8 | 2 | 4 |  |  |  |  | NBS_025-110_4P_10HP_9.45_SS | 422.9151 | KPVS_3095-7/8_2P_125HP_9.50_BRZ | 1000
39 | 39 | 4015-9/0-4P-30HP KPVS | KPVS_4015-9/0_4P_30HP_10.24_BRZ | 848.4 | 848.4 | 1696.8 | 2 | 0 | 2 | A | KPVS_SplitCase | 5 | 4 | 5 | 6 | BranchMin5_BranchMax6 | 5,6 | 2 | 6 | 10 | HeaderMin6_HeaderMax10 | 6,8,10 | 3 | 6 |  |  |  |  | NBS_025-110_4P_15HP_11.02_SS | 479.4087 | KPVS_3095-7/8_2P_40HP_6.83_BRZ | 844.1
40 | 40 | 4015-9/0-4P-40HP KPVS | KPVS_4015-9/0_4P_40HP_11.17_BRZ | 960.9 | 960.9 | 1921.8 | 2 | 0 | 2 | A | KPVS_SplitCase | 5 | 4 | 5 | 8 | BranchMin5_BranchMax8 | 5,6,8 | 3 | 6 | 10 | HeaderMin6_HeaderMax10 | 6,8,10 | 3 | 9 |  |  |  |  | NBS_030-070_4P_1.5HP_4.72_SS | 318.8997 | KPVS_3095-7/8_2P_50HP_7.31_BRZ | 888.7
41 | 41 | 4015-9/0-4P-50HP KPVS | KPVS_4015-9/0_4P_50HP_11.92_BRZ | 1054.6 | 1054.6 | 2109.2 | 2 | 0 | 2 | A | KPVS_SplitCase | 5 | 4 | 5 | 8 | BranchMin5_BranchMax8 | 5,6,8 | 3 | 6 | 10 | HeaderMin6_HeaderMax10 | 6,8,10 | 3 | 9 |  |  |  |  | NBS_030-070_4P_2HP_5.20_SS | 359.467 | KPVS_3095-7/8_2P_60HP_7.80_BRZ | 910.5
42 | 42 | 4015-9/0-4P-60HP KPVS | KPVS_4015-9/0_4P_60HP_12.56_BRZ | 1137.7 | 1137.7 | 2275.4 | 2 | 0 | 2 | A | KPVS_SplitCase | 5 | 4 | 5 | 8 | BranchMin5_BranchMax8 | 5,6,8 | 3 | 6 | 10 | HeaderMin6_HeaderMax10 | 6,8,10 | 3 | 9 |  |  |  |  | NBS_030-070_4P_3HP_5.83_SS | 413.6934 | KPVS_3095-7/8_2P_75HP_8.47_BRZ | 901.5
43 | 43 | 4015-9/0-4P-75HP KPVS | KPVS_4015-9/0_4P_75HP_13.30_BRZ | 1251.5 | 1251.5 | 2503 | 2 | 0 | 2 | A | KPVS_SplitCase | 5 | 4 | 5 | 8 | BranchMin5_BranchMax8 | 5,6,8 | 3 | 6 | 12 | HeaderMin6_HeaderMax12 | 6,8,10,12 | 4 | 12 |  |  |  |  | NBS_030-070_4P_5HP_6.85_SS | 469.9181 | KPVS_4012-1/2_4P_10HP_8.39_BRZ | 696.4
44 | 44 | 4015-9/0-4P-100HP KPVS | KPVS_4015-9/0_4P_100HP_14.44_BRZ | 1415.3 | 1415.3 | 2830.6 | 2 | 0 | 2 | A | KPVS_SplitCase | 5 | 4 | 5 | 8 | BranchMin5_BranchMax8 | 5,6,8 | 3 | 6 | 12 | HeaderMin6_HeaderMax12 | 6,8,10,12 | 4 | 12 |  |  |  |  | NBS_030-095_4P_5HP_6.10_SS | 576.7129 | KPVS_4012-1/2_4P_15HP_9.28_BRZ | 775.8
45 | 45 | 4015-9/0-4P-125HP KPVS | KPVS_4015-9/0_4P_125HP_15.25_BRZ | 1500 | 1500 | 3000 | 2 | 0 | 2 | A | KPVS_SplitCase | 5 | 4 | 5 | 8 | BranchMin5_BranchMax8 | 5,6,8 | 3 | 6 | 12 | HeaderMin6_HeaderMax12 | 6,8,10,12 | 4 | 12 |  |  |  |  | NBS_030-095_4P_7.5HP_6.73_SS | 637.6666 | KPVS_4012-1/2_4P_20HP_10.04_BRZ | 829.7
46 | 46 | 5012-7/8-4P-15HP KPVS | KPVS_5012-7/8_4P_15HP_7.65_BRZ | 1236.1 | 1236.1 | 2472.2 | 2 | 0 | 2 | A | KPVS_SplitCase | 6 | 5 | 6 | 8 | BranchMin6_BranchMax8 | 6,8 | 2 | 8 | 10 | HeaderMin8_HeaderMax10 | 8,10 | 2 | 4 |  |  |  |  | NBS_030-095_4P_10HP_7.52_SS | 669.3599 | KPVS_4012-1/2_4P_25HP_10.91_BRZ | 914.4
47 | 47 | 5012-7/8-4P-20HP KPVS | KPVS_5012-7/8_4P_20HP_8.38_BRZ | 1345.4 | 1345.4 | 2690.8 | 2 | 0 | 2 | A | KPVS_SplitCase | 6 | 5 | 6 | 8 | BranchMin6_BranchMax8 | 6,8 | 2 | 8 | 12 | HeaderMin8_HeaderMax12 | 8,10,12 | 3 | 6 |  |  |  |  | NBS_030-095_4P_15HP_8.86_SS | 685.5374 | KPVS_4012-1/2_4P_30HP_11.00_BRZ | 924
48 | 48 | 5012-7/8-4P-25HP KPVS | KPVS_5012-7/8_4P_25HP_8.96_BRZ | 1441.8 | 1441.8 | 2883.6 | 2 | 0 | 2 | A | KPVS_SplitCase | 6 | 5 | 6 | 8 | BranchMin6_BranchMax8 | 6,8 | 2 | 8 | 12 | HeaderMin8_HeaderMax12 | 8,10,12 | 3 | 6 |  |  |  |  | NBS_030-110_4P_10HP_8.35_SS | 487.2856 | KPVS_4012-1/2_4P_5HP_6.82_BRZ | 532.4
49 | 49 | 5012-7/8-4P-30HP KPVS | KPVS_5012-7/8_4P_30HP_9.45_BRZ | 1529.7 | 1529.7 | 3059.4 | 2 | 0 | 2 | A | KPVS_SplitCase | 6 | 5 | 6 | 8 | BranchMin6_BranchMax8 | 6,8 | 2 | 8 | 12 | HeaderMin8_HeaderMax12 | 8,10,12 | 3 | 6 |  |  |  |  | NBS_030-110_4P_15HP_9.61_SS | 573.2974 | KPVS_4012-1/2_4P_7.5HP_7.70_BRZ | 625.2
50 | 50 | 5012-7/8-4P-40HP KPVS | KPVS_5012-7/8_4P_40HP_10.20_BRZ | 1658 | 1658 | 3316 | 2 | 0 | 2 | A | KPVS_SplitCase | 6 | 5 | 6 | 10 | BranchMin6_BranchMax10 | 6,8,10 | 3 | 8 | 12 | HeaderMin8_HeaderMax12 | 8,10,12 | 3 | 9 |  |  |  |  | NBS_030-110_4P_20HP_10.79_SS | 666.5942 | KPVS_4012-7/8_4P_10HP_7.56_BRZ | 887.5
51 | 51 | 5012-7/8-4P-50HP KPVS | KPVS_5012-7/8_4P_50HP_10.79_BRZ | 1758.4 | 1758.4 | 3516.8 | 2 | 0 | 2 | A | KPVS_SplitCase | 6 | 5 | 6 | 10 | BranchMin6_BranchMax10 | 6,8,10 | 3 | 8 | 12 | HeaderMin8_HeaderMax12 | 8,10,12 | 3 | 9 |  |  |  |  | NBS_030-135_4P_15HP_8.98_SS | 598.5182 | KPVS_4012-7/8_4P_15HP_8.57_BRZ | 976.3
52 | 52 | 5012-7/8-4P-60HP KPVS | KPVS_5012-7/8_4P_60HP_11.37_BRZ | 1869.9 | 1869.9 | 3739.8 | 2 | 0 | 2 | A | KPVS_SplitCase | 6 | 5 | 6 | 10 | BranchMin6_BranchMax10 | 6,8,10 | 3 | 8 | 14 | HeaderMin8_HeaderMax14 | 8,10,12,14 | 4 | 12 |  |  |  |  | NBS_030-135_4P_20HP_9.92_SS | 672.8213 | KPVS_4012-7/8_4P_20HP_9.35_BRZ | 1058.8
53 | 53 | 5012-7/8-4P-75HP KPVS | KPVS_5012-7/8_4P_75HP_12.00_BRZ | 2000 | 2000 | 4000 | 2 | 0 | 2 | A | KPVS_SplitCase | 6 | 5 | 6 | 10 | BranchMin6_BranchMax10 | 6,8,10 | 3 | 8 | 14 | HeaderMin8_HeaderMax14 | 8,10,12,14 | 4 | 12 |  |  |  |  | NBS_030-135_4P_25HP_10.63_SS | 735.3325 | KPVS_4012-7/8_4P_25HP_9.91_BRZ | 1105.4
54 | 54 | 5015-9/0-4P-25HP KPVS | KPVS_5015-9/0_4P_25HP_9.03_BRZ | 1495.7 | 1495.7 | 2991.4 | 2 | 0 | 2 | A | KPVS_SplitCase | 6 | 5 | 6 | 8 | BranchMin6_BranchMax8 | 6,8 | 2 | 8 | 12 | HeaderMin8_HeaderMax12 | 8,10,12 | 3 | 6 |  |  |  |  | NBS_030-135_4P_30HP_11.26_SS | 787.4175 | KPVS_4012-7/8_4P_30HP_10.38_BRZ | 1130.9
55 | 55 | 5015-9/0-4P-30HP KPVS | KPVS_5015-9/0_4P_30HP_9.62_BRZ | 1583.4 | 1583.4 | 3166.8 | 2 | 0 | 2 | A | KPVS_SplitCase | 6 | 5 | 6 | 8 | BranchMin6_BranchMax8 | 6,8 | 2 | 8 | 12 | HeaderMin8_HeaderMax12 | 8,10,12 | 3 | 6 |  |  |  |  | NBS_030-135_4P_40HP_12.91_SS | 832.83 | KPVS_4012-7/8_4P_40HP_11.39_BRZ | 1197.7
56 | 56 | 5015-9/0-4P-40HP KPVS | KPVS_5015-9/0_4P_40HP_10.56_BRZ | 1715.7 | 1715.7 | 3431.4 | 2 | 0 | 2 | A | KPVS_SplitCase | 6 | 5 | 6 | 10 | BranchMin6_BranchMax10 | 6,8,10 | 3 | 8 | 12 | HeaderMin8_HeaderMax12 | 8,10,12 | 3 | 9 |  |  |  |  | NBS_040-070_4P_2HP_4.72_SS | 541.7729 | KPVS_4012-7/8_4P_50HP_12.00_BRZ | 1259
57 | 57 | 5015-9/0-4P-50HP KPVS | KPVS_5015-9/0_4P_50HP_11.30_BRZ | 1813.1 | 1813.1 | 3626.2 | 2 | 0 | 2 | A | KPVS_SplitCase | 6 | 5 | 6 | 10 | BranchMin6_BranchMax10 | 6,8,10 | 3 | 8 | 14 | HeaderMin8_HeaderMax14 | 8,10,12,14 | 4 | 12 |  |  |  |  | NBS_040-070_4P_3HP_5.43_SS | 534.0678 | KPVS_4015-9/0_4P_100HP_14.44_BRZ | 1415.3
58 | 58 | 5015-9/0-4P-60HP KPVS | KPVS_5015-9/0_4P_60HP_11.87_BRZ | 1884.3 | 1884.3 | 3768.6 | 2 | 0 | 2 | A | KPVS_SplitCase | 6 | 5 | 6 | 10 | BranchMin6_BranchMax10 | 6,8,10 | 3 | 8 | 14 | HeaderMin8_HeaderMax14 | 8,10,12,14 | 4 | 12 |  |  |  |  | NBS_040-070_4P_5HP_6.30_SS | 695.2568 | KPVS_4015-9/0_4P_125HP_15.25_BRZ | 1500
59 | 59 | 5015-9/0-4P-75HP KPVS | KPVS_5015-9/0_4P_75HP_12.61_BRZ | 1998.6 | 1998.6 | 3997.2 | 2 | 0 | 2 | A | KPVS_SplitCase | 6 | 5 | 6 | 10 | BranchMin6_BranchMax10 | 6,8,10 | 3 | 8 | 14 | HeaderMin8_HeaderMax14 | 8,10,12,14 | 4 | 12 |  |  |  |  | NBS_040-070_4P_7.5HP_6.85_SS | 724.1837 | KPVS_4015-9/0_4P_25HP_9.71_BRZ | 786.3
60 | 60 | 5015-9/0-4P-100HP KPVS | KPVS_5015-9/0_4P_100HP_13.60_BRZ | 2182.4 | 2182.4 | 4364.8 | 2 | 0 | 2 | A | KPVS_SplitCase | 6 | 5 | 6 | 10 | BranchMin6_BranchMax10 | 6,8,10 | 3 | 8 | 16 | HeaderMin8_HeaderMax16 | 8,10,12,14,16 | 5 | 15 |  |  |  |  | NBS_040-095_4P_7.5HP_6.38_SS | 864.0628 | KPVS_4015-9/0_4P_30HP_10.24_BRZ | 848.4
61 | 61 | 5015-9/0-4P-125HP KPVS | KPVS_5015-9/0_4P_125HP_14.35_BRZ | 2327.6 | 2327.6 | 4655.2 | 2 | 0 | 2 | A | KPVS_SplitCase | 6 | 5 | 6 | 10 | BranchMin6_BranchMax10 | 6,8,10 | 3 | 8 | 16 | HeaderMin8_HeaderMax16 | 8,10,12,14,16 | 5 | 15 |  |  |  |  | NBS_040-095_4P_10HP_7.09_SS | 924.6022 | KPVS_4015-9/0_4P_40HP_11.17_BRZ | 960.9
62 | 62 | 5015-9/0-4P-150HP KPVS | KPVS_5015-9/0_4P_150HP_15.00_BRZ | 2460 | 2460 | 4920 | 2 | 0 | 2 | A | KPVS_SplitCase | 6 | 5 | 6 | 10 | BranchMin6_BranchMax10 | 6,8,10 | 3 | 8 | 16 | HeaderMin8_HeaderMax16 | 8,10,12,14,16 | 5 | 15 |  |  |  |  | NBS_040-095_4P_15HP_8.35_SS | 1036.8753 | KPVS_4015-9/0_4P_50HP_11.92_BRZ | 1054.6
63 | 63 | 6012-3/4-4P-20HP KPVS | KPVS_6012-3/4_4P_20HP_7.18_BRZ | 1948.3 | 1948.3 | 3896.6 | 2 | 0 | 2 | A | KPVS_SplitCase | 8 | 6 | 8 | 10 | BranchMin8_BranchMax10 | 8,10 | 2 | 10 | 14 | HeaderMin10_HeaderMax14 | 10,12,14 | 3 | 6 |  |  |  |  | NBS_040-095_4P_20HP_9.37_SS | 1098.4714 | KPVS_4015-9/0_4P_60HP_12.56_BRZ | 1137.7
64 | 64 | 6012-3/4-4P-25HP KPVS | KPVS_6012-3/4_4P_25HP_7.66_BRZ | 2103.8 | 2103.8 | 4207.6 | 2 | 0 | 2 | A | KPVS_SplitCase | 8 | 6 | 8 | 10 | BranchMin8_BranchMax10 | 8,10 | 2 | 10 | 14 | HeaderMin10_HeaderMax14 | 10,12,14 | 3 | 6 |  |  |  |  | NBS_040-110_4P_15HP_8.11_SS | 877.0156 | KPVS_4015-9/0_4P_75HP_13.30_BRZ | 1251.5
65 | 65 | 6012-3/4-4P-30HP KPVS | KPVS_6012-3/4_4P_30HP_8.02_BRZ | 2220.5 | 2220.5 | 4441 | 2 | 0 | 2 | A | KPVS_SplitCase | 8 | 6 | 8 | 10 | BranchMin8_BranchMax10 | 8,10 | 2 | 10 | 16 | HeaderMin10_HeaderMax16 | 10,12,14,16 | 4 | 8 |  |  |  |  | NBS_040-110_4P_20HP_8.74_SS | 948.7162 | KPVS_5012-7/8_4P_15HP_7.65_BRZ | 1236.1
66 | 66 | 6012-3/4-4P-40HP KPVS | KPVS_6012-3/4_4P_40HP_8.86_BRZ | 2492.6 | 2492.6 | 4985.2 | 2 | 0 | 2 | A | KPVS_SplitCase | 8 | 6 | 8 | 10 | BranchMin8_BranchMax10 | 8,10 | 2 | 10 | 16 | HeaderMin10_HeaderMax16 | 10,12,14,16 | 4 | 8 |  |  |  |  | NBS_040-110_4P_25HP_9.45_SS | 981.9574 | KPVS_5012-7/8_4P_20HP_8.38_BRZ | 1345.4
67 | 67 | 6012-3/4-4P-50HP KPVS | KPVS_6012-3/4_4P_50HP_9.85_BRZ | 2801.3 | 2801.3 | 5602.6 | 2 | 0 | 2 | A | KPVS_SplitCase | 8 | 6 | 8 | 12 | BranchMin8_BranchMax12 | 8,10,12 | 3 | 10 | 18 | HeaderMin10_HeaderMax18 | 10,12,14,16,18 | 5 | 15 |  |  |  |  | NBS_040-110_4P_30HP_10.08_SS | 1058.92 | KPVS_5012-7/8_4P_25HP_8.96_BRZ | 1441.8
68 | 68 | 6012-3/4-4P-60HP KPVS | KPVS_6012-3/4_4P_60HP_10.38_BRZ | 2944.6 | 2944.6 | 5889.2 | 2 | 0 | 2 | A | KPVS_SplitCase | 8 | 6 | 8 | 12 | BranchMin8_BranchMax12 | 8,10,12 | 3 | 10 | 18 | HeaderMin10_HeaderMax18 | 10,12,14,16,18 | 5 | 15 |  |  |  |  | NBS_040-135_4P_20HP_9.29_SS | 812.9455 | KPVS_5012-7/8_4P_30HP_9.45_BRZ | 1529.7
69 | 69 | 6012-3/4-4P-75HP KPVS | KPVS_6012-3/4_4P_75HP_11.05_BRZ | 3118.5 | 3118.5 | 6237 | 2 | 0 | 2 | A | KPVS_SplitCase | 8 | 6 | 8 | 12 | BranchMin8_BranchMax12 | 8,10,12 | 3 | 10 | 18 | HeaderMin10_HeaderMax18 | 10,12,14,16,18 | 5 | 15 |  |  |  |  | NBS_040-135_4P_25HP_10.24_SS | 894.4426 | KPVS_5012-7/8_4P_40HP_10.20_BRZ | 1658
70 | 70 | 6012-3/4-4P-100HP KPVS | KPVS_6012-3/4_4P_100HP_12.00_BRZ | 3375 | 3375 | 6750 | 2 | 0 | 2 | A | KPVS_SplitCase | 8 | 6 | 8 | 12 | BranchMin8_BranchMax12 | 8,10,12 | 3 | 10 | 18 | HeaderMin10_HeaderMax18 | 10,12,14,16,18 | 5 | 15 |  |  |  |  | NBS_040-135_4P_30HP_10.94_SS | 958.5264 | KPVS_5012-7/8_4P_50HP_10.79_BRZ | 1758.4
71 | 71 | 6015-3/4-4P-40HP KPVS | KPVS_6015-3/4_4P_40HP_9.03_BRZ | 2242.4 | 2242.4 | 4484.8 | 2 | 0 | 2 | A | KPVS_SplitCase | 8 | 6 | 8 | 10 | BranchMin8_BranchMax10 | 8,10 | 2 | 10 | 16 | HeaderMin10_HeaderMax16 | 10,12,14,16 | 4 | 8 |  |  |  |  | NBS_040-135_4P_40HP_11.81_SS | 1092.3955 | KPVS_5012-7/8_4P_60HP_11.37_BRZ | 1869.9
72 | 72 | 6015-3/4-4P-50HP KPVS | KPVS_6015-3/4_4P_50HP_9.58_BRZ | 2378.6 | 2378.6 | 4757.2 | 2 | 0 | 2 | A | KPVS_SplitCase | 8 | 6 | 8 | 10 | BranchMin8_BranchMax10 | 8,10 | 2 | 10 | 16 | HeaderMin10_HeaderMax16 | 10,12,14,16 | 4 | 8 |  |  |  |  | NBS_040-135_4P_50HP_12.83_SS | 1108.1578 | KPVS_5012-7/8_4P_75HP_12.00_BRZ | 2000
73 | 73 | 6015-3/4-4P-60HP KPVS | KPVS_6015-3/4_4P_60HP_10.10_BRZ | 2507.3 | 2507.3 | 5014.6 | 2 | 0 | 2 | A | KPVS_SplitCase | 8 | 6 | 8 | 12 | BranchMin8_BranchMax12 | 8,10,12 | 3 | 10 | 16 | HeaderMin10_HeaderMax16 | 10,12,14,16 | 4 | 12 |  |  |  |  | NBS_040-150_4P_50HP_12.36_SS | 1179.7044 | KPVS_5015-9/0_4P_100HP_13.60_BRZ | 2182.4
74 | 74 | 6015-3/4-4P-75HP KPVS | KPVS_6015-3/4_4P_75HP_10.82_BRZ | 2685.5 | 2685.5 | 5371 | 2 | 0 | 2 | A | KPVS_SplitCase | 8 | 6 | 8 | 12 | BranchMin8_BranchMax12 | 8,10,12 | 3 | 10 | 16 | HeaderMin10_HeaderMax16 | 10,12,14,16 | 4 | 12 |  |  |  |  | NBS_040-150_4P_60HP_13.07_SS | 1257.8884 | KPVS_5015-9/0_4P_125HP_14.35_BRZ | 2327.6
75 | 75 | 6015-3/4-4P-100HP KPVS | KPVS_6015-3/4_4P_100HP_11.99_BRZ | 2975 | 2975 | 5950 | 2 | 0 | 2 | A | KPVS_SplitCase | 8 | 6 | 8 | 12 | BranchMin8_BranchMax12 | 8,10,12 | 3 | 10 | 18 | HeaderMin10_HeaderMax18 | 10,12,14,16,18 | 5 | 15 |  |  |  |  | NBS_040-150_4P_75HP_14.02_SS | 1397.6463 | KPVS_5015-9/0_4P_150HP_15.00_BRZ | 2460
76 | 76 | 6015-3/4-4P-125HP KPVS | KPVS_6015-3/4_4P_125HP_12.84_BRZ | 3257.5 | 3257.5 | 6515 | 2 | 0 | 2 | A | KPVS_SplitCase | 8 | 6 | 8 | 12 | BranchMin8_BranchMax12 | 8,10,12 | 3 | 10 | 18 | HeaderMin10_HeaderMax18 | 10,12,14,16,18 | 5 | 15 |  |  |  |  | NBS_040-150_4P_100HP_15.28_SS | 1556.5458 | KPVS_5015-9/0_4P_25HP_9.03_BRZ | 1495.7
77 | 77 | 6015-3/4-4P-150HP KPVS | KPVS_6015-3/4_4P_150HP_13.50_BRZ | 3513.8 | 3513.8 | 7027.6 | 2 | 0 | 2 | A | KPVS_SplitCase | 8 | 6 | 8 | 12 | BranchMin8_BranchMax12 | 8,10,12 | 3 | 10 | 18 | HeaderMin10_HeaderMax18 | 10,12,14,16,18 | 5 | 15 |  |  |  |  | NBS_040-150_4P_125HP_16.14_SS | 1658.4722 | KPVS_5015-9/0_4P_30HP_9.62_BRZ | 1583.4
78 | 78 | 6015-3/4-4P-200HP KPVS | KPVS_6015-3/4_4P_200HP_14.71_BRZ | 3946.3 | 3946.3 | 7892.6 | 2 | 0 | 2 | A | KPVS_SplitCase | 8 | 6 | 8 | 14 | BranchMin8_BranchMax14 | 8,10,12,14 | 4 | 10 | 20 | HeaderMin10_HeaderMax20 | 10,12,14,16,18,20 | 6 | 24 |  |  |  |  | NBS_040-150_4P_150HP_16.77_SS | 1749.9638 | KPVS_5015-9/0_4P_40HP_10.56_BRZ | 1715.7
79 | 79 | 6015-3/4-4P-250HP KPVS | KPVS_6015-3/4_4P_250HP_15.00_BRZ | 4050 | 4050 | 8100 | 2 | 0 | 2 | A | KPVS_SplitCase | 8 | 6 | 8 | 14 | BranchMin8_BranchMax14 | 8,10,12,14 | 4 | 10 | 20 | HeaderMin10_HeaderMax20 | 10,12,14,16,18,20 | 6 | 24 |  |  |  |  | NBS_050-070_4P_3HP_4.88_SS | 840.0118 | KPVS_5015-9/0_4P_50HP_11.30_BRZ | 1813.1
80 | 80 | 6019-7/8-4P-125HP KPVS | KPVS_6019-7/8_4P_125HP_15.17_BRZ | 2174.5 | 2174.5 | 4349 | 2 | 0 | 2 | A | KPVS_SplitCase | 8 | 6 | 8 | 10 | BranchMin8_BranchMax10 | 8,10 | 2 | 10 | 16 | HeaderMin10_HeaderMax16 | 10,12,14,16 | 4 | 8 |  |  |  |  | NBS_050-070_4P_5HP_6.06_SS | 912.3919 | KPVS_5015-9/0_4P_60HP_11.87_BRZ | 1884.3
81 | 81 | 6019-7/8-4P-150HP KPVS | KPVS_6019-7/8_4P_150HP_15.81_BRZ | 2306.3 | 2306.3 | 4612.6 | 2 | 0 | 2 | A | KPVS_SplitCase | 8 | 6 | 8 | 10 | BranchMin8_BranchMax10 | 8,10 | 2 | 10 | 16 | HeaderMin10_HeaderMax16 | 10,12,14,16 | 4 | 8 |  |  |  |  | NBS_050-070_4P_7.5HP_6.61_SS | 963.4895 | KPVS_5015-9/0_4P_75HP_12.61_BRZ | 1998.6
82 | 82 | 6019-7/8-4P-200HP KPVS | KPVS_6019-7/8_4P_200HP_17.26_BRZ | 2615.2 | 2615.2 | 5230.4 | 2 | 0 | 2 | A | KPVS_SplitCase | 8 | 6 | 8 | 12 | BranchMin8_BranchMax12 | 8,10,12 | 3 | 10 | 16 | HeaderMin10_HeaderMax16 | 10,12,14,16 | 4 | 12 |  |  |  |  | NBS_050-070_4P_10HP_6.93_SS | 1003.339 | KPVS_6012-3/4_4P_100HP_12.00_BRZ | 3375
83 | 83 | 6019-7/8-4P-250HP KPVS | KPVS_6019-7/8_4P_250HP_18.44_BRZ | 2874.5 | 2874.5 | 5749 | 2 | 0 | 2 | A | KPVS_SplitCase | 8 | 6 | 8 | 12 | BranchMin8_BranchMax12 | 8,10,12 | 3 | 10 | 18 | HeaderMin10_HeaderMax18 | 10,12,14,16,18 | 5 | 15 |  |  |  |  | NBS_050-095_4P_10HP_6.46_SS | 1234.2559 | KPVS_6012-3/4_4P_20HP_7.18_BRZ | 1948.3
84 | 84 | 6019-7/8-4P-300HP KPVS | KPVS_6019-7/8_4P_300HP_19.00_BRZ | 3000 | 3000 | 6000 | 2 | 0 | 2 | A | KPVS_SplitCase | 8 | 6 | 8 | 12 | BranchMin8_BranchMax12 | 8,10,12 | 3 | 10 | 18 | HeaderMin10_HeaderMax18 | 10,12,14,16,18 | 5 | 15 |  |  |  |  | NBS_050-095_4P_15HP_7.40_SS | 1338.3397 | KPVS_6012-3/4_4P_25HP_7.66_BRZ | 2103.8
85 | 85 | 8012-5/6-4P-30HP KPVS | KPVS_8012-5/6_4P_30HP_7.25_BRZ | 2655.1 | 2655.1 | 5310.2 | 2 | 0 | 2 | A | KPVS_SplitCase | 10 | 8 | 10 | 12 | BranchMin10_BranchMax12 | 10,12 | 2 | 12 | 16 | HeaderMin12_HeaderMax16 | 12,14,16 | 3 | 6 |  |  |  |  | NBS_050-095_4P_20HP_8.19_SS | 1409.7542 | KPVS_6012-3/4_4P_30HP_8.02_BRZ | 2220.5
86 | 86 | 8012-5/6-4P-40HP KPVS | KPVS_8012-5/6_4P_40HP_8.36_BRZ | 3152.9 | 3152.9 | 6305.8 | 2 | 0 | 2 | A | KPVS_SplitCase | 10 | 8 | 10 | 12 | BranchMin10_BranchMax12 | 10,12 | 2 | 12 | 18 | HeaderMin12_HeaderMax18 | 12,14,16,18 | 4 | 8 |  |  |  |  | NBS_050-095_4P_25HP_8.74_SS | 1493.981 | KPVS_6012-3/4_4P_40HP_8.86_BRZ | 2492.6
87 | 87 | 8012-5/6-4P-50HP KPVS | KPVS_8012-5/6_4P_50HP_9.16_BRZ | 3509.4 | 3509.4 | 7018.8 | 2 | 0 | 2 | A | KPVS_SplitCase | 10 | 8 | 10 | 12 | BranchMin10_BranchMax12 | 10,12 | 2 | 12 | 18 | HeaderMin12_HeaderMax18 | 12,14,16,18 | 4 | 8 |  |  |  |  | NBS_050-095_4P_30HP_9.13_SS | 1550.69 | KPVS_6012-3/4_4P_50HP_9.85_BRZ | 2801.3
88 | 88 | 8012-5/6-4P-60HP KPVS | KPVS_8012-5/6_4P_60HP_9.76_BRZ | 3787.8 | 3787.8 | 7575.6 | 2 | 0 | 2 | A | KPVS_SplitCase | 10 | 8 | 10 | 14 | BranchMin10_BranchMax14 | 10,12,14 | 3 | 12 | 20 | HeaderMin12_HeaderMax20 | 12,14,16,18,20 | 5 | 15 |  |  |  |  | NBS_050-110_4P_20HP_8.35_SS | 1352.693 | KPVS_6012-3/4_4P_60HP_10.38_BRZ | 2944.6
89 | 89 | 8012-5/6-4P-75HP KPVS | KPVS_8012-5/6_4P_75HP_10.38_BRZ | 4118.9 | 4118.9 | 8237.8 | 2 | 0 | 2 | A | KPVS_SplitCase | 10 | 8 | 10 | 14 | BranchMin10_BranchMax14 | 10,12,14 | 3 | 12 | 20 | HeaderMin12_HeaderMax20 | 12,14,16,18,20 | 5 | 15 |  |  |  |  | NBS_050-110_4P_25HP_9.06_SS | 1398.703 | KPVS_6012-3/4_4P_75HP_11.05_BRZ | 3118.5
90 | 90 | 8012-5/6-4P-100HP KPVS | KPVS_8012-5/6_4P_100HP_11.25_BRZ | 4600.7 | 4600.7 | 9201.4 | 2 | 0 | 2 | A | KPVS_SplitCase | 10 | 8 | 10 | 16 | BranchMin10_BranchMax16 | 10,12,14,16 | 4 | 12 | 24 | HeaderMin12_HeaderMax24 | 12,14,16,18,20,24 | 6 | 24 |  |  |  |  | NBS_050-110_4P_30HP_9.61_SS | 1508.9068 | KPVS_6015-3/4_4P_100HP_11.99_BRZ | 2975
91 | 91 | 8012-5/6-4P-125HP KPVS | KPVS_8012-5/6_4P_125HP_12.00_BRZ | 5002.5 | 5002.5 | 10005 | 2 | 0 | 2 | A | KPVS_SplitCase | 10 | 8 | 10 | 16 | BranchMin10_BranchMax16 | 10,12,14,16 | 4 | 12 | 24 | HeaderMin12_HeaderMax24 | 12,14,16,18,20,24 | 6 | 24 |  |  |  |  | NBS_050-110_4P_40HP_10.63_SS | 1674.3665 | KPVS_6015-3/4_4P_125HP_12.84_BRZ | 3257.5
92 | 92 | 8015-3/4-4P-60HP KPVS | KPVS_8015-3/4_4P_60HP_9.15_BRZ | 3658.5 | 3658.5 | 7317 | 2 | 0 | 2 | A | KPVS_SplitCase | 10 | 8 | 10 | 14 | BranchMin10_BranchMax14 | 10,12,14 | 3 | 12 | 20 | HeaderMin12_HeaderMax20 | 12,14,16,18,20 | 5 | 15 |  |  |  |  | NBS_050-135_4P_25HP_8.86_SS | 1200.4144 | KPVS_6015-3/4_4P_150HP_13.50_BRZ | 3513.8
93 | 93 | 8015-3/4-4P-75HP KPVS | KPVS_8015-3/4_4P_75HP_9.92_BRZ | 3958.8 | 3958.8 | 7917.6 | 2 | 0 | 2 | A | KPVS_SplitCase | 10 | 8 | 10 | 14 | BranchMin10_BranchMax14 | 10,12,14 | 3 | 12 | 20 | HeaderMin12_HeaderMax20 | 12,14,16,18,20 | 5 | 15 |  |  |  |  | NBS_050-135_4P_30HP_9.49_SS | 1283.8269 | KPVS_6015-3/4_4P_200HP_14.71_BRZ | 3946.3
94 | 94 | 8015-3/4-4P-100HP KPVS | KPVS_8015-3/4_4P_100HP_10.95_BRZ | 4360.5 | 4360.5 | 8721 | 2 | 0 | 2 | A | KPVS_SplitCase | 10 | 8 | 10 | 16 | BranchMin10_BranchMax16 | 10,12,14,16 | 4 | 12 | 20 | HeaderMin12_HeaderMax20 | 12,14,16,18,20 | 5 | 20 |  |  |  |  | NBS_050-135_4P_40HP_10.59_SS | 1416.7849 | KPVS_6015-3/4_4P_250HP_15.00_BRZ | 4050
95 | 95 | 8015-3/4-4P-125HP KPVS | KPVS_8015-3/4_4P_125HP_11.69_BRZ | 4649.1 | 4649.1 | 9298.2 | 2 | 0 | 2 | A | KPVS_SplitCase | 10 | 8 | 10 | 16 | BranchMin10_BranchMax16 | 10,12,14,16 | 4 | 12 | 24 | HeaderMin12_HeaderMax24 | 12,14,16,18,20,24 | 6 | 24 |  |  |  |  | NBS_050-135_4P_50HP_11.30_SS | 1508.8665 | KPVS_6015-3/4_4P_40HP_9.03_BRZ | 2242.4
96 | 96 | 8015-3/4-4P-150HP KPVS | KPVS_8015-3/4_4P_150HP_12.23_BRZ | 4862.4 | 4862.4 | 9724.8 | 2 | 0 | 2 | A | KPVS_SplitCase | 10 | 8 | 10 | 16 | BranchMin10_BranchMax16 | 10,12,14,16 | 4 | 12 | 24 | HeaderMin12_HeaderMax24 | 12,14,16,18,20,24 | 6 | 24 |  |  |  |  | NBS_050-135_4P_60HP_12.01_SS | 1598.8017 | KPVS_6015-3/4_4P_50HP_9.58_BRZ | 2378.6
97 | 97 | 8015-3/4-4P-200HP KPVS | KPVS_8015-3/4_4P_200HP_13.29_BRZ | 5297.1 | 5297.1 | 10594.2 | 2 | 0 | 2 | A | KPVS_SplitCase | 10 | 8 | 10 | 16 | BranchMin10_BranchMax16 | 10,12,14,16 | 4 | 12 | 24 | HeaderMin12_HeaderMax24 | 12,14,16,18,20,24 | 6 | 24 |  |  |  |  | NBS_050-135_4P_75HP_13.03_SS | 1689.4197 | KPVS_6015-3/4_4P_60HP_10.10_BRZ | 2507.3
98 | 98 | 8015-3/4-4P-250HP KPVS | KPVS_8015-3/4_4P_250HP_14.19_BRZ | 5667.9 | 5667.9 | 11335.8 | 2 | 0 | 2 | A | KPVS_SplitCase | 10 | 8 | 10 | 18 | BranchMin10_BranchMax18 | 10,12,14,16,18 | 5 | 12 | 24 | HeaderMin12_HeaderMax24 | 12,14,16,18,20,24 | 6 | 30 |  |  |  |  | NBS_050-150_4P_75HP_11.73_SS | 2092.9884 | KPVS_6015-3/4_4P_75HP_10.82_BRZ | 2685.5
99 | 99 | 8015-3/4-4P-300HP KPVS | KPVS_8015-3/4_4P_300HP_15.00_BRZ | 6000 | 6000 | 12000 | 2 | 0 | 2 | A | KPVS_SplitCase | 10 | 8 | 10 | 18 | BranchMin10_BranchMax18 | 10,12,14,16,18 | 5 | 12 | 24 | HeaderMin12_HeaderMax24 | 12,14,16,18,20,24 | 6 | 30 |  |  |  |  | NBS_050-150_4P_100HP_12.99_SS | 2346.9884 | KPVS_6019-7/8_4P_125HP_15.17_BRZ | 2174.5
100 | 100 | 8020-5/6-4P-250HP KPVS | KPVS_8020-5/6_4P_250HP_14.05_BRZ | 5650.2 | 5650.2 | 11300.4 | 2 | 0 | 2 | A | KPVS_SplitCase | 12 | 8 | 12 | 18 | BranchMin12_BranchMax18 | 12,14,16,18 | 4 | 14 | 24 | HeaderMin14_HeaderMax24 | 14,16,18,20,24 | 5 | 20 |  |  |  |  | NBS_050-150_4P_125HP_14.09_SS | 2529.5219 | KPVS_6019-7/8_4P_150HP_15.81_BRZ | 2306.3
101 | 101 | 8020-5/6-4P-300HP KPVS | KPVS_8020-5/6_4P_300HP_14.81_BRZ | 5920 | 5920 | 11840 | 2 | 0 | 2 | A | KPVS_SplitCase | 12 | 8 | 12 | 18 | BranchMin12_BranchMax18 | 12,14,16,18 | 4 | 14 | 24 | HeaderMin14_HeaderMax24 | 14,16,18,20,24 | 5 | 20 |  |  |  |  | NBS_050-150_4P_150HP_14.96_SS | 2703.7978 | KPVS_6019-7/8_4P_200HP_17.26_BRZ | 2615.2
102 | 102 | 1012-1/2-4P-60HP KPVS | KPVS_1012-1/2_4P_60HP_8.54_BRZ | 4880.8 | 4880.8 | 9761.6 | 2 | 0 | 2 | A | KPVS_SplitCase | 12 | 10 | 12 | 16 | BranchMin12_BranchMax16 | 12,14,16 | 3 | 14 | 24 | HeaderMin14_HeaderMax24 | 14,16,18,20,24 | 5 | 15 |  |  |  |  | NBS_060-095_4P_15HP_7.32_SS | 2169.9766 | KPVS_6019-7/8_4P_250HP_18.44_BRZ | 2874.5
103 | 103 | 1012-1/2-4P-75HP KPVS | KPVS_1012-1/2_4P_75HP_9.30_BRZ | 5233.9 | 5233.9 | 10467.8 | 2 | 0 | 2 | A | KPVS_SplitCase | 12 | 10 | 12 | 16 | BranchMin12_BranchMax16 | 12,14,16 | 3 | 14 | 24 | HeaderMin14_HeaderMax24 | 14,16,18,20,24 | 5 | 15 |  |  |  |  | NBS_060-095_4P_20HP_7.95_SS | 2284.2526 | KPVS_6019-7/8_4P_300HP_19.00_BRZ | 3000
104 | 104 | 1012-1/2-4P-100HP KPVS | KPVS_1012-1/2_4P_100HP_10.20_BRZ | 5663.7 | 5663.7 | 11327.4 | 2 | 0 | 2 | A | KPVS_SplitCase | 12 | 10 | 12 | 18 | BranchMin12_BranchMax18 | 12,14,16,18 | 4 | 14 | 24 | HeaderMin14_HeaderMax24 | 14,16,18,20,24 | 5 | 20 |  |  |  |  | NBS_060-095_4P_25HP_8.43_SS | 2385.0423 | KPVS_8012-5/6_4P_100HP_11.25_BRZ | 4600.7
105 | 105 | 1012-1/2-4P-125HP KPVS | KPVS_1012-1/2_4P_125HP_10.79_BRZ | 6091.7 | 6091.7 | 12183.4 | 2 | 0 | 2 | A | KPVS_SplitCase | 12 | 10 | 12 | 18 | BranchMin12_BranchMax18 | 12,14,16,18 | 4 | 14 | 24 | HeaderMin14_HeaderMax24 | 14,16,18,20,24 | 5 | 20 |  |  |  |  | NBS_060-095_4P_30HP_8.90_SS | 2493.7612 | KPVS_8012-5/6_4P_125HP_12.00_BRZ | 5002.5
106 | 106 | 1012-1/2-4P-150HP KPVS | KPVS_1012-1/2_4P_150HP_11.42_BRZ | 6598.6 | 6598.6 | 13197.2 | 2 | 0 | 2 | A | KPVS_SplitCase | 12 | 10 | 12 | 18 | BranchMin12_BranchMax18 | 12,14,16,18 | 4 | 14 | 24 | HeaderMin14_HeaderMax24 | 14,16,18,20,24 | 5 | 20 |  |  |  |  | NBS_060-095_4P_40HP_9.53_SS | 2617.6301 | KPVS_8012-5/6_4P_30HP_7.25_BRZ | 2655.1
107 | 107 | 1012-1/2-4P-200HP KPVS | KPVS_1012-1/2_4P_200HP_12.00_BRZ | 7035 | 7035 | 14070 | 2 | 0 | 2 | A | KPVS_SplitCase | 12 | 10 | 12 | 18 | BranchMin12_BranchMax18 | 12,14,16,18 | 4 | 14 | 24 | HeaderMin14_HeaderMax24 | 14,16,18,20,24 | 5 | 20 |  |  |  |  | NBS_060-110_4P_30HP_8.78_SS | 2227.2787 | KPVS_8012-5/6_4P_40HP_8.36_BRZ | 3152.9
108 | 108 | 1015-3/4-4P-125HP KPVS | KPVS_1015-3/4_4P_125HP_11.26_BRZ | 5646.6 | 5646.6 | 11293.2 | 2 | 0 | 2 | A | KPVS_SplitCase | 12 | 10 | 12 | 18 | BranchMin12_BranchMax18 | 12,14,16,18 | 4 | 14 | 24 | HeaderMin14_HeaderMax24 | 14,16,18,20,24 | 5 | 20 |  |  |  |  | NBS_060-110_4P_40HP_9.57_SS | 2407.488 | KPVS_8012-5/6_4P_50HP_9.16_BRZ | 3509.4
109 | 109 | 1015-3/4-4P-150HP KPVS | KPVS_1015-3/4_4P_150HP_11.96_BRZ | 6108.6 | 6108.6 | 12217.2 | 2 | 0 | 2 | A | KPVS_SplitCase | 12 | 10 | 12 | 18 | BranchMin12_BranchMax18 | 12,14,16,18 | 4 | 14 | 24 | HeaderMin14_HeaderMax24 | 14,16,18,20,24 | 5 | 20 |  |  |  |  | NBS_060-110_4P_50HP_10.20_SS | 2508.3577 | KPVS_8012-5/6_4P_60HP_9.76_BRZ | 3787.8
110 | 110 | 1015-3/4-4P-200HP KPVS | KPVS_1015-3/4_4P_200HP_12.89_BRZ | 6722.4 | 6722.4 | 13444.8 | 2 | 0 | 2 | A | KPVS_SplitCase | 12 | 10 | 12 | 18 | BranchMin12_BranchMax18 | 12,14,16,18 | 4 | 14 | 24 | HeaderMin14_HeaderMax24 | 14,16,18,20,24 | 5 | 20 |  |  |  |  | NBS_060-110_4P_60HP_10.75_SS | 2624.9016 | KPVS_8012-5/6_4P_75HP_10.38_BRZ | 4118.9
111 | 111 | 1015-3/4-4P-250HP KPVS | KPVS_1015-3/4_4P_250HP_13.52_BRZ | 7055.6 | 7055.6 | 14111.2 | 2 | 0 | 2 | A | KPVS_SplitCase | 12 | 10 | 12 | 20 | BranchMin12_BranchMax20 | 12,14,16,18,20 | 5 | 14 | 24 | HeaderMin14_HeaderMax24 | 14,16,18,20,24 | 5 | 25 |  |  |  |  | NBS_060-135_4P_40HP_9.25_SS | 2111.5713 | KPVS_8015-3/4_4P_100HP_10.95_BRZ | 4360.5
112 | 112 | 1015-3/4-4P-300HP KPVS | KPVS_1015-3/4_4P_300HP_14.03_BRZ | 7256.3 | 7256.3 | 14512.6 | 2 | 0 | 2 | A | KPVS_SplitCase | 12 | 10 | 12 | 20 | BranchMin12_BranchMax20 | 12,14,16,18,20 | 5 | 14 | 24 | HeaderMin14_HeaderMax24 | 14,16,18,20,24 | 5 | 25 |  |  |  |  | NBS_060-135_4P_50HP_9.96_SS | 2305.4296 | KPVS_8015-3/4_4P_125HP_11.69_BRZ | 4649.1
113 | 113 | 1220-5/6-6P-125HP KPVS | KPVS_1220-5/6_6P_125HP_13.61_BRZ | 7208.6 | 7208.6 | 14417.2 | 2 | 0 | 2 | A | KPVS_SplitCase | 14 | 12 | 14 | 20 | BranchMin14_BranchMax20 | 14,16,18,20 | 4 | 16 | 24 | HeaderMin16_HeaderMax24 | 16,18,20,24 | 4 | 16 |  |  |  |  | NBS_060-135_4P_60HP_10.35_SS | 2491.2746 | KPVS_8015-3/4_4P_150HP_12.23_BRZ | 4862.4
114 | 114 | 1220-5/6-6P-150HP KPVS | KPVS_1220-5/6_6P_150HP_14.41_BRZ | 7821.9 | 7821.9 | 15643.8 | 2 | 0 | 2 | A | KPVS_SplitCase | 14 | 12 | 14 | 20 | BranchMin14_BranchMax20 | 14,16,18,20 | 4 | 16 | 24 | HeaderMin16_HeaderMax24 | 16,18,20,24 | 4 | 16 |  |  |  |  | NBS_060-135_4P_75HP_11.22_SS | 2766.6299 | KPVS_8015-3/4_4P_200HP_13.29_BRZ | 5297.1
115 | 115 | 1220-5/6-6P-200HP KPVS | KPVS_1220-5/6_6P_200HP_16.03_BRZ | 9109.1 | 9109.1 | 18218.2 | 2 | 0 | 2 | A | KPVS_SplitCase | 14 | 12 | 14 | 24 | BranchMin14_BranchMax24 | 14,16,18,20,24 | 5 | 16 | 24 | HeaderMin16_HeaderMax24 | 16,18,20,24 | 4 | 20 |  |  |  |  | NBS_060-135_4P_100HP_12.24_SS | 3069.239 | KPVS_8015-3/4_4P_250HP_14.19_BRZ | 5667.9
116 | 116 | 1220-5/6-6P-250HP KPVS | KPVS_1220-5/6_6P_250HP_17.26_BRZ | 10125.3 | 10125.3 | 20250.6 | 2 | 0 | 2 | A | KPVS_SplitCase | 14 | 12 | 14 | 24 | BranchMin14_BranchMax24 | 14,16,18,20,24 | 5 | 16 | 24 | HeaderMin16_HeaderMax24 | 16,18,20,24 | 4 | 20 |  |  |  |  | NBS_060-135_4P_125HP_12.83_SS | 3426.3556 | KPVS_8015-3/4_4P_300HP_15.00_BRZ | 6000
117 | 117 | 1220-5/6-6P-300HP KPVS | KPVS_1220-5/6_6P_300HP_18.18_BRZ | 10905.9 | 10905.9 | 21811.8 | 2 | 0 | 2 | A | KPVS_SplitCase | 14 | 12 | 14 | 24 | BranchMin14_BranchMax24 | 14,16,18,20,24 | 5 | 16 | 24 | HeaderMin16_HeaderMax24 | 16,18,20,24 | 4 | 20 |  |  |  |  | NBS_060-150_4P_125HP_11.97_SS | 2867.819 | KPVS_8015-3/4_4P_60HP_9.15_BRZ | 3658.5
118 | 118 | 1415-1/2-4P-250HP KPVS | KPVS_1415-1/2_4P_250HP_12.73_BRZ | 10473.9 | 10473.9 | 20947.8 | 2 | 0 | 2 | A | KPVS_SplitCase | 16 | 14 | 16 | 24 | BranchMin16_BranchMax24 | 16,18,20,24 | 4 | 18 | 24 | HeaderMin18_HeaderMax24 | 18,20,24 | 3 | 12 |  |  |  |  | NBS_060-150_4P_150HP_12.83_SS | 3379.8685 | KPVS_8015-3/4_4P_75HP_9.92_BRZ | 3958.8
119 | 119 | 1415-1/2-4P-300HP KPVS | KPVS_1415-1/2_4P_300HP_13.48_BRZ | 11367.6 | 11367.6 | 22735.2 | 2 | 0 | 2 | A | KPVS_SplitCase | 16 | 14 | 16 | 24 | BranchMin16_BranchMax24 | 16,18,20,24 | 4 | 18 | 24 | HeaderMin18_HeaderMax24 | 18,20,24 | 3 | 12 |  |  |  |  | NBS_060-150_4P_200HP_14.8_SS | 3737.7603 | KPVS_8020-5/6_4P_250HP_14.05_BRZ | 5650.2
120 | 120 | 1415-3/4-4P-300HP KPVS | KPVS_1415-3/4_4P_300HP_13.24_BRZ | 11554.5 | 11554.5 | 23109 | 2 | 0 | 2 | A | KPVS_SplitCase | 18 | 14 | 18 | 24 | BranchMin18_BranchMax24 | 18,20,24 | 3 | 20 | 24 | HeaderMin20_HeaderMax24 | 20,24 | 2 | 6 |  |  |  |  | NBS_060-150_4P_250HP_15.83_SS | 3875.064 | KPVS_8020-5/6_4P_300HP_14.81_BRZ | 5920
121 | 1 | 2095-1/2-2P-20HP KPVS | KPVS_2095-1/2_2P_25HP_7.19_BRZ | 404.6 | 404.6 | 809.2 | 3 | 0 | 3 | B | KPVS_SplitCase | 2.5 | 2 | 2.5 | 5 | BranchMin2.5_BranchMax5 | 2.5,3,4,5 | 4 | 3 | 6 | HeaderMin3_HeaderMax6 | 3,4,5,6 | 4 | 16 |  |  |  |  | NBS_080-135_4P_60HP_9.84_SS | 4004.1439
122 | 2 | 2095-1/2-2P-25HP KPVS | KPVS_2095-1/2_2P_30HP_7.57_BRZ | 435.2 | 435.2 | 870.4 | 3 | 0 | 3 | B | KPVS_SplitCase | 2.5 | 2 | 2.5 | 5 | BranchMin2.5_BranchMax5 | 2.5,3,4,5 | 4 | 3 | 6 | HeaderMin3_HeaderMax6 | 3,4,5,6 | 4 | 16 |  |  |  |  | NBS_080-135_4P_75HP_10.31_SS | 4295.2175
123 | 3 | 2095-1/2-2P-30HP KPVS | KPVS_2095-1/2_2P_40HP_8.07_BRZ | 476.1 | 476.1 | 952.2 | 3 | 0 | 3 | B | KPVS_SplitCase | 2.5 | 2 | 2.5 | 5 | BranchMin2.5_BranchMax5 | 2.5,3,4,5 | 4 | 3 | 8 | HeaderMin3_HeaderMax8 | 3,4,5,6,8 | 5 | 20 |  |  |  |  | NBS_080-135_4P_100HP_11.26_SS | 4595.0968
124 | 4 | 2095-1/2-2P-40HP KPVS | KPVS_2095-1/2_2P_50HP_8.60_BRZ | 521.2 | 521.2 | 1042.4 | 3 | 0 | 3 | B | KPVS_SplitCase | 2.5 | 2 | 2.5 | 5 | BranchMin2.5_BranchMax5 | 2.5,3,4,5 | 4 | 3 | 8 | HeaderMin3_HeaderMax8 | 3,4,5,6,8 | 5 | 20 |  |  |  |  | NBS_080-135_4P_125HP_11.89_SS | 4656.6379
125 | 5 | 2095-1/2-2P-50HP KPVS | KPVS_2095-1/2_2P_60HP_9.11_BRZ | 565.7 | 565.7 | 1131.4 | 3 | 0 | 3 | B | KPVS_SplitCase | 2.5 | 2 | 2.5 | 5 | BranchMin2.5_BranchMax5 | 2.5,3,4,5 | 4 | 3 | 8 | HeaderMin3_HeaderMax8 | 3,4,5,6,8 | 5 | 20 |  |  |  |  | NBS_080-135_4P_150HP_12.60_SS | 4664.6626
126 | 6 | 2095-1/2-2P-60HP KPVS | KPVS_2095-1/2_2P_75HP_9.50_BRZ | 600 | 600 | 1200 | 3 | 0 | 3 | B | KPVS_SplitCase | 2.5 | 2 | 2.5 | 5 | BranchMin2.5_BranchMax5 | 2.5,3,4,5 | 4 | 3 | 8 | HeaderMin3_HeaderMax8 | 3,4,5,6,8 | 5 | 20 |  |  |  |  | NBS_080-150_4P_125HP_12.20_SS | 3448.9864
127 | 7 | 2095-1/2-2P-75HP KPVS | KPVS_2095-1/2_2P_40HP_8.07_BRZ | 476.1 | 476.1 | 952.2 | 3 | 0 | 3 | B | KPVS_SplitCase | 2.5 | 2 | 2.5 | 5 | BranchMin2.5_BranchMax5 | 2.5,3,4,5 | 4 | 3 | 8 | HeaderMin3_HeaderMax8 | 3,4,5,6,8 | 5 | 20 |  |  |  |  | NBS_080-150_4P_150HP_12.99_SS | 3639.5425
128 | 8 | 2013-5/6-4P-10HP KPVS | KPVS_2013-5/6_4P_10HP_9.49_SS | 309.5 | 309.5 | 619 | 3 | 0 | 3 | B | KPVS_SplitCase | 2.5 | 2 | 2.5 | 4 | BranchMin2.5_BranchMax4 | 2.5,3,4 | 3 | 3 | 5 | HeaderMin3_HeaderMax5 | 3,4,5 | 3 | 9 |  |  |  |  | NBS_080-150_4P_200HP_14.25_SS | 4042.4929
129 | 9 | 2013-5/6-4P-15HP KPVS | KPVS_2013-5/6_4P_15HP_10.92_SS | 366.2 | 366.2 | 732.4 | 3 | 0 | 3 | B | KPVS_SplitCase | 2.5 | 2 | 2.5 | 4 | BranchMin2.5_BranchMax4 | 2.5,3,4 | 3 | 3 | 6 | HeaderMin3_HeaderMax6 | 3,4,5,6 | 4 | 12 |  |  |  |  | NBS_080-150_4P_250HP_15.59_SS | 4332.4218
130 | 10 | 2013-5/6-4P-20HP KPVS | KPVS_2013-5/6_4P_20HP_12.03_SS | 405.9 | 405.9 | 811.8 | 3 | 0 | 3 | B | KPVS_SplitCase | 2.5 | 2 | 2.5 | 5 | BranchMin2.5_BranchMax5 | 2.5,3,4,5 | 4 | 3 | 6 | HeaderMin3_HeaderMax6 | 3,4,5,6 | 4 | 16 |  |  |  |  | NBS_100-150_4P_150HP_12.48_SS | 5072.7199
131 | 11 | 2013-5/6-4P-25HP KPVS | KPVS_2013-5/6_4P_25HP_13.00_SS | 441.1 | 441.1 | 882.2 | 3 | 0 | 3 | B | KPVS_SplitCase | 2.5 | 2 | 2.5 | 5 | BranchMin2.5_BranchMax5 | 2.5,3,4,5 | 4 | 3 | 6 | HeaderMin3_HeaderMax6 | 3,4,5,6 | 4 | 16 |  |  |  |  | NBS_100-150_4P_200HP_13.66_SS | 5521.0639
132 | 12 | 3095-7/8-2P-40HP KPVS | KPVS_3095-7/8_2P_40HP_6.83_BRZ | 844.1 | 844.1 | 1688.2 | 3 | 0 | 3 | B | KPVS_SplitCase | 4 | 3 | 4 | 6 | BranchMin4_BranchMax6 | 4,5,6 | 3 | 5 | 10 | HeaderMin5_HeaderMax10 | 5,6,8,10 | 4 | 12 |  |  |  |  | NBS_100-150_4P_250HP_14.76_SS | 5727.2058
133 | 13 | 3095-7/8-2P-50HP KPVS | KPVS_3095-7/8_2P_50HP_7.31_BRZ | 888.7 | 888.7 | 1777.4 | 3 | 0 | 3 | B | KPVS_SplitCase | 4 | 3 | 4 | 6 | BranchMin4_BranchMax6 | 4,5,6 | 3 | 5 | 10 | HeaderMin5_HeaderMax10 | 5,6,8,10 | 4 | 12
134 | 14 | 3095-7/8-2P-60HP KPVS | KPVS_3095-7/8_2P_60HP_7.80_BRZ | 910.5 | 910.5 | 1821 | 3 | 0 | 3 | B | KPVS_SplitCase | 4 | 3 | 4 | 6 | BranchMin4_BranchMax6 | 4,5,6 | 3 | 5 | 10 | HeaderMin5_HeaderMax10 | 5,6,8,10 | 4 | 12
135 | 15 | 3095-7/8-2P-75HP KPVS | KPVS_3095-7/8_2P_75HP_8.47_BRZ | 901.5 | 901.5 | 1803 | 3 | 0 | 3 | B | KPVS_SplitCase | 4 | 3 | 4 | 6 | BranchMin4_BranchMax6 | 4,5,6 | 3 | 5 | 10 | HeaderMin5_HeaderMax10 | 5,6,8,10 | 4 | 12
136 | 16 | 3095-7/8-2P-100HP KPVS | KPVS_3095-7/8_2P_100HP_9.24_BRZ | 964.4 | 964.4 | 1928.8 | 3 | 0 | 3 | B | KPVS_SplitCase | 4 | 3 | 4 | 8 | BranchMin4_BranchMax8 | 4,5,6,8 | 4 | 5 | 10 | HeaderMin5_HeaderMax10 | 5,6,8,10 | 4 | 16
137 | 17 | 3095-7/8-2P-125HP KPVS | KPVS_3095-7/8_2P_125HP_9.50_BRZ | 1000 | 1000 | 2000 | 3 | 0 | 3 | B | KPVS_SplitCase | 4 | 3 | 4 | 8 | BranchMin4_BranchMax8 | 4,5,6,8 | 4 | 5 | 10 | HeaderMin5_HeaderMax10 | 5,6,8,10 | 4 | 16
138 | 18 | 3014-7/8-4P-20HP KPVS | KPVS_3014-7/8_4P_20HP_10.51_BRZ | 597.3 | 597.3 | 1194.6 | 3 | 0 | 3 | B | KPVS_SplitCase | 4 | 3 | 4 | 5 | BranchMin4_BranchMax5 | 4,5 | 2 | 5 | 8 | HeaderMin5_HeaderMax8 | 5,6,8 | 3 | 6
139 | 19 | 3014-7/8-4P-25HP KPVS | KPVS_3014-7/8_4P_25HP_11.23_BRZ | 656.6 | 656.6 | 1313.2 | 3 | 0 | 3 | B | KPVS_SplitCase | 4 | 3 | 4 | 6 | BranchMin4_BranchMax6 | 4,5,6 | 3 | 5 | 8 | HeaderMin5_HeaderMax8 | 5,6,8 | 3 | 9
140 | 20 | 3014-7/8-4P-30HP KPVS | KPVS_3014-7/8_4P_30HP_11.86_BRZ | 710 | 710 | 1420 | 3 | 0 | 3 | B | KPVS_SplitCase | 4 | 3 | 4 | 6 | BranchMin4_BranchMax6 | 4,5,6 | 3 | 5 | 8 | HeaderMin5_HeaderMax8 | 5,6,8 | 3 | 9
141 | 21 | 3014-7/8-4P-40HP KPVS | KPVS_3014-7/8_4P_40HP_12.92_BRZ | 802.4 | 802.4 | 1604.8 | 3 | 0 | 3 | B | KPVS_SplitCase | 4 | 3 | 4 | 6 | BranchMin4_BranchMax6 | 4,5,6 | 3 | 5 | 10 | HeaderMin5_HeaderMax10 | 5,6,8,10 | 4 | 12
142 | 22 | 3014-7/8-4P-50HP KPVS | KPVS_3014-7/8_4P_50HP_13.79_BRZ | 880.7 | 880.7 | 1761.4 | 3 | 0 | 3 | B | KPVS_SplitCase | 4 | 3 | 4 | 6 | BranchMin4_BranchMax6 | 4,5,6 | 3 | 5 | 10 | HeaderMin5_HeaderMax10 | 5,6,8,10 | 4 | 12
143 | 23 | 3014-7/8-4P-60HP KPVS | KPVS_3014-7/8_4P_60HP_14.00_BRZ | 900 | 900 | 1800 | 3 | 0 | 3 | B | KPVS_SplitCase | 4 | 3 | 4 | 6 | BranchMin4_BranchMax6 | 4,5,6 | 3 | 5 | 10 | HeaderMin5_HeaderMax10 | 5,6,8,10 | 4 | 12
144 | 24 | 4012-1/2-4P-5HP KPVS | KPVS_4012-1/2_4P_5HP_6.82_BRZ | 532.4 | 532.4 | 1064.8 | 3 | 0 | 3 | B | KPVS_SplitCase | 5 | 4 | 5 | 5 | BranchMin5_BranchMax5 | 5 | 1 | 6 | 8 | HeaderMin6_HeaderMax8 | 6,8 | 2 | 2
145 | 25 | 4012-1/2-4P-7.5HP KPVS | KPVS_4012-1/2_4P_7.5HP_7.70_BRZ | 625.2 | 625.2 | 1250.4 | 3 | 0 | 3 | B | KPVS_SplitCase | 5 | 4 | 5 | 5 | BranchMin5_BranchMax5 | 5 | 1 | 6 | 8 | HeaderMin6_HeaderMax8 | 6,8 | 2 | 2
146 | 26 | 4012-1/2-4P-10HP KPVS | KPVS_4012-1/2_4P_10HP_8.39_BRZ | 696.4 | 696.4 | 1392.8 | 3 | 0 | 3 | B | KPVS_SplitCase | 5 | 4 | 5 | 6 | BranchMin5_BranchMax6 | 5,6 | 2 | 6 | 8 | HeaderMin6_HeaderMax8 | 6,8 | 2 | 4
147 | 27 | 4012-1/2-4P-15HP KPVS | KPVS_4012-1/2_4P_15HP_9.28_BRZ | 775.8 | 775.8 | 1551.6 | 3 | 0 | 3 | B | KPVS_SplitCase | 5 | 4 | 5 | 6 | BranchMin5_BranchMax6 | 5,6 | 2 | 6 | 8 | HeaderMin6_HeaderMax8 | 6,8 | 2 | 4
148 | 28 | 4012-1/2-4P-20HP KPVS | KPVS_4012-1/2_4P_20HP_10.04_BRZ | 829.7 | 829.7 | 1659.4 | 3 | 0 | 3 | B | KPVS_SplitCase | 5 | 4 | 5 | 6 | BranchMin5_BranchMax6 | 5,6 | 2 | 6 | 10 | HeaderMin6_HeaderMax10 | 6,8,10 | 3 | 6
149 | 29 | 4012-1/2-4P-25HP KPVS | KPVS_4012-1/2_4P_25HP_10.91_BRZ | 914.4 | 914.4 | 1828.8 | 3 | 0 | 3 | B | KPVS_SplitCase | 5 | 4 | 5 | 6 | BranchMin5_BranchMax6 | 5,6 | 2 | 6 | 10 | HeaderMin6_HeaderMax10 | 6,8,10 | 3 | 6
150 | 30 | 4012-1/2-4P-30HP KPVS | KPVS_4012-1/2_4P_30HP_11.00_BRZ | 924 | 924 | 1848 | 3 | 0 | 3 | B | KPVS_SplitCase | 5 | 4 | 5 | 6 | BranchMin5_BranchMax6 | 5,6 | 2 | 6 | 10 | HeaderMin6_HeaderMax10 | 6,8,10 | 3 | 6
151 | 31 | 4012-7/8-4P-10HP KPVS | KPVS_4012-7/8_4P_10HP_7.56_BRZ | 887.5 | 887.5 | 1775 | 3 | 0 | 3 | B | KPVS_SplitCase | 5 | 4 | 5 | 6 | BranchMin5_BranchMax6 | 5,6 | 2 | 6 | 10 | HeaderMin6_HeaderMax10 | 6,8,10 | 3 | 6
152 | 32 | 4012-7/8-4P-15HP KPVS | KPVS_4012-7/8_4P_15HP_8.57_BRZ | 976.3 | 976.3 | 1952.6 | 3 | 0 | 3 | B | KPVS_SplitCase | 5 | 4 | 5 | 8 | BranchMin5_BranchMax8 | 5,6,8 | 3 | 6 | 10 | HeaderMin6_HeaderMax10 | 6,8,10 | 3 | 9
153 | 33 | 4012-7/8-4P-20HP KPVS | KPVS_4012-7/8_4P_20HP_9.35_BRZ | 1058.8 | 1058.8 | 2117.6 | 3 | 0 | 3 | B | KPVS_SplitCase | 5 | 4 | 5 | 8 | BranchMin5_BranchMax8 | 5,6,8 | 3 | 6 | 10 | HeaderMin6_HeaderMax10 | 6,8,10 | 3 | 9
154 | 34 | 4012-7/8-4P-25HP KPVS | KPVS_4012-7/8_4P_25HP_9.91_BRZ | 1105.4 | 1105.4 | 2210.8 | 3 | 0 | 3 | B | KPVS_SplitCase | 5 | 4 | 5 | 8 | BranchMin5_BranchMax8 | 5,6,8 | 3 | 6 | 10 | HeaderMin6_HeaderMax10 | 6,8,10 | 3 | 9
155 | 35 | 4012-7/8-4P-30HP KPVS | KPVS_4012-7/8_4P_30HP_10.38_BRZ | 1130.9 | 1130.9 | 2261.8 | 3 | 0 | 3 | B | KPVS_SplitCase | 5 | 4 | 5 | 8 | BranchMin5_BranchMax8 | 5,6,8 | 3 | 6 | 10 | HeaderMin6_HeaderMax10 | 6,8,10 | 3 | 9
156 | 36 | 4012-7/8-4P-40HP KPVS | KPVS_4012-7/8_4P_40HP_11.39_BRZ | 1197.7 | 1197.7 | 2395.4 | 3 | 0 | 3 | B | KPVS_SplitCase | 5 | 4 | 5 | 8 | BranchMin5_BranchMax8 | 5,6,8 | 3 | 6 | 10 | HeaderMin6_HeaderMax10 | 6,8,10 | 3 | 9
157 | 37 | 4012-7/8-4P-50HP KPVS | KPVS_4012-7/8_4P_50HP_12.00_BRZ | 1259 | 1259 | 2518 | 3 | 0 | 3 | B | KPVS_SplitCase | 5 | 4 | 5 | 8 | BranchMin5_BranchMax8 | 5,6,8 | 3 | 6 | 12 | HeaderMin6_HeaderMax12 | 6,8,10,12 | 4 | 12
158 | 38 | 4015-9/0-4P-25HP KPVS | KPVS_4015-9/0_4P_25HP_9.71_BRZ | 786.3 | 786.3 | 1572.6 | 3 | 0 | 3 | B | KPVS_SplitCase | 5 | 4 | 5 | 6 | BranchMin5_BranchMax6 | 5,6 | 2 | 6 | 8 | HeaderMin6_HeaderMax8 | 6,8 | 2 | 4
159 | 39 | 4015-9/0-4P-30HP KPVS | KPVS_4015-9/0_4P_30HP_10.24_BRZ | 848.4 | 848.4 | 1696.8 | 3 | 0 | 3 | B | KPVS_SplitCase | 5 | 4 | 5 | 6 | BranchMin5_BranchMax6 | 5,6 | 2 | 6 | 10 | HeaderMin6_HeaderMax10 | 6,8,10 | 3 | 6
160 | 40 | 4015-9/0-4P-40HP KPVS | KPVS_4015-9/0_4P_40HP_11.17_BRZ | 960.9 | 960.9 | 1921.8 | 3 | 0 | 3 | B | KPVS_SplitCase | 5 | 4 | 5 | 8 | BranchMin5_BranchMax8 | 5,6,8 | 3 | 6 | 10 | HeaderMin6_HeaderMax10 | 6,8,10 | 3 | 9
161 | 41 | 4015-9/0-4P-50HP KPVS | KPVS_4015-9/0_4P_50HP_11.92_BRZ | 1054.6 | 1054.6 | 2109.2 | 3 | 0 | 3 | B | KPVS_SplitCase | 5 | 4 | 5 | 8 | BranchMin5_BranchMax8 | 5,6,8 | 3 | 6 | 10 | HeaderMin6_HeaderMax10 | 6,8,10 | 3 | 9
162 | 42 | 4015-9/0-4P-60HP KPVS | KPVS_4015-9/0_4P_60HP_12.56_BRZ | 1137.7 | 1137.7 | 2275.4 | 3 | 0 | 3 | B | KPVS_SplitCase | 5 | 4 | 5 | 8 | BranchMin5_BranchMax8 | 5,6,8 | 3 | 6 | 10 | HeaderMin6_HeaderMax10 | 6,8,10 | 3 | 9
163 | 43 | 4015-9/0-4P-75HP KPVS | KPVS_4015-9/0_4P_75HP_13.30_BRZ | 1251.5 | 1251.5 | 2503 | 3 | 0 | 3 | B | KPVS_SplitCase | 5 | 4 | 5 | 8 | BranchMin5_BranchMax8 | 5,6,8 | 3 | 6 | 12 | HeaderMin6_HeaderMax12 | 6,8,10,12 | 4 | 12
164 | 44 | 4015-9/0-4P-100HP KPVS | KPVS_4015-9/0_4P_100HP_14.44_BRZ | 1415.3 | 1415.3 | 2830.6 | 3 | 0 | 3 | B | KPVS_SplitCase | 5 | 4 | 5 | 8 | BranchMin5_BranchMax8 | 5,6,8 | 3 | 6 | 12 | HeaderMin6_HeaderMax12 | 6,8,10,12 | 4 | 12
165 | 45 | 4015-9/0-4P-125HP KPVS | KPVS_4015-9/0_4P_125HP_15.25_BRZ | 1500 | 1500 | 3000 | 3 | 0 | 3 | B | KPVS_SplitCase | 5 | 4 | 5 | 8 | BranchMin5_BranchMax8 | 5,6,8 | 3 | 6 | 12 | HeaderMin6_HeaderMax12 | 6,8,10,12 | 4 | 12
166 | 46 | 5012-7/8-4P-15HP KPVS | KPVS_5012-7/8_4P_15HP_7.65_BRZ | 1236.1 | 1236.1 | 2472.2 | 3 | 0 | 3 | B | KPVS_SplitCase | 6 | 5 | 6 | 8 | BranchMin6_BranchMax8 | 6,8 | 2 | 8 | 10 | HeaderMin8_HeaderMax10 | 8,10 | 2 | 4
167 | 47 | 5012-7/8-4P-20HP KPVS | KPVS_5012-7/8_4P_20HP_8.38_BRZ | 1345.4 | 1345.4 | 2690.8 | 3 | 0 | 3 | B | KPVS_SplitCase | 6 | 5 | 6 | 8 | BranchMin6_BranchMax8 | 6,8 | 2 | 8 | 12 | HeaderMin8_HeaderMax12 | 8,10,12 | 3 | 6
168 | 48 | 5012-7/8-4P-25HP KPVS | KPVS_5012-7/8_4P_25HP_8.96_BRZ | 1441.8 | 1441.8 | 2883.6 | 3 | 0 | 3 | B | KPVS_SplitCase | 6 | 5 | 6 | 8 | BranchMin6_BranchMax8 | 6,8 | 2 | 8 | 12 | HeaderMin8_HeaderMax12 | 8,10,12 | 3 | 6
169 | 49 | 5012-7/8-4P-30HP KPVS | KPVS_5012-7/8_4P_30HP_9.45_BRZ | 1529.7 | 1529.7 | 3059.4 | 3 | 0 | 3 | B | KPVS_SplitCase | 6 | 5 | 6 | 8 | BranchMin6_BranchMax8 | 6,8 | 2 | 8 | 12 | HeaderMin8_HeaderMax12 | 8,10,12 | 3 | 6
170 | 50 | 5012-7/8-4P-40HP KPVS | KPVS_5012-7/8_4P_40HP_10.20_BRZ | 1658 | 1658 | 3316 | 3 | 0 | 3 | B | KPVS_SplitCase | 6 | 5 | 6 | 10 | BranchMin6_BranchMax10 | 6,8,10 | 3 | 8 | 12 | HeaderMin8_HeaderMax12 | 8,10,12 | 3 | 9
171 | 51 | 5012-7/8-4P-50HP KPVS | KPVS_5012-7/8_4P_50HP_10.79_BRZ | 1758.4 | 1758.4 | 3516.8 | 3 | 0 | 3 | B | KPVS_SplitCase | 6 | 5 | 6 | 10 | BranchMin6_BranchMax10 | 6,8,10 | 3 | 8 | 12 | HeaderMin8_HeaderMax12 | 8,10,12 | 3 | 9
172 | 52 | 5012-7/8-4P-60HP KPVS | KPVS_5012-7/8_4P_60HP_11.37_BRZ | 1869.9 | 1869.9 | 3739.8 | 3 | 0 | 3 | B | KPVS_SplitCase | 6 | 5 | 6 | 10 | BranchMin6_BranchMax10 | 6,8,10 | 3 | 8 | 14 | HeaderMin8_HeaderMax14 | 8,10,12,14 | 4 | 12
173 | 53 | 5012-7/8-4P-75HP KPVS | KPVS_5012-7/8_4P_75HP_12.00_BRZ | 2000 | 2000 | 4000 | 3 | 0 | 3 | B | KPVS_SplitCase | 6 | 5 | 6 | 10 | BranchMin6_BranchMax10 | 6,8,10 | 3 | 8 | 14 | HeaderMin8_HeaderMax14 | 8,10,12,14 | 4 | 12
174 | 54 | 5015-9/0-4P-25HP KPVS | KPVS_5015-9/0_4P_25HP_9.03_BRZ | 1495.7 | 1495.7 | 2991.4 | 3 | 0 | 3 | B | KPVS_SplitCase | 6 | 5 | 6 | 8 | BranchMin6_BranchMax8 | 6,8 | 2 | 8 | 12 | HeaderMin8_HeaderMax12 | 8,10,12 | 3 | 6
175 | 55 | 5015-9/0-4P-30HP KPVS | KPVS_5015-9/0_4P_30HP_9.62_BRZ | 1583.4 | 1583.4 | 3166.8 | 3 | 0 | 3 | B | KPVS_SplitCase | 6 | 5 | 6 | 8 | BranchMin6_BranchMax8 | 6,8 | 2 | 8 | 12 | HeaderMin8_HeaderMax12 | 8,10,12 | 3 | 6
176 | 56 | 5015-9/0-4P-40HP KPVS | KPVS_5015-9/0_4P_40HP_10.56_BRZ | 1715.7 | 1715.7 | 3431.4 | 3 | 0 | 3 | B | KPVS_SplitCase | 6 | 5 | 6 | 10 | BranchMin6_BranchMax10 | 6,8,10 | 3 | 8 | 12 | HeaderMin8_HeaderMax12 | 8,10,12 | 3 | 9
177 | 57 | 5015-9/0-4P-50HP KPVS | KPVS_5015-9/0_4P_50HP_11.30_BRZ | 1813.1 | 1813.1 | 3626.2 | 3 | 0 | 3 | B | KPVS_SplitCase | 6 | 5 | 6 | 10 | BranchMin6_BranchMax10 | 6,8,10 | 3 | 8 | 14 | HeaderMin8_HeaderMax14 | 8,10,12,14 | 4 | 12
178 | 58 | 5015-9/0-4P-60HP KPVS | KPVS_5015-9/0_4P_60HP_11.87_BRZ | 1884.3 | 1884.3 | 3768.6 | 3 | 0 | 3 | B | KPVS_SplitCase | 6 | 5 | 6 | 10 | BranchMin6_BranchMax10 | 6,8,10 | 3 | 8 | 14 | HeaderMin8_HeaderMax14 | 8,10,12,14 | 4 | 12
179 | 59 | 5015-9/0-4P-75HP KPVS | KPVS_5015-9/0_4P_75HP_12.61_BRZ | 1998.6 | 1998.6 | 3997.2 | 3 | 0 | 3 | B | KPVS_SplitCase | 6 | 5 | 6 | 10 | BranchMin6_BranchMax10 | 6,8,10 | 3 | 8 | 14 | HeaderMin8_HeaderMax14 | 8,10,12,14 | 4 | 12
180 | 60 | 5015-9/0-4P-100HP KPVS | KPVS_5015-9/0_4P_100HP_13.60_BRZ | 2182.4 | 2182.4 | 4364.8 | 3 | 0 | 3 | B | KPVS_SplitCase | 6 | 5 | 6 | 10 | BranchMin6_BranchMax10 | 6,8,10 | 3 | 8 | 16 | HeaderMin8_HeaderMax16 | 8,10,12,14,16 | 5 | 15
181 | 61 | 5015-9/0-4P-125HP KPVS | KPVS_5015-9/0_4P_125HP_14.35_BRZ | 2327.6 | 2327.6 | 4655.2 | 3 | 0 | 3 | B | KPVS_SplitCase | 6 | 5 | 6 | 10 | BranchMin6_BranchMax10 | 6,8,10 | 3 | 8 | 16 | HeaderMin8_HeaderMax16 | 8,10,12,14,16 | 5 | 15
182 | 62 | 5015-9/0-4P-150HP KPVS | KPVS_5015-9/0_4P_150HP_15.00_BRZ | 2460 | 2460 | 4920 | 3 | 0 | 3 | B | KPVS_SplitCase | 6 | 5 | 6 | 10 | BranchMin6_BranchMax10 | 6,8,10 | 3 | 8 | 16 | HeaderMin8_HeaderMax16 | 8,10,12,14,16 | 5 | 15
183 | 63 | 6012-3/4-4P-20HP KPVS | KPVS_6012-3/4_4P_20HP_7.18_BRZ | 1948.3 | 1948.3 | 3896.6 | 3 | 0 | 3 | B | KPVS_SplitCase | 8 | 6 | 8 | 10 | BranchMin8_BranchMax10 | 8,10 | 2 | 10 | 14 | HeaderMin10_HeaderMax14 | 10,12,14 | 3 | 6
184 | 64 | 6012-3/4-4P-25HP KPVS | KPVS_6012-3/4_4P_25HP_7.66_BRZ | 2103.8 | 2103.8 | 4207.6 | 3 | 0 | 3 | B | KPVS_SplitCase | 8 | 6 | 8 | 10 | BranchMin8_BranchMax10 | 8,10 | 2 | 10 | 14 | HeaderMin10_HeaderMax14 | 10,12,14 | 3 | 6
185 | 65 | 6012-3/4-4P-30HP KPVS | KPVS_6012-3/4_4P_30HP_8.02_BRZ | 2220.5 | 2220.5 | 4441 | 3 | 0 | 3 | B | KPVS_SplitCase | 8 | 6 | 8 | 10 | BranchMin8_BranchMax10 | 8,10 | 2 | 10 | 16 | HeaderMin10_HeaderMax16 | 10,12,14,16 | 4 | 8
186 | 66 | 6012-3/4-4P-40HP KPVS | KPVS_6012-3/4_4P_40HP_8.86_BRZ | 2492.6 | 2492.6 | 4985.2 | 3 | 0 | 3 | B | KPVS_SplitCase | 8 | 6 | 8 | 10 | BranchMin8_BranchMax10 | 8,10 | 2 | 10 | 16 | HeaderMin10_HeaderMax16 | 10,12,14,16 | 4 | 8
187 | 67 | 6012-3/4-4P-50HP KPVS | KPVS_6012-3/4_4P_50HP_9.85_BRZ | 2801.3 | 2801.3 | 5602.6 | 3 | 0 | 3 | B | KPVS_SplitCase | 8 | 6 | 8 | 12 | BranchMin8_BranchMax12 | 8,10,12 | 3 | 10 | 18 | HeaderMin10_HeaderMax18 | 10,12,14,16,18 | 5 | 15
188 | 68 | 6012-3/4-4P-60HP KPVS | KPVS_6012-3/4_4P_60HP_10.38_BRZ | 2944.6 | 2944.6 | 5889.2 | 3 | 0 | 3 | B | KPVS_SplitCase | 8 | 6 | 8 | 12 | BranchMin8_BranchMax12 | 8,10,12 | 3 | 10 | 18 | HeaderMin10_HeaderMax18 | 10,12,14,16,18 | 5 | 15
189 | 69 | 6012-3/4-4P-75HP KPVS | KPVS_6012-3/4_4P_75HP_11.05_BRZ | 3118.5 | 3118.5 | 6237 | 3 | 0 | 3 | B | KPVS_SplitCase | 8 | 6 | 8 | 12 | BranchMin8_BranchMax12 | 8,10,12 | 3 | 10 | 18 | HeaderMin10_HeaderMax18 | 10,12,14,16,18 | 5 | 15
190 | 70 | 6012-3/4-4P-100HP KPVS | KPVS_6012-3/4_4P_100HP_12.00_BRZ | 3375 | 3375 | 6750 | 3 | 0 | 3 | B | KPVS_SplitCase | 8 | 6 | 8 | 12 | BranchMin8_BranchMax12 | 8,10,12 | 3 | 10 | 18 | HeaderMin10_HeaderMax18 | 10,12,14,16,18 | 5 | 15
191 | 71 | 6015-3/4-4P-40HP KPVS | KPVS_6015-3/4_4P_40HP_9.03_BRZ | 2242.4 | 2242.4 | 4484.8 | 3 | 0 | 3 | B | KPVS_SplitCase | 8 | 6 | 8 | 10 | BranchMin8_BranchMax10 | 8,10 | 2 | 10 | 16 | HeaderMin10_HeaderMax16 | 10,12,14,16 | 4 | 8
192 | 72 | 6015-3/4-4P-50HP KPVS | KPVS_6015-3/4_4P_50HP_9.58_BRZ | 2378.6 | 2378.6 | 4757.2 | 3 | 0 | 3 | B | KPVS_SplitCase | 8 | 6 | 8 | 10 | BranchMin8_BranchMax10 | 8,10 | 2 | 10 | 16 | HeaderMin10_HeaderMax16 | 10,12,14,16 | 4 | 8
193 | 73 | 6015-3/4-4P-60HP KPVS | KPVS_6015-3/4_4P_60HP_10.10_BRZ | 2507.3 | 2507.3 | 5014.6 | 3 | 0 | 3 | B | KPVS_SplitCase | 8 | 6 | 8 | 12 | BranchMin8_BranchMax12 | 8,10,12 | 3 | 10 | 16 | HeaderMin10_HeaderMax16 | 10,12,14,16 | 4 | 12
194 | 74 | 6015-3/4-4P-75HP KPVS | KPVS_6015-3/4_4P_75HP_10.82_BRZ | 2685.5 | 2685.5 | 5371 | 3 | 0 | 3 | B | KPVS_SplitCase | 8 | 6 | 8 | 12 | BranchMin8_BranchMax12 | 8,10,12 | 3 | 10 | 16 | HeaderMin10_HeaderMax16 | 10,12,14,16 | 4 | 12
195 | 75 | 6015-3/4-4P-100HP KPVS | KPVS_6015-3/4_4P_100HP_11.99_BRZ | 2975 | 2975 | 5950 | 3 | 0 | 3 | B | KPVS_SplitCase | 8 | 6 | 8 | 12 | BranchMin8_BranchMax12 | 8,10,12 | 3 | 10 | 18 | HeaderMin10_HeaderMax18 | 10,12,14,16,18 | 5 | 15
196 | 76 | 6015-3/4-4P-125HP KPVS | KPVS_6015-3/4_4P_125HP_12.84_BRZ | 3257.5 | 3257.5 | 6515 | 3 | 0 | 3 | B | KPVS_SplitCase | 8 | 6 | 8 | 12 | BranchMin8_BranchMax12 | 8,10,12 | 3 | 10 | 18 | HeaderMin10_HeaderMax18 | 10,12,14,16,18 | 5 | 15
197 | 77 | 6015-3/4-4P-150HP KPVS | KPVS_6015-3/4_4P_150HP_13.50_BRZ | 3513.8 | 3513.8 | 7027.6 | 3 | 0 | 3 | B | KPVS_SplitCase | 8 | 6 | 8 | 12 | BranchMin8_BranchMax12 | 8,10,12 | 3 | 10 | 18 | HeaderMin10_HeaderMax18 | 10,12,14,16,18 | 5 | 15
198 | 78 | 6015-3/4-4P-200HP KPVS | KPVS_6015-3/4_4P_200HP_14.71_BRZ | 3946.3 | 3946.3 | 7892.6 | 3 | 0 | 3 | B | KPVS_SplitCase | 8 | 6 | 8 | 14 | BranchMin8_BranchMax14 | 8,10,12,14 | 4 | 10 | 20 | HeaderMin10_HeaderMax20 | 10,12,14,16,18,20 | 6 | 24
199 | 79 | 6015-3/4-4P-250HP KPVS | KPVS_6015-3/4_4P_250HP_15.00_BRZ | 4050 | 4050 | 8100 | 3 | 0 | 3 | B | KPVS_SplitCase | 8 | 6 | 8 | 14 | BranchMin8_BranchMax14 | 8,10,12,14 | 4 | 10 | 20 | HeaderMin10_HeaderMax20 | 10,12,14,16,18,20 | 6 | 24
200 | 80 | 6019-7/8-4P-125HP KPVS | KPVS_6019-7/8_4P_125HP_15.17_BRZ | 2174.5 | 2174.5 | 4349 | 3 | 0 | 3 | B | KPVS_SplitCase | 8 | 6 | 8 | 10 | BranchMin8_BranchMax10 | 8,10 | 2 | 10 | 16 | HeaderMin10_HeaderMax16 | 10,12,14,16 | 4 | 8
201 | 81 | 6019-7/8-4P-150HP KPVS | KPVS_6019-7/8_4P_150HP_15.81_BRZ | 2306.3 | 2306.3 | 4612.6 | 3 | 0 | 3 | B | KPVS_SplitCase | 8 | 6 | 8 | 10 | BranchMin8_BranchMax10 | 8,10 | 2 | 10 | 16 | HeaderMin10_HeaderMax16 | 10,12,14,16 | 4 | 8
202 | 82 | 6019-7/8-4P-200HP KPVS | KPVS_6019-7/8_4P_200HP_17.26_BRZ | 2615.2 | 2615.2 | 5230.4 | 3 | 0 | 3 | B | KPVS_SplitCase | 8 | 6 | 8 | 12 | BranchMin8_BranchMax12 | 8,10,12 | 3 | 10 | 16 | HeaderMin10_HeaderMax16 | 10,12,14,16 | 4 | 12
203 | 83 | 6019-7/8-4P-250HP KPVS | KPVS_6019-7/8_4P_250HP_18.44_BRZ | 2874.5 | 2874.5 | 5749 | 3 | 0 | 3 | B | KPVS_SplitCase | 8 | 6 | 8 | 12 | BranchMin8_BranchMax12 | 8,10,12 | 3 | 10 | 18 | HeaderMin10_HeaderMax18 | 10,12,14,16,18 | 5 | 15
204 | 84 | 6019-7/8-4P-300HP KPVS | KPVS_6019-7/8_4P_300HP_19.00_BRZ | 3000 | 3000 | 6000 | 3 | 0 | 3 | B | KPVS_SplitCase | 8 | 6 | 8 | 12 | BranchMin8_BranchMax12 | 8,10,12 | 3 | 10 | 18 | HeaderMin10_HeaderMax18 | 10,12,14,16,18 | 5 | 15
205 | 85 | 8012-5/6-4P-30HP KPVS | KPVS_8012-5/6_4P_30HP_7.25_BRZ | 2655.1 | 2655.1 | 5310.2 | 3 | 0 | 3 | B | KPVS_SplitCase | 10 | 8 | 10 | 12 | BranchMin10_BranchMax12 | 10,12 | 2 | 12 | 16 | HeaderMin12_HeaderMax16 | 12,14,16 | 3 | 6
206 | 86 | 8012-5/6-4P-40HP KPVS | KPVS_8012-5/6_4P_40HP_8.36_BRZ | 3152.9 | 3152.9 | 6305.8 | 3 | 0 | 3 | B | KPVS_SplitCase | 10 | 8 | 10 | 12 | BranchMin10_BranchMax12 | 10,12 | 2 | 12 | 18 | HeaderMin12_HeaderMax18 | 12,14,16,18 | 4 | 8
207 | 87 | 8012-5/6-4P-50HP KPVS | KPVS_8012-5/6_4P_50HP_9.16_BRZ | 3509.4 | 3509.4 | 7018.8 | 3 | 0 | 3 | B | KPVS_SplitCase | 10 | 8 | 10 | 12 | BranchMin10_BranchMax12 | 10,12 | 2 | 12 | 18 | HeaderMin12_HeaderMax18 | 12,14,16,18 | 4 | 8
208 | 88 | 8012-5/6-4P-60HP KPVS | KPVS_8012-5/6_4P_60HP_9.76_BRZ | 3787.8 | 3787.8 | 7575.6 | 3 | 0 | 3 | B | KPVS_SplitCase | 10 | 8 | 10 | 14 | BranchMin10_BranchMax14 | 10,12,14 | 3 | 12 | 20 | HeaderMin12_HeaderMax20 | 12,14,16,18,20 | 5 | 15
209 | 89 | 8012-5/6-4P-75HP KPVS | KPVS_8012-5/6_4P_75HP_10.38_BRZ | 4118.9 | 4118.9 | 8237.8 | 3 | 0 | 3 | B | KPVS_SplitCase | 10 | 8 | 10 | 14 | BranchMin10_BranchMax14 | 10,12,14 | 3 | 12 | 20 | HeaderMin12_HeaderMax20 | 12,14,16,18,20 | 5 | 15
210 | 90 | 8012-5/6-4P-100HP KPVS | KPVS_8012-5/6_4P_100HP_11.25_BRZ | 4600.7 | 4600.7 | 9201.4 | 3 | 0 | 3 | B | KPVS_SplitCase | 10 | 8 | 10 | 16 | BranchMin10_BranchMax16 | 10,12,14,16 | 4 | 12 | 24 | HeaderMin12_HeaderMax24 | 12,14,16,18,20,24 | 6 | 24
211 | 91 | 8012-5/6-4P-125HP KPVS | KPVS_8012-5/6_4P_125HP_12.00_BRZ | 5002.5 | 5002.5 | 10005 | 3 | 0 | 3 | B | KPVS_SplitCase | 10 | 8 | 10 | 16 | BranchMin10_BranchMax16 | 10,12,14,16 | 4 | 12 | 24 | HeaderMin12_HeaderMax24 | 12,14,16,18,20,24 | 6 | 24
212 | 92 | 8015-3/4-4P-60HP KPVS | KPVS_8015-3/4_4P_60HP_9.15_BRZ | 3658.5 | 3658.5 | 7317 | 3 | 0 | 3 | B | KPVS_SplitCase | 10 | 8 | 10 | 14 | BranchMin10_BranchMax14 | 10,12,14 | 3 | 12 | 20 | HeaderMin12_HeaderMax20 | 12,14,16,18,20 | 5 | 15
213 | 93 | 8015-3/4-4P-75HP KPVS | KPVS_8015-3/4_4P_75HP_9.92_BRZ | 3958.8 | 3958.8 | 7917.6 | 3 | 0 | 3 | B | KPVS_SplitCase | 10 | 8 | 10 | 14 | BranchMin10_BranchMax14 | 10,12,14 | 3 | 12 | 20 | HeaderMin12_HeaderMax20 | 12,14,16,18,20 | 5 | 15
214 | 94 | 8015-3/4-4P-100HP KPVS | KPVS_8015-3/4_4P_100HP_10.95_BRZ | 4360.5 | 4360.5 | 8721 | 3 | 0 | 3 | B | KPVS_SplitCase | 10 | 8 | 10 | 16 | BranchMin10_BranchMax16 | 10,12,14,16 | 4 | 12 | 20 | HeaderMin12_HeaderMax20 | 12,14,16,18,20 | 5 | 20
215 | 95 | 8015-3/4-4P-125HP KPVS | KPVS_8015-3/4_4P_125HP_11.69_BRZ | 4649.1 | 4649.1 | 9298.2 | 3 | 0 | 3 | B | KPVS_SplitCase | 10 | 8 | 10 | 16 | BranchMin10_BranchMax16 | 10,12,14,16 | 4 | 12 | 24 | HeaderMin12_HeaderMax24 | 12,14,16,18,20,24 | 6 | 24
216 | 96 | 8015-3/4-4P-150HP KPVS | KPVS_8015-3/4_4P_150HP_12.23_BRZ | 4862.4 | 4862.4 | 9724.8 | 3 | 0 | 3 | B | KPVS_SplitCase | 10 | 8 | 10 | 16 | BranchMin10_BranchMax16 | 10,12,14,16 | 4 | 12 | 24 | HeaderMin12_HeaderMax24 | 12,14,16,18,20,24 | 6 | 24
217 | 97 | 8015-3/4-4P-200HP KPVS | KPVS_8015-3/4_4P_200HP_13.29_BRZ | 5297.1 | 5297.1 | 10594.2 | 3 | 0 | 3 | B | KPVS_SplitCase | 10 | 8 | 10 | 16 | BranchMin10_BranchMax16 | 10,12,14,16 | 4 | 12 | 24 | HeaderMin12_HeaderMax24 | 12,14,16,18,20,24 | 6 | 24
218 | 98 | 8015-3/4-4P-250HP KPVS | KPVS_8015-3/4_4P_250HP_14.19_BRZ | 5667.9 | 5667.9 | 11335.8 | 3 | 0 | 3 | B | KPVS_SplitCase | 10 | 8 | 10 | 18 | BranchMin10_BranchMax18 | 10,12,14,16,18 | 5 | 12 | 24 | HeaderMin12_HeaderMax24 | 12,14,16,18,20,24 | 6 | 30
219 | 99 | 8015-3/4-4P-300HP KPVS | KPVS_8015-3/4_4P_300HP_15.00_BRZ | 6000 | 6000 | 12000 | 3 | 0 | 3 | B | KPVS_SplitCase | 10 | 8 | 10 | 18 | BranchMin10_BranchMax18 | 10,12,14,16,18 | 5 | 12 | 24 | HeaderMin12_HeaderMax24 | 12,14,16,18,20,24 | 6 | 30
220 | 100 | 8020-5/6-4P-250HP KPVS | KPVS_8020-5/6_4P_250HP_14.05_BRZ | 5650.2 | 5650.2 | 11300.4 | 3 | 0 | 3 | B | KPVS_SplitCase | 12 | 8 | 12 | 18 | BranchMin12_BranchMax18 | 12,14,16,18 | 4 | 14 | 24 | HeaderMin14_HeaderMax24 | 14,16,18,20,24 | 5 | 20
221 | 101 | 8020-5/6-4P-300HP KPVS | KPVS_8020-5/6_4P_300HP_14.81_BRZ | 5920 | 5920 | 11840 | 3 | 0 | 3 | B | KPVS_SplitCase | 12 | 8 | 12 | 18 | BranchMin12_BranchMax18 | 12,14,16,18 | 4 | 14 | 24 | HeaderMin14_HeaderMax24 | 14,16,18,20,24 | 5 | 20
222 | 102 | 1012-1/2-4P-60HP KPVS | KPVS_1012-1/2_4P_60HP_8.54_BRZ | 4880.8 | 4880.8 | 9761.6 | 3 | 0 | 3 | B | KPVS_SplitCase | 12 | 10 | 12 | 16 | BranchMin12_BranchMax16 | 12,14,16 | 3 | 14 | 24 | HeaderMin14_HeaderMax24 | 14,16,18,20,24 | 5 | 15
223 | 103 | 1012-1/2-4P-75HP KPVS | KPVS_1012-1/2_4P_75HP_9.30_BRZ | 5233.9 | 5233.9 | 10467.8 | 3 | 0 | 3 | B | KPVS_SplitCase | 12 | 10 | 12 | 16 | BranchMin12_BranchMax16 | 12,14,16 | 3 | 14 | 24 | HeaderMin14_HeaderMax24 | 14,16,18,20,24 | 5 | 15
224 | 104 | 1012-1/2-4P-100HP KPVS | KPVS_1012-1/2_4P_100HP_10.20_BRZ | 5663.7 | 5663.7 | 11327.4 | 3 | 0 | 3 | B | KPVS_SplitCase | 12 | 10 | 12 | 18 | BranchMin12_BranchMax18 | 12,14,16,18 | 4 | 14 | 24 | HeaderMin14_HeaderMax24 | 14,16,18,20,24 | 5 | 20
225 | 105 | 1012-1/2-4P-125HP KPVS | KPVS_1012-1/2_4P_125HP_10.79_BRZ | 6091.7 | 6091.7 | 12183.4 | 3 | 0 | 3 | B | KPVS_SplitCase | 12 | 10 | 12 | 18 | BranchMin12_BranchMax18 | 12,14,16,18 | 4 | 14 | 24 | HeaderMin14_HeaderMax24 | 14,16,18,20,24 | 5 | 20
226 | 106 | 1012-1/2-4P-150HP KPVS | KPVS_1012-1/2_4P_150HP_11.42_BRZ | 6598.6 | 6598.6 | 13197.2 | 3 | 0 | 3 | B | KPVS_SplitCase | 12 | 10 | 12 | 18 | BranchMin12_BranchMax18 | 12,14,16,18 | 4 | 14 | 24 | HeaderMin14_HeaderMax24 | 14,16,18,20,24 | 5 | 20
227 | 107 | 1012-1/2-4P-200HP KPVS | KPVS_1012-1/2_4P_200HP_12.00_BRZ | 7035 | 7035 | 14070 | 3 | 0 | 3 | B | KPVS_SplitCase | 12 | 10 | 12 | 18 | BranchMin12_BranchMax18 | 12,14,16,18 | 4 | 14 | 24 | HeaderMin14_HeaderMax24 | 14,16,18,20,24 | 5 | 20
228 | 108 | 1015-3/4-4P-125HP KPVS | KPVS_1015-3/4_4P_125HP_11.26_BRZ | 5646.6 | 5646.6 | 11293.2 | 3 | 0 | 3 | B | KPVS_SplitCase | 12 | 10 | 12 | 18 | BranchMin12_BranchMax18 | 12,14,16,18 | 4 | 14 | 24 | HeaderMin14_HeaderMax24 | 14,16,18,20,24 | 5 | 20
229 | 109 | 1015-3/4-4P-150HP KPVS | KPVS_1015-3/4_4P_150HP_11.96_BRZ | 6108.6 | 6108.6 | 12217.2 | 3 | 0 | 3 | B | KPVS_SplitCase | 12 | 10 | 12 | 18 | BranchMin12_BranchMax18 | 12,14,16,18 | 4 | 14 | 24 | HeaderMin14_HeaderMax24 | 14,16,18,20,24 | 5 | 20
230 | 110 | 1015-3/4-4P-200HP KPVS | KPVS_1015-3/4_4P_200HP_12.89_BRZ | 6722.4 | 6722.4 | 13444.8 | 3 | 0 | 3 | B | KPVS_SplitCase | 12 | 10 | 12 | 18 | BranchMin12_BranchMax18 | 12,14,16,18 | 4 | 14 | 24 | HeaderMin14_HeaderMax24 | 14,16,18,20,24 | 5 | 20
231 | 111 | 1015-3/4-4P-250HP KPVS | KPVS_1015-3/4_4P_250HP_13.52_BRZ | 7055.6 | 7055.6 | 14111.2 | 3 | 0 | 3 | B | KPVS_SplitCase | 12 | 10 | 12 | 20 | BranchMin12_BranchMax20 | 12,14,16,18,20 | 5 | 14 | 24 | HeaderMin14_HeaderMax24 | 14,16,18,20,24 | 5 | 25
232 | 112 | 1015-3/4-4P-300HP KPVS | KPVS_1015-3/4_4P_300HP_14.03_BRZ | 7256.3 | 7256.3 | 14512.6 | 3 | 0 | 3 | B | KPVS_SplitCase | 12 | 10 | 12 | 20 | BranchMin12_BranchMax20 | 12,14,16,18,20 | 5 | 14 | 24 | HeaderMin14_HeaderMax24 | 14,16,18,20,24 | 5 | 25
233 | 113 | 1220-5/6-6P-125HP KPVS | KPVS_1220-5/6_6P_125HP_13.61_BRZ | 7208.6 | 7208.6 | 14417.2 | 3 | 0 | 3 | B | KPVS_SplitCase | 14 | 12 | 14 | 20 | BranchMin14_BranchMax20 | 14,16,18,20 | 4 | 16 | 24 | HeaderMin16_HeaderMax24 | 16,18,20,24 | 4 | 16
234 | 114 | 1220-5/6-6P-150HP KPVS | KPVS_1220-5/6_6P_150HP_14.41_BRZ | 7821.9 | 7821.9 | 15643.8 | 3 | 0 | 3 | B | KPVS_SplitCase | 14 | 12 | 14 | 20 | BranchMin14_BranchMax20 | 14,16,18,20 | 4 | 16 | 24 | HeaderMin16_HeaderMax24 | 16,18,20,24 | 4 | 16
235 | 115 | 1220-5/6-6P-200HP KPVS | KPVS_1220-5/6_6P_200HP_16.03_BRZ | 9109.1 | 9109.1 | 18218.2 | 3 | 0 | 3 | B | KPVS_SplitCase | 14 | 12 | 14 | 24 | BranchMin14_BranchMax24 | 14,16,18,20,24 | 5 | 16 | 24 | HeaderMin16_HeaderMax24 | 16,18,20,24 | 4 | 20
236 | 116 | 1220-5/6-6P-250HP KPVS | KPVS_1220-5/6_6P_250HP_17.26_BRZ | 10125.3 | 10125.3 | 20250.6 | 3 | 0 | 3 | B | KPVS_SplitCase | 14 | 12 | 14 | 24 | BranchMin14_BranchMax24 | 14,16,18,20,24 | 5 | 16 | 24 | HeaderMin16_HeaderMax24 | 16,18,20,24 | 4 | 20
237 | 117 | 1220-5/6-6P-300HP KPVS | KPVS_1220-5/6_6P_300HP_18.18_BRZ | 10905.9 | 10905.9 | 21811.8 | 3 | 0 | 3 | B | KPVS_SplitCase | 14 | 12 | 14 | 24 | BranchMin14_BranchMax24 | 14,16,18,20,24 | 5 | 16 | 24 | HeaderMin16_HeaderMax24 | 16,18,20,24 | 4 | 20
238 | 118 | 1415-1/2-4P-250HP KPVS | KPVS_1415-1/2_4P_250HP_12.73_BRZ | 10473.9 | 10473.9 | 20947.8 | 3 | 0 | 3 | B | KPVS_SplitCase | 16 | 14 | 16 | 24 | BranchMin16_BranchMax24 | 16,18,20,24 | 4 | 18 | 24 | HeaderMin18_HeaderMax24 | 18,20,24 | 3 | 12
239 | 119 | 1415-1/2-4P-300HP KPVS | KPVS_1415-1/2_4P_300HP_13.48_BRZ | 11367.6 | 11367.6 | 22735.2 | 3 | 0 | 3 | B | KPVS_SplitCase | 16 | 14 | 16 | 24 | BranchMin16_BranchMax24 | 16,18,20,24 | 4 | 18 | 24 | HeaderMin18_HeaderMax24 | 18,20,24 | 3 | 12
240 | 120 | 1415-3/4-4P-300HP KPVS | KPVS_1415-3/4_4P_300HP_13.24_BRZ | 11554.5 | 11554.5 | 23109 | 3 | 0 | 3 | B | KPVS_SplitCase | 18 | 14 | 18 | 24 | BranchMin18_BranchMax24 | 18,20,24 | 3 | 20 | 24 | HeaderMin20_HeaderMax24 | 20,24 | 2 | 6
241 | 1 | 2095-1/2-2P-20HP KPVS | KPVS_2095-1/2_2P_25HP_7.19_BRZ | 404.6 | 404.6 | 1618.4 | 4 | 0 | 4 | C | KPVS_SplitCase | 2.5 | 2 | 2.5 | 5 | BranchMin2.5_BranchMax5 | 2.5,3,4,5 | 4 | 3 | 10 | HeaderMin3_HeaderMax10 | 3,4,5,6,8,10 | 6 | 24
242 | 2 | 2095-1/2-2P-25HP KPVS | KPVS_2095-1/2_2P_30HP_7.57_BRZ | 435.2 | 435.2 | 1740.8 | 4 | 0 | 4 | C | KPVS_SplitCase | 2.5 | 2 | 2.5 | 5 | BranchMin2.5_BranchMax5 | 2.5,3,4,5 | 4 | 3 | 10 | HeaderMin3_HeaderMax10 | 3,4,5,6,8,10 | 6 | 24
243 | 3 | 2095-1/2-2P-30HP KPVS | KPVS_2095-1/2_2P_40HP_8.07_BRZ | 476.1 | 476.1 | 1904.4 | 4 | 0 | 4 | C | KPVS_SplitCase | 2.5 | 2 | 2.5 | 5 | BranchMin2.5_BranchMax5 | 2.5,3,4,5 | 4 | 3 | 10 | HeaderMin3_HeaderMax10 | 3,4,5,6,8,10 | 6 | 24
244 | 4 | 2095-1/2-2P-40HP KPVS | KPVS_2095-1/2_2P_50HP_8.60_BRZ | 521.2 | 521.2 | 2084.8 | 4 | 0 | 4 | C | KPVS_SplitCase | 2.5 | 2 | 2.5 | 5 | BranchMin2.5_BranchMax5 | 2.5,3,4,5 | 4 | 3 | 10 | HeaderMin3_HeaderMax10 | 3,4,5,6,8,10 | 6 | 24
245 | 5 | 2095-1/2-2P-50HP KPVS | KPVS_2095-1/2_2P_60HP_9.11_BRZ | 565.7 | 565.7 | 2262.8 | 4 | 0 | 4 | C | KPVS_SplitCase | 2.5 | 2 | 2.5 | 5 | BranchMin2.5_BranchMax5 | 2.5,3,4,5 | 4 | 3 | 10 | HeaderMin3_HeaderMax10 | 3,4,5,6,8,10 | 6 | 24
246 | 6 | 2095-1/2-2P-60HP KPVS | KPVS_2095-1/2_2P_75HP_9.50_BRZ | 600 | 600 | 2400 | 4 | 0 | 4 | C | KPVS_SplitCase | 2.5 | 2 | 2.5 | 5 | BranchMin2.5_BranchMax5 | 2.5,3,4,5 | 4 | 3 | 10 | HeaderMin3_HeaderMax10 | 3,4,5,6,8,10 | 6 | 24
247 | 7 | 2095-1/2-2P-75HP KPVS | KPVS_2095-1/2_2P_40HP_8.07_BRZ | 476.1 | 476.1 | 1904.4 | 4 | 0 | 4 | C | KPVS_SplitCase | 2.5 | 2 | 2.5 | 5 | BranchMin2.5_BranchMax5 | 2.5,3,4,5 | 4 | 3 | 10 | HeaderMin3_HeaderMax10 | 3,4,5,6,8,10 | 6 | 24
248 | 8 | 2013-5/6-4P-10HP KPVS | KPVS_2013-5/6_4P_10HP_9.49_SS | 309.5 | 309.5 | 1238 | 4 | 0 | 4 | C | KPVS_SplitCase | 2.5 | 2 | 2.5 | 4 | BranchMin2.5_BranchMax4 | 2.5,3,4 | 3 | 3 | 8 | HeaderMin3_HeaderMax8 | 3,4,5,6,8 | 5 | 15
249 | 9 | 2013-5/6-4P-15HP KPVS | KPVS_2013-5/6_4P_15HP_10.92_SS | 366.2 | 366.2 | 1464.8 | 4 | 0 | 4 | C | KPVS_SplitCase | 2.5 | 2 | 2.5 | 4 | BranchMin2.5_BranchMax4 | 2.5,3,4 | 3 | 3 | 8 | HeaderMin3_HeaderMax8 | 3,4,5,6,8 | 5 | 15
250 | 10 | 2013-5/6-4P-20HP KPVS | KPVS_2013-5/6_4P_20HP_12.03_SS | 405.9 | 405.9 | 1623.6 | 4 | 0 | 4 | C | KPVS_SplitCase | 2.5 | 2 | 2.5 | 5 | BranchMin2.5_BranchMax5 | 2.5,3,4,5 | 4 | 3 | 10 | HeaderMin3_HeaderMax10 | 3,4,5,6,8,10 | 6 | 24
251 | 11 | 2013-5/6-4P-25HP KPVS | KPVS_2013-5/6_4P_25HP_13.00_SS | 441.1 | 441.1 | 1764.4 | 4 | 0 | 4 | C | KPVS_SplitCase | 2.5 | 2 | 2.5 | 5 | BranchMin2.5_BranchMax5 | 2.5,3,4,5 | 4 | 3 | 10 | HeaderMin3_HeaderMax10 | 3,4,5,6,8,10 | 6 | 24
252 | 12 | 3095-7/8-2P-40HP KPVS | KPVS_3095-7/8_2P_40HP_6.83_BRZ | 844.1 | 844.1 | 3376.4 | 4 | 0 | 4 | C | KPVS_SplitCase | 4 | 3 | 4 | 6 | BranchMin4_BranchMax6 | 4,5,6 | 3 | 5 | 12 | HeaderMin5_HeaderMax12 | 5,6,8,10,12 | 5 | 15
253 | 13 | 3095-7/8-2P-50HP KPVS | KPVS_3095-7/8_2P_50HP_7.31_BRZ | 888.7 | 888.7 | 3554.8 | 4 | 0 | 4 | C | KPVS_SplitCase | 4 | 3 | 4 | 6 | BranchMin4_BranchMax6 | 4,5,6 | 3 | 5 | 14 | HeaderMin5_HeaderMax14 | 5,6,8,10,12,14 | 6 | 18
254 | 14 | 3095-7/8-2P-60HP KPVS | KPVS_3095-7/8_2P_60HP_7.80_BRZ | 910.5 | 910.5 | 3642 | 4 | 0 | 4 | C | KPVS_SplitCase | 4 | 3 | 4 | 6 | BranchMin4_BranchMax6 | 4,5,6 | 3 | 5 | 14 | HeaderMin5_HeaderMax14 | 5,6,8,10,12,14 | 6 | 18
255 | 15 | 3095-7/8-2P-75HP KPVS | KPVS_3095-7/8_2P_75HP_8.47_BRZ | 901.5 | 901.5 | 3606 | 4 | 0 | 4 | C | KPVS_SplitCase | 4 | 3 | 4 | 6 | BranchMin4_BranchMax6 | 4,5,6 | 3 | 5 | 14 | HeaderMin5_HeaderMax14 | 5,6,8,10,12,14 | 6 | 18
256 | 16 | 3095-7/8-2P-100HP KPVS | KPVS_3095-7/8_2P_100HP_9.24_BRZ | 964.4 | 964.4 | 3857.6 | 4 | 0 | 4 | C | KPVS_SplitCase | 4 | 3 | 4 | 8 | BranchMin4_BranchMax8 | 4,5,6,8 | 4 | 5 | 14 | HeaderMin5_HeaderMax14 | 5,6,8,10,12,14 | 6 | 24
257 | 17 | 3095-7/8-2P-125HP KPVS | KPVS_3095-7/8_2P_125HP_9.50_BRZ | 1000 | 1000 | 4000 | 4 | 0 | 4 | C | KPVS_SplitCase | 4 | 3 | 4 | 8 | BranchMin4_BranchMax8 | 4,5,6,8 | 4 | 5 | 14 | HeaderMin5_HeaderMax14 | 5,6,8,10,12,14 | 6 | 24
258 | 18 | 3014-7/8-4P-20HP KPVS | KPVS_3014-7/8_4P_20HP_10.51_BRZ | 597.3 | 597.3 | 2389.2 | 4 | 0 | 4 | C | KPVS_SplitCase | 4 | 3 | 4 | 5 | BranchMin4_BranchMax5 | 4,5 | 2 | 5 | 10 | HeaderMin5_HeaderMax10 | 5,6,8,10 | 4 | 8
259 | 19 | 3014-7/8-4P-25HP KPVS | KPVS_3014-7/8_4P_25HP_11.23_BRZ | 656.6 | 656.6 | 2626.4 | 4 | 0 | 4 | C | KPVS_SplitCase | 4 | 3 | 4 | 6 | BranchMin4_BranchMax6 | 4,5,6 | 3 | 5 | 12 | HeaderMin5_HeaderMax12 | 5,6,8,10,12 | 5 | 15
260 | 20 | 3014-7/8-4P-30HP KPVS | KPVS_3014-7/8_4P_30HP_11.86_BRZ | 710 | 710 | 2840 | 4 | 0 | 4 | C | KPVS_SplitCase | 4 | 3 | 4 | 6 | BranchMin4_BranchMax6 | 4,5,6 | 3 | 5 | 12 | HeaderMin5_HeaderMax12 | 5,6,8,10,12 | 5 | 15
261 | 21 | 3014-7/8-4P-40HP KPVS | KPVS_3014-7/8_4P_40HP_12.92_BRZ | 802.4 | 802.4 | 3209.6 | 4 | 0 | 4 | C | KPVS_SplitCase | 4 | 3 | 4 | 6 | BranchMin4_BranchMax6 | 4,5,6 | 3 | 5 | 12 | HeaderMin5_HeaderMax12 | 5,6,8,10,12 | 5 | 15
262 | 22 | 3014-7/8-4P-50HP KPVS | KPVS_3014-7/8_4P_50HP_13.79_BRZ | 880.7 | 880.7 | 3522.8 | 4 | 0 | 4 | C | KPVS_SplitCase | 4 | 3 | 4 | 6 | BranchMin4_BranchMax6 | 4,5,6 | 3 | 5 | 12 | HeaderMin5_HeaderMax12 | 5,6,8,10,12 | 5 | 15
263 | 23 | 3014-7/8-4P-60HP KPVS | KPVS_3014-7/8_4P_60HP_14.00_BRZ | 900 | 900 | 3600 | 4 | 0 | 4 | C | KPVS_SplitCase | 4 | 3 | 4 | 6 | BranchMin4_BranchMax6 | 4,5,6 | 3 | 5 | 14 | HeaderMin5_HeaderMax14 | 5,6,8,10,12,14 | 6 | 18
264 | 24 | 4012-1/2-4P-5HP KPVS | KPVS_4012-1/2_4P_5HP_6.82_BRZ | 532.4 | 532.4 | 2129.6 | 4 | 0 | 4 | C | KPVS_SplitCase | 5 | 4 | 5 | 5 | BranchMin5_BranchMax5 | 5 | 1 | 6 | 10 | HeaderMin6_HeaderMax10 | 6,8,10 | 3 | 3
265 | 25 | 4012-1/2-4P-7.5HP KPVS | KPVS_4012-1/2_4P_7.5HP_7.70_BRZ | 625.2 | 625.2 | 2500.8 | 4 | 0 | 4 | C | KPVS_SplitCase | 5 | 4 | 5 | 5 | BranchMin5_BranchMax5 | 5 | 1 | 6 | 12 | HeaderMin6_HeaderMax12 | 6,8,10,12 | 4 | 4
266 | 26 | 4012-1/2-4P-10HP KPVS | KPVS_4012-1/2_4P_10HP_8.39_BRZ | 696.4 | 696.4 | 2785.6 | 4 | 0 | 4 | C | KPVS_SplitCase | 5 | 4 | 5 | 6 | BranchMin5_BranchMax6 | 5,6 | 2 | 6 | 12 | HeaderMin6_HeaderMax12 | 6,8,10,12 | 4 | 8
267 | 27 | 4012-1/2-4P-15HP KPVS | KPVS_4012-1/2_4P_15HP_9.28_BRZ | 775.8 | 775.8 | 3103.2 | 4 | 0 | 4 | C | KPVS_SplitCase | 5 | 4 | 5 | 6 | BranchMin5_BranchMax6 | 5,6 | 2 | 6 | 12 | HeaderMin6_HeaderMax12 | 6,8,10,12 | 4 | 8
268 | 28 | 4012-1/2-4P-20HP KPVS | KPVS_4012-1/2_4P_20HP_10.04_BRZ | 829.7 | 829.7 | 3318.8 | 4 | 0 | 4 | C | KPVS_SplitCase | 5 | 4 | 5 | 6 | BranchMin5_BranchMax6 | 5,6 | 2 | 6 | 12 | HeaderMin6_HeaderMax12 | 6,8,10,12 | 4 | 8
269 | 29 | 4012-1/2-4P-25HP KPVS | KPVS_4012-1/2_4P_25HP_10.91_BRZ | 914.4 | 914.4 | 3657.6 | 4 | 0 | 4 | C | KPVS_SplitCase | 5 | 4 | 5 | 6 | BranchMin5_BranchMax6 | 5,6 | 2 | 6 | 14 | HeaderMin6_HeaderMax14 | 6,8,10,12,14 | 5 | 10
270 | 30 | 4012-1/2-4P-30HP KPVS | KPVS_4012-1/2_4P_30HP_11.00_BRZ | 924 | 924 | 3696 | 4 | 0 | 4 | C | KPVS_SplitCase | 5 | 4 | 5 | 6 | BranchMin5_BranchMax6 | 5,6 | 2 | 6 | 14 | HeaderMin6_HeaderMax14 | 6,8,10,12,14 | 5 | 10
271 | 31 | 4012-7/8-4P-10HP KPVS | KPVS_4012-7/8_4P_10HP_7.56_BRZ | 887.5 | 887.5 | 3550 | 4 | 0 | 4 | C | KPVS_SplitCase | 5 | 4 | 5 | 6 | BranchMin5_BranchMax6 | 5,6 | 2 | 6 | 14 | HeaderMin6_HeaderMax14 | 6,8,10,12,14 | 5 | 10
272 | 32 | 4012-7/8-4P-15HP KPVS | KPVS_4012-7/8_4P_15HP_8.57_BRZ | 976.3 | 976.3 | 3905.2 | 4 | 0 | 4 | C | KPVS_SplitCase | 5 | 4 | 5 | 8 | BranchMin5_BranchMax8 | 5,6,8 | 3 | 6 | 14 | HeaderMin6_HeaderMax14 | 6,8,10,12,14 | 5 | 15
273 | 33 | 4012-7/8-4P-20HP KPVS | KPVS_4012-7/8_4P_20HP_9.35_BRZ | 1058.8 | 1058.8 | 4235.2 | 4 | 0 | 4 | C | KPVS_SplitCase | 5 | 4 | 5 | 8 | BranchMin5_BranchMax8 | 5,6,8 | 3 | 6 | 14 | HeaderMin6_HeaderMax14 | 6,8,10,12,14 | 5 | 15
274 | 34 | 4012-7/8-4P-25HP KPVS | KPVS_4012-7/8_4P_25HP_9.91_BRZ | 1105.4 | 1105.4 | 4421.6 | 4 | 0 | 4 | C | KPVS_SplitCase | 5 | 4 | 5 | 8 | BranchMin5_BranchMax8 | 5,6,8 | 3 | 6 | 16 | HeaderMin6_HeaderMax16 | 6,8,10,12,14,16 | 6 | 18
275 | 35 | 4012-7/8-4P-30HP KPVS | KPVS_4012-7/8_4P_30HP_10.38_BRZ | 1130.9 | 1130.9 | 4523.6 | 4 | 0 | 4 | C | KPVS_SplitCase | 5 | 4 | 5 | 8 | BranchMin5_BranchMax8 | 5,6,8 | 3 | 6 | 16 | HeaderMin6_HeaderMax16 | 6,8,10,12,14,16 | 6 | 18
276 | 36 | 4012-7/8-4P-40HP KPVS | KPVS_4012-7/8_4P_40HP_11.39_BRZ | 1197.7 | 1197.7 | 4790.8 | 4 | 0 | 4 | C | KPVS_SplitCase | 5 | 4 | 5 | 8 | BranchMin5_BranchMax8 | 5,6,8 | 3 | 6 | 16 | HeaderMin6_HeaderMax16 | 6,8,10,12,14,16 | 6 | 18
277 | 37 | 4012-7/8-4P-50HP KPVS | KPVS_4012-7/8_4P_50HP_12.00_BRZ | 1259 | 1259 | 5036 | 4 | 0 | 4 | C | KPVS_SplitCase | 5 | 4 | 5 | 8 | BranchMin5_BranchMax8 | 5,6,8 | 3 | 6 | 16 | HeaderMin6_HeaderMax16 | 6,8,10,12,14,16 | 6 | 18
278 | 38 | 4015-9/0-4P-25HP KPVS | KPVS_4015-9/0_4P_25HP_9.71_BRZ | 786.3 | 786.3 | 3145.2 | 4 | 0 | 4 | C | KPVS_SplitCase | 5 | 4 | 5 | 6 | BranchMin5_BranchMax6 | 5,6 | 2 | 6 | 12 | HeaderMin6_HeaderMax12 | 6,8,10,12 | 4 | 8
279 | 39 | 4015-9/0-4P-30HP KPVS | KPVS_4015-9/0_4P_30HP_10.24_BRZ | 848.4 | 848.4 | 3393.6 | 4 | 0 | 4 | C | KPVS_SplitCase | 5 | 4 | 5 | 6 | BranchMin5_BranchMax6 | 5,6 | 2 | 6 | 12 | HeaderMin6_HeaderMax12 | 6,8,10,12 | 4 | 8
280 | 40 | 4015-9/0-4P-40HP KPVS | KPVS_4015-9/0_4P_40HP_11.17_BRZ | 960.9 | 960.9 | 3843.6 | 4 | 0 | 4 | C | KPVS_SplitCase | 5 | 4 | 5 | 8 | BranchMin5_BranchMax8 | 5,6,8 | 3 | 6 | 14 | HeaderMin6_HeaderMax14 | 6,8,10,12,14 | 5 | 15
281 | 41 | 4015-9/0-4P-50HP KPVS | KPVS_4015-9/0_4P_50HP_11.92_BRZ | 1054.6 | 1054.6 | 4218.4 | 4 | 0 | 4 | C | KPVS_SplitCase | 5 | 4 | 5 | 8 | BranchMin5_BranchMax8 | 5,6,8 | 3 | 6 | 14 | HeaderMin6_HeaderMax14 | 6,8,10,12,14 | 5 | 15
282 | 42 | 4015-9/0-4P-60HP KPVS | KPVS_4015-9/0_4P_60HP_12.56_BRZ | 1137.7 | 1137.7 | 4550.8 | 4 | 0 | 4 | C | KPVS_SplitCase | 5 | 4 | 5 | 8 | BranchMin5_BranchMax8 | 5,6,8 | 3 | 6 | 16 | HeaderMin6_HeaderMax16 | 6,8,10,12,14,16 | 6 | 18
283 | 43 | 4015-9/0-4P-75HP KPVS | KPVS_4015-9/0_4P_75HP_13.30_BRZ | 1251.5 | 1251.5 | 5006 | 4 | 0 | 4 | C | KPVS_SplitCase | 5 | 4 | 5 | 8 | BranchMin5_BranchMax8 | 5,6,8 | 3 | 6 | 16 | HeaderMin6_HeaderMax16 | 6,8,10,12,14,16 | 6 | 18
284 | 44 | 4015-9/0-4P-100HP KPVS | KPVS_4015-9/0_4P_100HP_14.44_BRZ | 1415.3 | 1415.3 | 5661.2 | 4 | 0 | 4 | C | KPVS_SplitCase | 5 | 4 | 5 | 8 | BranchMin5_BranchMax8 | 5,6,8 | 3 | 6 | 18 | HeaderMin6_HeaderMax18 | 6,8,10,12,14,16,18 | 7 | 21
285 | 45 | 4015-9/0-4P-125HP KPVS | KPVS_4015-9/0_4P_125HP_15.25_BRZ | 1500 | 1500 | 6000 | 4 | 0 | 4 | C | KPVS_SplitCase | 5 | 4 | 5 | 8 | BranchMin5_BranchMax8 | 5,6,8 | 3 | 6 | 18 | HeaderMin6_HeaderMax18 | 6,8,10,12,14,16,18 | 7 | 21
286 | 46 | 5012-7/8-4P-15HP KPVS | KPVS_5012-7/8_4P_15HP_7.65_BRZ | 1236.1 | 1236.1 | 4944.4 | 4 | 0 | 4 | C | KPVS_SplitCase | 6 | 5 | 6 | 8 | BranchMin6_BranchMax8 | 6,8 | 2 | 8 | 16 | HeaderMin8_HeaderMax16 | 8,10,12,14,16 | 5 | 10
287 | 47 | 5012-7/8-4P-20HP KPVS | KPVS_5012-7/8_4P_20HP_8.38_BRZ | 1345.4 | 1345.4 | 5381.6 | 4 | 0 | 4 | C | KPVS_SplitCase | 6 | 5 | 6 | 8 | BranchMin6_BranchMax8 | 6,8 | 2 | 8 | 16 | HeaderMin8_HeaderMax16 | 8,10,12,14,16 | 5 | 10
288 | 48 | 5012-7/8-4P-25HP KPVS | KPVS_5012-7/8_4P_25HP_8.96_BRZ | 1441.8 | 1441.8 | 5767.2 | 4 | 0 | 4 | C | KPVS_SplitCase | 6 | 5 | 6 | 8 | BranchMin6_BranchMax8 | 6,8 | 2 | 8 | 18 | HeaderMin8_HeaderMax18 | 8,10,12,14,16,18 | 6 | 12
289 | 49 | 5012-7/8-4P-30HP KPVS | KPVS_5012-7/8_4P_30HP_9.45_BRZ | 1529.7 | 1529.7 | 6118.8 | 4 | 0 | 4 | C | KPVS_SplitCase | 6 | 5 | 6 | 8 | BranchMin6_BranchMax8 | 6,8 | 2 | 8 | 18 | HeaderMin8_HeaderMax18 | 8,10,12,14,16,18 | 6 | 12
290 | 50 | 5012-7/8-4P-40HP KPVS | KPVS_5012-7/8_4P_40HP_10.20_BRZ | 1658 | 1658 | 6632 | 4 | 0 | 4 | C | KPVS_SplitCase | 6 | 5 | 6 | 10 | BranchMin6_BranchMax10 | 6,8,10 | 3 | 8 | 18 | HeaderMin8_HeaderMax18 | 8,10,12,14,16,18 | 6 | 18
291 | 51 | 5012-7/8-4P-50HP KPVS | KPVS_5012-7/8_4P_50HP_10.79_BRZ | 1758.4 | 1758.4 | 7033.6 | 4 | 0 | 4 | C | KPVS_SplitCase | 6 | 5 | 6 | 10 | BranchMin6_BranchMax10 | 6,8,10 | 3 | 8 | 18 | HeaderMin8_HeaderMax18 | 8,10,12,14,16,18 | 6 | 18
292 | 52 | 5012-7/8-4P-60HP KPVS | KPVS_5012-7/8_4P_60HP_11.37_BRZ | 1869.9 | 1869.9 | 7479.6 | 4 | 0 | 4 | C | KPVS_SplitCase | 6 | 5 | 6 | 10 | BranchMin6_BranchMax10 | 6,8,10 | 3 | 8 | 20 | HeaderMin8_HeaderMax20 | 8,10,12,14,16,18,20 | 7 | 21
293 | 53 | 5012-7/8-4P-75HP KPVS | KPVS_5012-7/8_4P_75HP_12.00_BRZ | 2000 | 2000 | 8000 | 4 | 0 | 4 | C | KPVS_SplitCase | 6 | 5 | 6 | 10 | BranchMin6_BranchMax10 | 6,8,10 | 3 | 8 | 20 | HeaderMin8_HeaderMax20 | 8,10,12,14,16,18,20 | 7 | 21
294 | 54 | 5015-9/0-4P-25HP KPVS | KPVS_5015-9/0_4P_25HP_9.03_BRZ | 1495.7 | 1495.7 | 5982.8 | 4 | 0 | 4 | C | KPVS_SplitCase | 6 | 5 | 6 | 8 | BranchMin6_BranchMax8 | 6,8 | 2 | 8 | 18 | HeaderMin8_HeaderMax18 | 8,10,12,14,16,18 | 6 | 12
295 | 55 | 5015-9/0-4P-30HP KPVS | KPVS_5015-9/0_4P_30HP_9.62_BRZ | 1583.4 | 1583.4 | 6333.6 | 4 | 0 | 4 | C | KPVS_SplitCase | 6 | 5 | 6 | 8 | BranchMin6_BranchMax8 | 6,8 | 2 | 8 | 18 | HeaderMin8_HeaderMax18 | 8,10,12,14,16,18 | 6 | 12
296 | 56 | 5015-9/0-4P-40HP KPVS | KPVS_5015-9/0_4P_40HP_10.56_BRZ | 1715.7 | 1715.7 | 6862.8 | 4 | 0 | 4 | C | KPVS_SplitCase | 6 | 5 | 6 | 10 | BranchMin6_BranchMax10 | 6,8,10 | 3 | 8 | 18 | HeaderMin8_HeaderMax18 | 8,10,12,14,16,18 | 6 | 18
297 | 57 | 5015-9/0-4P-50HP KPVS | KPVS_5015-9/0_4P_50HP_11.30_BRZ | 1813.1 | 1813.1 | 7252.4 | 4 | 0 | 4 | C | KPVS_SplitCase | 6 | 5 | 6 | 10 | BranchMin6_BranchMax10 | 6,8,10 | 3 | 8 | 20 | HeaderMin8_HeaderMax20 | 8,10,12,14,16,18,20 | 7 | 21
298 | 58 | 5015-9/0-4P-60HP KPVS | KPVS_5015-9/0_4P_60HP_11.87_BRZ | 1884.3 | 1884.3 | 7537.2 | 4 | 0 | 4 | C | KPVS_SplitCase | 6 | 5 | 6 | 10 | BranchMin6_BranchMax10 | 6,8,10 | 3 | 8 | 20 | HeaderMin8_HeaderMax20 | 8,10,12,14,16,18,20 | 7 | 21
299 | 59 | 5015-9/0-4P-75HP KPVS | KPVS_5015-9/0_4P_75HP_12.61_BRZ | 1998.6 | 1998.6 | 7994.4 | 4 | 0 | 4 | C | KPVS_SplitCase | 6 | 5 | 6 | 10 | BranchMin6_BranchMax10 | 6,8,10 | 3 | 8 | 20 | HeaderMin8_HeaderMax20 | 8,10,12,14,16,18,20 | 7 | 21
300 | 60 | 5015-9/0-4P-100HP KPVS | KPVS_5015-9/0_4P_100HP_13.60_BRZ | 2182.4 | 2182.4 | 8729.6 | 4 | 0 | 4 | C | KPVS_SplitCase | 6 | 5 | 6 | 10 | BranchMin6_BranchMax10 | 6,8,10 | 3 | 8 | 20 | HeaderMin8_HeaderMax20 | 8,10,12,14,16,18,20 | 7 | 21
301 | 61 | 5015-9/0-4P-125HP KPVS | KPVS_5015-9/0_4P_125HP_14.35_BRZ | 2327.6 | 2327.6 | 9310.4 | 4 | 0 | 4 | C | KPVS_SplitCase | 6 | 5 | 6 | 10 | BranchMin6_BranchMax10 | 6,8,10 | 3 | 8 | 24 | HeaderMin8_HeaderMax24 | 8,10,12,14,16,18,20,24 | 8 | 24
302 | 62 | 5015-9/0-4P-150HP KPVS | KPVS_5015-9/0_4P_150HP_15.00_BRZ | 2460 | 2460 | 9840 | 4 | 0 | 4 | C | KPVS_SplitCase | 6 | 5 | 6 | 10 | BranchMin6_BranchMax10 | 6,8,10 | 3 | 8 | 24 | HeaderMin8_HeaderMax24 | 8,10,12,14,16,18,20,24 | 8 | 24
303 | 63 | 6012-3/4-4P-20HP KPVS | KPVS_6012-3/4_4P_20HP_7.18_BRZ | 1948.3 | 1948.3 | 7793.2 | 4 | 0 | 4 | C | KPVS_SplitCase | 8 | 6 | 8 | 10 | BranchMin8_BranchMax10 | 8,10 | 2 | 10 | 20 | HeaderMin10_HeaderMax20 | 10,12,14,16,18,20 | 6 | 12
304 | 64 | 6012-3/4-4P-25HP KPVS | KPVS_6012-3/4_4P_25HP_7.66_BRZ | 2103.8 | 2103.8 | 8415.2 | 4 | 0 | 4 | C | KPVS_SplitCase | 8 | 6 | 8 | 10 | BranchMin8_BranchMax10 | 8,10 | 2 | 10 | 20 | HeaderMin10_HeaderMax20 | 10,12,14,16,18,20 | 6 | 12
305 | 65 | 6012-3/4-4P-30HP KPVS | KPVS_6012-3/4_4P_30HP_8.02_BRZ | 2220.5 | 2220.5 | 8882 | 4 | 0 | 4 | C | KPVS_SplitCase | 8 | 6 | 8 | 10 | BranchMin8_BranchMax10 | 8,10 | 2 | 10 | 24 | HeaderMin10_HeaderMax24 | 10,12,14,16,18,20,24 | 7 | 14
306 | 66 | 6012-3/4-4P-40HP KPVS | KPVS_6012-3/4_4P_40HP_8.86_BRZ | 2492.6 | 2492.6 | 9970.4 | 4 | 0 | 4 | C | KPVS_SplitCase | 8 | 6 | 8 | 10 | BranchMin8_BranchMax10 | 8,10 | 2 | 10 | 24 | HeaderMin10_HeaderMax24 | 10,12,14,16,18,20,24 | 7 | 14
307 | 67 | 6012-3/4-4P-50HP KPVS | KPVS_6012-3/4_4P_50HP_9.85_BRZ | 2801.3 | 2801.3 | 11205.2 | 4 | 0 | 4 | C | KPVS_SplitCase | 8 | 6 | 8 | 12 | BranchMin8_BranchMax12 | 8,10,12 | 3 | 10 | 24 | HeaderMin10_HeaderMax24 | 10,12,14,16,18,20,24 | 7 | 21
308 | 68 | 6012-3/4-4P-60HP KPVS | KPVS_6012-3/4_4P_60HP_10.38_BRZ | 2944.6 | 2944.6 | 11778.4 | 4 | 0 | 4 | C | KPVS_SplitCase | 8 | 6 | 8 | 12 | BranchMin8_BranchMax12 | 8,10,12 | 3 | 10 | 24 | HeaderMin10_HeaderMax24 | 10,12,14,16,18,20,24 | 7 | 21
309 | 69 | 6012-3/4-4P-75HP KPVS | KPVS_6012-3/4_4P_75HP_11.05_BRZ | 3118.5 | 3118.5 | 12474 | 4 | 0 | 4 | C | KPVS_SplitCase | 8 | 6 | 8 | 12 | BranchMin8_BranchMax12 | 8,10,12 | 3 | 10 | 24 | HeaderMin10_HeaderMax24 | 10,12,14,16,18,20,24 | 7 | 21
310 | 70 | 6012-3/4-4P-100HP KPVS | KPVS_6012-3/4_4P_100HP_12.00_BRZ | 3375 | 3375 | 13500 | 4 | 0 | 4 | C | KPVS_SplitCase | 8 | 6 | 8 | 12 | BranchMin8_BranchMax12 | 8,10,12 | 3 | 10 | 24 | HeaderMin10_HeaderMax24 | 10,12,14,16,18,20,24 | 7 | 21
311 | 71 | 6015-3/4-4P-40HP KPVS | KPVS_6015-3/4_4P_40HP_9.03_BRZ | 2242.4 | 2242.4 | 8969.6 | 4 | 0 | 4 | C | KPVS_SplitCase | 8 | 6 | 8 | 10 | BranchMin8_BranchMax10 | 8,10 | 2 | 10 | 24 | HeaderMin10_HeaderMax24 | 10,12,14,16,18,20,24 | 7 | 14
312 | 72 | 6015-3/4-4P-50HP KPVS | KPVS_6015-3/4_4P_50HP_9.58_BRZ | 2378.6 | 2378.6 | 9514.4 | 4 | 0 | 4 | C | KPVS_SplitCase | 8 | 6 | 8 | 10 | BranchMin8_BranchMax10 | 8,10 | 2 | 10 | 24 | HeaderMin10_HeaderMax24 | 10,12,14,16,18,20,24 | 7 | 14
313 | 73 | 6015-3/4-4P-60HP KPVS | KPVS_6015-3/4_4P_60HP_10.10_BRZ | 2507.3 | 2507.3 | 10029.2 | 4 | 0 | 4 | C | KPVS_SplitCase | 8 | 6 | 8 | 12 | BranchMin8_BranchMax12 | 8,10,12 | 3 | 10 | 24 | HeaderMin10_HeaderMax24 | 10,12,14,16,18,20,24 | 7 | 21
314 | 74 | 6015-3/4-4P-75HP KPVS | KPVS_6015-3/4_4P_75HP_10.82_BRZ | 2685.5 | 2685.5 | 10742 | 4 | 0 | 4 | C | KPVS_SplitCase | 8 | 6 | 8 | 12 | BranchMin8_BranchMax12 | 8,10,12 | 3 | 10 | 24 | HeaderMin10_HeaderMax24 | 10,12,14,16,18,20,24 | 7 | 21
315 | 75 | 6015-3/4-4P-100HP KPVS | KPVS_6015-3/4_4P_100HP_11.99_BRZ | 2975 | 2975 | 11900 | 4 | 0 | 4 | C | KPVS_SplitCase | 8 | 6 | 8 | 12 | BranchMin8_BranchMax12 | 8,10,12 | 3 | 10 | 24 | HeaderMin10_HeaderMax24 | 10,12,14,16,18,20,24 | 7 | 21
316 | 76 | 6015-3/4-4P-125HP KPVS | KPVS_6015-3/4_4P_125HP_12.84_BRZ | 3257.5 | 3257.5 | 13030 | 4 | 0 | 4 | C | KPVS_SplitCase | 8 | 6 | 8 | 12 | BranchMin8_BranchMax12 | 8,10,12 | 3 | 10 | 24 | HeaderMin10_HeaderMax24 | 10,12,14,16,18,20,24 | 7 | 21
317 | 77 | 6015-3/4-4P-150HP KPVS | KPVS_6015-3/4_4P_150HP_13.50_BRZ | 3513.8 | 3513.8 | 14055.2 | 4 | 0 | 4 | C | KPVS_SplitCase | 8 | 6 | 8 | 12 | BranchMin8_BranchMax12 | 8,10,12 | 3 | 10 | 24 | HeaderMin10_HeaderMax24 | 10,12,14,16,18,20,24 | 7 | 21
318 | 78 | 6015-3/4-4P-200HP KPVS | KPVS_6015-3/4_4P_200HP_14.71_BRZ | 3946.3 | 3946.3 | 15785.2 | 4 | 0 | 4 | C | KPVS_SplitCase | 8 | 6 | 8 | 14 | BranchMin8_BranchMax14 | 8,10,12,14 | 4 | 10 | 24 | HeaderMin10_HeaderMax24 | 10,12,14,16,18,20,24 | 7 | 28
319 | 79 | 6015-3/4-4P-250HP KPVS | KPVS_6015-3/4_4P_250HP_15.00_BRZ | 4050 | 4050 | 16200 | 4 | 0 | 4 | C | KPVS_SplitCase | 8 | 6 | 8 | 14 | BranchMin8_BranchMax14 | 8,10,12,14 | 4 | 10 | 24 | HeaderMin10_HeaderMax24 | 10,12,14,16,18,20,24 | 7 | 28
320 | 80 | 6019-7/8-4P-125HP KPVS | KPVS_6019-7/8_4P_125HP_15.17_BRZ | 2174.5 | 2174.5 | 8698 | 4 | 0 | 4 | C | KPVS_SplitCase | 8 | 6 | 8 | 10 | BranchMin8_BranchMax10 | 8,10 | 2 | 10 | 20 | HeaderMin10_HeaderMax20 | 10,12,14,16,18,20 | 6 | 12
321 | 81 | 6019-7/8-4P-150HP KPVS | KPVS_6019-7/8_4P_150HP_15.81_BRZ | 2306.3 | 2306.3 | 9225.2 | 4 | 0 | 4 | C | KPVS_SplitCase | 8 | 6 | 8 | 10 | BranchMin8_BranchMax10 | 8,10 | 2 | 10 | 24 | HeaderMin10_HeaderMax24 | 10,12,14,16,18,20,24 | 7 | 14
322 | 82 | 6019-7/8-4P-200HP KPVS | KPVS_6019-7/8_4P_200HP_17.26_BRZ | 2615.2 | 2615.2 | 10460.8 | 4 | 0 | 4 | C | KPVS_SplitCase | 8 | 6 | 8 | 12 | BranchMin8_BranchMax12 | 8,10,12 | 3 | 10 | 24 | HeaderMin10_HeaderMax24 | 10,12,14,16,18,20,24 | 7 | 21
323 | 83 | 6019-7/8-4P-250HP KPVS | KPVS_6019-7/8_4P_250HP_18.44_BRZ | 2874.5 | 2874.5 | 11498 | 4 | 0 | 4 | C | KPVS_SplitCase | 8 | 6 | 8 | 12 | BranchMin8_BranchMax12 | 8,10,12 | 3 | 10 | 24 | HeaderMin10_HeaderMax24 | 10,12,14,16,18,20,24 | 7 | 21
324 | 84 | 6019-7/8-4P-300HP KPVS | KPVS_6019-7/8_4P_300HP_19.00_BRZ | 3000 | 3000 | 12000 | 4 | 0 | 4 | C | KPVS_SplitCase | 8 | 6 | 8 | 12 | BranchMin8_BranchMax12 | 8,10,12 | 3 | 10 | 24 | HeaderMin10_HeaderMax24 | 10,12,14,16,18,20,24 | 7 | 21
325 | 85 | 8012-5/6-4P-30HP KPVS | KPVS_8012-5/6_4P_30HP_7.25_BRZ | 2655.1 | 2655.1 | 10620.4 | 4 | 0 | 4 | C | KPVS_SplitCase | 10 | 8 | 10 | 12 | BranchMin10_BranchMax12 | 10,12 | 2 | 12 | 24 | HeaderMin12_HeaderMax24 | 12,14,16,18,20,24 | 6 | 12
326 | 86 | 8012-5/6-4P-40HP KPVS | KPVS_8012-5/6_4P_40HP_8.36_BRZ | 3152.9 | 3152.9 | 12611.6 | 4 | 0 | 4 | C | KPVS_SplitCase | 10 | 8 | 10 | 12 | BranchMin10_BranchMax12 | 10,12 | 2 | 12 | 24 | HeaderMin12_HeaderMax24 | 12,14,16,18,20,24 | 6 | 12
327 | 87 | 8012-5/6-4P-50HP KPVS | KPVS_8012-5/6_4P_50HP_9.16_BRZ | 3509.4 | 3509.4 | 14037.6 | 4 | 0 | 4 | C | KPVS_SplitCase | 10 | 8 | 10 | 12 | BranchMin10_BranchMax12 | 10,12 | 2 | 12 | 24 | HeaderMin12_HeaderMax24 | 12,14,16,18,20,24 | 6 | 12
328 | 88 | 8012-5/6-4P-60HP KPVS | KPVS_8012-5/6_4P_60HP_9.76_BRZ | 3787.8 | 3787.8 | 15151.2 | 4 | 0 | 4 | C | KPVS_SplitCase | 10 | 8 | 10 | 14 | BranchMin10_BranchMax14 | 10,12,14 | 3 | 12 | 24 | HeaderMin12_HeaderMax24 | 12,14,16,18,20,24 | 6 | 18
329 | 89 | 8012-5/6-4P-75HP KPVS | KPVS_8012-5/6_4P_75HP_10.38_BRZ | 4118.9 | 4118.9 | 16475.6 | 4 | 0 | 4 | C | KPVS_SplitCase | 10 | 8 | 10 | 14 | BranchMin10_BranchMax14 | 10,12,14 | 3 | 12 | 24 | HeaderMin12_HeaderMax24 | 12,14,16,18,20,24 | 6 | 18
330 | 90 | 8012-5/6-4P-100HP KPVS | KPVS_8012-5/6_4P_100HP_11.25_BRZ | 4600.7 | 4600.7 | 18402.8 | 4 | 0 | 4 | C | KPVS_SplitCase | 10 | 8 | 10 | 16 | BranchMin10_BranchMax16 | 10,12,14,16 | 4 | 12 | 24 | HeaderMin12_HeaderMax24 | 12,14,16,18,20,24 | 6 | 24
331 | 91 | 8012-5/6-4P-125HP KPVS | KPVS_8012-5/6_4P_125HP_12.00_BRZ | 5002.5 | 5002.5 | 20010 | 4 | 0 | 4 | C | KPVS_SplitCase | 10 | 8 | 10 | 16 | BranchMin10_BranchMax16 | 10,12,14,16 | 4 | 12 | 24 | HeaderMin12_HeaderMax24 | 12,14,16,18,20,24 | 6 | 24
332 | 92 | 8015-3/4-4P-60HP KPVS | KPVS_8015-3/4_4P_60HP_9.15_BRZ | 3658.5 | 3658.5 | 14634 | 4 | 0 | 4 | C | KPVS_SplitCase | 10 | 8 | 10 | 14 | BranchMin10_BranchMax14 | 10,12,14 | 3 | 12 | 24 | HeaderMin12_HeaderMax24 | 12,14,16,18,20,24 | 6 | 18
333 | 93 | 8015-3/4-4P-75HP KPVS | KPVS_8015-3/4_4P_75HP_9.92_BRZ | 3958.8 | 3958.8 | 15835.2 | 4 | 0 | 4 | C | KPVS_SplitCase | 10 | 8 | 10 | 14 | BranchMin10_BranchMax14 | 10,12,14 | 3 | 12 | 24 | HeaderMin12_HeaderMax24 | 12,14,16,18,20,24 | 6 | 18
334 | 94 | 8015-3/4-4P-100HP KPVS | KPVS_8015-3/4_4P_100HP_10.95_BRZ | 4360.5 | 4360.5 | 17442 | 4 | 0 | 4 | C | KPVS_SplitCase | 10 | 8 | 10 | 16 | BranchMin10_BranchMax16 | 10,12,14,16 | 4 | 12 | 24 | HeaderMin12_HeaderMax24 | 12,14,16,18,20,24 | 6 | 24
335 | 95 | 8015-3/4-4P-125HP KPVS | KPVS_8015-3/4_4P_125HP_11.69_BRZ | 4649.1 | 4649.1 | 18596.4 | 4 | 0 | 4 | C | KPVS_SplitCase | 10 | 8 | 10 | 16 | BranchMin10_BranchMax16 | 10,12,14,16 | 4 | 12 | 24 | HeaderMin12_HeaderMax24 | 12,14,16,18,20,24 | 6 | 24
336 | 96 | 8015-3/4-4P-150HP KPVS | KPVS_8015-3/4_4P_150HP_12.23_BRZ | 4862.4 | 4862.4 | 19449.6 | 4 | 0 | 4 | C | KPVS_SplitCase | 10 | 8 | 10 | 16 | BranchMin10_BranchMax16 | 10,12,14,16 | 4 | 12 | 24 | HeaderMin12_HeaderMax24 | 12,14,16,18,20,24 | 6 | 24
337 | 97 | 8015-3/4-4P-200HP KPVS | KPVS_8015-3/4_4P_200HP_13.29_BRZ | 5297.1 | 5297.1 | 21188.4 | 4 | 0 | 4 | C | KPVS_SplitCase | 10 | 8 | 10 | 16 | BranchMin10_BranchMax16 | 10,12,14,16 | 4 | 12 | 24 | HeaderMin12_HeaderMax24 | 12,14,16,18,20,24 | 6 | 24
338 | 98 | 8015-3/4-4P-250HP KPVS | KPVS_8015-3/4_4P_250HP_14.19_BRZ | 5667.9 | 5667.9 | 22671.6 | 4 | 0 | 4 | C | KPVS_SplitCase | 10 | 8 | 10 | 18 | BranchMin10_BranchMax18 | 10,12,14,16,18 | 5 | 12 | 24 | HeaderMin12_HeaderMax24 | 12,14,16,18,20,24 | 6 | 30
339 | 99 | 8015-3/4-4P-300HP KPVS | KPVS_8015-3/4_4P_300HP_15.00_BRZ | 6000 | 6000 | 24000 | 4 | 0 | 4 | C | KPVS_SplitCase | 10 | 8 | 10 | 18 | BranchMin10_BranchMax18 | 10,12,14,16,18 | 5 | 12 | 24 | HeaderMin12_HeaderMax24 | 12,14,16,18,20,24 | 6 | 30
340 | 100 | 8020-5/6-4P-250HP KPVS | KPVS_8020-5/6_4P_250HP_14.05_BRZ | 5650.2 | 5650.2 | 22600.8 | 4 | 0 | 4 | C | KPVS_SplitCase | 12 | 8 | 12 | 18 | BranchMin12_BranchMax18 | 12,14,16,18 | 4 | 14 | 24 | HeaderMin14_HeaderMax24 | 14,16,18,20,24 | 5 | 20
341 | 101 | 8020-5/6-4P-300HP KPVS | KPVS_8020-5/6_4P_300HP_14.81_BRZ | 5920 | 5920 | 23680 | 4 | 0 | 4 | C | KPVS_SplitCase | 12 | 8 | 12 | 18 | BranchMin12_BranchMax18 | 12,14,16,18 | 4 | 14 | 24 | HeaderMin14_HeaderMax24 | 14,16,18,20,24 | 5 | 20
342 | 102 | 1012-1/2-4P-60HP KPVS | KPVS_1012-1/2_4P_60HP_8.54_BRZ | 4880.8 | 4880.8 | 19523.2 | 4 | 0 | 4 | C | KPVS_SplitCase | 12 | 10 | 12 | 16 | BranchMin12_BranchMax16 | 12,14,16 | 3 | 14 | 24 | HeaderMin14_HeaderMax24 | 14,16,18,20,24 | 5 | 15
343 | 103 | 1012-1/2-4P-75HP KPVS | KPVS_1012-1/2_4P_75HP_9.30_BRZ | 5233.9 | 5233.9 | 20935.6 | 4 | 0 | 4 | C | KPVS_SplitCase | 12 | 10 | 12 | 16 | BranchMin12_BranchMax16 | 12,14,16 | 3 | 14 | 24 | HeaderMin14_HeaderMax24 | 14,16,18,20,24 | 5 | 15
344 | 104 | 1012-1/2-4P-100HP KPVS | KPVS_1012-1/2_4P_100HP_10.20_BRZ | 5663.7 | 5663.7 | 22654.8 | 4 | 0 | 4 | C | KPVS_SplitCase | 12 | 10 | 12 | 18 | BranchMin12_BranchMax18 | 12,14,16,18 | 4 | 14 | 24 | HeaderMin14_HeaderMax24 | 14,16,18,20,24 | 5 | 20
345 | 105 | 1012-1/2-4P-125HP KPVS | KPVS_1012-1/2_4P_125HP_10.79_BRZ | 6091.7 | 6091.7 | 24366.8 | 4 | 0 | 4 | C | KPVS_SplitCase | 12 | 10 | 12 | 18 | BranchMin12_BranchMax18 | 12,14,16,18 | 4 | 14 | 24 | HeaderMin14_HeaderMax24 | 14,16,18,20,24 | 5 | 20
346 | 106 | 1012-1/2-4P-150HP KPVS | KPVS_1012-1/2_4P_150HP_11.42_BRZ | 6598.6 | 6598.6 | 26394.4 | 4 | 0 | 4 | C | KPVS_SplitCase | 12 | 10 | 12 | 18 | BranchMin12_BranchMax18 | 12,14,16,18 | 4 | 14 | 24 | HeaderMin14_HeaderMax24 | 14,16,18,20,24 | 5 | 20
347 | 107 | 1012-1/2-4P-200HP KPVS | KPVS_1012-1/2_4P_200HP_12.00_BRZ | 7035 | 7035 | 28140 | 4 | 0 | 4 | C | KPVS_SplitCase | 12 | 10 | 12 | 18 | BranchMin12_BranchMax18 | 12,14,16,18 | 4 | 14 | 24 | HeaderMin14_HeaderMax24 | 14,16,18,20,24 | 5 | 20
348 | 108 | 1015-3/4-4P-125HP KPVS | KPVS_1015-3/4_4P_125HP_11.26_BRZ | 5646.6 | 5646.6 | 22586.4 | 4 | 0 | 4 | C | KPVS_SplitCase | 12 | 10 | 12 | 18 | BranchMin12_BranchMax18 | 12,14,16,18 | 4 | 14 | 24 | HeaderMin14_HeaderMax24 | 14,16,18,20,24 | 5 | 20
349 | 109 | 1015-3/4-4P-150HP KPVS | KPVS_1015-3/4_4P_150HP_11.96_BRZ | 6108.6 | 6108.6 | 24434.4 | 4 | 0 | 4 | C | KPVS_SplitCase | 12 | 10 | 12 | 18 | BranchMin12_BranchMax18 | 12,14,16,18 | 4 | 14 | 24 | HeaderMin14_HeaderMax24 | 14,16,18,20,24 | 5 | 20
350 | 110 | 1015-3/4-4P-200HP KPVS | KPVS_1015-3/4_4P_200HP_12.89_BRZ | 6722.4 | 6722.4 | 26889.6 | 4 | 0 | 4 | C | KPVS_SplitCase | 12 | 10 | 12 | 18 | BranchMin12_BranchMax18 | 12,14,16,18 | 4 | 14 | 24 | HeaderMin14_HeaderMax24 | 14,16,18,20,24 | 5 | 20
351 | 111 | 1015-3/4-4P-250HP KPVS | KPVS_1015-3/4_4P_250HP_13.52_BRZ | 7055.6 | 7055.6 | 28222.4 | 4 | 0 | 4 | C | KPVS_SplitCase | 12 | 10 | 12 | 20 | BranchMin12_BranchMax20 | 12,14,16,18,20 | 5 | 14 | 24 | HeaderMin14_HeaderMax24 | 14,16,18,20,24 | 5 | 25
352 | 112 | 1015-3/4-4P-300HP KPVS | KPVS_1015-3/4_4P_300HP_14.03_BRZ | 7256.3 | 7256.3 | 29025.2 | 4 | 0 | 4 | C | KPVS_SplitCase | 12 | 10 | 12 | 20 | BranchMin12_BranchMax20 | 12,14,16,18,20 | 5 | 14 | 24 | HeaderMin14_HeaderMax24 | 14,16,18,20,24 | 5 | 25
353 | 113 | 1220-5/6-6P-125HP KPVS | KPVS_1220-5/6_6P_125HP_13.61_BRZ | 7208.6 | 7208.6 | 28834.4 | 4 | 0 | 4 | C | KPVS_SplitCase | 14 | 12 | 14 | 20 | BranchMin14_BranchMax20 | 14,16,18,20 | 4 | 16 | 24 | HeaderMin16_HeaderMax24 | 16,18,20,24 | 4 | 16
354 | 114 | 1220-5/6-6P-150HP KPVS | KPVS_1220-5/6_6P_150HP_14.41_BRZ | 7821.9 | 7821.9 | 31287.6 | 4 | 0 | 4 | C | KPVS_SplitCase | 14 | 12 | 14 | 20 | BranchMin14_BranchMax20 | 14,16,18,20 | 4 | 16 | 24 | HeaderMin16_HeaderMax24 | 16,18,20,24 | 4 | 16
355 | 115 | 1220-5/6-6P-200HP KPVS | KPVS_1220-5/6_6P_200HP_16.03_BRZ | 9109.1 | 9109.1 | 36436.4 | 4 | 0 | 4 | C | KPVS_SplitCase | 14 | 12 | 14 | 24 | BranchMin14_BranchMax24 | 14,16,18,20,24 | 5 | 16 | 24 | HeaderMin16_HeaderMax24 | 16,18,20,24 | 4 | 20
356 | 116 | 1220-5/6-6P-250HP KPVS | KPVS_1220-5/6_6P_250HP_17.26_BRZ | 10125.3 | 10125.3 | 40501.2 | 4 | 0 | 4 | C | KPVS_SplitCase | 14 | 12 | 14 | 24 | BranchMin14_BranchMax24 | 14,16,18,20,24 | 5 | 16 | 24 | HeaderMin16_HeaderMax24 | 16,18,20,24 | 4 | 20
357 | 117 | 1220-5/6-6P-300HP KPVS | KPVS_1220-5/6_6P_300HP_18.18_BRZ | 10905.9 | 10905.9 | 43623.6 | 4 | 0 | 4 | C | KPVS_SplitCase | 14 | 12 | 14 | 24 | BranchMin14_BranchMax24 | 14,16,18,20,24 | 5 | 16 | 24 | HeaderMin16_HeaderMax24 | 16,18,20,24 | 4 | 20
358 | 118 | 1415-1/2-4P-250HP KPVS | KPVS_1415-1/2_4P_250HP_12.73_BRZ | 10473.9 | 10473.9 | 41895.6 | 4 | 0 | 4 | C | KPVS_SplitCase | 16 | 14 | 16 | 24 | BranchMin16_BranchMax24 | 16,18,20,24 | 4 | 18 | 24 | HeaderMin18_HeaderMax24 | 18,20,24 | 3 | 12
359 | 119 | 1415-1/2-4P-300HP KPVS | KPVS_1415-1/2_4P_300HP_13.48_BRZ | 11367.6 | 11367.6 | 45470.4 | 4 | 0 | 4 | C | KPVS_SplitCase | 16 | 14 | 16 | 24 | BranchMin16_BranchMax24 | 16,18,20,24 | 4 | 18 | 24 | HeaderMin18_HeaderMax24 | 18,20,24 | 3 | 12
360 | 120 | 1415-3/4-4P-300HP KPVS | KPVS_1415-3/4_4P_300HP_13.24_BRZ | 11554.5 | 11554.5 | 46218 | 4 | 0 | 4 | C | KPVS_SplitCase | 18 | 14 | 18 | 24 | BranchMin18_BranchMax24 | 18,20,24 | 3 | 20 | 24 | HeaderMin20_HeaderMax24 | 20,24 | 2 | 6
361 | 1 | 2095-1/2-2P-20HP KPVS | KPVS_2095-1/2_2P_25HP_7.19_BRZ | 404.6 | 404.6 | 404.6 | 1 | 1 | 2 | D | KPVS_SplitCase | 2.5 | 2 | 2.5 | 5 | BranchMin2.5_BranchMax5 | 2.5,3,4,5 | 4 | 3 | 5 | HeaderMin3_HeaderMax5 | 3,4,5 | 3 | 12
362 | 2 | 2095-1/2-2P-25HP KPVS | KPVS_2095-1/2_2P_30HP_7.57_BRZ | 435.2 | 435.2 | 435.2 | 1 | 1 | 2 | D | KPVS_SplitCase | 2.5 | 2 | 2.5 | 5 | BranchMin2.5_BranchMax5 | 2.5,3,4,5 | 4 | 3 | 5 | HeaderMin3_HeaderMax5 | 3,4,5 | 3 | 12
363 | 3 | 2095-1/2-2P-30HP KPVS | KPVS_2095-1/2_2P_40HP_8.07_BRZ | 476.1 | 476.1 | 476.1 | 1 | 1 | 2 | D | KPVS_SplitCase | 2.5 | 2 | 2.5 | 5 | BranchMin2.5_BranchMax5 | 2.5,3,4,5 | 4 | 3 | 5 | HeaderMin3_HeaderMax5 | 3,4,5 | 3 | 12
364 | 4 | 2095-1/2-2P-40HP KPVS | KPVS_2095-1/2_2P_50HP_8.60_BRZ | 521.2 | 521.2 | 521.2 | 1 | 1 | 2 | D | KPVS_SplitCase | 2.5 | 2 | 2.5 | 5 | BranchMin2.5_BranchMax5 | 2.5,3,4,5 | 4 | 3 | 5 | HeaderMin3_HeaderMax5 | 3,4,5 | 3 | 12
365 | 5 | 2095-1/2-2P-50HP KPVS | KPVS_2095-1/2_2P_60HP_9.11_BRZ | 565.7 | 565.7 | 565.7 | 1 | 1 | 2 | D | KPVS_SplitCase | 2.5 | 2 | 2.5 | 5 | BranchMin2.5_BranchMax5 | 2.5,3,4,5 | 4 | 3 | 5 | HeaderMin3_HeaderMax5 | 3,4,5 | 3 | 12
366 | 6 | 2095-1/2-2P-60HP KPVS | KPVS_2095-1/2_2P_75HP_9.50_BRZ | 600 | 600 | 600 | 1 | 1 | 2 | D | KPVS_SplitCase | 2.5 | 2 | 2.5 | 5 | BranchMin2.5_BranchMax5 | 2.5,3,4,5 | 4 | 3 | 5 | HeaderMin3_HeaderMax5 | 3,4,5 | 3 | 12
367 | 7 | 2095-1/2-2P-75HP KPVS | KPVS_2095-1/2_2P_40HP_8.07_BRZ | 476.1 | 476.1 | 476.1 | 1 | 1 | 2 | D | KPVS_SplitCase | 2.5 | 2 | 2.5 | 5 | BranchMin2.5_BranchMax5 | 2.5,3,4,5 | 4 | 3 | 5 | HeaderMin3_HeaderMax5 | 3,4,5 | 3 | 12
368 | 8 | 2013-5/6-4P-10HP KPVS | KPVS_2013-5/6_4P_10HP_9.49_SS | 309.5 | 309.5 | 309.5 | 1 | 1 | 2 | D | KPVS_SplitCase | 2.5 | 2 | 2.5 | 4 | BranchMin2.5_BranchMax4 | 2.5,3,4 | 3 | 3 | 4 | HeaderMin3_HeaderMax4 | 3,4 | 2 | 6
369 | 9 | 2013-5/6-4P-15HP KPVS | KPVS_2013-5/6_4P_15HP_10.92_SS | 366.2 | 366.2 | 366.2 | 1 | 1 | 2 | D | KPVS_SplitCase | 2.5 | 2 | 2.5 | 4 | BranchMin2.5_BranchMax4 | 2.5,3,4 | 3 | 3 | 4 | HeaderMin3_HeaderMax4 | 3,4 | 2 | 6
370 | 10 | 2013-5/6-4P-20HP KPVS | KPVS_2013-5/6_4P_20HP_12.03_SS | 405.9 | 405.9 | 405.9 | 1 | 1 | 2 | D | KPVS_SplitCase | 2.5 | 2 | 2.5 | 5 | BranchMin2.5_BranchMax5 | 2.5,3,4,5 | 4 | 3 | 5 | HeaderMin3_HeaderMax5 | 3,4,5 | 3 | 12
371 | 11 | 2013-5/6-4P-25HP KPVS | KPVS_2013-5/6_4P_25HP_13.00_SS | 441.1 | 441.1 | 441.1 | 1 | 1 | 2 | D | KPVS_SplitCase | 2.5 | 2 | 2.5 | 5 | BranchMin2.5_BranchMax5 | 2.5,3,4,5 | 4 | 3 | 5 | HeaderMin3_HeaderMax5 | 3,4,5 | 3 | 12
372 | 12 | 3095-7/8-2P-40HP KPVS | KPVS_3095-7/8_2P_40HP_6.83_BRZ | 844.1 | 844.1 | 844.1 | 1 | 1 | 2 | D | KPVS_SplitCase | 4 | 3 | 4 | 6 | BranchMin4_BranchMax6 | 4,5,6 | 3 | 5 | 6 | HeaderMin5_HeaderMax6 | 5,6 | 2 | 6
373 | 13 | 3095-7/8-2P-50HP KPVS | KPVS_3095-7/8_2P_50HP_7.31_BRZ | 888.7 | 888.7 | 888.7 | 1 | 1 | 2 | D | KPVS_SplitCase | 4 | 3 | 4 | 6 | BranchMin4_BranchMax6 | 4,5,6 | 3 | 5 | 6 | HeaderMin5_HeaderMax6 | 5,6 | 2 | 6
374 | 14 | 3095-7/8-2P-60HP KPVS | KPVS_3095-7/8_2P_60HP_7.80_BRZ | 910.5 | 910.5 | 910.5 | 1 | 1 | 2 | D | KPVS_SplitCase | 4 | 3 | 4 | 6 | BranchMin4_BranchMax6 | 4,5,6 | 3 | 5 | 6 | HeaderMin5_HeaderMax6 | 5,6 | 2 | 6
375 | 15 | 3095-7/8-2P-75HP KPVS | KPVS_3095-7/8_2P_75HP_8.47_BRZ | 901.5 | 901.5 | 901.5 | 1 | 1 | 2 | D | KPVS_SplitCase | 4 | 3 | 4 | 6 | BranchMin4_BranchMax6 | 4,5,6 | 3 | 5 | 6 | HeaderMin5_HeaderMax6 | 5,6 | 2 | 6
376 | 16 | 3095-7/8-2P-100HP KPVS | KPVS_3095-7/8_2P_100HP_9.24_BRZ | 964.4 | 964.4 | 964.4 | 1 | 1 | 2 | D | KPVS_SplitCase | 4 | 3 | 4 | 8 | BranchMin4_BranchMax8 | 4,5,6,8 | 4 | 5 | 8 | HeaderMin5_HeaderMax8 | 5,6,8 | 3 | 12
377 | 17 | 3095-7/8-2P-125HP KPVS | KPVS_3095-7/8_2P_125HP_9.50_BRZ | 1000 | 1000 | 1000 | 1 | 1 | 2 | D | KPVS_SplitCase | 4 | 3 | 4 | 8 | BranchMin4_BranchMax8 | 4,5,6,8 | 4 | 5 | 8 | HeaderMin5_HeaderMax8 | 5,6,8 | 3 | 12
378 | 18 | 3014-7/8-4P-20HP KPVS | KPVS_3014-7/8_4P_20HP_10.51_BRZ | 597.3 | 597.3 | 597.3 | 1 | 1 | 2 | D | KPVS_SplitCase | 4 | 3 | 4 | 5 | BranchMin4_BranchMax5 | 4,5 | 2 | 5 | 5 | HeaderMin5_HeaderMax5 | 5 | 1 | 2
379 | 19 | 3014-7/8-4P-25HP KPVS | KPVS_3014-7/8_4P_25HP_11.23_BRZ | 656.6 | 656.6 | 656.6 | 1 | 1 | 2 | D | KPVS_SplitCase | 4 | 3 | 4 | 6 | BranchMin4_BranchMax6 | 4,5,6 | 3 | 5 | 6 | HeaderMin5_HeaderMax6 | 5,6 | 2 | 6
380 | 20 | 3014-7/8-4P-30HP KPVS | KPVS_3014-7/8_4P_30HP_11.86_BRZ | 710 | 710 | 710 | 1 | 1 | 2 | D | KPVS_SplitCase | 4 | 3 | 4 | 6 | BranchMin4_BranchMax6 | 4,5,6 | 3 | 5 | 6 | HeaderMin5_HeaderMax6 | 5,6 | 2 | 6
381 | 21 | 3014-7/8-4P-40HP KPVS | KPVS_3014-7/8_4P_40HP_12.92_BRZ | 802.4 | 802.4 | 802.4 | 1 | 1 | 2 | D | KPVS_SplitCase | 4 | 3 | 4 | 6 | BranchMin4_BranchMax6 | 4,5,6 | 3 | 5 | 6 | HeaderMin5_HeaderMax6 | 5,6 | 2 | 6
382 | 22 | 3014-7/8-4P-50HP KPVS | KPVS_3014-7/8_4P_50HP_13.79_BRZ | 880.7 | 880.7 | 880.7 | 1 | 1 | 2 | D | KPVS_SplitCase | 4 | 3 | 4 | 6 | BranchMin4_BranchMax6 | 4,5,6 | 3 | 5 | 6 | HeaderMin5_HeaderMax6 | 5,6 | 2 | 6
383 | 23 | 3014-7/8-4P-60HP KPVS | KPVS_3014-7/8_4P_60HP_14.00_BRZ | 900 | 900 | 900 | 1 | 1 | 2 | D | KPVS_SplitCase | 4 | 3 | 4 | 6 | BranchMin4_BranchMax6 | 4,5,6 | 3 | 5 | 6 | HeaderMin5_HeaderMax6 | 5,6 | 2 | 6
384 | 24 | 4012-1/2-4P-5HP KPVS | KPVS_4012-1/2_4P_5HP_6.82_BRZ | 532.4 | 532.4 | 532.4 | 1 | 1 | 2 | D | KPVS_SplitCase | 5 | 4 | 5 | 5 | BranchMin5_BranchMax5 | 5 | 1 | 6 | 6 | HeaderMin6_HeaderMax6 | 6 | 1 | 1
385 | 25 | 4012-1/2-4P-7.5HP KPVS | KPVS_4012-1/2_4P_7.5HP_7.70_BRZ | 625.2 | 625.2 | 625.2 | 1 | 1 | 2 | D | KPVS_SplitCase | 5 | 4 | 5 | 5 | BranchMin5_BranchMax5 | 5 | 1 | 6 | 6 | HeaderMin6_HeaderMax6 | 6 | 1 | 1
386 | 26 | 4012-1/2-4P-10HP KPVS | KPVS_4012-1/2_4P_10HP_8.39_BRZ | 696.4 | 696.4 | 696.4 | 1 | 1 | 2 | D | KPVS_SplitCase | 5 | 4 | 5 | 6 | BranchMin5_BranchMax6 | 5,6 | 2 | 6 | 6 | HeaderMin6_HeaderMax6 | 6 | 1 | 2
387 | 27 | 4012-1/2-4P-15HP KPVS | KPVS_4012-1/2_4P_15HP_9.28_BRZ | 775.8 | 775.8 | 775.8 | 1 | 1 | 2 | D | KPVS_SplitCase | 5 | 4 | 5 | 6 | BranchMin5_BranchMax6 | 5,6 | 2 | 6 | 6 | HeaderMin6_HeaderMax6 | 6 | 1 | 2
388 | 28 | 4012-1/2-4P-20HP KPVS | KPVS_4012-1/2_4P_20HP_10.04_BRZ | 829.7 | 829.7 | 829.7 | 1 | 1 | 2 | D | KPVS_SplitCase | 5 | 4 | 5 | 6 | BranchMin5_BranchMax6 | 5,6 | 2 | 6 | 6 | HeaderMin6_HeaderMax6 | 6 | 1 | 2
389 | 29 | 4012-1/2-4P-25HP KPVS | KPVS_4012-1/2_4P_25HP_10.91_BRZ | 914.4 | 914.4 | 914.4 | 1 | 1 | 2 | D | KPVS_SplitCase | 5 | 4 | 5 | 6 | BranchMin5_BranchMax6 | 5,6 | 2 | 6 | 6 | HeaderMin6_HeaderMax6 | 6 | 1 | 2
390 | 30 | 4012-1/2-4P-30HP KPVS | KPVS_4012-1/2_4P_30HP_11.00_BRZ | 924 | 924 | 924 | 1 | 1 | 2 | D | KPVS_SplitCase | 5 | 4 | 5 | 6 | BranchMin5_BranchMax6 | 5,6 | 2 | 6 | 6 | HeaderMin6_HeaderMax6 | 6 | 1 | 2
391 | 31 | 4012-7/8-4P-10HP KPVS | KPVS_4012-7/8_4P_10HP_7.56_BRZ | 887.5 | 887.5 | 887.5 | 1 | 1 | 2 | D | KPVS_SplitCase | 5 | 4 | 5 | 6 | BranchMin5_BranchMax6 | 5,6 | 2 | 6 | 6 | HeaderMin6_HeaderMax6 | 6 | 1 | 2
392 | 32 | 4012-7/8-4P-15HP KPVS | KPVS_4012-7/8_4P_15HP_8.57_BRZ | 976.3 | 976.3 | 976.3 | 1 | 1 | 2 | D | KPVS_SplitCase | 5 | 4 | 5 | 8 | BranchMin5_BranchMax8 | 5,6,8 | 3 | 6 | 8 | HeaderMin6_HeaderMax8 | 6,8 | 2 | 6
393 | 33 | 4012-7/8-4P-20HP KPVS | KPVS_4012-7/8_4P_20HP_9.35_BRZ | 1058.8 | 1058.8 | 1058.8 | 1 | 1 | 2 | D | KPVS_SplitCase | 5 | 4 | 5 | 8 | BranchMin5_BranchMax8 | 5,6,8 | 3 | 6 | 8 | HeaderMin6_HeaderMax8 | 6,8 | 2 | 6
394 | 34 | 4012-7/8-4P-25HP KPVS | KPVS_4012-7/8_4P_25HP_9.91_BRZ | 1105.4 | 1105.4 | 1105.4 | 1 | 1 | 2 | D | KPVS_SplitCase | 5 | 4 | 5 | 8 | BranchMin5_BranchMax8 | 5,6,8 | 3 | 6 | 8 | HeaderMin6_HeaderMax8 | 6,8 | 2 | 6
395 | 35 | 4012-7/8-4P-30HP KPVS | KPVS_4012-7/8_4P_30HP_10.38_BRZ | 1130.9 | 1130.9 | 1130.9 | 1 | 1 | 2 | D | KPVS_SplitCase | 5 | 4 | 5 | 8 | BranchMin5_BranchMax8 | 5,6,8 | 3 | 6 | 8 | HeaderMin6_HeaderMax8 | 6,8 | 2 | 6
396 | 36 | 4012-7/8-4P-40HP KPVS | KPVS_4012-7/8_4P_40HP_11.39_BRZ | 1197.7 | 1197.7 | 1197.7 | 1 | 1 | 2 | D | KPVS_SplitCase | 5 | 4 | 5 | 8 | BranchMin5_BranchMax8 | 5,6,8 | 3 | 6 | 8 | HeaderMin6_HeaderMax8 | 6,8 | 2 | 6
397 | 37 | 4012-7/8-4P-50HP KPVS | KPVS_4012-7/8_4P_50HP_12.00_BRZ | 1259 | 1259 | 1259 | 1 | 1 | 2 | D | KPVS_SplitCase | 5 | 4 | 5 | 8 | BranchMin5_BranchMax8 | 5,6,8 | 3 | 6 | 8 | HeaderMin6_HeaderMax8 | 6,8 | 2 | 6
398 | 38 | 4015-9/0-4P-25HP KPVS | KPVS_4015-9/0_4P_25HP_9.71_BRZ | 786.3 | 786.3 | 786.3 | 1 | 1 | 2 | D | KPVS_SplitCase | 5 | 4 | 5 | 6 | BranchMin5_BranchMax6 | 5,6 | 2 | 6 | 6 | HeaderMin6_HeaderMax6 | 6 | 1 | 2
399 | 39 | 4015-9/0-4P-30HP KPVS | KPVS_4015-9/0_4P_30HP_10.24_BRZ | 848.4 | 848.4 | 848.4 | 1 | 1 | 2 | D | KPVS_SplitCase | 5 | 4 | 5 | 6 | BranchMin5_BranchMax6 | 5,6 | 2 | 6 | 6 | HeaderMin6_HeaderMax6 | 6 | 1 | 2
400 | 40 | 4015-9/0-4P-40HP KPVS | KPVS_4015-9/0_4P_40HP_11.17_BRZ | 960.9 | 960.9 | 960.9 | 1 | 1 | 2 | D | KPVS_SplitCase | 5 | 4 | 5 | 8 | BranchMin5_BranchMax8 | 5,6,8 | 3 | 6 | 8 | HeaderMin6_HeaderMax8 | 6,8 | 2 | 6
401 | 41 | 4015-9/0-4P-50HP KPVS | KPVS_4015-9/0_4P_50HP_11.92_BRZ | 1054.6 | 1054.6 | 1054.6 | 1 | 1 | 2 | D | KPVS_SplitCase | 5 | 4 | 5 | 8 | BranchMin5_BranchMax8 | 5,6,8 | 3 | 6 | 8 | HeaderMin6_HeaderMax8 | 6,8 | 2 | 6
402 | 42 | 4015-9/0-4P-60HP KPVS | KPVS_4015-9/0_4P_60HP_12.56_BRZ | 1137.7 | 1137.7 | 1137.7 | 1 | 1 | 2 | D | KPVS_SplitCase | 5 | 4 | 5 | 8 | BranchMin5_BranchMax8 | 5,6,8 | 3 | 6 | 8 | HeaderMin6_HeaderMax8 | 6,8 | 2 | 6
403 | 43 | 4015-9/0-4P-75HP KPVS | KPVS_4015-9/0_4P_75HP_13.30_BRZ | 1251.5 | 1251.5 | 1251.5 | 1 | 1 | 2 | D | KPVS_SplitCase | 5 | 4 | 5 | 8 | BranchMin5_BranchMax8 | 5,6,8 | 3 | 6 | 8 | HeaderMin6_HeaderMax8 | 6,8 | 2 | 6
404 | 44 | 4015-9/0-4P-100HP KPVS | KPVS_4015-9/0_4P_100HP_14.44_BRZ | 1415.3 | 1415.3 | 1415.3 | 1 | 1 | 2 | D | KPVS_SplitCase | 5 | 4 | 5 | 8 | BranchMin5_BranchMax8 | 5,6,8 | 3 | 6 | 8 | HeaderMin6_HeaderMax8 | 6,8 | 2 | 6
405 | 45 | 4015-9/0-4P-125HP KPVS | KPVS_4015-9/0_4P_125HP_15.25_BRZ | 1500 | 1500 | 1500 | 1 | 1 | 2 | D | KPVS_SplitCase | 5 | 4 | 5 | 8 | BranchMin5_BranchMax8 | 5,6,8 | 3 | 6 | 8 | HeaderMin6_HeaderMax8 | 6,8 | 2 | 6
406 | 46 | 5012-7/8-4P-15HP KPVS | KPVS_5012-7/8_4P_15HP_7.65_BRZ | 1236.1 | 1236.1 | 1236.1 | 1 | 1 | 2 | D | KPVS_SplitCase | 6 | 5 | 6 | 8 | BranchMin6_BranchMax8 | 6,8 | 2 | 8 | 8 | HeaderMin8_HeaderMax8 | 8 | 1 | 2
407 | 47 | 5012-7/8-4P-20HP KPVS | KPVS_5012-7/8_4P_20HP_8.38_BRZ | 1345.4 | 1345.4 | 1345.4 | 1 | 1 | 2 | D | KPVS_SplitCase | 6 | 5 | 6 | 8 | BranchMin6_BranchMax8 | 6,8 | 2 | 8 | 8 | HeaderMin8_HeaderMax8 | 8 | 1 | 2
408 | 48 | 5012-7/8-4P-25HP KPVS | KPVS_5012-7/8_4P_25HP_8.96_BRZ | 1441.8 | 1441.8 | 1441.8 | 1 | 1 | 2 | D | KPVS_SplitCase | 6 | 5 | 6 | 8 | BranchMin6_BranchMax8 | 6,8 | 2 | 8 | 8 | HeaderMin8_HeaderMax8 | 8 | 1 | 2
409 | 49 | 5012-7/8-4P-30HP KPVS | KPVS_5012-7/8_4P_30HP_9.45_BRZ | 1529.7 | 1529.7 | 1529.7 | 1 | 1 | 2 | D | KPVS_SplitCase | 6 | 5 | 6 | 8 | BranchMin6_BranchMax8 | 6,8 | 2 | 8 | 8 | HeaderMin8_HeaderMax8 | 8 | 1 | 2
410 | 50 | 5012-7/8-4P-40HP KPVS | KPVS_5012-7/8_4P_40HP_10.20_BRZ | 1658 | 1658 | 1658 | 1 | 1 | 2 | D | KPVS_SplitCase | 6 | 5 | 6 | 10 | BranchMin6_BranchMax10 | 6,8,10 | 3 | 8 | 10 | HeaderMin8_HeaderMax10 | 8,10 | 2 | 6
411 | 51 | 5012-7/8-4P-50HP KPVS | KPVS_5012-7/8_4P_50HP_10.79_BRZ | 1758.4 | 1758.4 | 1758.4 | 1 | 1 | 2 | D | KPVS_SplitCase | 6 | 5 | 6 | 10 | BranchMin6_BranchMax10 | 6,8,10 | 3 | 8 | 10 | HeaderMin8_HeaderMax10 | 8,10 | 2 | 6
412 | 52 | 5012-7/8-4P-60HP KPVS | KPVS_5012-7/8_4P_60HP_11.37_BRZ | 1869.9 | 1869.9 | 1869.9 | 1 | 1 | 2 | D | KPVS_SplitCase | 6 | 5 | 6 | 10 | BranchMin6_BranchMax10 | 6,8,10 | 3 | 8 | 10 | HeaderMin8_HeaderMax10 | 8,10 | 2 | 6
413 | 53 | 5012-7/8-4P-75HP KPVS | KPVS_5012-7/8_4P_75HP_12.00_BRZ | 2000 | 2000 | 2000 | 1 | 1 | 2 | D | KPVS_SplitCase | 6 | 5 | 6 | 10 | BranchMin6_BranchMax10 | 6,8,10 | 3 | 8 | 10 | HeaderMin8_HeaderMax10 | 8,10 | 2 | 6
414 | 54 | 5015-9/0-4P-25HP KPVS | KPVS_5015-9/0_4P_25HP_9.03_BRZ | 1495.7 | 1495.7 | 1495.7 | 1 | 1 | 2 | D | KPVS_SplitCase | 6 | 5 | 6 | 8 | BranchMin6_BranchMax8 | 6,8 | 2 | 8 | 8 | HeaderMin8_HeaderMax8 | 8 | 1 | 2
415 | 55 | 5015-9/0-4P-30HP KPVS | KPVS_5015-9/0_4P_30HP_9.62_BRZ | 1583.4 | 1583.4 | 1583.4 | 1 | 1 | 2 | D | KPVS_SplitCase | 6 | 5 | 6 | 8 | BranchMin6_BranchMax8 | 6,8 | 2 | 8 | 8 | HeaderMin8_HeaderMax8 | 8 | 1 | 2
416 | 56 | 5015-9/0-4P-40HP KPVS | KPVS_5015-9/0_4P_40HP_10.56_BRZ | 1715.7 | 1715.7 | 1715.7 | 1 | 1 | 2 | D | KPVS_SplitCase | 6 | 5 | 6 | 10 | BranchMin6_BranchMax10 | 6,8,10 | 3 | 8 | 10 | HeaderMin8_HeaderMax10 | 8,10 | 2 | 6
417 | 57 | 5015-9/0-4P-50HP KPVS | KPVS_5015-9/0_4P_50HP_11.30_BRZ | 1813.1 | 1813.1 | 1813.1 | 1 | 1 | 2 | D | KPVS_SplitCase | 6 | 5 | 6 | 10 | BranchMin6_BranchMax10 | 6,8,10 | 3 | 8 | 10 | HeaderMin8_HeaderMax10 | 8,10 | 2 | 6
418 | 58 | 5015-9/0-4P-60HP KPVS | KPVS_5015-9/0_4P_60HP_11.87_BRZ | 1884.3 | 1884.3 | 1884.3 | 1 | 1 | 2 | D | KPVS_SplitCase | 6 | 5 | 6 | 10 | BranchMin6_BranchMax10 | 6,8,10 | 3 | 8 | 10 | HeaderMin8_HeaderMax10 | 8,10 | 2 | 6
419 | 59 | 5015-9/0-4P-75HP KPVS | KPVS_5015-9/0_4P_75HP_12.61_BRZ | 1998.6 | 1998.6 | 1998.6 | 1 | 1 | 2 | D | KPVS_SplitCase | 6 | 5 | 6 | 10 | BranchMin6_BranchMax10 | 6,8,10 | 3 | 8 | 10 | HeaderMin8_HeaderMax10 | 8,10 | 2 | 6
420 | 60 | 5015-9/0-4P-100HP KPVS | KPVS_5015-9/0_4P_100HP_13.60_BRZ | 2182.4 | 2182.4 | 2182.4 | 1 | 1 | 2 | D | KPVS_SplitCase | 6 | 5 | 6 | 10 | BranchMin6_BranchMax10 | 6,8,10 | 3 | 8 | 10 | HeaderMin8_HeaderMax10 | 8,10 | 2 | 6
421 | 61 | 5015-9/0-4P-125HP KPVS | KPVS_5015-9/0_4P_125HP_14.35_BRZ | 2327.6 | 2327.6 | 2327.6 | 1 | 1 | 2 | D | KPVS_SplitCase | 6 | 5 | 6 | 10 | BranchMin6_BranchMax10 | 6,8,10 | 3 | 8 | 10 | HeaderMin8_HeaderMax10 | 8,10 | 2 | 6
422 | 62 | 5015-9/0-4P-150HP KPVS | KPVS_5015-9/0_4P_150HP_15.00_BRZ | 2460 | 2460 | 2460 | 1 | 1 | 2 | D | KPVS_SplitCase | 6 | 5 | 6 | 10 | BranchMin6_BranchMax10 | 6,8,10 | 3 | 8 | 10 | HeaderMin8_HeaderMax10 | 8,10 | 2 | 6
423 | 63 | 6012-3/4-4P-20HP KPVS | KPVS_6012-3/4_4P_20HP_7.18_BRZ | 1948.3 | 1948.3 | 1948.3 | 1 | 1 | 2 | D | KPVS_SplitCase | 8 | 6 | 8 | 10 | BranchMin8_BranchMax10 | 8,10 | 2 | 10 | 10 | HeaderMin10_HeaderMax10 | 10 | 1 | 2
424 | 64 | 6012-3/4-4P-25HP KPVS | KPVS_6012-3/4_4P_25HP_7.66_BRZ | 2103.8 | 2103.8 | 2103.8 | 1 | 1 | 2 | D | KPVS_SplitCase | 8 | 6 | 8 | 10 | BranchMin8_BranchMax10 | 8,10 | 2 | 10 | 10 | HeaderMin10_HeaderMax10 | 10 | 1 | 2
425 | 65 | 6012-3/4-4P-30HP KPVS | KPVS_6012-3/4_4P_30HP_8.02_BRZ | 2220.5 | 2220.5 | 2220.5 | 1 | 1 | 2 | D | KPVS_SplitCase | 8 | 6 | 8 | 10 | BranchMin8_BranchMax10 | 8,10 | 2 | 10 | 10 | HeaderMin10_HeaderMax10 | 10 | 1 | 2
426 | 66 | 6012-3/4-4P-40HP KPVS | KPVS_6012-3/4_4P_40HP_8.86_BRZ | 2492.6 | 2492.6 | 2492.6 | 1 | 1 | 2 | D | KPVS_SplitCase | 8 | 6 | 8 | 10 | BranchMin8_BranchMax10 | 8,10 | 2 | 10 | 10 | HeaderMin10_HeaderMax10 | 10 | 1 | 2
427 | 67 | 6012-3/4-4P-50HP KPVS | KPVS_6012-3/4_4P_50HP_9.85_BRZ | 2801.3 | 2801.3 | 2801.3 | 1 | 1 | 2 | D | KPVS_SplitCase | 8 | 6 | 8 | 12 | BranchMin8_BranchMax12 | 8,10,12 | 3 | 10 | 12 | HeaderMin10_HeaderMax12 | 10,12 | 2 | 6
428 | 68 | 6012-3/4-4P-60HP KPVS | KPVS_6012-3/4_4P_60HP_10.38_BRZ | 2944.6 | 2944.6 | 2944.6 | 1 | 1 | 2 | D | KPVS_SplitCase | 8 | 6 | 8 | 12 | BranchMin8_BranchMax12 | 8,10,12 | 3 | 10 | 12 | HeaderMin10_HeaderMax12 | 10,12 | 2 | 6
429 | 69 | 6012-3/4-4P-75HP KPVS | KPVS_6012-3/4_4P_75HP_11.05_BRZ | 3118.5 | 3118.5 | 3118.5 | 1 | 1 | 2 | D | KPVS_SplitCase | 8 | 6 | 8 | 12 | BranchMin8_BranchMax12 | 8,10,12 | 3 | 10 | 12 | HeaderMin10_HeaderMax12 | 10,12 | 2 | 6
430 | 70 | 6012-3/4-4P-100HP KPVS | KPVS_6012-3/4_4P_100HP_12.00_BRZ | 3375 | 3375 | 3375 | 1 | 1 | 2 | D | KPVS_SplitCase | 8 | 6 | 8 | 12 | BranchMin8_BranchMax12 | 8,10,12 | 3 | 10 | 12 | HeaderMin10_HeaderMax12 | 10,12 | 2 | 6
431 | 71 | 6015-3/4-4P-40HP KPVS | KPVS_6015-3/4_4P_40HP_9.03_BRZ | 2242.4 | 2242.4 | 2242.4 | 1 | 1 | 2 | D | KPVS_SplitCase | 8 | 6 | 8 | 10 | BranchMin8_BranchMax10 | 8,10 | 2 | 10 | 10 | HeaderMin10_HeaderMax10 | 10 | 1 | 2
432 | 72 | 6015-3/4-4P-50HP KPVS | KPVS_6015-3/4_4P_50HP_9.58_BRZ | 2378.6 | 2378.6 | 2378.6 | 1 | 1 | 2 | D | KPVS_SplitCase | 8 | 6 | 8 | 10 | BranchMin8_BranchMax10 | 8,10 | 2 | 10 | 10 | HeaderMin10_HeaderMax10 | 10 | 1 | 2
433 | 73 | 6015-3/4-4P-60HP KPVS | KPVS_6015-3/4_4P_60HP_10.10_BRZ | 2507.3 | 2507.3 | 2507.3 | 1 | 1 | 2 | D | KPVS_SplitCase | 8 | 6 | 8 | 12 | BranchMin8_BranchMax12 | 8,10,12 | 3 | 10 | 12 | HeaderMin10_HeaderMax12 | 10,12 | 2 | 6
434 | 74 | 6015-3/4-4P-75HP KPVS | KPVS_6015-3/4_4P_75HP_10.82_BRZ | 2685.5 | 2685.5 | 2685.5 | 1 | 1 | 2 | D | KPVS_SplitCase | 8 | 6 | 8 | 12 | BranchMin8_BranchMax12 | 8,10,12 | 3 | 10 | 12 | HeaderMin10_HeaderMax12 | 10,12 | 2 | 6
435 | 75 | 6015-3/4-4P-100HP KPVS | KPVS_6015-3/4_4P_100HP_11.99_BRZ | 2975 | 2975 | 2975 | 1 | 1 | 2 | D | KPVS_SplitCase | 8 | 6 | 8 | 12 | BranchMin8_BranchMax12 | 8,10,12 | 3 | 10 | 12 | HeaderMin10_HeaderMax12 | 10,12 | 2 | 6
436 | 76 | 6015-3/4-4P-125HP KPVS | KPVS_6015-3/4_4P_125HP_12.84_BRZ | 3257.5 | 3257.5 | 3257.5 | 1 | 1 | 2 | D | KPVS_SplitCase | 8 | 6 | 8 | 12 | BranchMin8_BranchMax12 | 8,10,12 | 3 | 10 | 12 | HeaderMin10_HeaderMax12 | 10,12 | 2 | 6
437 | 77 | 6015-3/4-4P-150HP KPVS | KPVS_6015-3/4_4P_150HP_13.50_BRZ | 3513.8 | 3513.8 | 3513.8 | 1 | 1 | 2 | D | KPVS_SplitCase | 8 | 6 | 8 | 12 | BranchMin8_BranchMax12 | 8,10,12 | 3 | 10 | 12 | HeaderMin10_HeaderMax12 | 10,12 | 2 | 6
438 | 78 | 6015-3/4-4P-200HP KPVS | KPVS_6015-3/4_4P_200HP_14.71_BRZ | 3946.3 | 3946.3 | 3946.3 | 1 | 1 | 2 | D | KPVS_SplitCase | 8 | 6 | 8 | 14 | BranchMin8_BranchMax14 | 8,10,12,14 | 4 | 10 | 14 | HeaderMin10_HeaderMax14 | 10,12,14 | 3 | 12
439 | 79 | 6015-3/4-4P-250HP KPVS | KPVS_6015-3/4_4P_250HP_15.00_BRZ | 4050 | 4050 | 4050 | 1 | 1 | 2 | D | KPVS_SplitCase | 8 | 6 | 8 | 14 | BranchMin8_BranchMax14 | 8,10,12,14 | 4 | 10 | 14 | HeaderMin10_HeaderMax14 | 10,12,14 | 3 | 12
440 | 80 | 6019-7/8-4P-125HP KPVS | KPVS_6019-7/8_4P_125HP_15.17_BRZ | 2174.5 | 2174.5 | 2174.5 | 1 | 1 | 2 | D | KPVS_SplitCase | 8 | 6 | 8 | 10 | BranchMin8_BranchMax10 | 8,10 | 2 | 10 | 10 | HeaderMin10_HeaderMax10 | 10 | 1 | 2
441 | 81 | 6019-7/8-4P-150HP KPVS | KPVS_6019-7/8_4P_150HP_15.81_BRZ | 2306.3 | 2306.3 | 2306.3 | 1 | 1 | 2 | D | KPVS_SplitCase | 8 | 6 | 8 | 10 | BranchMin8_BranchMax10 | 8,10 | 2 | 10 | 10 | HeaderMin10_HeaderMax10 | 10 | 1 | 2
442 | 82 | 6019-7/8-4P-200HP KPVS | KPVS_6019-7/8_4P_200HP_17.26_BRZ | 2615.2 | 2615.2 | 2615.2 | 1 | 1 | 2 | D | KPVS_SplitCase | 8 | 6 | 8 | 12 | BranchMin8_BranchMax12 | 8,10,12 | 3 | 10 | 12 | HeaderMin10_HeaderMax12 | 10,12 | 2 | 6
443 | 83 | 6019-7/8-4P-250HP KPVS | KPVS_6019-7/8_4P_250HP_18.44_BRZ | 2874.5 | 2874.5 | 2874.5 | 1 | 1 | 2 | D | KPVS_SplitCase | 8 | 6 | 8 | 12 | BranchMin8_BranchMax12 | 8,10,12 | 3 | 10 | 12 | HeaderMin10_HeaderMax12 | 10,12 | 2 | 6
444 | 84 | 6019-7/8-4P-300HP KPVS | KPVS_6019-7/8_4P_300HP_19.00_BRZ | 3000 | 3000 | 3000 | 1 | 1 | 2 | D | KPVS_SplitCase | 8 | 6 | 8 | 12 | BranchMin8_BranchMax12 | 8,10,12 | 3 | 10 | 12 | HeaderMin10_HeaderMax12 | 10,12 | 2 | 6
445 | 85 | 8012-5/6-4P-30HP KPVS | KPVS_8012-5/6_4P_30HP_7.25_BRZ | 2655.1 | 2655.1 | 2655.1 | 1 | 1 | 2 | D | KPVS_SplitCase | 10 | 8 | 10 | 12 | BranchMin10_BranchMax12 | 10,12 | 2 | 12 | 12 | HeaderMin12_HeaderMax12 | 12 | 1 | 2
446 | 86 | 8012-5/6-4P-40HP KPVS | KPVS_8012-5/6_4P_40HP_8.36_BRZ | 3152.9 | 3152.9 | 3152.9 | 1 | 1 | 2 | D | KPVS_SplitCase | 10 | 8 | 10 | 12 | BranchMin10_BranchMax12 | 10,12 | 2 | 12 | 12 | HeaderMin12_HeaderMax12 | 12 | 1 | 2
447 | 87 | 8012-5/6-4P-50HP KPVS | KPVS_8012-5/6_4P_50HP_9.16_BRZ | 3509.4 | 3509.4 | 3509.4 | 1 | 1 | 2 | D | KPVS_SplitCase | 10 | 8 | 10 | 12 | BranchMin10_BranchMax12 | 10,12 | 2 | 12 | 12 | HeaderMin12_HeaderMax12 | 12 | 1 | 2
448 | 88 | 8012-5/6-4P-60HP KPVS | KPVS_8012-5/6_4P_60HP_9.76_BRZ | 3787.8 | 3787.8 | 3787.8 | 1 | 1 | 2 | D | KPVS_SplitCase | 10 | 8 | 10 | 14 | BranchMin10_BranchMax14 | 10,12,14 | 3 | 12 | 14 | HeaderMin12_HeaderMax14 | 12,14 | 2 | 6
449 | 89 | 8012-5/6-4P-75HP KPVS | KPVS_8012-5/6_4P_75HP_10.38_BRZ | 4118.9 | 4118.9 | 4118.9 | 1 | 1 | 2 | D | KPVS_SplitCase | 10 | 8 | 10 | 14 | BranchMin10_BranchMax14 | 10,12,14 | 3 | 12 | 14 | HeaderMin12_HeaderMax14 | 12,14 | 2 | 6
450 | 90 | 8012-5/6-4P-100HP KPVS | KPVS_8012-5/6_4P_100HP_11.25_BRZ | 4600.7 | 4600.7 | 4600.7 | 1 | 1 | 2 | D | KPVS_SplitCase | 10 | 8 | 10 | 16 | BranchMin10_BranchMax16 | 10,12,14,16 | 4 | 12 | 16 | HeaderMin12_HeaderMax16 | 12,14,16 | 3 | 12
451 | 91 | 8012-5/6-4P-125HP KPVS | KPVS_8012-5/6_4P_125HP_12.00_BRZ | 5002.5 | 5002.5 | 5002.5 | 1 | 1 | 2 | D | KPVS_SplitCase | 10 | 8 | 10 | 16 | BranchMin10_BranchMax16 | 10,12,14,16 | 4 | 12 | 16 | HeaderMin12_HeaderMax16 | 12,14,16 | 3 | 12
452 | 92 | 8015-3/4-4P-60HP KPVS | KPVS_8015-3/4_4P_60HP_9.15_BRZ | 3658.5 | 3658.5 | 3658.5 | 1 | 1 | 2 | D | KPVS_SplitCase | 10 | 8 | 10 | 14 | BranchMin10_BranchMax14 | 10,12,14 | 3 | 12 | 14 | HeaderMin12_HeaderMax14 | 12,14 | 2 | 6
453 | 93 | 8015-3/4-4P-75HP KPVS | KPVS_8015-3/4_4P_75HP_9.92_BRZ | 3958.8 | 3958.8 | 3958.8 | 1 | 1 | 2 | D | KPVS_SplitCase | 10 | 8 | 10 | 14 | BranchMin10_BranchMax14 | 10,12,14 | 3 | 12 | 14 | HeaderMin12_HeaderMax14 | 12,14 | 2 | 6
454 | 94 | 8015-3/4-4P-100HP KPVS | KPVS_8015-3/4_4P_100HP_10.95_BRZ | 4360.5 | 4360.5 | 4360.5 | 1 | 1 | 2 | D | KPVS_SplitCase | 10 | 8 | 10 | 16 | BranchMin10_BranchMax16 | 10,12,14,16 | 4 | 12 | 16 | HeaderMin12_HeaderMax16 | 12,14,16 | 3 | 12
455 | 95 | 8015-3/4-4P-125HP KPVS | KPVS_8015-3/4_4P_125HP_11.69_BRZ | 4649.1 | 4649.1 | 4649.1 | 1 | 1 | 2 | D | KPVS_SplitCase | 10 | 8 | 10 | 16 | BranchMin10_BranchMax16 | 10,12,14,16 | 4 | 12 | 16 | HeaderMin12_HeaderMax16 | 12,14,16 | 3 | 12
456 | 96 | 8015-3/4-4P-150HP KPVS | KPVS_8015-3/4_4P_150HP_12.23_BRZ | 4862.4 | 4862.4 | 4862.4 | 1 | 1 | 2 | D | KPVS_SplitCase | 10 | 8 | 10 | 16 | BranchMin10_BranchMax16 | 10,12,14,16 | 4 | 12 | 16 | HeaderMin12_HeaderMax16 | 12,14,16 | 3 | 12
457 | 97 | 8015-3/4-4P-200HP KPVS | KPVS_8015-3/4_4P_200HP_13.29_BRZ | 5297.1 | 5297.1 | 5297.1 | 1 | 1 | 2 | D | KPVS_SplitCase | 10 | 8 | 10 | 16 | BranchMin10_BranchMax16 | 10,12,14,16 | 4 | 12 | 16 | HeaderMin12_HeaderMax16 | 12,14,16 | 3 | 12
458 | 98 | 8015-3/4-4P-250HP KPVS | KPVS_8015-3/4_4P_250HP_14.19_BRZ | 5667.9 | 5667.9 | 5667.9 | 1 | 1 | 2 | D | KPVS_SplitCase | 10 | 8 | 10 | 18 | BranchMin10_BranchMax18 | 10,12,14,16,18 | 5 | 12 | 18 | HeaderMin12_HeaderMax18 | 12,14,16,18 | 4 | 20
459 | 99 | 8015-3/4-4P-300HP KPVS | KPVS_8015-3/4_4P_300HP_15.00_BRZ | 6000 | 6000 | 6000 | 1 | 1 | 2 | D | KPVS_SplitCase | 10 | 8 | 10 | 18 | BranchMin10_BranchMax18 | 10,12,14,16,18 | 5 | 12 | 18 | HeaderMin12_HeaderMax18 | 12,14,16,18 | 4 | 20
460 | 100 | 8020-5/6-4P-250HP KPVS | KPVS_8020-5/6_4P_250HP_14.05_BRZ | 5650.2 | 5650.2 | 5650.2 | 1 | 1 | 2 | D | KPVS_SplitCase | 12 | 8 | 12 | 18 | BranchMin12_BranchMax18 | 12,14,16,18 | 4 | 14 | 18 | HeaderMin14_HeaderMax18 | 14,16,18 | 3 | 12
461 | 101 | 8020-5/6-4P-300HP KPVS | KPVS_8020-5/6_4P_300HP_14.81_BRZ | 5920 | 5920 | 5920 | 1 | 1 | 2 | D | KPVS_SplitCase | 12 | 8 | 12 | 18 | BranchMin12_BranchMax18 | 12,14,16,18 | 4 | 14 | 18 | HeaderMin14_HeaderMax18 | 14,16,18 | 3 | 12
462 | 102 | 1012-1/2-4P-60HP KPVS | KPVS_1012-1/2_4P_60HP_8.54_BRZ | 4880.8 | 4880.8 | 4880.8 | 1 | 1 | 2 | D | KPVS_SplitCase | 12 | 10 | 12 | 16 | BranchMin12_BranchMax16 | 12,14,16 | 3 | 14 | 16 | HeaderMin14_HeaderMax16 | 14,16 | 2 | 6
463 | 103 | 1012-1/2-4P-75HP KPVS | KPVS_1012-1/2_4P_75HP_9.30_BRZ | 5233.9 | 5233.9 | 5233.9 | 1 | 1 | 2 | D | KPVS_SplitCase | 12 | 10 | 12 | 16 | BranchMin12_BranchMax16 | 12,14,16 | 3 | 14 | 16 | HeaderMin14_HeaderMax16 | 14,16 | 2 | 6
464 | 104 | 1012-1/2-4P-100HP KPVS | KPVS_1012-1/2_4P_100HP_10.20_BRZ | 5663.7 | 5663.7 | 5663.7 | 1 | 1 | 2 | D | KPVS_SplitCase | 12 | 10 | 12 | 18 | BranchMin12_BranchMax18 | 12,14,16,18 | 4 | 14 | 18 | HeaderMin14_HeaderMax18 | 14,16,18 | 3 | 12
465 | 105 | 1012-1/2-4P-125HP KPVS | KPVS_1012-1/2_4P_125HP_10.79_BRZ | 6091.7 | 6091.7 | 6091.7 | 1 | 1 | 2 | D | KPVS_SplitCase | 12 | 10 | 12 | 18 | BranchMin12_BranchMax18 | 12,14,16,18 | 4 | 14 | 18 | HeaderMin14_HeaderMax18 | 14,16,18 | 3 | 12
466 | 106 | 1012-1/2-4P-150HP KPVS | KPVS_1012-1/2_4P_150HP_11.42_BRZ | 6598.6 | 6598.6 | 6598.6 | 1 | 1 | 2 | D | KPVS_SplitCase | 12 | 10 | 12 | 18 | BranchMin12_BranchMax18 | 12,14,16,18 | 4 | 14 | 18 | HeaderMin14_HeaderMax18 | 14,16,18 | 3 | 12
467 | 107 | 1012-1/2-4P-200HP KPVS | KPVS_1012-1/2_4P_200HP_12.00_BRZ | 7035 | 7035 | 7035 | 1 | 1 | 2 | D | KPVS_SplitCase | 12 | 10 | 12 | 18 | BranchMin12_BranchMax18 | 12,14,16,18 | 4 | 14 | 18 | HeaderMin14_HeaderMax18 | 14,16,18 | 3 | 12
468 | 108 | 1015-3/4-4P-125HP KPVS | KPVS_1015-3/4_4P_125HP_11.26_BRZ | 5646.6 | 5646.6 | 5646.6 | 1 | 1 | 2 | D | KPVS_SplitCase | 12 | 10 | 12 | 18 | BranchMin12_BranchMax18 | 12,14,16,18 | 4 | 14 | 18 | HeaderMin14_HeaderMax18 | 14,16,18 | 3 | 12
469 | 109 | 1015-3/4-4P-150HP KPVS | KPVS_1015-3/4_4P_150HP_11.96_BRZ | 6108.6 | 6108.6 | 6108.6 | 1 | 1 | 2 | D | KPVS_SplitCase | 12 | 10 | 12 | 18 | BranchMin12_BranchMax18 | 12,14,16,18 | 4 | 14 | 18 | HeaderMin14_HeaderMax18 | 14,16,18 | 3 | 12
470 | 110 | 1015-3/4-4P-200HP KPVS | KPVS_1015-3/4_4P_200HP_12.89_BRZ | 6722.4 | 6722.4 | 6722.4 | 1 | 1 | 2 | D | KPVS_SplitCase | 12 | 10 | 12 | 18 | BranchMin12_BranchMax18 | 12,14,16,18 | 4 | 14 | 18 | HeaderMin14_HeaderMax18 | 14,16,18 | 3 | 12
471 | 111 | 1015-3/4-4P-250HP KPVS | KPVS_1015-3/4_4P_250HP_13.52_BRZ | 7055.6 | 7055.6 | 7055.6 | 1 | 1 | 2 | D | KPVS_SplitCase | 12 | 10 | 12 | 20 | BranchMin12_BranchMax20 | 12,14,16,18,20 | 5 | 14 | 20 | HeaderMin14_HeaderMax20 | 14,16,18 | 3 | 15
472 | 112 | 1015-3/4-4P-300HP KPVS | KPVS_1015-3/4_4P_300HP_14.03_BRZ | 7256.3 | 7256.3 | 7256.3 | 1 | 1 | 2 | D | KPVS_SplitCase | 12 | 10 | 12 | 20 | BranchMin12_BranchMax20 | 12,14,16,18,20 | 5 | 14 | 20 | HeaderMin14_HeaderMax20 | 14,16,18 | 3 | 15
473 | 113 | 1220-5/6-6P-125HP KPVS | KPVS_1220-5/6_6P_125HP_13.61_BRZ | 7208.6 | 7208.6 | 7208.6 | 1 | 1 | 2 | D | KPVS_SplitCase | 14 | 12 | 14 | 20 | BranchMin14_BranchMax20 | 14,16,18,20 | 4 | 16 | 20 | HeaderMin16_HeaderMax20 | 16,18,20 | 3 | 12
474 | 114 | 1220-5/6-6P-150HP KPVS | KPVS_1220-5/6_6P_150HP_14.41_BRZ | 7821.9 | 7821.9 | 7821.9 | 1 | 1 | 2 | D | KPVS_SplitCase | 14 | 12 | 14 | 20 | BranchMin14_BranchMax20 | 14,16,18,20 | 4 | 16 | 20 | HeaderMin16_HeaderMax20 | 16,18,20 | 3 | 12
475 | 115 | 1220-5/6-6P-200HP KPVS | KPVS_1220-5/6_6P_200HP_16.03_BRZ | 9109.1 | 9109.1 | 9109.1 | 1 | 1 | 2 | D | KPVS_SplitCase | 14 | 12 | 14 | 24 | BranchMin14_BranchMax24 | 14,16,18,20,24 | 5 | 16 | 24 | HeaderMin16_HeaderMax24 | 16,18,20,24 | 4 | 20
476 | 116 | 1220-5/6-6P-250HP KPVS | KPVS_1220-5/6_6P_250HP_17.26_BRZ | 10125.3 | 10125.3 | 10125.3 | 1 | 1 | 2 | D | KPVS_SplitCase | 14 | 12 | 14 | 24 | BranchMin14_BranchMax24 | 14,16,18,20,24 | 5 | 16 | 24 | HeaderMin16_HeaderMax24 | 16,18,20,24 | 4 | 20
477 | 117 | 1220-5/6-6P-300HP KPVS | KPVS_1220-5/6_6P_300HP_18.18_BRZ | 10905.9 | 10905.9 | 10905.9 | 1 | 1 | 2 | D | KPVS_SplitCase | 14 | 12 | 14 | 24 | BranchMin14_BranchMax24 | 14,16,18,20,24 | 5 | 16 | 24 | HeaderMin16_HeaderMax24 | 16,18,20,24 | 4 | 20
478 | 118 | 1415-1/2-4P-250HP KPVS | KPVS_1415-1/2_4P_250HP_12.73_BRZ | 10473.9 | 10473.9 | 10473.9 | 1 | 1 | 2 | D | KPVS_SplitCase | 16 | 14 | 16 | 24 | BranchMin16_BranchMax24 | 16,18,20,24 | 4 | 18 | 24 | HeaderMin18_HeaderMax24 | 18,20,24 | 3 | 12
479 | 119 | 1415-1/2-4P-300HP KPVS | KPVS_1415-1/2_4P_300HP_13.48_BRZ | 11367.6 | 11367.6 | 11367.6 | 1 | 1 | 2 | D | KPVS_SplitCase | 16 | 14 | 16 | 24 | BranchMin16_BranchMax24 | 16,18,20,24 | 4 | 18 | 24 | HeaderMin18_HeaderMax24 | 18,20,24 | 3 | 12
480 | 120 | 1415-3/4-4P-300HP KPVS | KPVS_1415-3/4_4P_300HP_13.24_BRZ | 11554.5 | 11554.5 | 11554.5 | 1 | 1 | 2 | D | KPVS_SplitCase | 18 | 14 | 18 | 24 | BranchMin18_BranchMax24 | 18,20,24 | 3 | 20 | 24 | HeaderMin20_HeaderMax24 | 20,24 | 2 | 6
481 | 1 | 2095-1/2-2P-20HP KPVS | KPVS_2095-1/2_2P_25HP_7.19_BRZ | 404.6 | 404.6 | 809.2 | 2 | 1 | 3 | E | KPVS_SplitCase | 2.5 | 2 | 2.5 | 5 | BranchMin2.5_BranchMax5 | 2.5,3,4,5 | 4 | 3 | 6 | HeaderMin3_HeaderMax6 | 3,4,5,6 | 4 | 16
482 | 2 | 2095-1/2-2P-25HP KPVS | KPVS_2095-1/2_2P_30HP_7.57_BRZ | 435.2 | 435.2 | 870.4 | 2 | 1 | 3 | E | KPVS_SplitCase | 2.5 | 2 | 2.5 | 5 | BranchMin2.5_BranchMax5 | 2.5,3,4,5 | 4 | 3 | 6 | HeaderMin3_HeaderMax6 | 3,4,5,6 | 4 | 16
483 | 3 | 2095-1/2-2P-30HP KPVS | KPVS_2095-1/2_2P_40HP_8.07_BRZ | 476.1 | 476.1 | 952.2 | 2 | 1 | 3 | E | KPVS_SplitCase | 2.5 | 2 | 2.5 | 5 | BranchMin2.5_BranchMax5 | 2.5,3,4,5 | 4 | 3 | 8 | HeaderMin3_HeaderMax8 | 3,4,5,6,8 | 5 | 20
484 | 4 | 2095-1/2-2P-40HP KPVS | KPVS_2095-1/2_2P_50HP_8.60_BRZ | 521.2 | 521.2 | 1042.4 | 2 | 1 | 3 | E | KPVS_SplitCase | 2.5 | 2 | 2.5 | 5 | BranchMin2.5_BranchMax5 | 2.5,3,4,5 | 4 | 3 | 8 | HeaderMin3_HeaderMax8 | 3,4,5,6,8 | 5 | 20
485 | 5 | 2095-1/2-2P-50HP KPVS | KPVS_2095-1/2_2P_60HP_9.11_BRZ | 565.7 | 565.7 | 1131.4 | 2 | 1 | 3 | E | KPVS_SplitCase | 2.5 | 2 | 2.5 | 5 | BranchMin2.5_BranchMax5 | 2.5,3,4,5 | 4 | 3 | 8 | HeaderMin3_HeaderMax8 | 3,4,5,6,8 | 5 | 20
486 | 6 | 2095-1/2-2P-60HP KPVS | KPVS_2095-1/2_2P_75HP_9.50_BRZ | 600 | 600 | 1200 | 2 | 1 | 3 | E | KPVS_SplitCase | 2.5 | 2 | 2.5 | 5 | BranchMin2.5_BranchMax5 | 2.5,3,4,5 | 4 | 3 | 8 | HeaderMin3_HeaderMax8 | 3,4,5,6,8 | 5 | 20
487 | 7 | 2095-1/2-2P-75HP KPVS | KPVS_2095-1/2_2P_40HP_8.07_BRZ | 476.1 | 476.1 | 952.2 | 2 | 1 | 3 | E | KPVS_SplitCase | 2.5 | 2 | 2.5 | 5 | BranchMin2.5_BranchMax5 | 2.5,3,4,5 | 4 | 3 | 8 | HeaderMin3_HeaderMax8 | 3,4,5,6,8 | 5 | 20
488 | 8 | 2013-5/6-4P-10HP KPVS | KPVS_2013-5/6_4P_10HP_9.49_SS | 309.5 | 309.5 | 619 | 2 | 1 | 3 | E | KPVS_SplitCase | 2.5 | 2 | 2.5 | 4 | BranchMin2.5_BranchMax4 | 2.5,3,4 | 3 | 3 | 5 | HeaderMin3_HeaderMax5 | 3,4,5 | 3 | 9
489 | 9 | 2013-5/6-4P-15HP KPVS | KPVS_2013-5/6_4P_15HP_10.92_SS | 366.2 | 366.2 | 732.4 | 2 | 1 | 3 | E | KPVS_SplitCase | 2.5 | 2 | 2.5 | 4 | BranchMin2.5_BranchMax4 | 2.5,3,4 | 3 | 3 | 6 | HeaderMin3_HeaderMax6 | 3,4,5,6 | 4 | 12
490 | 10 | 2013-5/6-4P-20HP KPVS | KPVS_2013-5/6_4P_20HP_12.03_SS | 405.9 | 405.9 | 811.8 | 2 | 1 | 3 | E | KPVS_SplitCase | 2.5 | 2 | 2.5 | 5 | BranchMin2.5_BranchMax5 | 2.5,3,4,5 | 4 | 3 | 6 | HeaderMin3_HeaderMax6 | 3,4,5,6 | 4 | 16
491 | 11 | 2013-5/6-4P-25HP KPVS | KPVS_2013-5/6_4P_25HP_13.00_SS | 441.1 | 441.1 | 882.2 | 2 | 1 | 3 | E | KPVS_SplitCase | 2.5 | 2 | 2.5 | 5 | BranchMin2.5_BranchMax5 | 2.5,3,4,5 | 4 | 3 | 6 | HeaderMin3_HeaderMax6 | 3,4,5,6 | 4 | 16
492 | 12 | 3095-7/8-2P-40HP KPVS | KPVS_3095-7/8_2P_40HP_6.83_BRZ | 844.1 | 844.1 | 1688.2 | 2 | 1 | 3 | E | KPVS_SplitCase | 4 | 3 | 4 | 6 | BranchMin4_BranchMax6 | 4,5,6 | 3 | 5 | 10 | HeaderMin5_HeaderMax10 | 5,6,8,10 | 4 | 12
493 | 13 | 3095-7/8-2P-50HP KPVS | KPVS_3095-7/8_2P_50HP_7.31_BRZ | 888.7 | 888.7 | 1777.4 | 2 | 1 | 3 | E | KPVS_SplitCase | 4 | 3 | 4 | 6 | BranchMin4_BranchMax6 | 4,5,6 | 3 | 5 | 10 | HeaderMin5_HeaderMax10 | 5,6,8,10 | 4 | 12
494 | 14 | 3095-7/8-2P-60HP KPVS | KPVS_3095-7/8_2P_60HP_7.80_BRZ | 910.5 | 910.5 | 1821 | 2 | 1 | 3 | E | KPVS_SplitCase | 4 | 3 | 4 | 6 | BranchMin4_BranchMax6 | 4,5,6 | 3 | 5 | 10 | HeaderMin5_HeaderMax10 | 5,6,8,10 | 4 | 12
495 | 15 | 3095-7/8-2P-75HP KPVS | KPVS_3095-7/8_2P_75HP_8.47_BRZ | 901.5 | 901.5 | 1803 | 2 | 1 | 3 | E | KPVS_SplitCase | 4 | 3 | 4 | 6 | BranchMin4_BranchMax6 | 4,5,6 | 3 | 5 | 10 | HeaderMin5_HeaderMax10 | 5,6,8,10 | 4 | 12
496 | 16 | 3095-7/8-2P-100HP KPVS | KPVS_3095-7/8_2P_100HP_9.24_BRZ | 964.4 | 964.4 | 1928.8 | 2 | 1 | 3 | E | KPVS_SplitCase | 4 | 3 | 4 | 8 | BranchMin4_BranchMax8 | 4,5,6,8 | 4 | 5 | 10 | HeaderMin5_HeaderMax10 | 5,6,8,10 | 4 | 16
497 | 17 | 3095-7/8-2P-125HP KPVS | KPVS_3095-7/8_2P_125HP_9.50_BRZ | 1000 | 1000 | 2000 | 2 | 1 | 3 | E | KPVS_SplitCase | 4 | 3 | 4 | 8 | BranchMin4_BranchMax8 | 4,5,6,8 | 4 | 5 | 10 | HeaderMin5_HeaderMax10 | 5,6,8,10 | 4 | 16
498 | 18 | 3014-7/8-4P-20HP KPVS | KPVS_3014-7/8_4P_20HP_10.51_BRZ | 597.3 | 597.3 | 1194.6 | 2 | 1 | 3 | E | KPVS_SplitCase | 4 | 3 | 4 | 5 | BranchMin4_BranchMax5 | 4,5 | 2 | 5 | 8 | HeaderMin5_HeaderMax8 | 5,6,8 | 3 | 6
499 | 19 | 3014-7/8-4P-25HP KPVS | KPVS_3014-7/8_4P_25HP_11.23_BRZ | 656.6 | 656.6 | 1313.2 | 2 | 1 | 3 | E | KPVS_SplitCase | 4 | 3 | 4 | 6 | BranchMin4_BranchMax6 | 4,5,6 | 3 | 5 | 8 | HeaderMin5_HeaderMax8 | 5,6,8 | 3 | 9
500 | 20 | 3014-7/8-4P-30HP KPVS | KPVS_3014-7/8_4P_30HP_11.86_BRZ | 710 | 710 | 1420 | 2 | 1 | 3 | E | KPVS_SplitCase | 4 | 3 | 4 | 6 | BranchMin4_BranchMax6 | 4,5,6 | 3 | 5 | 8 | HeaderMin5_HeaderMax8 | 5,6,8 | 3 | 9
501 | 21 | 3014-7/8-4P-40HP KPVS | KPVS_3014-7/8_4P_40HP_12.92_BRZ | 802.4 | 802.4 | 1604.8 | 2 | 1 | 3 | E | KPVS_SplitCase | 4 | 3 | 4 | 6 | BranchMin4_BranchMax6 | 4,5,6 | 3 | 5 | 10 | HeaderMin5_HeaderMax10 | 5,6,8,10 | 4 | 12
502 | 22 | 3014-7/8-4P-50HP KPVS | KPVS_3014-7/8_4P_50HP_13.79_BRZ | 880.7 | 880.7 | 1761.4 | 2 | 1 | 3 | E | KPVS_SplitCase | 4 | 3 | 4 | 6 | BranchMin4_BranchMax6 | 4,5,6 | 3 | 5 | 10 | HeaderMin5_HeaderMax10 | 5,6,8,10 | 4 | 12
503 | 23 | 3014-7/8-4P-60HP KPVS | KPVS_3014-7/8_4P_60HP_14.00_BRZ | 900 | 900 | 1800 | 2 | 1 | 3 | E | KPVS_SplitCase | 4 | 3 | 4 | 6 | BranchMin4_BranchMax6 | 4,5,6 | 3 | 5 | 10 | HeaderMin5_HeaderMax10 | 5,6,8,10 | 4 | 12
504 | 24 | 4012-1/2-4P-5HP KPVS | KPVS_4012-1/2_4P_5HP_6.82_BRZ | 532.4 | 532.4 | 1064.8 | 2 | 1 | 3 | E | KPVS_SplitCase | 5 | 4 | 5 | 5 | BranchMin5_BranchMax5 | 5 | 1 | 6 | 8 | HeaderMin6_HeaderMax8 | 6,8 | 2 | 2
505 | 25 | 4012-1/2-4P-7.5HP KPVS | KPVS_4012-1/2_4P_7.5HP_7.70_BRZ | 625.2 | 625.2 | 1250.4 | 2 | 1 | 3 | E | KPVS_SplitCase | 5 | 4 | 5 | 5 | BranchMin5_BranchMax5 | 5 | 1 | 6 | 8 | HeaderMin6_HeaderMax8 | 6,8 | 2 | 2
506 | 26 | 4012-1/2-4P-10HP KPVS | KPVS_4012-1/2_4P_10HP_8.39_BRZ | 696.4 | 696.4 | 1392.8 | 2 | 1 | 3 | E | KPVS_SplitCase | 5 | 4 | 5 | 6 | BranchMin5_BranchMax6 | 5,6 | 2 | 6 | 8 | HeaderMin6_HeaderMax8 | 6,8 | 2 | 4
507 | 27 | 4012-1/2-4P-15HP KPVS | KPVS_4012-1/2_4P_15HP_9.28_BRZ | 775.8 | 775.8 | 1551.6 | 2 | 1 | 3 | E | KPVS_SplitCase | 5 | 4 | 5 | 6 | BranchMin5_BranchMax6 | 5,6 | 2 | 6 | 8 | HeaderMin6_HeaderMax8 | 6,8 | 2 | 4
508 | 28 | 4012-1/2-4P-20HP KPVS | KPVS_4012-1/2_4P_20HP_10.04_BRZ | 829.7 | 829.7 | 1659.4 | 2 | 1 | 3 | E | KPVS_SplitCase | 5 | 4 | 5 | 6 | BranchMin5_BranchMax6 | 5,6 | 2 | 6 | 10 | HeaderMin6_HeaderMax10 | 6,8,10 | 3 | 6
509 | 29 | 4012-1/2-4P-25HP KPVS | KPVS_4012-1/2_4P_25HP_10.91_BRZ | 914.4 | 914.4 | 1828.8 | 2 | 1 | 3 | E | KPVS_SplitCase | 5 | 4 | 5 | 6 | BranchMin5_BranchMax6 | 5,6 | 2 | 6 | 10 | HeaderMin6_HeaderMax10 | 6,8,10 | 3 | 6
510 | 30 | 4012-1/2-4P-30HP KPVS | KPVS_4012-1/2_4P_30HP_11.00_BRZ | 924 | 924 | 1848 | 2 | 1 | 3 | E | KPVS_SplitCase | 5 | 4 | 5 | 6 | BranchMin5_BranchMax6 | 5,6 | 2 | 6 | 10 | HeaderMin6_HeaderMax10 | 6,8,10 | 3 | 6
511 | 31 | 4012-7/8-4P-10HP KPVS | KPVS_4012-7/8_4P_10HP_7.56_BRZ | 887.5 | 887.5 | 1775 | 2 | 1 | 3 | E | KPVS_SplitCase | 5 | 4 | 5 | 6 | BranchMin5_BranchMax6 | 5,6 | 2 | 6 | 10 | HeaderMin6_HeaderMax10 | 6,8,10 | 3 | 6
512 | 32 | 4012-7/8-4P-15HP KPVS | KPVS_4012-7/8_4P_15HP_8.57_BRZ | 976.3 | 976.3 | 1952.6 | 2 | 1 | 3 | E | KPVS_SplitCase | 5 | 4 | 5 | 8 | BranchMin5_BranchMax8 | 5,6,8 | 3 | 6 | 10 | HeaderMin6_HeaderMax10 | 6,8,10 | 3 | 9
513 | 33 | 4012-7/8-4P-20HP KPVS | KPVS_4012-7/8_4P_20HP_9.35_BRZ | 1058.8 | 1058.8 | 2117.6 | 2 | 1 | 3 | E | KPVS_SplitCase | 5 | 4 | 5 | 8 | BranchMin5_BranchMax8 | 5,6,8 | 3 | 6 | 10 | HeaderMin6_HeaderMax10 | 6,8,10 | 3 | 9
514 | 34 | 4012-7/8-4P-25HP KPVS | KPVS_4012-7/8_4P_25HP_9.91_BRZ | 1105.4 | 1105.4 | 2210.8 | 2 | 1 | 3 | E | KPVS_SplitCase | 5 | 4 | 5 | 8 | BranchMin5_BranchMax8 | 5,6,8 | 3 | 6 | 10 | HeaderMin6_HeaderMax10 | 6,8,10 | 3 | 9
515 | 35 | 4012-7/8-4P-30HP KPVS | KPVS_4012-7/8_4P_30HP_10.38_BRZ | 1130.9 | 1130.9 | 2261.8 | 2 | 1 | 3 | E | KPVS_SplitCase | 5 | 4 | 5 | 8 | BranchMin5_BranchMax8 | 5,6,8 | 3 | 6 | 10 | HeaderMin6_HeaderMax10 | 6,8,10 | 3 | 9
516 | 36 | 4012-7/8-4P-40HP KPVS | KPVS_4012-7/8_4P_40HP_11.39_BRZ | 1197.7 | 1197.7 | 2395.4 | 2 | 1 | 3 | E | KPVS_SplitCase | 5 | 4 | 5 | 8 | BranchMin5_BranchMax8 | 5,6,8 | 3 | 6 | 10 | HeaderMin6_HeaderMax10 | 6,8,10 | 3 | 9
517 | 37 | 4012-7/8-4P-50HP KPVS | KPVS_4012-7/8_4P_50HP_12.00_BRZ | 1259 | 1259 | 2518 | 2 | 1 | 3 | E | KPVS_SplitCase | 5 | 4 | 5 | 8 | BranchMin5_BranchMax8 | 5,6,8 | 3 | 6 | 12 | HeaderMin6_HeaderMax12 | 6,8,10,12 | 4 | 12
518 | 38 | 4015-9/0-4P-25HP KPVS | KPVS_4015-9/0_4P_25HP_9.71_BRZ | 786.3 | 786.3 | 1572.6 | 2 | 1 | 3 | E | KPVS_SplitCase | 5 | 4 | 5 | 6 | BranchMin5_BranchMax6 | 5,6 | 2 | 6 | 8 | HeaderMin6_HeaderMax8 | 6,8 | 2 | 4
519 | 39 | 4015-9/0-4P-30HP KPVS | KPVS_4015-9/0_4P_30HP_10.24_BRZ | 848.4 | 848.4 | 1696.8 | 2 | 1 | 3 | E | KPVS_SplitCase | 5 | 4 | 5 | 6 | BranchMin5_BranchMax6 | 5,6 | 2 | 6 | 10 | HeaderMin6_HeaderMax10 | 6,8,10 | 3 | 6
520 | 40 | 4015-9/0-4P-40HP KPVS | KPVS_4015-9/0_4P_40HP_11.17_BRZ | 960.9 | 960.9 | 1921.8 | 2 | 1 | 3 | E | KPVS_SplitCase | 5 | 4 | 5 | 8 | BranchMin5_BranchMax8 | 5,6,8 | 3 | 6 | 10 | HeaderMin6_HeaderMax10 | 6,8,10 | 3 | 9
521 | 41 | 4015-9/0-4P-50HP KPVS | KPVS_4015-9/0_4P_50HP_11.92_BRZ | 1054.6 | 1054.6 | 2109.2 | 2 | 1 | 3 | E | KPVS_SplitCase | 5 | 4 | 5 | 8 | BranchMin5_BranchMax8 | 5,6,8 | 3 | 6 | 10 | HeaderMin6_HeaderMax10 | 6,8,10 | 3 | 9
522 | 42 | 4015-9/0-4P-60HP KPVS | KPVS_4015-9/0_4P_60HP_12.56_BRZ | 1137.7 | 1137.7 | 2275.4 | 2 | 1 | 3 | E | KPVS_SplitCase | 5 | 4 | 5 | 8 | BranchMin5_BranchMax8 | 5,6,8 | 3 | 6 | 10 | HeaderMin6_HeaderMax10 | 6,8,10 | 3 | 9
523 | 43 | 4015-9/0-4P-75HP KPVS | KPVS_4015-9/0_4P_75HP_13.30_BRZ | 1251.5 | 1251.5 | 2503 | 2 | 1 | 3 | E | KPVS_SplitCase | 5 | 4 | 5 | 8 | BranchMin5_BranchMax8 | 5,6,8 | 3 | 6 | 12 | HeaderMin6_HeaderMax12 | 6,8,10,12 | 4 | 12
524 | 44 | 4015-9/0-4P-100HP KPVS | KPVS_4015-9/0_4P_100HP_14.44_BRZ | 1415.3 | 1415.3 | 2830.6 | 2 | 1 | 3 | E | KPVS_SplitCase | 5 | 4 | 5 | 8 | BranchMin5_BranchMax8 | 5,6,8 | 3 | 6 | 12 | HeaderMin6_HeaderMax12 | 6,8,10,12 | 4 | 12
525 | 45 | 4015-9/0-4P-125HP KPVS | KPVS_4015-9/0_4P_125HP_15.25_BRZ | 1500 | 1500 | 3000 | 2 | 1 | 3 | E | KPVS_SplitCase | 5 | 4 | 5 | 8 | BranchMin5_BranchMax8 | 5,6,8 | 3 | 6 | 12 | HeaderMin6_HeaderMax12 | 6,8,10,12 | 4 | 12
526 | 46 | 5012-7/8-4P-15HP KPVS | KPVS_5012-7/8_4P_15HP_7.65_BRZ | 1236.1 | 1236.1 | 2472.2 | 2 | 1 | 3 | E | KPVS_SplitCase | 6 | 5 | 6 | 8 | BranchMin6_BranchMax8 | 6,8 | 2 | 8 | 10 | HeaderMin8_HeaderMax10 | 8,10 | 2 | 4
527 | 47 | 5012-7/8-4P-20HP KPVS | KPVS_5012-7/8_4P_20HP_8.38_BRZ | 1345.4 | 1345.4 | 2690.8 | 2 | 1 | 3 | E | KPVS_SplitCase | 6 | 5 | 6 | 8 | BranchMin6_BranchMax8 | 6,8 | 2 | 8 | 12 | HeaderMin8_HeaderMax12 | 8,10,12 | 3 | 6
528 | 48 | 5012-7/8-4P-25HP KPVS | KPVS_5012-7/8_4P_25HP_8.96_BRZ | 1441.8 | 1441.8 | 2883.6 | 2 | 1 | 3 | E | KPVS_SplitCase | 6 | 5 | 6 | 8 | BranchMin6_BranchMax8 | 6,8 | 2 | 8 | 12 | HeaderMin8_HeaderMax12 | 8,10,12 | 3 | 6
529 | 49 | 5012-7/8-4P-30HP KPVS | KPVS_5012-7/8_4P_30HP_9.45_BRZ | 1529.7 | 1529.7 | 3059.4 | 2 | 1 | 3 | E | KPVS_SplitCase | 6 | 5 | 6 | 8 | BranchMin6_BranchMax8 | 6,8 | 2 | 8 | 12 | HeaderMin8_HeaderMax12 | 8,10,12 | 3 | 6
530 | 50 | 5012-7/8-4P-40HP KPVS | KPVS_5012-7/8_4P_40HP_10.20_BRZ | 1658 | 1658 | 3316 | 2 | 1 | 3 | E | KPVS_SplitCase | 6 | 5 | 6 | 10 | BranchMin6_BranchMax10 | 6,8,10 | 3 | 8 | 12 | HeaderMin8_HeaderMax12 | 8,10,12 | 3 | 9
531 | 51 | 5012-7/8-4P-50HP KPVS | KPVS_5012-7/8_4P_50HP_10.79_BRZ | 1758.4 | 1758.4 | 3516.8 | 2 | 1 | 3 | E | KPVS_SplitCase | 6 | 5 | 6 | 10 | BranchMin6_BranchMax10 | 6,8,10 | 3 | 8 | 12 | HeaderMin8_HeaderMax12 | 8,10,12 | 3 | 9
532 | 52 | 5012-7/8-4P-60HP KPVS | KPVS_5012-7/8_4P_60HP_11.37_BRZ | 1869.9 | 1869.9 | 3739.8 | 2 | 1 | 3 | E | KPVS_SplitCase | 6 | 5 | 6 | 10 | BranchMin6_BranchMax10 | 6,8,10 | 3 | 8 | 14 | HeaderMin8_HeaderMax14 | 8,10,12,14 | 4 | 12
533 | 53 | 5012-7/8-4P-75HP KPVS | KPVS_5012-7/8_4P_75HP_12.00_BRZ | 2000 | 2000 | 4000 | 2 | 1 | 3 | E | KPVS_SplitCase | 6 | 5 | 6 | 10 | BranchMin6_BranchMax10 | 6,8,10 | 3 | 8 | 14 | HeaderMin8_HeaderMax14 | 8,10,12,14 | 4 | 12
534 | 54 | 5015-9/0-4P-25HP KPVS | KPVS_5015-9/0_4P_25HP_9.03_BRZ | 1495.7 | 1495.7 | 2991.4 | 2 | 1 | 3 | E | KPVS_SplitCase | 6 | 5 | 6 | 8 | BranchMin6_BranchMax8 | 6,8 | 2 | 8 | 12 | HeaderMin8_HeaderMax12 | 8,10,12 | 3 | 6
535 | 55 | 5015-9/0-4P-30HP KPVS | KPVS_5015-9/0_4P_30HP_9.62_BRZ | 1583.4 | 1583.4 | 3166.8 | 2 | 1 | 3 | E | KPVS_SplitCase | 6 | 5 | 6 | 8 | BranchMin6_BranchMax8 | 6,8 | 2 | 8 | 12 | HeaderMin8_HeaderMax12 | 8,10,12 | 3 | 6
536 | 56 | 5015-9/0-4P-40HP KPVS | KPVS_5015-9/0_4P_40HP_10.56_BRZ | 1715.7 | 1715.7 | 3431.4 | 2 | 1 | 3 | E | KPVS_SplitCase | 6 | 5 | 6 | 10 | BranchMin6_BranchMax10 | 6,8,10 | 3 | 8 | 12 | HeaderMin8_HeaderMax12 | 8,10,12 | 3 | 9
537 | 57 | 5015-9/0-4P-50HP KPVS | KPVS_5015-9/0_4P_50HP_11.30_BRZ | 1813.1 | 1813.1 | 3626.2 | 2 | 1 | 3 | E | KPVS_SplitCase | 6 | 5 | 6 | 10 | BranchMin6_BranchMax10 | 6,8,10 | 3 | 8 | 14 | HeaderMin8_HeaderMax14 | 8,10,12,14 | 4 | 12
538 | 58 | 5015-9/0-4P-60HP KPVS | KPVS_5015-9/0_4P_60HP_11.87_BRZ | 1884.3 | 1884.3 | 3768.6 | 2 | 1 | 3 | E | KPVS_SplitCase | 6 | 5 | 6 | 10 | BranchMin6_BranchMax10 | 6,8,10 | 3 | 8 | 14 | HeaderMin8_HeaderMax14 | 8,10,12,14 | 4 | 12
539 | 59 | 5015-9/0-4P-75HP KPVS | KPVS_5015-9/0_4P_75HP_12.61_BRZ | 1998.6 | 1998.6 | 3997.2 | 2 | 1 | 3 | E | KPVS_SplitCase | 6 | 5 | 6 | 10 | BranchMin6_BranchMax10 | 6,8,10 | 3 | 8 | 14 | HeaderMin8_HeaderMax14 | 8,10,12,14 | 4 | 12
540 | 60 | 5015-9/0-4P-100HP KPVS | KPVS_5015-9/0_4P_100HP_13.60_BRZ | 2182.4 | 2182.4 | 4364.8 | 2 | 1 | 3 | E | KPVS_SplitCase | 6 | 5 | 6 | 10 | BranchMin6_BranchMax10 | 6,8,10 | 3 | 8 | 16 | HeaderMin8_HeaderMax16 | 8,10,12,14,16 | 5 | 15
541 | 61 | 5015-9/0-4P-125HP KPVS | KPVS_5015-9/0_4P_125HP_14.35_BRZ | 2327.6 | 2327.6 | 4655.2 | 2 | 1 | 3 | E | KPVS_SplitCase | 6 | 5 | 6 | 10 | BranchMin6_BranchMax10 | 6,8,10 | 3 | 8 | 16 | HeaderMin8_HeaderMax16 | 8,10,12,14,16 | 5 | 15
542 | 62 | 5015-9/0-4P-150HP KPVS | KPVS_5015-9/0_4P_150HP_15.00_BRZ | 2460 | 2460 | 4920 | 2 | 1 | 3 | E | KPVS_SplitCase | 6 | 5 | 6 | 10 | BranchMin6_BranchMax10 | 6,8,10 | 3 | 8 | 16 | HeaderMin8_HeaderMax16 | 8,10,12,14,16 | 5 | 15
543 | 63 | 6012-3/4-4P-20HP KPVS | KPVS_6012-3/4_4P_20HP_7.18_BRZ | 1948.3 | 1948.3 | 3896.6 | 2 | 1 | 3 | E | KPVS_SplitCase | 8 | 6 | 8 | 10 | BranchMin8_BranchMax10 | 8,10 | 2 | 10 | 14 | HeaderMin10_HeaderMax14 | 10,12,14 | 3 | 6
544 | 64 | 6012-3/4-4P-25HP KPVS | KPVS_6012-3/4_4P_25HP_7.66_BRZ | 2103.8 | 2103.8 | 4207.6 | 2 | 1 | 3 | E | KPVS_SplitCase | 8 | 6 | 8 | 10 | BranchMin8_BranchMax10 | 8,10 | 2 | 10 | 14 | HeaderMin10_HeaderMax14 | 10,12,14 | 3 | 6
545 | 65 | 6012-3/4-4P-30HP KPVS | KPVS_6012-3/4_4P_30HP_8.02_BRZ | 2220.5 | 2220.5 | 4441 | 2 | 1 | 3 | E | KPVS_SplitCase | 8 | 6 | 8 | 10 | BranchMin8_BranchMax10 | 8,10 | 2 | 10 | 16 | HeaderMin10_HeaderMax16 | 10,12,14,16 | 4 | 8
546 | 66 | 6012-3/4-4P-40HP KPVS | KPVS_6012-3/4_4P_40HP_8.86_BRZ | 2492.6 | 2492.6 | 4985.2 | 2 | 1 | 3 | E | KPVS_SplitCase | 8 | 6 | 8 | 10 | BranchMin8_BranchMax10 | 8,10 | 2 | 10 | 16 | HeaderMin10_HeaderMax16 | 10,12,14,16 | 4 | 8
547 | 67 | 6012-3/4-4P-50HP KPVS | KPVS_6012-3/4_4P_50HP_9.85_BRZ | 2801.3 | 2801.3 | 5602.6 | 2 | 1 | 3 | E | KPVS_SplitCase | 8 | 6 | 8 | 12 | BranchMin8_BranchMax12 | 8,10,12 | 3 | 10 | 18 | HeaderMin10_HeaderMax18 | 10,12,14,16,18 | 5 | 15
548 | 68 | 6012-3/4-4P-60HP KPVS | KPVS_6012-3/4_4P_60HP_10.38_BRZ | 2944.6 | 2944.6 | 5889.2 | 2 | 1 | 3 | E | KPVS_SplitCase | 8 | 6 | 8 | 12 | BranchMin8_BranchMax12 | 8,10,12 | 3 | 10 | 18 | HeaderMin10_HeaderMax18 | 10,12,14,16,18 | 5 | 15
549 | 69 | 6012-3/4-4P-75HP KPVS | KPVS_6012-3/4_4P_75HP_11.05_BRZ | 3118.5 | 3118.5 | 6237 | 2 | 1 | 3 | E | KPVS_SplitCase | 8 | 6 | 8 | 12 | BranchMin8_BranchMax12 | 8,10,12 | 3 | 10 | 18 | HeaderMin10_HeaderMax18 | 10,12,14,16,18 | 5 | 15
550 | 70 | 6012-3/4-4P-100HP KPVS | KPVS_6012-3/4_4P_100HP_12.00_BRZ | 3375 | 3375 | 6750 | 2 | 1 | 3 | E | KPVS_SplitCase | 8 | 6 | 8 | 12 | BranchMin8_BranchMax12 | 8,10,12 | 3 | 10 | 18 | HeaderMin10_HeaderMax18 | 10,12,14,16,18 | 5 | 15
551 | 71 | 6015-3/4-4P-40HP KPVS | KPVS_6015-3/4_4P_40HP_9.03_BRZ | 2242.4 | 2242.4 | 4484.8 | 2 | 1 | 3 | E | KPVS_SplitCase | 8 | 6 | 8 | 10 | BranchMin8_BranchMax10 | 8,10 | 2 | 10 | 16 | HeaderMin10_HeaderMax16 | 10,12,14,16 | 4 | 8
552 | 72 | 6015-3/4-4P-50HP KPVS | KPVS_6015-3/4_4P_50HP_9.58_BRZ | 2378.6 | 2378.6 | 4757.2 | 2 | 1 | 3 | E | KPVS_SplitCase | 8 | 6 | 8 | 10 | BranchMin8_BranchMax10 | 8,10 | 2 | 10 | 16 | HeaderMin10_HeaderMax16 | 10,12,14,16 | 4 | 8
553 | 73 | 6015-3/4-4P-60HP KPVS | KPVS_6015-3/4_4P_60HP_10.10_BRZ | 2507.3 | 2507.3 | 5014.6 | 2 | 1 | 3 | E | KPVS_SplitCase | 8 | 6 | 8 | 12 | BranchMin8_BranchMax12 | 8,10,12 | 3 | 10 | 16 | HeaderMin10_HeaderMax16 | 10,12,14,16 | 4 | 12
554 | 74 | 6015-3/4-4P-75HP KPVS | KPVS_6015-3/4_4P_75HP_10.82_BRZ | 2685.5 | 2685.5 | 5371 | 2 | 1 | 3 | E | KPVS_SplitCase | 8 | 6 | 8 | 12 | BranchMin8_BranchMax12 | 8,10,12 | 3 | 10 | 16 | HeaderMin10_HeaderMax16 | 10,12,14,16 | 4 | 12
555 | 75 | 6015-3/4-4P-100HP KPVS | KPVS_6015-3/4_4P_100HP_11.99_BRZ | 2975 | 2975 | 5950 | 2 | 1 | 3 | E | KPVS_SplitCase | 8 | 6 | 8 | 12 | BranchMin8_BranchMax12 | 8,10,12 | 3 | 10 | 18 | HeaderMin10_HeaderMax18 | 10,12,14,16,18 | 5 | 15
556 | 76 | 6015-3/4-4P-125HP KPVS | KPVS_6015-3/4_4P_125HP_12.84_BRZ | 3257.5 | 3257.5 | 6515 | 2 | 1 | 3 | E | KPVS_SplitCase | 8 | 6 | 8 | 12 | BranchMin8_BranchMax12 | 8,10,12 | 3 | 10 | 18 | HeaderMin10_HeaderMax18 | 10,12,14,16,18 | 5 | 15
557 | 77 | 6015-3/4-4P-150HP KPVS | KPVS_6015-3/4_4P_150HP_13.50_BRZ | 3513.8 | 3513.8 | 7027.6 | 2 | 1 | 3 | E | KPVS_SplitCase | 8 | 6 | 8 | 12 | BranchMin8_BranchMax12 | 8,10,12 | 3 | 10 | 18 | HeaderMin10_HeaderMax18 | 10,12,14,16,18 | 5 | 15
558 | 78 | 6015-3/4-4P-200HP KPVS | KPVS_6015-3/4_4P_200HP_14.71_BRZ | 3946.3 | 3946.3 | 7892.6 | 2 | 1 | 3 | E | KPVS_SplitCase | 8 | 6 | 8 | 14 | BranchMin8_BranchMax14 | 8,10,12,14 | 4 | 10 | 20 | HeaderMin10_HeaderMax20 | 10,12,14,16,18,20 | 6 | 24
559 | 79 | 6015-3/4-4P-250HP KPVS | KPVS_6015-3/4_4P_250HP_15.00_BRZ | 4050 | 4050 | 8100 | 2 | 1 | 3 | E | KPVS_SplitCase | 8 | 6 | 8 | 14 | BranchMin8_BranchMax14 | 8,10,12,14 | 4 | 10 | 20 | HeaderMin10_HeaderMax20 | 10,12,14,16,18,20 | 6 | 24
560 | 80 | 6019-7/8-4P-125HP KPVS | KPVS_6019-7/8_4P_125HP_15.17_BRZ | 2174.5 | 2174.5 | 4349 | 2 | 1 | 3 | E | KPVS_SplitCase | 8 | 6 | 8 | 10 | BranchMin8_BranchMax10 | 8,10 | 2 | 10 | 16 | HeaderMin10_HeaderMax16 | 10,12,14,16 | 4 | 8
561 | 81 | 6019-7/8-4P-150HP KPVS | KPVS_6019-7/8_4P_150HP_15.81_BRZ | 2306.3 | 2306.3 | 4612.6 | 2 | 1 | 3 | E | KPVS_SplitCase | 8 | 6 | 8 | 10 | BranchMin8_BranchMax10 | 8,10 | 2 | 10 | 16 | HeaderMin10_HeaderMax16 | 10,12,14,16 | 4 | 8
562 | 82 | 6019-7/8-4P-200HP KPVS | KPVS_6019-7/8_4P_200HP_17.26_BRZ | 2615.2 | 2615.2 | 5230.4 | 2 | 1 | 3 | E | KPVS_SplitCase | 8 | 6 | 8 | 12 | BranchMin8_BranchMax12 | 8,10,12 | 3 | 10 | 16 | HeaderMin10_HeaderMax16 | 10,12,14,16 | 4 | 12
563 | 83 | 6019-7/8-4P-250HP KPVS | KPVS_6019-7/8_4P_250HP_18.44_BRZ | 2874.5 | 2874.5 | 5749 | 2 | 1 | 3 | E | KPVS_SplitCase | 8 | 6 | 8 | 12 | BranchMin8_BranchMax12 | 8,10,12 | 3 | 10 | 18 | HeaderMin10_HeaderMax18 | 10,12,14,16,18 | 5 | 15
564 | 84 | 6019-7/8-4P-300HP KPVS | KPVS_6019-7/8_4P_300HP_19.00_BRZ | 3000 | 3000 | 6000 | 2 | 1 | 3 | E | KPVS_SplitCase | 8 | 6 | 8 | 12 | BranchMin8_BranchMax12 | 8,10,12 | 3 | 10 | 18 | HeaderMin10_HeaderMax18 | 10,12,14,16,18 | 5 | 15
565 | 85 | 8012-5/6-4P-30HP KPVS | KPVS_8012-5/6_4P_30HP_7.25_BRZ | 2655.1 | 2655.1 | 5310.2 | 2 | 1 | 3 | E | KPVS_SplitCase | 10 | 8 | 10 | 12 | BranchMin10_BranchMax12 | 10,12 | 2 | 12 | 16 | HeaderMin12_HeaderMax16 | 12,14,16 | 3 | 6
566 | 86 | 8012-5/6-4P-40HP KPVS | KPVS_8012-5/6_4P_40HP_8.36_BRZ | 3152.9 | 3152.9 | 6305.8 | 2 | 1 | 3 | E | KPVS_SplitCase | 10 | 8 | 10 | 12 | BranchMin10_BranchMax12 | 10,12 | 2 | 12 | 18 | HeaderMin12_HeaderMax18 | 12,14,16,18 | 4 | 8
567 | 87 | 8012-5/6-4P-50HP KPVS | KPVS_8012-5/6_4P_50HP_9.16_BRZ | 3509.4 | 3509.4 | 7018.8 | 2 | 1 | 3 | E | KPVS_SplitCase | 10 | 8 | 10 | 12 | BranchMin10_BranchMax12 | 10,12 | 2 | 12 | 18 | HeaderMin12_HeaderMax18 | 12,14,16,18 | 4 | 8
568 | 88 | 8012-5/6-4P-60HP KPVS | KPVS_8012-5/6_4P_60HP_9.76_BRZ | 3787.8 | 3787.8 | 7575.6 | 2 | 1 | 3 | E | KPVS_SplitCase | 10 | 8 | 10 | 14 | BranchMin10_BranchMax14 | 10,12,14 | 3 | 12 | 20 | HeaderMin12_HeaderMax20 | 12,14,16,18,20 | 5 | 15
569 | 89 | 8012-5/6-4P-75HP KPVS | KPVS_8012-5/6_4P_75HP_10.38_BRZ | 4118.9 | 4118.9 | 8237.8 | 2 | 1 | 3 | E | KPVS_SplitCase | 10 | 8 | 10 | 14 | BranchMin10_BranchMax14 | 10,12,14 | 3 | 12 | 20 | HeaderMin12_HeaderMax20 | 12,14,16,18,20 | 5 | 15
570 | 90 | 8012-5/6-4P-100HP KPVS | KPVS_8012-5/6_4P_100HP_11.25_BRZ | 4600.7 | 4600.7 | 9201.4 | 2 | 1 | 3 | E | KPVS_SplitCase | 10 | 8 | 10 | 16 | BranchMin10_BranchMax16 | 10,12,14,16 | 4 | 12 | 24 | HeaderMin12_HeaderMax24 | 12,14,16,18,20,24 | 6 | 24
571 | 91 | 8012-5/6-4P-125HP KPVS | KPVS_8012-5/6_4P_125HP_12.00_BRZ | 5002.5 | 5002.5 | 10005 | 2 | 1 | 3 | E | KPVS_SplitCase | 10 | 8 | 10 | 16 | BranchMin10_BranchMax16 | 10,12,14,16 | 4 | 12 | 24 | HeaderMin12_HeaderMax24 | 12,14,16,18,20,24 | 6 | 24
572 | 92 | 8015-3/4-4P-60HP KPVS | KPVS_8015-3/4_4P_60HP_9.15_BRZ | 3658.5 | 3658.5 | 7317 | 2 | 1 | 3 | E | KPVS_SplitCase | 10 | 8 | 10 | 14 | BranchMin10_BranchMax14 | 10,12,14 | 3 | 12 | 20 | HeaderMin12_HeaderMax20 | 12,14,16,18,20 | 5 | 15
573 | 93 | 8015-3/4-4P-75HP KPVS | KPVS_8015-3/4_4P_75HP_9.92_BRZ | 3958.8 | 3958.8 | 7917.6 | 2 | 1 | 3 | E | KPVS_SplitCase | 10 | 8 | 10 | 14 | BranchMin10_BranchMax14 | 10,12,14 | 3 | 12 | 20 | HeaderMin12_HeaderMax20 | 12,14,16,18,20 | 5 | 15
574 | 94 | 8015-3/4-4P-100HP KPVS | KPVS_8015-3/4_4P_100HP_10.95_BRZ | 4360.5 | 4360.5 | 8721 | 2 | 1 | 3 | E | KPVS_SplitCase | 10 | 8 | 10 | 16 | BranchMin10_BranchMax16 | 10,12,14,16 | 4 | 12 | 20 | HeaderMin12_HeaderMax20 | 12,14,16,18,20 | 5 | 20
575 | 95 | 8015-3/4-4P-125HP KPVS | KPVS_8015-3/4_4P_125HP_11.69_BRZ | 4649.1 | 4649.1 | 9298.2 | 2 | 1 | 3 | E | KPVS_SplitCase | 10 | 8 | 10 | 16 | BranchMin10_BranchMax16 | 10,12,14,16 | 4 | 12 | 24 | HeaderMin12_HeaderMax24 | 12,14,16,18,20,24 | 6 | 24
576 | 96 | 8015-3/4-4P-150HP KPVS | KPVS_8015-3/4_4P_150HP_12.23_BRZ | 4862.4 | 4862.4 | 9724.8 | 2 | 1 | 3 | E | KPVS_SplitCase | 10 | 8 | 10 | 16 | BranchMin10_BranchMax16 | 10,12,14,16 | 4 | 12 | 24 | HeaderMin12_HeaderMax24 | 12,14,16,18,20,24 | 6 | 24
577 | 97 | 8015-3/4-4P-200HP KPVS | KPVS_8015-3/4_4P_200HP_13.29_BRZ | 5297.1 | 5297.1 | 10594.2 | 2 | 1 | 3 | E | KPVS_SplitCase | 10 | 8 | 10 | 16 | BranchMin10_BranchMax16 | 10,12,14,16 | 4 | 12 | 24 | HeaderMin12_HeaderMax24 | 12,14,16,18,20,24 | 6 | 24
578 | 98 | 8015-3/4-4P-250HP KPVS | KPVS_8015-3/4_4P_250HP_14.19_BRZ | 5667.9 | 5667.9 | 11335.8 | 2 | 1 | 3 | E | KPVS_SplitCase | 10 | 8 | 10 | 18 | BranchMin10_BranchMax18 | 10,12,14,16,18 | 5 | 12 | 24 | HeaderMin12_HeaderMax24 | 12,14,16,18,20,24 | 6 | 30
579 | 99 | 8015-3/4-4P-300HP KPVS | KPVS_8015-3/4_4P_300HP_15.00_BRZ | 6000 | 6000 | 12000 | 2 | 1 | 3 | E | KPVS_SplitCase | 10 | 8 | 10 | 18 | BranchMin10_BranchMax18 | 10,12,14,16,18 | 5 | 12 | 24 | HeaderMin12_HeaderMax24 | 12,14,16,18,20,24 | 6 | 30
580 | 100 | 8020-5/6-4P-250HP KPVS | KPVS_8020-5/6_4P_250HP_14.05_BRZ | 5650.2 | 5650.2 | 11300.4 | 2 | 1 | 3 | E | KPVS_SplitCase | 12 | 8 | 12 | 18 | BranchMin12_BranchMax18 | 12,14,16,18 | 4 | 14 | 24 | HeaderMin14_HeaderMax24 | 14,16,18,20,24 | 5 | 20
581 | 101 | 8020-5/6-4P-300HP KPVS | KPVS_8020-5/6_4P_300HP_14.81_BRZ | 5920 | 5920 | 11840 | 2 | 1 | 3 | E | KPVS_SplitCase | 12 | 8 | 12 | 18 | BranchMin12_BranchMax18 | 12,14,16,18 | 4 | 14 | 24 | HeaderMin14_HeaderMax24 | 14,16,18,20,24 | 5 | 20
582 | 102 | 1012-1/2-4P-60HP KPVS | KPVS_1012-1/2_4P_60HP_8.54_BRZ | 4880.8 | 4880.8 | 9761.6 | 2 | 1 | 3 | E | KPVS_SplitCase | 12 | 10 | 12 | 16 | BranchMin12_BranchMax16 | 12,14,16 | 3 | 14 | 24 | HeaderMin14_HeaderMax24 | 14,16,18,20,24 | 5 | 15
583 | 103 | 1012-1/2-4P-75HP KPVS | KPVS_1012-1/2_4P_75HP_9.30_BRZ | 5233.9 | 5233.9 | 10467.8 | 2 | 1 | 3 | E | KPVS_SplitCase | 12 | 10 | 12 | 16 | BranchMin12_BranchMax16 | 12,14,16 | 3 | 14 | 24 | HeaderMin14_HeaderMax24 | 14,16,18,20,24 | 5 | 15
584 | 104 | 1012-1/2-4P-100HP KPVS | KPVS_1012-1/2_4P_100HP_10.20_BRZ | 5663.7 | 5663.7 | 11327.4 | 2 | 1 | 3 | E | KPVS_SplitCase | 12 | 10 | 12 | 18 | BranchMin12_BranchMax18 | 12,14,16,18 | 4 | 14 | 24 | HeaderMin14_HeaderMax24 | 14,16,18,20,24 | 5 | 20
585 | 105 | 1012-1/2-4P-125HP KPVS | KPVS_1012-1/2_4P_125HP_10.79_BRZ | 6091.7 | 6091.7 | 12183.4 | 2 | 1 | 3 | E | KPVS_SplitCase | 12 | 10 | 12 | 18 | BranchMin12_BranchMax18 | 12,14,16,18 | 4 | 14 | 24 | HeaderMin14_HeaderMax24 | 14,16,18,20,24 | 5 | 20
586 | 106 | 1012-1/2-4P-150HP KPVS | KPVS_1012-1/2_4P_150HP_11.42_BRZ | 6598.6 | 6598.6 | 13197.2 | 2 | 1 | 3 | E | KPVS_SplitCase | 12 | 10 | 12 | 18 | BranchMin12_BranchMax18 | 12,14,16,18 | 4 | 14 | 24 | HeaderMin14_HeaderMax24 | 14,16,18,20,24 | 5 | 20
587 | 107 | 1012-1/2-4P-200HP KPVS | KPVS_1012-1/2_4P_200HP_12.00_BRZ | 7035 | 7035 | 14070 | 2 | 1 | 3 | E | KPVS_SplitCase | 12 | 10 | 12 | 18 | BranchMin12_BranchMax18 | 12,14,16,18 | 4 | 14 | 24 | HeaderMin14_HeaderMax24 | 14,16,18,20,24 | 5 | 20
588 | 108 | 1015-3/4-4P-125HP KPVS | KPVS_1015-3/4_4P_125HP_11.26_BRZ | 5646.6 | 5646.6 | 11293.2 | 2 | 1 | 3 | E | KPVS_SplitCase | 12 | 10 | 12 | 18 | BranchMin12_BranchMax18 | 12,14,16,18 | 4 | 14 | 24 | HeaderMin14_HeaderMax24 | 14,16,18,20,24 | 5 | 20
589 | 109 | 1015-3/4-4P-150HP KPVS | KPVS_1015-3/4_4P_150HP_11.96_BRZ | 6108.6 | 6108.6 | 12217.2 | 2 | 1 | 3 | E | KPVS_SplitCase | 12 | 10 | 12 | 18 | BranchMin12_BranchMax18 | 12,14,16,18 | 4 | 14 | 24 | HeaderMin14_HeaderMax24 | 14,16,18,20,24 | 5 | 20
590 | 110 | 1015-3/4-4P-200HP KPVS | KPVS_1015-3/4_4P_200HP_12.89_BRZ | 6722.4 | 6722.4 | 13444.8 | 2 | 1 | 3 | E | KPVS_SplitCase | 12 | 10 | 12 | 18 | BranchMin12_BranchMax18 | 12,14,16,18 | 4 | 14 | 24 | HeaderMin14_HeaderMax24 | 14,16,18,20,24 | 5 | 20
591 | 111 | 1015-3/4-4P-250HP KPVS | KPVS_1015-3/4_4P_250HP_13.52_BRZ | 7055.6 | 7055.6 | 14111.2 | 2 | 1 | 3 | E | KPVS_SplitCase | 12 | 10 | 12 | 20 | BranchMin12_BranchMax20 | 12,14,16,18,20 | 5 | 14 | 24 | HeaderMin14_HeaderMax24 | 14,16,18,20,24 | 5 | 25
592 | 112 | 1015-3/4-4P-300HP KPVS | KPVS_1015-3/4_4P_300HP_14.03_BRZ | 7256.3 | 7256.3 | 14512.6 | 2 | 1 | 3 | E | KPVS_SplitCase | 12 | 10 | 12 | 20 | BranchMin12_BranchMax20 | 12,14,16,18,20 | 5 | 14 | 24 | HeaderMin14_HeaderMax24 | 14,16,18,20,24 | 5 | 25
593 | 113 | 1220-5/6-6P-125HP KPVS | KPVS_1220-5/6_6P_125HP_13.61_BRZ | 7208.6 | 7208.6 | 14417.2 | 2 | 1 | 3 | E | KPVS_SplitCase | 14 | 12 | 14 | 20 | BranchMin14_BranchMax20 | 14,16,18,20 | 4 | 16 | 24 | HeaderMin16_HeaderMax24 | 16,18,20,24 | 4 | 16
594 | 114 | 1220-5/6-6P-150HP KPVS | KPVS_1220-5/6_6P_150HP_14.41_BRZ | 7821.9 | 7821.9 | 15643.8 | 2 | 1 | 3 | E | KPVS_SplitCase | 14 | 12 | 14 | 20 | BranchMin14_BranchMax20 | 14,16,18,20 | 4 | 16 | 24 | HeaderMin16_HeaderMax24 | 16,18,20,24 | 4 | 16
595 | 115 | 1220-5/6-6P-200HP KPVS | KPVS_1220-5/6_6P_200HP_16.03_BRZ | 9109.1 | 9109.1 | 18218.2 | 2 | 1 | 3 | E | KPVS_SplitCase | 14 | 12 | 14 | 24 | BranchMin14_BranchMax24 | 14,16,18,20,24 | 5 | 16 | 24 | HeaderMin16_HeaderMax24 | 16,18,20,24 | 4 | 20
596 | 116 | 1220-5/6-6P-250HP KPVS | KPVS_1220-5/6_6P_250HP_17.26_BRZ | 10125.3 | 10125.3 | 20250.6 | 2 | 1 | 3 | E | KPVS_SplitCase | 14 | 12 | 14 | 24 | BranchMin14_BranchMax24 | 14,16,18,20,24 | 5 | 16 | 24 | HeaderMin16_HeaderMax24 | 16,18,20,24 | 4 | 20
597 | 117 | 1220-5/6-6P-300HP KPVS | KPVS_1220-5/6_6P_300HP_18.18_BRZ | 10905.9 | 10905.9 | 21811.8 | 2 | 1 | 3 | E | KPVS_SplitCase | 14 | 12 | 14 | 24 | BranchMin14_BranchMax24 | 14,16,18,20,24 | 5 | 16 | 24 | HeaderMin16_HeaderMax24 | 16,18,20,24 | 4 | 20
598 | 118 | 1415-1/2-4P-250HP KPVS | KPVS_1415-1/2_4P_250HP_12.73_BRZ | 10473.9 | 10473.9 | 20947.8 | 2 | 1 | 3 | E | KPVS_SplitCase | 16 | 14 | 16 | 24 | BranchMin16_BranchMax24 | 16,18,20,24 | 4 | 18 | 24 | HeaderMin18_HeaderMax24 | 18,20,24 | 3 | 12
599 | 119 | 1415-1/2-4P-300HP KPVS | KPVS_1415-1/2_4P_300HP_13.48_BRZ | 11367.6 | 11367.6 | 22735.2 | 2 | 1 | 3 | E | KPVS_SplitCase | 16 | 14 | 16 | 24 | BranchMin16_BranchMax24 | 16,18,20,24 | 4 | 18 | 24 | HeaderMin18_HeaderMax24 | 18,20,24 | 3 | 12
600 | 120 | 1415-3/4-4P-300HP KPVS | KPVS_1415-3/4_4P_300HP_13.24_BRZ | 11554.5 | 11554.5 | 23109 | 2 | 1 | 3 | E | KPVS_SplitCase | 18 | 14 | 18 | 24 | BranchMin18_BranchMax24 | 18,20,24 | 3 | 20 | 24 | HeaderMin20_HeaderMax24 | 20,24 | 2 | 6
601 | 1 | 2095-1/2-2P-20HP KPVS | KPVS_2095-1/2_2P_25HP_7.19_BRZ | 404.6 | 404.6 | 1213.8 | 3 | 1 | 4 | F | KPVS_SplitCase | 2.5 | 2 | 2.5 | 5 | BranchMin2.5_BranchMax5 | 2.5,3,4,5 | 4 | 3 | 8 | HeaderMin3_HeaderMax8 | 3,4,5,6,8 | 5 | 20
602 | 2 | 2095-1/2-2P-25HP KPVS | KPVS_2095-1/2_2P_30HP_7.57_BRZ | 435.2 | 435.2 | 1305.6 | 3 | 1 | 4 | F | KPVS_SplitCase | 2.5 | 2 | 2.5 | 5 | BranchMin2.5_BranchMax5 | 2.5,3,4,5 | 4 | 3 | 8 | HeaderMin3_HeaderMax8 | 3,4,5,6,8 | 5 | 20
603 | 3 | 2095-1/2-2P-30HP KPVS | KPVS_2095-1/2_2P_40HP_8.07_BRZ | 476.1 | 476.1 | 1428.3 | 3 | 1 | 4 | F | KPVS_SplitCase | 2.5 | 2 | 2.5 | 5 | BranchMin2.5_BranchMax5 | 2.5,3,4,5 | 4 | 3 | 8 | HeaderMin3_HeaderMax8 | 3,4,5,6,8 | 5 | 20
604 | 4 | 2095-1/2-2P-40HP KPVS | KPVS_2095-1/2_2P_50HP_8.60_BRZ | 521.2 | 521.2 | 1563.6 | 3 | 1 | 4 | F | KPVS_SplitCase | 2.5 | 2 | 2.5 | 5 | BranchMin2.5_BranchMax5 | 2.5,3,4,5 | 4 | 3 | 8 | HeaderMin3_HeaderMax8 | 3,4,5,6,8 | 5 | 20
605 | 5 | 2095-1/2-2P-50HP KPVS | KPVS_2095-1/2_2P_60HP_9.11_BRZ | 565.7 | 565.7 | 1697.1 | 3 | 1 | 4 | F | KPVS_SplitCase | 2.5 | 2 | 2.5 | 5 | BranchMin2.5_BranchMax5 | 2.5,3,4,5 | 4 | 3 | 10 | HeaderMin3_HeaderMax10 | 3,4,5,6,8,10 | 6 | 24
606 | 6 | 2095-1/2-2P-60HP KPVS | KPVS_2095-1/2_2P_75HP_9.50_BRZ | 600 | 600 | 1800 | 3 | 1 | 4 | F | KPVS_SplitCase | 2.5 | 2 | 2.5 | 5 | BranchMin2.5_BranchMax5 | 2.5,3,4,5 | 4 | 3 | 10 | HeaderMin3_HeaderMax10 | 3,4,5,6,8,10 | 6 | 24
607 | 7 | 2095-1/2-2P-75HP KPVS | KPVS_2095-1/2_2P_40HP_8.07_BRZ | 476.1 | 476.1 | 1428.3 | 3 | 1 | 4 | F | KPVS_SplitCase | 2.5 | 2 | 2.5 | 5 | BranchMin2.5_BranchMax5 | 2.5,3,4,5 | 4 | 3 | 8 | HeaderMin3_HeaderMax8 | 3,4,5,6,8 | 5 | 20
608 | 8 | 2013-5/6-4P-10HP KPVS | KPVS_2013-5/6_4P_10HP_9.49_SS | 309.5 | 309.5 | 928.5 | 3 | 1 | 4 | F | KPVS_SplitCase | 2.5 | 2 | 2.5 | 4 | BranchMin2.5_BranchMax4 | 2.5,3,4 | 3 | 3 | 6 | HeaderMin3_HeaderMax6 | 3,4,5,6 | 4 | 12
609 | 9 | 2013-5/6-4P-15HP KPVS | KPVS_2013-5/6_4P_15HP_10.92_SS | 366.2 | 366.2 | 1098.6 | 3 | 1 | 4 | F | KPVS_SplitCase | 2.5 | 2 | 2.5 | 4 | BranchMin2.5_BranchMax4 | 2.5,3,4 | 3 | 3 | 8 | HeaderMin3_HeaderMax8 | 3,4,5,6,8 | 5 | 15
610 | 10 | 2013-5/6-4P-20HP KPVS | KPVS_2013-5/6_4P_20HP_12.03_SS | 405.9 | 405.9 | 1217.7 | 3 | 1 | 4 | F | KPVS_SplitCase | 2.5 | 2 | 2.5 | 5 | BranchMin2.5_BranchMax5 | 2.5,3,4,5 | 4 | 3 | 8 | HeaderMin3_HeaderMax8 | 3,4,5,6,8 | 5 | 20
611 | 11 | 2013-5/6-4P-25HP KPVS | KPVS_2013-5/6_4P_25HP_13.00_SS | 441.1 | 441.1 | 1323.3 | 3 | 1 | 4 | F | KPVS_SplitCase | 2.5 | 2 | 2.5 | 5 | BranchMin2.5_BranchMax5 | 2.5,3,4,5 | 4 | 3 | 8 | HeaderMin3_HeaderMax8 | 3,4,5,6,8 | 5 | 20
612 | 12 | 3095-7/8-2P-40HP KPVS | KPVS_3095-7/8_2P_40HP_6.83_BRZ | 844.1 | 844.1 | 2532.3 | 3 | 1 | 4 | F | KPVS_SplitCase | 4 | 3 | 4 | 6 | BranchMin4_BranchMax6 | 4,5,6 | 3 | 5 | 12 | HeaderMin5_HeaderMax12 | 5,6,8,10,12 | 5 | 15
613 | 13 | 3095-7/8-2P-50HP KPVS | KPVS_3095-7/8_2P_50HP_7.31_BRZ | 888.7 | 888.7 | 2666.1 | 3 | 1 | 4 | F | KPVS_SplitCase | 4 | 3 | 4 | 6 | BranchMin4_BranchMax6 | 4,5,6 | 3 | 5 | 12 | HeaderMin5_HeaderMax12 | 5,6,8,10,12 | 5 | 15
614 | 14 | 3095-7/8-2P-60HP KPVS | KPVS_3095-7/8_2P_60HP_7.80_BRZ | 910.5 | 910.5 | 2731.5 | 3 | 1 | 4 | F | KPVS_SplitCase | 4 | 3 | 4 | 6 | BranchMin4_BranchMax6 | 4,5,6 | 3 | 5 | 12 | HeaderMin5_HeaderMax12 | 5,6,8,10,12 | 5 | 15
615 | 15 | 3095-7/8-2P-75HP KPVS | KPVS_3095-7/8_2P_75HP_8.47_BRZ | 901.5 | 901.5 | 2704.5 | 3 | 1 | 4 | F | KPVS_SplitCase | 4 | 3 | 4 | 6 | BranchMin4_BranchMax6 | 4,5,6 | 3 | 5 | 12 | HeaderMin5_HeaderMax12 | 5,6,8,10,12 | 5 | 15
616 | 16 | 3095-7/8-2P-100HP KPVS | KPVS_3095-7/8_2P_100HP_9.24_BRZ | 964.4 | 964.4 | 2893.2 | 3 | 1 | 4 | F | KPVS_SplitCase | 4 | 3 | 4 | 8 | BranchMin4_BranchMax8 | 4,5,6,8 | 4 | 5 | 12 | HeaderMin5_HeaderMax12 | 5,6,8,10,12 | 5 | 20
617 | 17 | 3095-7/8-2P-125HP KPVS | KPVS_3095-7/8_2P_125HP_9.50_BRZ | 1000 | 1000 | 3000 | 3 | 1 | 4 | F | KPVS_SplitCase | 4 | 3 | 4 | 8 | BranchMin4_BranchMax8 | 4,5,6,8 | 4 | 5 | 12 | HeaderMin5_HeaderMax12 | 5,6,8,10,12 | 5 | 20
618 | 18 | 3014-7/8-4P-20HP KPVS | KPVS_3014-7/8_4P_20HP_10.51_BRZ | 597.3 | 597.3 | 1791.9 | 3 | 1 | 4 | F | KPVS_SplitCase | 4 | 3 | 4 | 5 | BranchMin4_BranchMax5 | 4,5 | 2 | 5 | 10 | HeaderMin5_HeaderMax10 | 5,6,8,10 | 4 | 8
619 | 19 | 3014-7/8-4P-25HP KPVS | KPVS_3014-7/8_4P_25HP_11.23_BRZ | 656.6 | 656.6 | 1969.8 | 3 | 1 | 4 | F | KPVS_SplitCase | 4 | 3 | 4 | 6 | BranchMin4_BranchMax6 | 4,5,6 | 3 | 5 | 10 | HeaderMin5_HeaderMax10 | 5,6,8,10 | 4 | 12
620 | 20 | 3014-7/8-4P-30HP KPVS | KPVS_3014-7/8_4P_30HP_11.86_BRZ | 710 | 710 | 2130 | 3 | 1 | 4 | F | KPVS_SplitCase | 4 | 3 | 4 | 6 | BranchMin4_BranchMax6 | 4,5,6 | 3 | 5 | 10 | HeaderMin5_HeaderMax10 | 5,6,8,10 | 4 | 12
621 | 21 | 3014-7/8-4P-40HP KPVS | KPVS_3014-7/8_4P_40HP_12.92_BRZ | 802.4 | 802.4 | 2407.2 | 3 | 1 | 4 | F | KPVS_SplitCase | 4 | 3 | 4 | 6 | BranchMin4_BranchMax6 | 4,5,6 | 3 | 5 | 10 | HeaderMin5_HeaderMax10 | 5,6,8,10 | 4 | 12
622 | 22 | 3014-7/8-4P-50HP KPVS | KPVS_3014-7/8_4P_50HP_13.79_BRZ | 880.7 | 880.7 | 2642.1 | 3 | 1 | 4 | F | KPVS_SplitCase | 4 | 3 | 4 | 6 | BranchMin4_BranchMax6 | 4,5,6 | 3 | 5 | 12 | HeaderMin5_HeaderMax12 | 5,6,8,10,12 | 5 | 15
623 | 23 | 3014-7/8-4P-60HP KPVS | KPVS_3014-7/8_4P_60HP_14.00_BRZ | 900 | 900 | 2700 | 3 | 1 | 4 | F | KPVS_SplitCase | 4 | 3 | 4 | 6 | BranchMin4_BranchMax6 | 4,5,6 | 3 | 5 | 12 | HeaderMin5_HeaderMax12 | 5,6,8,10,12 | 5 | 15
624 | 24 | 4012-1/2-4P-5HP KPVS | KPVS_4012-1/2_4P_5HP_6.82_BRZ | 532.4 | 532.4 | 1597.2 | 3 | 1 | 4 | F | KPVS_SplitCase | 5 | 4 | 5 | 5 | BranchMin5_BranchMax5 | 5 | 1 | 6 | 8 | HeaderMin6_HeaderMax8 | 6,8 | 2 | 2
625 | 25 | 4012-1/2-4P-7.5HP KPVS | KPVS_4012-1/2_4P_7.5HP_7.70_BRZ | 625.2 | 625.2 | 1875.6 | 3 | 1 | 4 | F | KPVS_SplitCase | 5 | 4 | 5 | 5 | BranchMin5_BranchMax5 | 5 | 1 | 6 | 10 | HeaderMin6_HeaderMax10 | 6,8,10 | 3 | 3
626 | 26 | 4012-1/2-4P-10HP KPVS | KPVS_4012-1/2_4P_10HP_8.39_BRZ | 696.4 | 696.4 | 2089.2 | 3 | 1 | 4 | F | KPVS_SplitCase | 5 | 4 | 5 | 6 | BranchMin5_BranchMax6 | 5,6 | 2 | 6 | 10 | HeaderMin6_HeaderMax10 | 6,8,10 | 3 | 6
627 | 27 | 4012-1/2-4P-15HP KPVS | KPVS_4012-1/2_4P_15HP_9.28_BRZ | 775.8 | 775.8 | 2327.4 | 3 | 1 | 4 | F | KPVS_SplitCase | 5 | 4 | 5 | 6 | BranchMin5_BranchMax6 | 5,6 | 2 | 6 | 10 | HeaderMin6_HeaderMax10 | 6,8,10 | 3 | 6
628 | 28 | 4012-1/2-4P-20HP KPVS | KPVS_4012-1/2_4P_20HP_10.04_BRZ | 829.7 | 829.7 | 2489.1 | 3 | 1 | 4 | F | KPVS_SplitCase | 5 | 4 | 5 | 6 | BranchMin5_BranchMax6 | 5,6 | 2 | 6 | 10 | HeaderMin6_HeaderMax10 | 6,8,10 | 3 | 6
629 | 29 | 4012-1/2-4P-25HP KPVS | KPVS_4012-1/2_4P_25HP_10.91_BRZ | 914.4 | 914.4 | 2743.2 | 3 | 1 | 4 | F | KPVS_SplitCase | 5 | 4 | 5 | 6 | BranchMin5_BranchMax6 | 5,6 | 2 | 6 | 12 | HeaderMin6_HeaderMax12 | 6,8,10,12 | 4 | 8
630 | 30 | 4012-1/2-4P-30HP KPVS | KPVS_4012-1/2_4P_30HP_11.00_BRZ | 924 | 924 | 2772 | 3 | 1 | 4 | F | KPVS_SplitCase | 5 | 4 | 5 | 6 | BranchMin5_BranchMax6 | 5,6 | 2 | 6 | 12 | HeaderMin6_HeaderMax12 | 6,8,10,12 | 4 | 8
631 | 31 | 4012-7/8-4P-10HP KPVS | KPVS_4012-7/8_4P_10HP_7.56_BRZ | 887.5 | 887.5 | 2662.5 | 3 | 1 | 4 | F | KPVS_SplitCase | 5 | 4 | 5 | 6 | BranchMin5_BranchMax6 | 5,6 | 2 | 6 | 12 | HeaderMin6_HeaderMax12 | 6,8,10,12 | 4 | 8
632 | 32 | 4012-7/8-4P-15HP KPVS | KPVS_4012-7/8_4P_15HP_8.57_BRZ | 976.3 | 976.3 | 2928.9 | 3 | 1 | 4 | F | KPVS_SplitCase | 5 | 4 | 5 | 8 | BranchMin5_BranchMax8 | 5,6,8 | 3 | 6 | 12 | HeaderMin6_HeaderMax12 | 6,8,10,12 | 4 | 12
633 | 33 | 4012-7/8-4P-20HP KPVS | KPVS_4012-7/8_4P_20HP_9.35_BRZ | 1058.8 | 1058.8 | 3176.4 | 3 | 1 | 4 | F | KPVS_SplitCase | 5 | 4 | 5 | 8 | BranchMin5_BranchMax8 | 5,6,8 | 3 | 6 | 12 | HeaderMin6_HeaderMax12 | 6,8,10,12 | 4 | 12
634 | 34 | 4012-7/8-4P-25HP KPVS | KPVS_4012-7/8_4P_25HP_9.91_BRZ | 1105.4 | 1105.4 | 3316.2 | 3 | 1 | 4 | F | KPVS_SplitCase | 5 | 4 | 5 | 8 | BranchMin5_BranchMax8 | 5,6,8 | 3 | 6 | 12 | HeaderMin6_HeaderMax12 | 6,8,10,12 | 4 | 12
635 | 35 | 4012-7/8-4P-30HP KPVS | KPVS_4012-7/8_4P_30HP_10.38_BRZ | 1130.9 | 1130.9 | 3392.7 | 3 | 1 | 4 | F | KPVS_SplitCase | 5 | 4 | 5 | 8 | BranchMin5_BranchMax8 | 5,6,8 | 3 | 6 | 12 | HeaderMin6_HeaderMax12 | 6,8,10,12 | 4 | 12
636 | 36 | 4012-7/8-4P-40HP KPVS | KPVS_4012-7/8_4P_40HP_11.39_BRZ | 1197.7 | 1197.7 | 3593.1 | 3 | 1 | 4 | F | KPVS_SplitCase | 5 | 4 | 5 | 8 | BranchMin5_BranchMax8 | 5,6,8 | 3 | 6 | 14 | HeaderMin6_HeaderMax14 | 6,8,10,12,14 | 5 | 15
637 | 37 | 4012-7/8-4P-50HP KPVS | KPVS_4012-7/8_4P_50HP_12.00_BRZ | 1259 | 1259 | 3777 | 3 | 1 | 4 | F | KPVS_SplitCase | 5 | 4 | 5 | 8 | BranchMin5_BranchMax8 | 5,6,8 | 3 | 6 | 14 | HeaderMin6_HeaderMax14 | 6,8,10,12,14 | 5 | 15
638 | 38 | 4015-9/0-4P-25HP KPVS | KPVS_4015-9/0_4P_25HP_9.71_BRZ | 786.3 | 786.3 | 2358.9 | 3 | 1 | 4 | F | KPVS_SplitCase | 5 | 4 | 5 | 6 | BranchMin5_BranchMax6 | 5,6 | 2 | 6 | 10 | HeaderMin6_HeaderMax10 | 6,8,10 | 3 | 6
639 | 39 | 4015-9/0-4P-30HP KPVS | KPVS_4015-9/0_4P_30HP_10.24_BRZ | 848.4 | 848.4 | 2545.2 | 3 | 1 | 4 | F | KPVS_SplitCase | 5 | 4 | 5 | 6 | BranchMin5_BranchMax6 | 5,6 | 2 | 6 | 12 | HeaderMin6_HeaderMax12 | 6,8,10,12 | 4 | 8
640 | 40 | 4015-9/0-4P-40HP KPVS | KPVS_4015-9/0_4P_40HP_11.17_BRZ | 960.9 | 960.9 | 2882.7 | 3 | 1 | 4 | F | KPVS_SplitCase | 5 | 4 | 5 | 8 | BranchMin5_BranchMax8 | 5,6,8 | 3 | 6 | 12 | HeaderMin6_HeaderMax12 | 6,8,10,12 | 4 | 12
641 | 41 | 4015-9/0-4P-50HP KPVS | KPVS_4015-9/0_4P_50HP_11.92_BRZ | 1054.6 | 1054.6 | 3163.8 | 3 | 1 | 4 | F | KPVS_SplitCase | 5 | 4 | 5 | 8 | BranchMin5_BranchMax8 | 5,6,8 | 3 | 6 | 12 | HeaderMin6_HeaderMax12 | 6,8,10,12 | 4 | 12
642 | 42 | 4015-9/0-4P-60HP KPVS | KPVS_4015-9/0_4P_60HP_12.56_BRZ | 1137.7 | 1137.7 | 3413.1 | 3 | 1 | 4 | F | KPVS_SplitCase | 5 | 4 | 5 | 8 | BranchMin5_BranchMax8 | 5,6,8 | 3 | 6 | 12 | HeaderMin6_HeaderMax12 | 6,8,10,12 | 4 | 12
643 | 43 | 4015-9/0-4P-75HP KPVS | KPVS_4015-9/0_4P_75HP_13.30_BRZ | 1251.5 | 1251.5 | 3754.5 | 3 | 1 | 4 | F | KPVS_SplitCase | 5 | 4 | 5 | 8 | BranchMin5_BranchMax8 | 5,6,8 | 3 | 6 | 14 | HeaderMin6_HeaderMax14 | 6,8,10,12,14 | 5 | 15
644 | 44 | 4015-9/0-4P-100HP KPVS | KPVS_4015-9/0_4P_100HP_14.44_BRZ | 1415.3 | 1415.3 | 4245.9 | 3 | 1 | 4 | F | KPVS_SplitCase | 5 | 4 | 5 | 8 | BranchMin5_BranchMax8 | 5,6,8 | 3 | 6 | 14 | HeaderMin6_HeaderMax14 | 6,8,10,12,14 | 5 | 15
645 | 45 | 4015-9/0-4P-125HP KPVS | KPVS_4015-9/0_4P_125HP_15.25_BRZ | 1500 | 1500 | 4500 | 3 | 1 | 4 | F | KPVS_SplitCase | 5 | 4 | 5 | 8 | BranchMin5_BranchMax8 | 5,6,8 | 3 | 6 | 16 | HeaderMin6_HeaderMax16 | 6,8,10,12,14,16 | 6 | 18
646 | 46 | 5012-7/8-4P-15HP KPVS | KPVS_5012-7/8_4P_15HP_7.65_BRZ | 1236.1 | 1236.1 | 3708.3 | 3 | 1 | 4 | F | KPVS_SplitCase | 6 | 5 | 6 | 8 | BranchMin6_BranchMax8 | 6,8 | 2 | 8 | 14 | HeaderMin8_HeaderMax14 | 8,10,12,14 | 4 | 8
647 | 47 | 5012-7/8-4P-20HP KPVS | KPVS_5012-7/8_4P_20HP_8.38_BRZ | 1345.4 | 1345.4 | 4036.2 | 3 | 1 | 4 | F | KPVS_SplitCase | 6 | 5 | 6 | 8 | BranchMin6_BranchMax8 | 6,8 | 2 | 8 | 14 | HeaderMin8_HeaderMax14 | 8,10,12,14 | 4 | 8
648 | 48 | 5012-7/8-4P-25HP KPVS | KPVS_5012-7/8_4P_25HP_8.96_BRZ | 1441.8 | 1441.8 | 4325.4 | 3 | 1 | 4 | F | KPVS_SplitCase | 6 | 5 | 6 | 8 | BranchMin6_BranchMax8 | 6,8 | 2 | 8 | 16 | HeaderMin8_HeaderMax16 | 8,10,12,14,16 | 5 | 10
649 | 49 | 5012-7/8-4P-30HP KPVS | KPVS_5012-7/8_4P_30HP_9.45_BRZ | 1529.7 | 1529.7 | 4589.1 | 3 | 1 | 4 | F | KPVS_SplitCase | 6 | 5 | 6 | 8 | BranchMin6_BranchMax8 | 6,8 | 2 | 8 | 16 | HeaderMin8_HeaderMax16 | 8,10,12,14,16 | 5 | 10
650 | 50 | 5012-7/8-4P-40HP KPVS | KPVS_5012-7/8_4P_40HP_10.20_BRZ | 1658 | 1658 | 4974 | 3 | 1 | 4 | F | KPVS_SplitCase | 6 | 5 | 6 | 10 | BranchMin6_BranchMax10 | 6,8,10 | 3 | 8 | 16 | HeaderMin8_HeaderMax16 | 8,10,12,14,16 | 5 | 15
651 | 51 | 5012-7/8-4P-50HP KPVS | KPVS_5012-7/8_4P_50HP_10.79_BRZ | 1758.4 | 1758.4 | 5275.2 | 3 | 1 | 4 | F | KPVS_SplitCase | 6 | 5 | 6 | 10 | BranchMin6_BranchMax10 | 6,8,10 | 3 | 8 | 16 | HeaderMin8_HeaderMax16 | 8,10,12,14,16 | 5 | 15
652 | 52 | 5012-7/8-4P-60HP KPVS | KPVS_5012-7/8_4P_60HP_11.37_BRZ | 1869.9 | 1869.9 | 5609.7 | 3 | 1 | 4 | F | KPVS_SplitCase | 6 | 5 | 6 | 10 | BranchMin6_BranchMax10 | 6,8,10 | 3 | 8 | 18 | HeaderMin8_HeaderMax18 | 8,10,12,14,16,18 | 6 | 18
653 | 53 | 5012-7/8-4P-75HP KPVS | KPVS_5012-7/8_4P_75HP_12.00_BRZ | 2000 | 2000 | 6000 | 3 | 1 | 4 | F | KPVS_SplitCase | 6 | 5 | 6 | 10 | BranchMin6_BranchMax10 | 6,8,10 | 3 | 8 | 18 | HeaderMin8_HeaderMax18 | 8,10,12,14,16,18 | 6 | 18
654 | 54 | 5015-9/0-4P-25HP KPVS | KPVS_5015-9/0_4P_25HP_9.03_BRZ | 1495.7 | 1495.7 | 4487.1 | 3 | 1 | 4 | F | KPVS_SplitCase | 6 | 5 | 6 | 8 | BranchMin6_BranchMax8 | 6,8 | 2 | 8 | 16 | HeaderMin8_HeaderMax16 | 8,10,12,14,16 | 5 | 10
655 | 55 | 5015-9/0-4P-30HP KPVS | KPVS_5015-9/0_4P_30HP_9.62_BRZ | 1583.4 | 1583.4 | 4750.2 | 3 | 1 | 4 | F | KPVS_SplitCase | 6 | 5 | 6 | 8 | BranchMin6_BranchMax8 | 6,8 | 2 | 8 | 16 | HeaderMin8_HeaderMax16 | 8,10,12,14,16 | 5 | 10
656 | 56 | 5015-9/0-4P-40HP KPVS | KPVS_5015-9/0_4P_40HP_10.56_BRZ | 1715.7 | 1715.7 | 5147.1 | 3 | 1 | 4 | F | KPVS_SplitCase | 6 | 5 | 6 | 10 | BranchMin6_BranchMax10 | 6,8,10 | 3 | 8 | 16 | HeaderMin8_HeaderMax16 | 8,10,12,14,16 | 5 | 15
657 | 57 | 5015-9/0-4P-50HP KPVS | KPVS_5015-9/0_4P_50HP_11.30_BRZ | 1813.1 | 1813.1 | 5439.3 | 3 | 1 | 4 | F | KPVS_SplitCase | 6 | 5 | 6 | 10 | BranchMin6_BranchMax10 | 6,8,10 | 3 | 8 | 16 | HeaderMin8_HeaderMax16 | 8,10,12,14,16 | 5 | 15
658 | 58 | 5015-9/0-4P-60HP KPVS | KPVS_5015-9/0_4P_60HP_11.87_BRZ | 1884.3 | 1884.3 | 5652.9 | 3 | 1 | 4 | F | KPVS_SplitCase | 6 | 5 | 6 | 10 | BranchMin6_BranchMax10 | 6,8,10 | 3 | 8 | 18 | HeaderMin8_HeaderMax18 | 8,10,12,14,16,18 | 6 | 18
659 | 59 | 5015-9/0-4P-75HP KPVS | KPVS_5015-9/0_4P_75HP_12.61_BRZ | 1998.6 | 1998.6 | 5995.8 | 3 | 1 | 4 | F | KPVS_SplitCase | 6 | 5 | 6 | 10 | BranchMin6_BranchMax10 | 6,8,10 | 3 | 8 | 18 | HeaderMin8_HeaderMax18 | 8,10,12,14,16,18 | 6 | 18
660 | 60 | 5015-9/0-4P-100HP KPVS | KPVS_5015-9/0_4P_100HP_13.60_BRZ | 2182.4 | 2182.4 | 6547.2 | 3 | 1 | 4 | F | KPVS_SplitCase | 6 | 5 | 6 | 10 | BranchMin6_BranchMax10 | 6,8,10 | 3 | 8 | 18 | HeaderMin8_HeaderMax18 | 8,10,12,14,16,18 | 6 | 18
661 | 61 | 5015-9/0-4P-125HP KPVS | KPVS_5015-9/0_4P_125HP_14.35_BRZ | 2327.6 | 2327.6 | 6982.8 | 3 | 1 | 4 | F | KPVS_SplitCase | 6 | 5 | 6 | 10 | BranchMin6_BranchMax10 | 6,8,10 | 3 | 8 | 18 | HeaderMin8_HeaderMax18 | 8,10,12,14,16,18 | 6 | 18
662 | 62 | 5015-9/0-4P-150HP KPVS | KPVS_5015-9/0_4P_150HP_15.00_BRZ | 2460 | 2460 | 7380 | 3 | 1 | 4 | F | KPVS_SplitCase | 6 | 5 | 6 | 10 | BranchMin6_BranchMax10 | 6,8,10 | 3 | 8 | 20 | HeaderMin8_HeaderMax20 | 8,10,12,14,16,18,20 | 7 | 21
663 | 63 | 6012-3/4-4P-20HP KPVS | KPVS_6012-3/4_4P_20HP_7.18_BRZ | 1948.3 | 1948.3 | 5844.9 | 3 | 1 | 4 | F | KPVS_SplitCase | 8 | 6 | 8 | 10 | BranchMin8_BranchMax10 | 8,10 | 2 | 10 | 18 | HeaderMin10_HeaderMax18 | 10,12,14,16,18 | 5 | 10
664 | 64 | 6012-3/4-4P-25HP KPVS | KPVS_6012-3/4_4P_25HP_7.66_BRZ | 2103.8 | 2103.8 | 6311.4 | 3 | 1 | 4 | F | KPVS_SplitCase | 8 | 6 | 8 | 10 | BranchMin8_BranchMax10 | 8,10 | 2 | 10 | 18 | HeaderMin10_HeaderMax18 | 10,12,14,16,18 | 5 | 10
665 | 65 | 6012-3/4-4P-30HP KPVS | KPVS_6012-3/4_4P_30HP_8.02_BRZ | 2220.5 | 2220.5 | 6661.5 | 3 | 1 | 4 | F | KPVS_SplitCase | 8 | 6 | 8 | 10 | BranchMin8_BranchMax10 | 8,10 | 2 | 10 | 18 | HeaderMin10_HeaderMax18 | 10,12,14,16,18 | 5 | 10
666 | 66 | 6012-3/4-4P-40HP KPVS | KPVS_6012-3/4_4P_40HP_8.86_BRZ | 2492.6 | 2492.6 | 7477.8 | 3 | 1 | 4 | F | KPVS_SplitCase | 8 | 6 | 8 | 10 | BranchMin8_BranchMax10 | 8,10 | 2 | 10 | 20 | HeaderMin10_HeaderMax20 | 10,12,14,16,18,20 | 6 | 12
667 | 67 | 6012-3/4-4P-50HP KPVS | KPVS_6012-3/4_4P_50HP_9.85_BRZ | 2801.3 | 2801.3 | 8403.9 | 3 | 1 | 4 | F | KPVS_SplitCase | 8 | 6 | 8 | 12 | BranchMin8_BranchMax12 | 8,10,12 | 3 | 10 | 20 | HeaderMin10_HeaderMax20 | 10,12,14,16,18,20 | 6 | 18
668 | 68 | 6012-3/4-4P-60HP KPVS | KPVS_6012-3/4_4P_60HP_10.38_BRZ | 2944.6 | 2944.6 | 8833.8 | 3 | 1 | 4 | F | KPVS_SplitCase | 8 | 6 | 8 | 12 | BranchMin8_BranchMax12 | 8,10,12 | 3 | 10 | 20 | HeaderMin10_HeaderMax20 | 10,12,14,16,18,20 | 6 | 18
669 | 69 | 6012-3/4-4P-75HP KPVS | KPVS_6012-3/4_4P_75HP_11.05_BRZ | 3118.5 | 3118.5 | 9355.5 | 3 | 1 | 4 | F | KPVS_SplitCase | 8 | 6 | 8 | 12 | BranchMin8_BranchMax12 | 8,10,12 | 3 | 10 | 24 | HeaderMin10_HeaderMax24 | 10,12,14,16,18,20,24 | 7 | 21
670 | 70 | 6012-3/4-4P-100HP KPVS | KPVS_6012-3/4_4P_100HP_12.00_BRZ | 3375 | 3375 | 10125 | 3 | 1 | 4 | F | KPVS_SplitCase | 8 | 6 | 8 | 12 | BranchMin8_BranchMax12 | 8,10,12 | 3 | 10 | 24 | HeaderMin10_HeaderMax24 | 10,12,14,16,18,20,24 | 7 | 21
671 | 71 | 6015-3/4-4P-40HP KPVS | KPVS_6015-3/4_4P_40HP_9.03_BRZ | 2242.4 | 2242.4 | 6727.2 | 3 | 1 | 4 | F | KPVS_SplitCase | 8 | 6 | 8 | 10 | BranchMin8_BranchMax10 | 8,10 | 2 | 10 | 18 | HeaderMin10_HeaderMax18 | 10,12,14,16,18 | 5 | 10
672 | 72 | 6015-3/4-4P-50HP KPVS | KPVS_6015-3/4_4P_50HP_9.58_BRZ | 2378.6 | 2378.6 | 7135.8 | 3 | 1 | 4 | F | KPVS_SplitCase | 8 | 6 | 8 | 10 | BranchMin8_BranchMax10 | 8,10 | 2 | 10 | 20 | HeaderMin10_HeaderMax20 | 10,12,14,16,18,20 | 6 | 12
673 | 73 | 6015-3/4-4P-60HP KPVS | KPVS_6015-3/4_4P_60HP_10.10_BRZ | 2507.3 | 2507.3 | 7521.9 | 3 | 1 | 4 | F | KPVS_SplitCase | 8 | 6 | 8 | 12 | BranchMin8_BranchMax12 | 8,10,12 | 3 | 10 | 20 | HeaderMin10_HeaderMax20 | 10,12,14,16,18,20 | 6 | 18
674 | 74 | 6015-3/4-4P-75HP KPVS | KPVS_6015-3/4_4P_75HP_10.82_BRZ | 2685.5 | 2685.5 | 8056.5 | 3 | 1 | 4 | F | KPVS_SplitCase | 8 | 6 | 8 | 12 | BranchMin8_BranchMax12 | 8,10,12 | 3 | 10 | 20 | HeaderMin10_HeaderMax20 | 10,12,14,16,18,20 | 6 | 18
675 | 75 | 6015-3/4-4P-100HP KPVS | KPVS_6015-3/4_4P_100HP_11.99_BRZ | 2975 | 2975 | 8925 | 3 | 1 | 4 | F | KPVS_SplitCase | 8 | 6 | 8 | 12 | BranchMin8_BranchMax12 | 8,10,12 | 3 | 10 | 24 | HeaderMin10_HeaderMax24 | 10,12,14,16,18,20,24 | 7 | 21
676 | 76 | 6015-3/4-4P-125HP KPVS | KPVS_6015-3/4_4P_125HP_12.84_BRZ | 3257.5 | 3257.5 | 9772.5 | 3 | 1 | 4 | F | KPVS_SplitCase | 8 | 6 | 8 | 12 | BranchMin8_BranchMax12 | 8,10,12 | 3 | 10 | 24 | HeaderMin10_HeaderMax24 | 10,12,14,16,18,20,24 | 7 | 21
677 | 77 | 6015-3/4-4P-150HP KPVS | KPVS_6015-3/4_4P_150HP_13.50_BRZ | 3513.8 | 3513.8 | 10541.4 | 3 | 1 | 4 | F | KPVS_SplitCase | 8 | 6 | 8 | 12 | BranchMin8_BranchMax12 | 8,10,12 | 3 | 10 | 24 | HeaderMin10_HeaderMax24 | 10,12,14,16,18,20,24 | 7 | 21
678 | 78 | 6015-3/4-4P-200HP KPVS | KPVS_6015-3/4_4P_200HP_14.71_BRZ | 3946.3 | 3946.3 | 11838.9 | 3 | 1 | 4 | F | KPVS_SplitCase | 8 | 6 | 8 | 14 | BranchMin8_BranchMax14 | 8,10,12,14 | 4 | 10 | 24 | HeaderMin10_HeaderMax24 | 10,12,14,16,18,20,24 | 7 | 28
679 | 79 | 6015-3/4-4P-250HP KPVS | KPVS_6015-3/4_4P_250HP_15.00_BRZ | 4050 | 4050 | 12150 | 3 | 1 | 4 | F | KPVS_SplitCase | 8 | 6 | 8 | 14 | BranchMin8_BranchMax14 | 8,10,12,14 | 4 | 10 | 24 | HeaderMin10_HeaderMax24 | 10,12,14,16,18,20,24 | 7 | 28
680 | 80 | 6019-7/8-4P-125HP KPVS | KPVS_6019-7/8_4P_125HP_15.17_BRZ | 2174.5 | 2174.5 | 6523.5 | 3 | 1 | 4 | F | KPVS_SplitCase | 8 | 6 | 8 | 10 | BranchMin8_BranchMax10 | 8,10 | 2 | 10 | 18 | HeaderMin10_HeaderMax18 | 10,12,14,16,18 | 5 | 10
681 | 81 | 6019-7/8-4P-150HP KPVS | KPVS_6019-7/8_4P_150HP_15.81_BRZ | 2306.3 | 2306.3 | 6918.9 | 3 | 1 | 4 | F | KPVS_SplitCase | 8 | 6 | 8 | 10 | BranchMin8_BranchMax10 | 8,10 | 2 | 10 | 18 | HeaderMin10_HeaderMax18 | 10,12,14,16,18 | 5 | 10
682 | 82 | 6019-7/8-4P-200HP KPVS | KPVS_6019-7/8_4P_200HP_17.26_BRZ | 2615.2 | 2615.2 | 7845.6 | 3 | 1 | 4 | F | KPVS_SplitCase | 8 | 6 | 8 | 12 | BranchMin8_BranchMax12 | 8,10,12 | 3 | 10 | 20 | HeaderMin10_HeaderMax20 | 10,12,14,16,18,20 | 6 | 18
683 | 83 | 6019-7/8-4P-250HP KPVS | KPVS_6019-7/8_4P_250HP_18.44_BRZ | 2874.5 | 2874.5 | 8623.5 | 3 | 1 | 4 | F | KPVS_SplitCase | 8 | 6 | 8 | 12 | BranchMin8_BranchMax12 | 8,10,12 | 3 | 10 | 20 | HeaderMin10_HeaderMax20 | 10,12,14,16,18,20 | 6 | 18
684 | 84 | 6019-7/8-4P-300HP KPVS | KPVS_6019-7/8_4P_300HP_19.00_BRZ | 3000 | 3000 | 9000 | 3 | 1 | 4 | F | KPVS_SplitCase | 8 | 6 | 8 | 12 | BranchMin8_BranchMax12 | 8,10,12 | 3 | 10 | 24 | HeaderMin10_HeaderMax24 | 10,12,14,16,18,20,24 | 7 | 21
685 | 85 | 8012-5/6-4P-30HP KPVS | KPVS_8012-5/6_4P_30HP_7.25_BRZ | 2655.1 | 2655.1 | 7965.3 | 3 | 1 | 4 | F | KPVS_SplitCase | 10 | 8 | 10 | 12 | BranchMin10_BranchMax12 | 10,12 | 2 | 12 | 20 | HeaderMin12_HeaderMax20 | 12,14,16,18,20 | 5 | 10
686 | 86 | 8012-5/6-4P-40HP KPVS | KPVS_8012-5/6_4P_40HP_8.36_BRZ | 3152.9 | 3152.9 | 9458.7 | 3 | 1 | 4 | F | KPVS_SplitCase | 10 | 8 | 10 | 12 | BranchMin10_BranchMax12 | 10,12 | 2 | 12 | 24 | HeaderMin12_HeaderMax24 | 12,14,16,18,20,24 | 6 | 12
687 | 87 | 8012-5/6-4P-50HP KPVS | KPVS_8012-5/6_4P_50HP_9.16_BRZ | 3509.4 | 3509.4 | 10528.2 | 3 | 1 | 4 | F | KPVS_SplitCase | 10 | 8 | 10 | 12 | BranchMin10_BranchMax12 | 10,12 | 2 | 12 | 24 | HeaderMin12_HeaderMax24 | 12,14,16,18,20,24 | 6 | 12
688 | 88 | 8012-5/6-4P-60HP KPVS | KPVS_8012-5/6_4P_60HP_9.76_BRZ | 3787.8 | 3787.8 | 11363.4 | 3 | 1 | 4 | F | KPVS_SplitCase | 10 | 8 | 10 | 14 | BranchMin10_BranchMax14 | 10,12,14 | 3 | 12 | 24 | HeaderMin12_HeaderMax24 | 12,14,16,18,20,24 | 6 | 18
689 | 89 | 8012-5/6-4P-75HP KPVS | KPVS_8012-5/6_4P_75HP_10.38_BRZ | 4118.9 | 4118.9 | 12356.7 | 3 | 1 | 4 | F | KPVS_SplitCase | 10 | 8 | 10 | 14 | BranchMin10_BranchMax14 | 10,12,14 | 3 | 12 | 24 | HeaderMin12_HeaderMax24 | 12,14,16,18,20,24 | 6 | 18
690 | 90 | 8012-5/6-4P-100HP KPVS | KPVS_8012-5/6_4P_100HP_11.25_BRZ | 4600.7 | 4600.7 | 13802.1 | 3 | 1 | 4 | F | KPVS_SplitCase | 10 | 8 | 10 | 16 | BranchMin10_BranchMax16 | 10,12,14,16 | 4 | 12 | 24 | HeaderMin12_HeaderMax24 | 12,14,16,18,20,24 | 6 | 24
691 | 91 | 8012-5/6-4P-125HP KPVS | KPVS_8012-5/6_4P_125HP_12.00_BRZ | 5002.5 | 5002.5 | 15007.5 | 3 | 1 | 4 | F | KPVS_SplitCase | 10 | 8 | 10 | 16 | BranchMin10_BranchMax16 | 10,12,14,16 | 4 | 12 | 24 | HeaderMin12_HeaderMax24 | 12,14,16,18,20,24 | 6 | 24
692 | 92 | 8015-3/4-4P-60HP KPVS | KPVS_8015-3/4_4P_60HP_9.15_BRZ | 3658.5 | 3658.5 | 10975.5 | 3 | 1 | 4 | F | KPVS_SplitCase | 10 | 8 | 10 | 14 | BranchMin10_BranchMax14 | 10,12,14 | 3 | 12 | 24 | HeaderMin12_HeaderMax24 | 12,14,16,18,20,24 | 6 | 18
693 | 93 | 8015-3/4-4P-75HP KPVS | KPVS_8015-3/4_4P_75HP_9.92_BRZ | 3958.8 | 3958.8 | 11876.4 | 3 | 1 | 4 | F | KPVS_SplitCase | 10 | 8 | 10 | 14 | BranchMin10_BranchMax14 | 10,12,14 | 3 | 12 | 24 | HeaderMin12_HeaderMax24 | 12,14,16,18,20,24 | 6 | 18
694 | 94 | 8015-3/4-4P-100HP KPVS | KPVS_8015-3/4_4P_100HP_10.95_BRZ | 4360.5 | 4360.5 | 13081.5 | 3 | 1 | 4 | F | KPVS_SplitCase | 10 | 8 | 10 | 16 | BranchMin10_BranchMax16 | 10,12,14,16 | 4 | 12 | 24 | HeaderMin12_HeaderMax24 | 12,14,16,18,20,24 | 6 | 24
695 | 95 | 8015-3/4-4P-125HP KPVS | KPVS_8015-3/4_4P_125HP_11.69_BRZ | 4649.1 | 4649.1 | 13947.3 | 3 | 1 | 4 | F | KPVS_SplitCase | 10 | 8 | 10 | 16 | BranchMin10_BranchMax16 | 10,12,14,16 | 4 | 12 | 24 | HeaderMin12_HeaderMax24 | 12,14,16,18,20,24 | 6 | 24
696 | 96 | 8015-3/4-4P-150HP KPVS | KPVS_8015-3/4_4P_150HP_12.23_BRZ | 4862.4 | 4862.4 | 14587.2 | 3 | 1 | 4 | F | KPVS_SplitCase | 10 | 8 | 10 | 16 | BranchMin10_BranchMax16 | 10,12,14,16 | 4 | 12 | 24 | HeaderMin12_HeaderMax24 | 12,14,16,18,20,24 | 6 | 24
697 | 97 | 8015-3/4-4P-200HP KPVS | KPVS_8015-3/4_4P_200HP_13.29_BRZ | 5297.1 | 5297.1 | 15891.3 | 3 | 1 | 4 | F | KPVS_SplitCase | 10 | 8 | 10 | 16 | BranchMin10_BranchMax16 | 10,12,14,16 | 4 | 12 | 24 | HeaderMin12_HeaderMax24 | 12,14,16,18,20,24 | 6 | 24
698 | 98 | 8015-3/4-4P-250HP KPVS | KPVS_8015-3/4_4P_250HP_14.19_BRZ | 5667.9 | 5667.9 | 17003.7 | 3 | 1 | 4 | F | KPVS_SplitCase | 10 | 8 | 10 | 18 | BranchMin10_BranchMax18 | 10,12,14,16,18 | 5 | 12 | 24 | HeaderMin12_HeaderMax24 | 12,14,16,18,20,24 | 6 | 30
699 | 99 | 8015-3/4-4P-300HP KPVS | KPVS_8015-3/4_4P_300HP_15.00_BRZ | 6000 | 6000 | 18000 | 3 | 1 | 4 | F | KPVS_SplitCase | 10 | 8 | 10 | 18 | BranchMin10_BranchMax18 | 10,12,14,16,18 | 5 | 12 | 24 | HeaderMin12_HeaderMax24 | 12,14,16,18,20,24 | 6 | 30
700 | 100 | 8020-5/6-4P-250HP KPVS | KPVS_8020-5/6_4P_250HP_14.05_BRZ | 5650.2 | 5650.2 | 16950.6 | 3 | 1 | 4 | F | KPVS_SplitCase | 12 | 8 | 12 | 18 | BranchMin12_BranchMax18 | 12,14,16,18 | 4 | 14 | 24 | HeaderMin14_HeaderMax24 | 14,16,18,20,24 | 5 | 20
701 | 101 | 8020-5/6-4P-300HP KPVS | KPVS_8020-5/6_4P_300HP_14.81_BRZ | 5920 | 5920 | 17760 | 3 | 1 | 4 | F | KPVS_SplitCase | 12 | 8 | 12 | 18 | BranchMin12_BranchMax18 | 12,14,16,18 | 4 | 14 | 24 | HeaderMin14_HeaderMax24 | 14,16,18,20,24 | 5 | 20
702 | 102 | 1012-1/2-4P-60HP KPVS | KPVS_1012-1/2_4P_60HP_8.54_BRZ | 4880.8 | 4880.8 | 14642.4 | 3 | 1 | 4 | F | KPVS_SplitCase | 12 | 10 | 12 | 16 | BranchMin12_BranchMax16 | 12,14,16 | 3 | 14 | 24 | HeaderMin14_HeaderMax24 | 14,16,18,20,24 | 5 | 15
703 | 103 | 1012-1/2-4P-75HP KPVS | KPVS_1012-1/2_4P_75HP_9.30_BRZ | 5233.9 | 5233.9 | 15701.7 | 3 | 1 | 4 | F | KPVS_SplitCase | 12 | 10 | 12 | 16 | BranchMin12_BranchMax16 | 12,14,16 | 3 | 14 | 24 | HeaderMin14_HeaderMax24 | 14,16,18,20,24 | 5 | 15
704 | 104 | 1012-1/2-4P-100HP KPVS | KPVS_1012-1/2_4P_100HP_10.20_BRZ | 5663.7 | 5663.7 | 16991.1 | 3 | 1 | 4 | F | KPVS_SplitCase | 12 | 10 | 12 | 18 | BranchMin12_BranchMax18 | 12,14,16,18 | 4 | 14 | 24 | HeaderMin14_HeaderMax24 | 14,16,18,20,24 | 5 | 20
705 | 105 | 1012-1/2-4P-125HP KPVS | KPVS_1012-1/2_4P_125HP_10.79_BRZ | 6091.7 | 6091.7 | 18275.1 | 3 | 1 | 4 | F | KPVS_SplitCase | 12 | 10 | 12 | 18 | BranchMin12_BranchMax18 | 12,14,16,18 | 4 | 14 | 24 | HeaderMin14_HeaderMax24 | 14,16,18,20,24 | 5 | 20
706 | 106 | 1012-1/2-4P-150HP KPVS | KPVS_1012-1/2_4P_150HP_11.42_BRZ | 6598.6 | 6598.6 | 19795.8 | 3 | 1 | 4 | F | KPVS_SplitCase | 12 | 10 | 12 | 18 | BranchMin12_BranchMax18 | 12,14,16,18 | 4 | 14 | 24 | HeaderMin14_HeaderMax24 | 14,16,18,20,24 | 5 | 20
707 | 107 | 1012-1/2-4P-200HP KPVS | KPVS_1012-1/2_4P_200HP_12.00_BRZ | 7035 | 7035 | 21105 | 3 | 1 | 4 | F | KPVS_SplitCase | 12 | 10 | 12 | 18 | BranchMin12_BranchMax18 | 12,14,16,18 | 4 | 14 | 24 | HeaderMin14_HeaderMax24 | 14,16,18,20,24 | 5 | 20
708 | 108 | 1015-3/4-4P-125HP KPVS | KPVS_1015-3/4_4P_125HP_11.26_BRZ | 5646.6 | 5646.6 | 16939.8 | 3 | 1 | 4 | F | KPVS_SplitCase | 12 | 10 | 12 | 18 | BranchMin12_BranchMax18 | 12,14,16,18 | 4 | 14 | 24 | HeaderMin14_HeaderMax24 | 14,16,18,20,24 | 5 | 20
709 | 109 | 1015-3/4-4P-150HP KPVS | KPVS_1015-3/4_4P_150HP_11.96_BRZ | 6108.6 | 6108.6 | 18325.8 | 3 | 1 | 4 | F | KPVS_SplitCase | 12 | 10 | 12 | 18 | BranchMin12_BranchMax18 | 12,14,16,18 | 4 | 14 | 24 | HeaderMin14_HeaderMax24 | 14,16,18,20,24 | 5 | 20
710 | 110 | 1015-3/4-4P-200HP KPVS | KPVS_1015-3/4_4P_200HP_12.89_BRZ | 6722.4 | 6722.4 | 20167.2 | 3 | 1 | 4 | F | KPVS_SplitCase | 12 | 10 | 12 | 18 | BranchMin12_BranchMax18 | 12,14,16,18 | 4 | 14 | 24 | HeaderMin14_HeaderMax24 | 14,16,18,20,24 | 5 | 20
711 | 111 | 1015-3/4-4P-250HP KPVS | KPVS_1015-3/4_4P_250HP_13.52_BRZ | 7055.6 | 7055.6 | 21166.8 | 3 | 1 | 4 | F | KPVS_SplitCase | 12 | 10 | 12 | 20 | BranchMin12_BranchMax20 | 12,14,16,18,20 | 5 | 14 | 24 | HeaderMin14_HeaderMax24 | 14,16,18,20,24 | 5 | 25
712 | 112 | 1015-3/4-4P-300HP KPVS | KPVS_1015-3/4_4P_300HP_14.03_BRZ | 7256.3 | 7256.3 | 21768.9 | 3 | 1 | 4 | F | KPVS_SplitCase | 12 | 10 | 12 | 20 | BranchMin12_BranchMax20 | 12,14,16,18,20 | 5 | 14 | 24 | HeaderMin14_HeaderMax24 | 14,16,18,20,24 | 5 | 25
713 | 113 | 1220-5/6-6P-125HP KPVS | KPVS_1220-5/6_6P_125HP_13.61_BRZ | 7208.6 | 7208.6 | 21625.8 | 3 | 1 | 4 | F | KPVS_SplitCase | 14 | 12 | 14 | 20 | BranchMin14_BranchMax20 | 14,16,18,20 | 4 | 16 | 24 | HeaderMin16_HeaderMax24 | 16,18,20,24 | 4 | 16
714 | 114 | 1220-5/6-6P-150HP KPVS | KPVS_1220-5/6_6P_150HP_14.41_BRZ | 7821.9 | 7821.9 | 23465.7 | 3 | 1 | 4 | F | KPVS_SplitCase | 14 | 12 | 14 | 20 | BranchMin14_BranchMax20 | 14,16,18,20 | 4 | 16 | 24 | HeaderMin16_HeaderMax24 | 16,18,20,24 | 4 | 16
715 | 115 | 1220-5/6-6P-200HP KPVS | KPVS_1220-5/6_6P_200HP_16.03_BRZ | 9109.1 | 9109.1 | 27327.3 | 3 | 1 | 4 | F | KPVS_SplitCase | 14 | 12 | 14 | 24 | BranchMin14_BranchMax24 | 14,16,18,20,24 | 5 | 16 | 24 | HeaderMin16_HeaderMax24 | 16,18,20,24 | 4 | 20
716 | 116 | 1220-5/6-6P-250HP KPVS | KPVS_1220-5/6_6P_250HP_17.26_BRZ | 10125.3 | 10125.3 | 30375.9 | 3 | 1 | 4 | F | KPVS_SplitCase | 14 | 12 | 14 | 24 | BranchMin14_BranchMax24 | 14,16,18,20,24 | 5 | 16 | 24 | HeaderMin16_HeaderMax24 | 16,18,20,24 | 4 | 20
717 | 117 | 1220-5/6-6P-300HP KPVS | KPVS_1220-5/6_6P_300HP_18.18_BRZ | 10905.9 | 10905.9 | 32717.7 | 3 | 1 | 4 | F | KPVS_SplitCase | 14 | 12 | 14 | 24 | BranchMin14_BranchMax24 | 14,16,18,20,24 | 5 | 16 | 24 | HeaderMin16_HeaderMax24 | 16,18,20,24 | 4 | 20
718 | 118 | 1415-1/2-4P-250HP KPVS | KPVS_1415-1/2_4P_250HP_12.73_BRZ | 10473.9 | 10473.9 | 31421.7 | 3 | 1 | 4 | F | KPVS_SplitCase | 16 | 14 | 16 | 24 | BranchMin16_BranchMax24 | 16,18,20,24 | 4 | 18 | 24 | HeaderMin18_HeaderMax24 | 18,20,24 | 3 | 12
719 | 119 | 1415-1/2-4P-300HP KPVS | KPVS_1415-1/2_4P_300HP_13.48_BRZ | 11367.6 | 11367.6 | 34102.8 | 3 | 1 | 4 | F | KPVS_SplitCase | 16 | 14 | 16 | 24 | BranchMin16_BranchMax24 | 16,18,20,24 | 4 | 18 | 24 | HeaderMin18_HeaderMax24 | 18,20,24 | 3 | 12
720 | 120 | 1415-3/4-4P-300HP KPVS | KPVS_1415-3/4_4P_300HP_13.24_BRZ | 11554.5 | 11554.5 | 34663.5 | 3 | 1 | 4 | F | KPVS_SplitCase | 18 | 14 | 18 | 24 | BranchMin18_BranchMax24 | 18,20,24 | 3 | 20 | 24 | HeaderMin20_HeaderMax24 | 20,24 | 2 | 6
721 | 1 | 2095-1/2-2P-20HP KPVS | KPVS_2095-1/2_2P_25HP_7.19_BRZ | 404.6 | 404.6 | 1618.4 | 4 | 1 | 5 | G | KPVS_SplitCase | 2.5 | 2 | 2.5 | 5 | BranchMin2.5_BranchMax5 | 2.5,3,4,5 | 4 | 3 | 10 | HeaderMin3_HeaderMax10 | 3,4,5,6,8,10 | 6 | 24
722 | 2 | 2095-1/2-2P-25HP KPVS | KPVS_2095-1/2_2P_30HP_7.57_BRZ | 435.2 | 435.2 | 1740.8 | 4 | 1 | 5 | G | KPVS_SplitCase | 2.5 | 2 | 2.5 | 5 | BranchMin2.5_BranchMax5 | 2.5,3,4,5 | 4 | 3 | 10 | HeaderMin3_HeaderMax10 | 3,4,5,6,8,10 | 6 | 24
723 | 3 | 2095-1/2-2P-30HP KPVS | KPVS_2095-1/2_2P_40HP_8.07_BRZ | 476.1 | 476.1 | 1904.4 | 4 | 1 | 5 | G | KPVS_SplitCase | 2.5 | 2 | 2.5 | 5 | BranchMin2.5_BranchMax5 | 2.5,3,4,5 | 4 | 3 | 10 | HeaderMin3_HeaderMax10 | 3,4,5,6,8,10 | 6 | 24
724 | 4 | 2095-1/2-2P-40HP KPVS | KPVS_2095-1/2_2P_50HP_8.60_BRZ | 521.2 | 521.2 | 2084.8 | 4 | 1 | 5 | G | KPVS_SplitCase | 2.5 | 2 | 2.5 | 5 | BranchMin2.5_BranchMax5 | 2.5,3,4,5 | 4 | 3 | 10 | HeaderMin3_HeaderMax10 | 3,4,5,6,8,10 | 6 | 24
725 | 5 | 2095-1/2-2P-50HP KPVS | KPVS_2095-1/2_2P_60HP_9.11_BRZ | 565.7 | 565.7 | 2262.8 | 4 | 1 | 5 | G | KPVS_SplitCase | 2.5 | 2 | 2.5 | 5 | BranchMin2.5_BranchMax5 | 2.5,3,4,5 | 4 | 3 | 10 | HeaderMin3_HeaderMax10 | 3,4,5,6,8,10 | 6 | 24
726 | 6 | 2095-1/2-2P-60HP KPVS | KPVS_2095-1/2_2P_75HP_9.50_BRZ | 600 | 600 | 2400 | 4 | 1 | 5 | G | KPVS_SplitCase | 2.5 | 2 | 2.5 | 5 | BranchMin2.5_BranchMax5 | 2.5,3,4,5 | 4 | 3 | 10 | HeaderMin3_HeaderMax10 | 3,4,5,6,8,10 | 6 | 24
727 | 7 | 2095-1/2-2P-75HP KPVS | KPVS_2095-1/2_2P_40HP_8.07_BRZ | 476.1 | 476.1 | 1904.4 | 4 | 1 | 5 | G | KPVS_SplitCase | 2.5 | 2 | 2.5 | 5 | BranchMin2.5_BranchMax5 | 2.5,3,4,5 | 4 | 3 | 10 | HeaderMin3_HeaderMax10 | 3,4,5,6,8,10 | 6 | 24
728 | 8 | 2013-5/6-4P-10HP KPVS | KPVS_2013-5/6_4P_10HP_9.49_SS | 309.5 | 309.5 | 1238 | 4 | 1 | 5 | G | KPVS_SplitCase | 2.5 | 2 | 2.5 | 4 | BranchMin2.5_BranchMax4 | 2.5,3,4 | 3 | 3 | 8 | HeaderMin3_HeaderMax8 | 3,4,5,6,8 | 5 | 15
729 | 9 | 2013-5/6-4P-15HP KPVS | KPVS_2013-5/6_4P_15HP_10.92_SS | 366.2 | 366.2 | 1464.8 | 4 | 1 | 5 | G | KPVS_SplitCase | 2.5 | 2 | 2.5 | 4 | BranchMin2.5_BranchMax4 | 2.5,3,4 | 3 | 3 | 8 | HeaderMin3_HeaderMax8 | 3,4,5,6,8 | 5 | 15
730 | 10 | 2013-5/6-4P-20HP KPVS | KPVS_2013-5/6_4P_20HP_12.03_SS | 405.9 | 405.9 | 1623.6 | 4 | 1 | 5 | G | KPVS_SplitCase | 2.5 | 2 | 2.5 | 5 | BranchMin2.5_BranchMax5 | 2.5,3,4,5 | 4 | 3 | 10 | HeaderMin3_HeaderMax10 | 3,4,5,6,8,10 | 6 | 24
731 | 11 | 2013-5/6-4P-25HP KPVS | KPVS_2013-5/6_4P_25HP_13.00_SS | 441.1 | 441.1 | 1764.4 | 4 | 1 | 5 | G | KPVS_SplitCase | 2.5 | 2 | 2.5 | 5 | BranchMin2.5_BranchMax5 | 2.5,3,4,5 | 4 | 3 | 10 | HeaderMin3_HeaderMax10 | 3,4,5,6,8,10 | 6 | 24
732 | 12 | 3095-7/8-2P-40HP KPVS | KPVS_3095-7/8_2P_40HP_6.83_BRZ | 844.1 | 844.1 | 3376.4 | 4 | 1 | 5 | G | KPVS_SplitCase | 4 | 3 | 4 | 6 | BranchMin4_BranchMax6 | 4,5,6 | 3 | 5 | 12 | HeaderMin5_HeaderMax12 | 5,6,8,10,12 | 5 | 15
733 | 13 | 3095-7/8-2P-50HP KPVS | KPVS_3095-7/8_2P_50HP_7.31_BRZ | 888.7 | 888.7 | 3554.8 | 4 | 1 | 5 | G | KPVS_SplitCase | 4 | 3 | 4 | 6 | BranchMin4_BranchMax6 | 4,5,6 | 3 | 5 | 14 | HeaderMin5_HeaderMax14 | 5,6,8,10,12,14 | 6 | 18
734 | 14 | 3095-7/8-2P-60HP KPVS | KPVS_3095-7/8_2P_60HP_7.80_BRZ | 910.5 | 910.5 | 3642 | 4 | 1 | 5 | G | KPVS_SplitCase | 4 | 3 | 4 | 6 | BranchMin4_BranchMax6 | 4,5,6 | 3 | 5 | 14 | HeaderMin5_HeaderMax14 | 5,6,8,10,12,14 | 6 | 18
735 | 15 | 3095-7/8-2P-75HP KPVS | KPVS_3095-7/8_2P_75HP_8.47_BRZ | 901.5 | 901.5 | 3606 | 4 | 1 | 5 | G | KPVS_SplitCase | 4 | 3 | 4 | 6 | BranchMin4_BranchMax6 | 4,5,6 | 3 | 5 | 14 | HeaderMin5_HeaderMax14 | 5,6,8,10,12,14 | 6 | 18
736 | 16 | 3095-7/8-2P-100HP KPVS | KPVS_3095-7/8_2P_100HP_9.24_BRZ | 964.4 | 964.4 | 3857.6 | 4 | 1 | 5 | G | KPVS_SplitCase | 4 | 3 | 4 | 8 | BranchMin4_BranchMax8 | 4,5,6,8 | 4 | 5 | 14 | HeaderMin5_HeaderMax14 | 5,6,8,10,12,14 | 6 | 24
737 | 17 | 3095-7/8-2P-125HP KPVS | KPVS_3095-7/8_2P_125HP_9.50_BRZ | 1000 | 1000 | 4000 | 4 | 1 | 5 | G | KPVS_SplitCase | 4 | 3 | 4 | 8 | BranchMin4_BranchMax8 | 4,5,6,8 | 4 | 5 | 14 | HeaderMin5_HeaderMax14 | 5,6,8,10,12,14 | 6 | 24
738 | 18 | 3014-7/8-4P-20HP KPVS | KPVS_3014-7/8_4P_20HP_10.51_BRZ | 597.3 | 597.3 | 2389.2 | 4 | 1 | 5 | G | KPVS_SplitCase | 4 | 3 | 4 | 5 | BranchMin4_BranchMax5 | 4,5 | 2 | 5 | 10 | HeaderMin5_HeaderMax10 | 5,6,8,10 | 4 | 8
739 | 19 | 3014-7/8-4P-25HP KPVS | KPVS_3014-7/8_4P_25HP_11.23_BRZ | 656.6 | 656.6 | 2626.4 | 4 | 1 | 5 | G | KPVS_SplitCase | 4 | 3 | 4 | 6 | BranchMin4_BranchMax6 | 4,5,6 | 3 | 5 | 12 | HeaderMin5_HeaderMax12 | 5,6,8,10,12 | 5 | 15
740 | 20 | 3014-7/8-4P-30HP KPVS | KPVS_3014-7/8_4P_30HP_11.86_BRZ | 710 | 710 | 2840 | 4 | 1 | 5 | G | KPVS_SplitCase | 4 | 3 | 4 | 6 | BranchMin4_BranchMax6 | 4,5,6 | 3 | 5 | 12 | HeaderMin5_HeaderMax12 | 5,6,8,10,12 | 5 | 15
741 | 21 | 3014-7/8-4P-40HP KPVS | KPVS_3014-7/8_4P_40HP_12.92_BRZ | 802.4 | 802.4 | 3209.6 | 4 | 1 | 5 | G | KPVS_SplitCase | 4 | 3 | 4 | 6 | BranchMin4_BranchMax6 | 4,5,6 | 3 | 5 | 12 | HeaderMin5_HeaderMax12 | 5,6,8,10,12 | 5 | 15
742 | 22 | 3014-7/8-4P-50HP KPVS | KPVS_3014-7/8_4P_50HP_13.79_BRZ | 880.7 | 880.7 | 3522.8 | 4 | 1 | 5 | G | KPVS_SplitCase | 4 | 3 | 4 | 6 | BranchMin4_BranchMax6 | 4,5,6 | 3 | 5 | 12 | HeaderMin5_HeaderMax12 | 5,6,8,10,12 | 5 | 15
743 | 23 | 3014-7/8-4P-60HP KPVS | KPVS_3014-7/8_4P_60HP_14.00_BRZ | 900 | 900 | 3600 | 4 | 1 | 5 | G | KPVS_SplitCase | 4 | 3 | 4 | 6 | BranchMin4_BranchMax6 | 4,5,6 | 3 | 5 | 14 | HeaderMin5_HeaderMax14 | 5,6,8,10,12,14 | 6 | 18
744 | 24 | 4012-1/2-4P-5HP KPVS | KPVS_4012-1/2_4P_5HP_6.82_BRZ | 532.4 | 532.4 | 2129.6 | 4 | 1 | 5 | G | KPVS_SplitCase | 5 | 4 | 5 | 5 | BranchMin5_BranchMax5 | 5 | 1 | 6 | 10 | HeaderMin6_HeaderMax10 | 6,8,10 | 3 | 3
745 | 25 | 4012-1/2-4P-7.5HP KPVS | KPVS_4012-1/2_4P_7.5HP_7.70_BRZ | 625.2 | 625.2 | 2500.8 | 4 | 1 | 5 | G | KPVS_SplitCase | 5 | 4 | 5 | 5 | BranchMin5_BranchMax5 | 5 | 1 | 6 | 12 | HeaderMin6_HeaderMax12 | 6,8,10,12 | 4 | 4
746 | 26 | 4012-1/2-4P-10HP KPVS | KPVS_4012-1/2_4P_10HP_8.39_BRZ | 696.4 | 696.4 | 2785.6 | 4 | 1 | 5 | G | KPVS_SplitCase | 5 | 4 | 5 | 6 | BranchMin5_BranchMax6 | 5,6 | 2 | 6 | 12 | HeaderMin6_HeaderMax12 | 6,8,10,12 | 4 | 8
747 | 27 | 4012-1/2-4P-15HP KPVS | KPVS_4012-1/2_4P_15HP_9.28_BRZ | 775.8 | 775.8 | 3103.2 | 4 | 1 | 5 | G | KPVS_SplitCase | 5 | 4 | 5 | 6 | BranchMin5_BranchMax6 | 5,6 | 2 | 6 | 12 | HeaderMin6_HeaderMax12 | 6,8,10,12 | 4 | 8
748 | 28 | 4012-1/2-4P-20HP KPVS | KPVS_4012-1/2_4P_20HP_10.04_BRZ | 829.7 | 829.7 | 3318.8 | 4 | 1 | 5 | G | KPVS_SplitCase | 5 | 4 | 5 | 6 | BranchMin5_BranchMax6 | 5,6 | 2 | 6 | 12 | HeaderMin6_HeaderMax12 | 6,8,10,12 | 4 | 8
749 | 29 | 4012-1/2-4P-25HP KPVS | KPVS_4012-1/2_4P_25HP_10.91_BRZ | 914.4 | 914.4 | 3657.6 | 4 | 1 | 5 | G | KPVS_SplitCase | 5 | 4 | 5 | 6 | BranchMin5_BranchMax6 | 5,6 | 2 | 6 | 14 | HeaderMin6_HeaderMax14 | 6,8,10,12,14 | 5 | 10
750 | 30 | 4012-1/2-4P-30HP KPVS | KPVS_4012-1/2_4P_30HP_11.00_BRZ | 924 | 924 | 3696 | 4 | 1 | 5 | G | KPVS_SplitCase | 5 | 4 | 5 | 6 | BranchMin5_BranchMax6 | 5,6 | 2 | 6 | 14 | HeaderMin6_HeaderMax14 | 6,8,10,12,14 | 5 | 10
751 | 31 | 4012-7/8-4P-10HP KPVS | KPVS_4012-7/8_4P_10HP_7.56_BRZ | 887.5 | 887.5 | 3550 | 4 | 1 | 5 | G | KPVS_SplitCase | 5 | 4 | 5 | 6 | BranchMin5_BranchMax6 | 5,6 | 2 | 6 | 14 | HeaderMin6_HeaderMax14 | 6,8,10,12,14 | 5 | 10
752 | 32 | 4012-7/8-4P-15HP KPVS | KPVS_4012-7/8_4P_15HP_8.57_BRZ | 976.3 | 976.3 | 3905.2 | 4 | 1 | 5 | G | KPVS_SplitCase | 5 | 4 | 5 | 8 | BranchMin5_BranchMax8 | 5,6,8 | 3 | 6 | 14 | HeaderMin6_HeaderMax14 | 6,8,10,12,14 | 5 | 15
753 | 33 | 4012-7/8-4P-20HP KPVS | KPVS_4012-7/8_4P_20HP_9.35_BRZ | 1058.8 | 1058.8 | 4235.2 | 4 | 1 | 5 | G | KPVS_SplitCase | 5 | 4 | 5 | 8 | BranchMin5_BranchMax8 | 5,6,8 | 3 | 6 | 14 | HeaderMin6_HeaderMax14 | 6,8,10,12,14 | 5 | 15
754 | 34 | 4012-7/8-4P-25HP KPVS | KPVS_4012-7/8_4P_25HP_9.91_BRZ | 1105.4 | 1105.4 | 4421.6 | 4 | 1 | 5 | G | KPVS_SplitCase | 5 | 4 | 5 | 8 | BranchMin5_BranchMax8 | 5,6,8 | 3 | 6 | 16 | HeaderMin6_HeaderMax16 | 6,8,10,12,14,16 | 6 | 18
755 | 35 | 4012-7/8-4P-30HP KPVS | KPVS_4012-7/8_4P_30HP_10.38_BRZ | 1130.9 | 1130.9 | 4523.6 | 4 | 1 | 5 | G | KPVS_SplitCase | 5 | 4 | 5 | 8 | BranchMin5_BranchMax8 | 5,6,8 | 3 | 6 | 16 | HeaderMin6_HeaderMax16 | 6,8,10,12,14,16 | 6 | 18
756 | 36 | 4012-7/8-4P-40HP KPVS | KPVS_4012-7/8_4P_40HP_11.39_BRZ | 1197.7 | 1197.7 | 4790.8 | 4 | 1 | 5 | G | KPVS_SplitCase | 5 | 4 | 5 | 8 | BranchMin5_BranchMax8 | 5,6,8 | 3 | 6 | 16 | HeaderMin6_HeaderMax16 | 6,8,10,12,14,16 | 6 | 18
757 | 37 | 4012-7/8-4P-50HP KPVS | KPVS_4012-7/8_4P_50HP_12.00_BRZ | 1259 | 1259 | 5036 | 4 | 1 | 5 | G | KPVS_SplitCase | 5 | 4 | 5 | 8 | BranchMin5_BranchMax8 | 5,6,8 | 3 | 6 | 16 | HeaderMin6_HeaderMax16 | 6,8,10,12,14,16 | 6 | 18
758 | 38 | 4015-9/0-4P-25HP KPVS | KPVS_4015-9/0_4P_25HP_9.71_BRZ | 786.3 | 786.3 | 3145.2 | 4 | 1 | 5 | G | KPVS_SplitCase | 5 | 4 | 5 | 6 | BranchMin5_BranchMax6 | 5,6 | 2 | 6 | 12 | HeaderMin6_HeaderMax12 | 6,8,10,12 | 4 | 8
759 | 39 | 4015-9/0-4P-30HP KPVS | KPVS_4015-9/0_4P_30HP_10.24_BRZ | 848.4 | 848.4 | 3393.6 | 4 | 1 | 5 | G | KPVS_SplitCase | 5 | 4 | 5 | 6 | BranchMin5_BranchMax6 | 5,6 | 2 | 6 | 12 | HeaderMin6_HeaderMax12 | 6,8,10,12 | 4 | 8
760 | 40 | 4015-9/0-4P-40HP KPVS | KPVS_4015-9/0_4P_40HP_11.17_BRZ | 960.9 | 960.9 | 3843.6 | 4 | 1 | 5 | G | KPVS_SplitCase | 5 | 4 | 5 | 8 | BranchMin5_BranchMax8 | 5,6,8 | 3 | 6 | 14 | HeaderMin6_HeaderMax14 | 6,8,10,12,14 | 5 | 15
761 | 41 | 4015-9/0-4P-50HP KPVS | KPVS_4015-9/0_4P_50HP_11.92_BRZ | 1054.6 | 1054.6 | 4218.4 | 4 | 1 | 5 | G | KPVS_SplitCase | 5 | 4 | 5 | 8 | BranchMin5_BranchMax8 | 5,6,8 | 3 | 6 | 14 | HeaderMin6_HeaderMax14 | 6,8,10,12,14 | 5 | 15
762 | 42 | 4015-9/0-4P-60HP KPVS | KPVS_4015-9/0_4P_60HP_12.56_BRZ | 1137.7 | 1137.7 | 4550.8 | 4 | 1 | 5 | G | KPVS_SplitCase | 5 | 4 | 5 | 8 | BranchMin5_BranchMax8 | 5,6,8 | 3 | 6 | 16 | HeaderMin6_HeaderMax16 | 6,8,10,12,14,16 | 6 | 18
763 | 43 | 4015-9/0-4P-75HP KPVS | KPVS_4015-9/0_4P_75HP_13.30_BRZ | 1251.5 | 1251.5 | 5006 | 4 | 1 | 5 | G | KPVS_SplitCase | 5 | 4 | 5 | 8 | BranchMin5_BranchMax8 | 5,6,8 | 3 | 6 | 16 | HeaderMin6_HeaderMax16 | 6,8,10,12,14,16 | 6 | 18
764 | 44 | 4015-9/0-4P-100HP KPVS | KPVS_4015-9/0_4P_100HP_14.44_BRZ | 1415.3 | 1415.3 | 5661.2 | 4 | 1 | 5 | G | KPVS_SplitCase | 5 | 4 | 5 | 8 | BranchMin5_BranchMax8 | 5,6,8 | 3 | 6 | 18 | HeaderMin6_HeaderMax18 | 6,8,10,12,14,16,18 | 7 | 21
765 | 45 | 4015-9/0-4P-125HP KPVS | KPVS_4015-9/0_4P_125HP_15.25_BRZ | 1500 | 1500 | 6000 | 4 | 1 | 5 | G | KPVS_SplitCase | 5 | 4 | 5 | 8 | BranchMin5_BranchMax8 | 5,6,8 | 3 | 6 | 18 | HeaderMin6_HeaderMax18 | 6,8,10,12,14,16,18 | 7 | 21
766 | 46 | 5012-7/8-4P-15HP KPVS | KPVS_5012-7/8_4P_15HP_7.65_BRZ | 1236.1 | 1236.1 | 4944.4 | 4 | 1 | 5 | G | KPVS_SplitCase | 6 | 5 | 6 | 8 | BranchMin6_BranchMax8 | 6,8 | 2 | 8 | 16 | HeaderMin8_HeaderMax16 | 8,10,12,14,16 | 5 | 10
767 | 47 | 5012-7/8-4P-20HP KPVS | KPVS_5012-7/8_4P_20HP_8.38_BRZ | 1345.4 | 1345.4 | 5381.6 | 4 | 1 | 5 | G | KPVS_SplitCase | 6 | 5 | 6 | 8 | BranchMin6_BranchMax8 | 6,8 | 2 | 8 | 16 | HeaderMin8_HeaderMax16 | 8,10,12,14,16 | 5 | 10
768 | 48 | 5012-7/8-4P-25HP KPVS | KPVS_5012-7/8_4P_25HP_8.96_BRZ | 1441.8 | 1441.8 | 5767.2 | 4 | 1 | 5 | G | KPVS_SplitCase | 6 | 5 | 6 | 8 | BranchMin6_BranchMax8 | 6,8 | 2 | 8 | 18 | HeaderMin8_HeaderMax18 | 8,10,12,14,16,18 | 6 | 12
769 | 49 | 5012-7/8-4P-30HP KPVS | KPVS_5012-7/8_4P_30HP_9.45_BRZ | 1529.7 | 1529.7 | 6118.8 | 4 | 1 | 5 | G | KPVS_SplitCase | 6 | 5 | 6 | 8 | BranchMin6_BranchMax8 | 6,8 | 2 | 8 | 18 | HeaderMin8_HeaderMax18 | 8,10,12,14,16,18 | 6 | 12
770 | 50 | 5012-7/8-4P-40HP KPVS | KPVS_5012-7/8_4P_40HP_10.20_BRZ | 1658 | 1658 | 6632 | 4 | 1 | 5 | G | KPVS_SplitCase | 6 | 5 | 6 | 10 | BranchMin6_BranchMax10 | 6,8,10 | 3 | 8 | 18 | HeaderMin8_HeaderMax18 | 8,10,12,14,16,18 | 6 | 18
771 | 51 | 5012-7/8-4P-50HP KPVS | KPVS_5012-7/8_4P_50HP_10.79_BRZ | 1758.4 | 1758.4 | 7033.6 | 4 | 1 | 5 | G | KPVS_SplitCase | 6 | 5 | 6 | 10 | BranchMin6_BranchMax10 | 6,8,10 | 3 | 8 | 18 | HeaderMin8_HeaderMax18 | 8,10,12,14,16,18 | 6 | 18
772 | 52 | 5012-7/8-4P-60HP KPVS | KPVS_5012-7/8_4P_60HP_11.37_BRZ | 1869.9 | 1869.9 | 7479.6 | 4 | 1 | 5 | G | KPVS_SplitCase | 6 | 5 | 6 | 10 | BranchMin6_BranchMax10 | 6,8,10 | 3 | 8 | 20 | HeaderMin8_HeaderMax20 | 8,10,12,14,16,18,20 | 7 | 21
773 | 53 | 5012-7/8-4P-75HP KPVS | KPVS_5012-7/8_4P_75HP_12.00_BRZ | 2000 | 2000 | 8000 | 4 | 1 | 5 | G | KPVS_SplitCase | 6 | 5 | 6 | 10 | BranchMin6_BranchMax10 | 6,8,10 | 3 | 8 | 20 | HeaderMin8_HeaderMax20 | 8,10,12,14,16,18,20 | 7 | 21
774 | 54 | 5015-9/0-4P-25HP KPVS | KPVS_5015-9/0_4P_25HP_9.03_BRZ | 1495.7 | 1495.7 | 5982.8 | 4 | 1 | 5 | G | KPVS_SplitCase | 6 | 5 | 6 | 8 | BranchMin6_BranchMax8 | 6,8 | 2 | 8 | 18 | HeaderMin8_HeaderMax18 | 8,10,12,14,16,18 | 6 | 12
775 | 55 | 5015-9/0-4P-30HP KPVS | KPVS_5015-9/0_4P_30HP_9.62_BRZ | 1583.4 | 1583.4 | 6333.6 | 4 | 1 | 5 | G | KPVS_SplitCase | 6 | 5 | 6 | 8 | BranchMin6_BranchMax8 | 6,8 | 2 | 8 | 18 | HeaderMin8_HeaderMax18 | 8,10,12,14,16,18 | 6 | 12
776 | 56 | 5015-9/0-4P-40HP KPVS | KPVS_5015-9/0_4P_40HP_10.56_BRZ | 1715.7 | 1715.7 | 6862.8 | 4 | 1 | 5 | G | KPVS_SplitCase | 6 | 5 | 6 | 10 | BranchMin6_BranchMax10 | 6,8,10 | 3 | 8 | 18 | HeaderMin8_HeaderMax18 | 8,10,12,14,16,18 | 6 | 18
777 | 57 | 5015-9/0-4P-50HP KPVS | KPVS_5015-9/0_4P_50HP_11.30_BRZ | 1813.1 | 1813.1 | 7252.4 | 4 | 1 | 5 | G | KPVS_SplitCase | 6 | 5 | 6 | 10 | BranchMin6_BranchMax10 | 6,8,10 | 3 | 8 | 20 | HeaderMin8_HeaderMax20 | 8,10,12,14,16,18,20 | 7 | 21
778 | 58 | 5015-9/0-4P-60HP KPVS | KPVS_5015-9/0_4P_60HP_11.87_BRZ | 1884.3 | 1884.3 | 7537.2 | 4 | 1 | 5 | G | KPVS_SplitCase | 6 | 5 | 6 | 10 | BranchMin6_BranchMax10 | 6,8,10 | 3 | 8 | 20 | HeaderMin8_HeaderMax20 | 8,10,12,14,16,18,20 | 7 | 21
779 | 59 | 5015-9/0-4P-75HP KPVS | KPVS_5015-9/0_4P_75HP_12.61_BRZ | 1998.6 | 1998.6 | 7994.4 | 4 | 1 | 5 | G | KPVS_SplitCase | 6 | 5 | 6 | 10 | BranchMin6_BranchMax10 | 6,8,10 | 3 | 8 | 20 | HeaderMin8_HeaderMax20 | 8,10,12,14,16,18,20 | 7 | 21
780 | 60 | 5015-9/0-4P-100HP KPVS | KPVS_5015-9/0_4P_100HP_13.60_BRZ | 2182.4 | 2182.4 | 8729.6 | 4 | 1 | 5 | G | KPVS_SplitCase | 6 | 5 | 6 | 10 | BranchMin6_BranchMax10 | 6,8,10 | 3 | 8 | 20 | HeaderMin8_HeaderMax20 | 8,10,12,14,16,18,20 | 7 | 21
781 | 61 | 5015-9/0-4P-125HP KPVS | KPVS_5015-9/0_4P_125HP_14.35_BRZ | 2327.6 | 2327.6 | 9310.4 | 4 | 1 | 5 | G | KPVS_SplitCase | 6 | 5 | 6 | 10 | BranchMin6_BranchMax10 | 6,8,10 | 3 | 8 | 24 | HeaderMin8_HeaderMax24 | 8,10,12,14,16,18,20,24 | 8 | 24
782 | 62 | 5015-9/0-4P-150HP KPVS | KPVS_5015-9/0_4P_150HP_15.00_BRZ | 2460 | 2460 | 9840 | 4 | 1 | 5 | G | KPVS_SplitCase | 6 | 5 | 6 | 10 | BranchMin6_BranchMax10 | 6,8,10 | 3 | 8 | 24 | HeaderMin8_HeaderMax24 | 8,10,12,14,16,18,20,24 | 8 | 24
783 | 63 | 6012-3/4-4P-20HP KPVS | KPVS_6012-3/4_4P_20HP_7.18_BRZ | 1948.3 | 1948.3 | 7793.2 | 4 | 1 | 5 | G | KPVS_SplitCase | 8 | 6 | 8 | 10 | BranchMin8_BranchMax10 | 8,10 | 2 | 10 | 20 | HeaderMin10_HeaderMax20 | 10,12,14,16,18,20 | 6 | 12
784 | 64 | 6012-3/4-4P-25HP KPVS | KPVS_6012-3/4_4P_25HP_7.66_BRZ | 2103.8 | 2103.8 | 8415.2 | 4 | 1 | 5 | G | KPVS_SplitCase | 8 | 6 | 8 | 10 | BranchMin8_BranchMax10 | 8,10 | 2 | 10 | 20 | HeaderMin10_HeaderMax20 | 10,12,14,16,18,20 | 6 | 12
785 | 65 | 6012-3/4-4P-30HP KPVS | KPVS_6012-3/4_4P_30HP_8.02_BRZ | 2220.5 | 2220.5 | 8882 | 4 | 1 | 5 | G | KPVS_SplitCase | 8 | 6 | 8 | 10 | BranchMin8_BranchMax10 | 8,10 | 2 | 10 | 24 | HeaderMin10_HeaderMax24 | 10,12,14,16,18,20,24 | 7 | 14
786 | 66 | 6012-3/4-4P-40HP KPVS | KPVS_6012-3/4_4P_40HP_8.86_BRZ | 2492.6 | 2492.6 | 9970.4 | 4 | 1 | 5 | G | KPVS_SplitCase | 8 | 6 | 8 | 10 | BranchMin8_BranchMax10 | 8,10 | 2 | 10 | 24 | HeaderMin10_HeaderMax24 | 10,12,14,16,18,20,24 | 7 | 14
787 | 67 | 6012-3/4-4P-50HP KPVS | KPVS_6012-3/4_4P_50HP_9.85_BRZ | 2801.3 | 2801.3 | 11205.2 | 4 | 1 | 5 | G | KPVS_SplitCase | 8 | 6 | 8 | 12 | BranchMin8_BranchMax12 | 8,10,12 | 3 | 10 | 24 | HeaderMin10_HeaderMax24 | 10,12,14,16,18,20,24 | 7 | 21
788 | 68 | 6012-3/4-4P-60HP KPVS | KPVS_6012-3/4_4P_60HP_10.38_BRZ | 2944.6 | 2944.6 | 11778.4 | 4 | 1 | 5 | G | KPVS_SplitCase | 8 | 6 | 8 | 12 | BranchMin8_BranchMax12 | 8,10,12 | 3 | 10 | 24 | HeaderMin10_HeaderMax24 | 10,12,14,16,18,20,24 | 7 | 21
789 | 69 | 6012-3/4-4P-75HP KPVS | KPVS_6012-3/4_4P_75HP_11.05_BRZ | 3118.5 | 3118.5 | 12474 | 4 | 1 | 5 | G | KPVS_SplitCase | 8 | 6 | 8 | 12 | BranchMin8_BranchMax12 | 8,10,12 | 3 | 10 | 24 | HeaderMin10_HeaderMax24 | 10,12,14,16,18,20,24 | 7 | 21
790 | 70 | 6012-3/4-4P-100HP KPVS | KPVS_6012-3/4_4P_100HP_12.00_BRZ | 3375 | 3375 | 13500 | 4 | 1 | 5 | G | KPVS_SplitCase | 8 | 6 | 8 | 12 | BranchMin8_BranchMax12 | 8,10,12 | 3 | 10 | 24 | HeaderMin10_HeaderMax24 | 10,12,14,16,18,20,24 | 7 | 21
791 | 71 | 6015-3/4-4P-40HP KPVS | KPVS_6015-3/4_4P_40HP_9.03_BRZ | 2242.4 | 2242.4 | 8969.6 | 4 | 1 | 5 | G | KPVS_SplitCase | 8 | 6 | 8 | 10 | BranchMin8_BranchMax10 | 8,10 | 2 | 10 | 24 | HeaderMin10_HeaderMax24 | 10,12,14,16,18,20,24 | 7 | 14
792 | 72 | 6015-3/4-4P-50HP KPVS | KPVS_6015-3/4_4P_50HP_9.58_BRZ | 2378.6 | 2378.6 | 9514.4 | 4 | 1 | 5 | G | KPVS_SplitCase | 8 | 6 | 8 | 10 | BranchMin8_BranchMax10 | 8,10 | 2 | 10 | 24 | HeaderMin10_HeaderMax24 | 10,12,14,16,18,20,24 | 7 | 14
793 | 73 | 6015-3/4-4P-60HP KPVS | KPVS_6015-3/4_4P_60HP_10.10_BRZ | 2507.3 | 2507.3 | 10029.2 | 4 | 1 | 5 | G | KPVS_SplitCase | 8 | 6 | 8 | 12 | BranchMin8_BranchMax12 | 8,10,12 | 3 | 10 | 24 | HeaderMin10_HeaderMax24 | 10,12,14,16,18,20,24 | 7 | 21
794 | 74 | 6015-3/4-4P-75HP KPVS | KPVS_6015-3/4_4P_75HP_10.82_BRZ | 2685.5 | 2685.5 | 10742 | 4 | 1 | 5 | G | KPVS_SplitCase | 8 | 6 | 8 | 12 | BranchMin8_BranchMax12 | 8,10,12 | 3 | 10 | 24 | HeaderMin10_HeaderMax24 | 10,12,14,16,18,20,24 | 7 | 21
795 | 75 | 6015-3/4-4P-100HP KPVS | KPVS_6015-3/4_4P_100HP_11.99_BRZ | 2975 | 2975 | 11900 | 4 | 1 | 5 | G | KPVS_SplitCase | 8 | 6 | 8 | 12 | BranchMin8_BranchMax12 | 8,10,12 | 3 | 10 | 24 | HeaderMin10_HeaderMax24 | 10,12,14,16,18,20,24 | 7 | 21
796 | 76 | 6015-3/4-4P-125HP KPVS | KPVS_6015-3/4_4P_125HP_12.84_BRZ | 3257.5 | 3257.5 | 13030 | 4 | 1 | 5 | G | KPVS_SplitCase | 8 | 6 | 8 | 12 | BranchMin8_BranchMax12 | 8,10,12 | 3 | 10 | 24 | HeaderMin10_HeaderMax24 | 10,12,14,16,18,20,24 | 7 | 21
797 | 77 | 6015-3/4-4P-150HP KPVS | KPVS_6015-3/4_4P_150HP_13.50_BRZ | 3513.8 | 3513.8 | 14055.2 | 4 | 1 | 5 | G | KPVS_SplitCase | 8 | 6 | 8 | 12 | BranchMin8_BranchMax12 | 8,10,12 | 3 | 10 | 24 | HeaderMin10_HeaderMax24 | 10,12,14,16,18,20,24 | 7 | 21
798 | 78 | 6015-3/4-4P-200HP KPVS | KPVS_6015-3/4_4P_200HP_14.71_BRZ | 3946.3 | 3946.3 | 15785.2 | 4 | 1 | 5 | G | KPVS_SplitCase | 8 | 6 | 8 | 14 | BranchMin8_BranchMax14 | 8,10,12,14 | 4 | 10 | 24 | HeaderMin10_HeaderMax24 | 10,12,14,16,18,20,24 | 7 | 28
799 | 79 | 6015-3/4-4P-250HP KPVS | KPVS_6015-3/4_4P_250HP_15.00_BRZ | 4050 | 4050 | 16200 | 4 | 1 | 5 | G | KPVS_SplitCase | 8 | 6 | 8 | 14 | BranchMin8_BranchMax14 | 8,10,12,14 | 4 | 10 | 24 | HeaderMin10_HeaderMax24 | 10,12,14,16,18,20,24 | 7 | 28
800 | 80 | 6019-7/8-4P-125HP KPVS | KPVS_6019-7/8_4P_125HP_15.17_BRZ | 2174.5 | 2174.5 | 8698 | 4 | 1 | 5 | G | KPVS_SplitCase | 8 | 6 | 8 | 10 | BranchMin8_BranchMax10 | 8,10 | 2 | 10 | 20 | HeaderMin10_HeaderMax20 | 10,12,14,16,18,20 | 6 | 12
801 | 81 | 6019-7/8-4P-150HP KPVS | KPVS_6019-7/8_4P_150HP_15.81_BRZ | 2306.3 | 2306.3 | 9225.2 | 4 | 1 | 5 | G | KPVS_SplitCase | 8 | 6 | 8 | 10 | BranchMin8_BranchMax10 | 8,10 | 2 | 10 | 24 | HeaderMin10_HeaderMax24 | 10,12,14,16,18,20,24 | 7 | 14
802 | 82 | 6019-7/8-4P-200HP KPVS | KPVS_6019-7/8_4P_200HP_17.26_BRZ | 2615.2 | 2615.2 | 10460.8 | 4 | 1 | 5 | G | KPVS_SplitCase | 8 | 6 | 8 | 12 | BranchMin8_BranchMax12 | 8,10,12 | 3 | 10 | 24 | HeaderMin10_HeaderMax24 | 10,12,14,16,18,20,24 | 7 | 21
803 | 83 | 6019-7/8-4P-250HP KPVS | KPVS_6019-7/8_4P_250HP_18.44_BRZ | 2874.5 | 2874.5 | 11498 | 4 | 1 | 5 | G | KPVS_SplitCase | 8 | 6 | 8 | 12 | BranchMin8_BranchMax12 | 8,10,12 | 3 | 10 | 24 | HeaderMin10_HeaderMax24 | 10,12,14,16,18,20,24 | 7 | 21
804 | 84 | 6019-7/8-4P-300HP KPVS | KPVS_6019-7/8_4P_300HP_19.00_BRZ | 3000 | 3000 | 12000 | 4 | 1 | 5 | G | KPVS_SplitCase | 8 | 6 | 8 | 12 | BranchMin8_BranchMax12 | 8,10,12 | 3 | 10 | 24 | HeaderMin10_HeaderMax24 | 10,12,14,16,18,20,24 | 7 | 21
805 | 85 | 8012-5/6-4P-30HP KPVS | KPVS_8012-5/6_4P_30HP_7.25_BRZ | 2655.1 | 2655.1 | 10620.4 | 4 | 1 | 5 | G | KPVS_SplitCase | 10 | 8 | 10 | 12 | BranchMin10_BranchMax12 | 10,12 | 2 | 12 | 24 | HeaderMin12_HeaderMax24 | 12,14,16,18,20,24 | 6 | 12
806 | 86 | 8012-5/6-4P-40HP KPVS | KPVS_8012-5/6_4P_40HP_8.36_BRZ | 3152.9 | 3152.9 | 12611.6 | 4 | 1 | 5 | G | KPVS_SplitCase | 10 | 8 | 10 | 12 | BranchMin10_BranchMax12 | 10,12 | 2 | 12 | 24 | HeaderMin12_HeaderMax24 | 12,14,16,18,20,24 | 6 | 12
807 | 87 | 8012-5/6-4P-50HP KPVS | KPVS_8012-5/6_4P_50HP_9.16_BRZ | 3509.4 | 3509.4 | 14037.6 | 4 | 1 | 5 | G | KPVS_SplitCase | 10 | 8 | 10 | 12 | BranchMin10_BranchMax12 | 10,12 | 2 | 12 | 24 | HeaderMin12_HeaderMax24 | 12,14,16,18,20,24 | 6 | 12
808 | 88 | 8012-5/6-4P-60HP KPVS | KPVS_8012-5/6_4P_60HP_9.76_BRZ | 3787.8 | 3787.8 | 15151.2 | 4 | 1 | 5 | G | KPVS_SplitCase | 10 | 8 | 10 | 14 | BranchMin10_BranchMax14 | 10,12,14 | 3 | 12 | 24 | HeaderMin12_HeaderMax24 | 12,14,16,18,20,24 | 6 | 18
809 | 89 | 8012-5/6-4P-75HP KPVS | KPVS_8012-5/6_4P_75HP_10.38_BRZ | 4118.9 | 4118.9 | 16475.6 | 4 | 1 | 5 | G | KPVS_SplitCase | 10 | 8 | 10 | 14 | BranchMin10_BranchMax14 | 10,12,14 | 3 | 12 | 24 | HeaderMin12_HeaderMax24 | 12,14,16,18,20,24 | 6 | 18
810 | 90 | 8012-5/6-4P-100HP KPVS | KPVS_8012-5/6_4P_100HP_11.25_BRZ | 4600.7 | 4600.7 | 18402.8 | 4 | 1 | 5 | G | KPVS_SplitCase | 10 | 8 | 10 | 16 | BranchMin10_BranchMax16 | 10,12,14,16 | 4 | 12 | 24 | HeaderMin12_HeaderMax24 | 12,14,16,18,20,24 | 6 | 24
811 | 91 | 8012-5/6-4P-125HP KPVS | KPVS_8012-5/6_4P_125HP_12.00_BRZ | 5002.5 | 5002.5 | 20010 | 4 | 1 | 5 | G | KPVS_SplitCase | 10 | 8 | 10 | 16 | BranchMin10_BranchMax16 | 10,12,14,16 | 4 | 12 | 24 | HeaderMin12_HeaderMax24 | 12,14,16,18,20,24 | 6 | 24
812 | 92 | 8015-3/4-4P-60HP KPVS | KPVS_8015-3/4_4P_60HP_9.15_BRZ | 3658.5 | 3658.5 | 14634 | 4 | 1 | 5 | G | KPVS_SplitCase | 10 | 8 | 10 | 14 | BranchMin10_BranchMax14 | 10,12,14 | 3 | 12 | 24 | HeaderMin12_HeaderMax24 | 12,14,16,18,20,24 | 6 | 18
813 | 93 | 8015-3/4-4P-75HP KPVS | KPVS_8015-3/4_4P_75HP_9.92_BRZ | 3958.8 | 3958.8 | 15835.2 | 4 | 1 | 5 | G | KPVS_SplitCase | 10 | 8 | 10 | 14 | BranchMin10_BranchMax14 | 10,12,14 | 3 | 12 | 24 | HeaderMin12_HeaderMax24 | 12,14,16,18,20,24 | 6 | 18
814 | 94 | 8015-3/4-4P-100HP KPVS | KPVS_8015-3/4_4P_100HP_10.95_BRZ | 4360.5 | 4360.5 | 17442 | 4 | 1 | 5 | G | KPVS_SplitCase | 10 | 8 | 10 | 16 | BranchMin10_BranchMax16 | 10,12,14,16 | 4 | 12 | 24 | HeaderMin12_HeaderMax24 | 12,14,16,18,20,24 | 6 | 24
815 | 95 | 8015-3/4-4P-125HP KPVS | KPVS_8015-3/4_4P_125HP_11.69_BRZ | 4649.1 | 4649.1 | 18596.4 | 4 | 1 | 5 | G | KPVS_SplitCase | 10 | 8 | 10 | 16 | BranchMin10_BranchMax16 | 10,12,14,16 | 4 | 12 | 24 | HeaderMin12_HeaderMax24 | 12,14,16,18,20,24 | 6 | 24
816 | 96 | 8015-3/4-4P-150HP KPVS | KPVS_8015-3/4_4P_150HP_12.23_BRZ | 4862.4 | 4862.4 | 19449.6 | 4 | 1 | 5 | G | KPVS_SplitCase | 10 | 8 | 10 | 16 | BranchMin10_BranchMax16 | 10,12,14,16 | 4 | 12 | 24 | HeaderMin12_HeaderMax24 | 12,14,16,18,20,24 | 6 | 24
817 | 97 | 8015-3/4-4P-200HP KPVS | KPVS_8015-3/4_4P_200HP_13.29_BRZ | 5297.1 | 5297.1 | 21188.4 | 4 | 1 | 5 | G | KPVS_SplitCase | 10 | 8 | 10 | 16 | BranchMin10_BranchMax16 | 10,12,14,16 | 4 | 12 | 24 | HeaderMin12_HeaderMax24 | 12,14,16,18,20,24 | 6 | 24
818 | 98 | 8015-3/4-4P-250HP KPVS | KPVS_8015-3/4_4P_250HP_14.19_BRZ | 5667.9 | 5667.9 | 22671.6 | 4 | 1 | 5 | G | KPVS_SplitCase | 10 | 8 | 10 | 18 | BranchMin10_BranchMax18 | 10,12,14,16,18 | 5 | 12 | 24 | HeaderMin12_HeaderMax24 | 12,14,16,18,20,24 | 6 | 30
819 | 99 | 8015-3/4-4P-300HP KPVS | KPVS_8015-3/4_4P_300HP_15.00_BRZ | 6000 | 6000 | 24000 | 4 | 1 | 5 | G | KPVS_SplitCase | 10 | 8 | 10 | 18 | BranchMin10_BranchMax18 | 10,12,14,16,18 | 5 | 12 | 24 | HeaderMin12_HeaderMax24 | 12,14,16,18,20,24 | 6 | 30
820 | 100 | 8020-5/6-4P-250HP KPVS | KPVS_8020-5/6_4P_250HP_14.05_BRZ | 5650.2 | 5650.2 | 22600.8 | 4 | 1 | 5 | G | KPVS_SplitCase | 12 | 8 | 12 | 18 | BranchMin12_BranchMax18 | 12,14,16,18 | 4 | 14 | 24 | HeaderMin14_HeaderMax24 | 14,16,18,20,24 | 5 | 20
821 | 101 | 8020-5/6-4P-300HP KPVS | KPVS_8020-5/6_4P_300HP_14.81_BRZ | 5920 | 5920 | 23680 | 4 | 1 | 5 | G | KPVS_SplitCase | 12 | 8 | 12 | 18 | BranchMin12_BranchMax18 | 12,14,16,18 | 4 | 14 | 24 | HeaderMin14_HeaderMax24 | 14,16,18,20,24 | 5 | 20
822 | 102 | 1012-1/2-4P-60HP KPVS | KPVS_1012-1/2_4P_60HP_8.54_BRZ | 4880.8 | 4880.8 | 19523.2 | 4 | 1 | 5 | G | KPVS_SplitCase | 12 | 10 | 12 | 16 | BranchMin12_BranchMax16 | 12,14,16 | 3 | 14 | 24 | HeaderMin14_HeaderMax24 | 14,16,18,20,24 | 5 | 15
823 | 103 | 1012-1/2-4P-75HP KPVS | KPVS_1012-1/2_4P_75HP_9.30_BRZ | 5233.9 | 5233.9 | 20935.6 | 4 | 1 | 5 | G | KPVS_SplitCase | 12 | 10 | 12 | 16 | BranchMin12_BranchMax16 | 12,14,16 | 3 | 14 | 24 | HeaderMin14_HeaderMax24 | 14,16,18,20,24 | 5 | 15
824 | 104 | 1012-1/2-4P-100HP KPVS | KPVS_1012-1/2_4P_100HP_10.20_BRZ | 5663.7 | 5663.7 | 22654.8 | 4 | 1 | 5 | G | KPVS_SplitCase | 12 | 10 | 12 | 18 | BranchMin12_BranchMax18 | 12,14,16,18 | 4 | 14 | 24 | HeaderMin14_HeaderMax24 | 14,16,18,20,24 | 5 | 20
825 | 105 | 1012-1/2-4P-125HP KPVS | KPVS_1012-1/2_4P_125HP_10.79_BRZ | 6091.7 | 6091.7 | 24366.8 | 4 | 1 | 5 | G | KPVS_SplitCase | 12 | 10 | 12 | 18 | BranchMin12_BranchMax18 | 12,14,16,18 | 4 | 14 | 24 | HeaderMin14_HeaderMax24 | 14,16,18,20,24 | 5 | 20
826 | 106 | 1012-1/2-4P-150HP KPVS | KPVS_1012-1/2_4P_150HP_11.42_BRZ | 6598.6 | 6598.6 | 26394.4 | 4 | 1 | 5 | G | KPVS_SplitCase | 12 | 10 | 12 | 18 | BranchMin12_BranchMax18 | 12,14,16,18 | 4 | 14 | 24 | HeaderMin14_HeaderMax24 | 14,16,18,20,24 | 5 | 20
827 | 107 | 1012-1/2-4P-200HP KPVS | KPVS_1012-1/2_4P_200HP_12.00_BRZ | 7035 | 7035 | 28140 | 4 | 1 | 5 | G | KPVS_SplitCase | 12 | 10 | 12 | 18 | BranchMin12_BranchMax18 | 12,14,16,18 | 4 | 14 | 24 | HeaderMin14_HeaderMax24 | 14,16,18,20,24 | 5 | 20
828 | 108 | 1015-3/4-4P-125HP KPVS | KPVS_1015-3/4_4P_125HP_11.26_BRZ | 5646.6 | 5646.6 | 22586.4 | 4 | 1 | 5 | G | KPVS_SplitCase | 12 | 10 | 12 | 18 | BranchMin12_BranchMax18 | 12,14,16,18 | 4 | 14 | 24 | HeaderMin14_HeaderMax24 | 14,16,18,20,24 | 5 | 20
829 | 109 | 1015-3/4-4P-150HP KPVS | KPVS_1015-3/4_4P_150HP_11.96_BRZ | 6108.6 | 6108.6 | 24434.4 | 4 | 1 | 5 | G | KPVS_SplitCase | 12 | 10 | 12 | 18 | BranchMin12_BranchMax18 | 12,14,16,18 | 4 | 14 | 24 | HeaderMin14_HeaderMax24 | 14,16,18,20,24 | 5 | 20
830 | 110 | 1015-3/4-4P-200HP KPVS | KPVS_1015-3/4_4P_200HP_12.89_BRZ | 6722.4 | 6722.4 | 26889.6 | 4 | 1 | 5 | G | KPVS_SplitCase | 12 | 10 | 12 | 18 | BranchMin12_BranchMax18 | 12,14,16,18 | 4 | 14 | 24 | HeaderMin14_HeaderMax24 | 14,16,18,20,24 | 5 | 20
831 | 111 | 1015-3/4-4P-250HP KPVS | KPVS_1015-3/4_4P_250HP_13.52_BRZ | 7055.6 | 7055.6 | 28222.4 | 4 | 1 | 5 | G | KPVS_SplitCase | 12 | 10 | 12 | 20 | BranchMin12_BranchMax20 | 12,14,16,18,20 | 5 | 14 | 24 | HeaderMin14_HeaderMax24 | 14,16,18,20,24 | 5 | 25
832 | 112 | 1015-3/4-4P-300HP KPVS | KPVS_1015-3/4_4P_300HP_14.03_BRZ | 7256.3 | 7256.3 | 29025.2 | 4 | 1 | 5 | G | KPVS_SplitCase | 12 | 10 | 12 | 20 | BranchMin12_BranchMax20 | 12,14,16,18,20 | 5 | 14 | 24 | HeaderMin14_HeaderMax24 | 14,16,18,20,24 | 5 | 25
833 | 113 | 1220-5/6-6P-125HP KPVS | KPVS_1220-5/6_6P_125HP_13.61_BRZ | 7208.6 | 7208.6 | 28834.4 | 4 | 1 | 5 | G | KPVS_SplitCase | 14 | 12 | 14 | 20 | BranchMin14_BranchMax20 | 14,16,18,20 | 4 | 16 | 24 | HeaderMin16_HeaderMax24 | 16,18,20,24 | 4 | 16
834 | 114 | 1220-5/6-6P-150HP KPVS | KPVS_1220-5/6_6P_150HP_14.41_BRZ | 7821.9 | 7821.9 | 31287.6 | 4 | 1 | 5 | G | KPVS_SplitCase | 14 | 12 | 14 | 20 | BranchMin14_BranchMax20 | 14,16,18,20 | 4 | 16 | 24 | HeaderMin16_HeaderMax24 | 16,18,20,24 | 4 | 16
835 | 115 | 1220-5/6-6P-200HP KPVS | KPVS_1220-5/6_6P_200HP_16.03_BRZ | 9109.1 | 9109.1 | 36436.4 | 4 | 1 | 5 | G | KPVS_SplitCase | 14 | 12 | 14 | 24 | BranchMin14_BranchMax24 | 14,16,18,20,24 | 5 | 16 | 24 | HeaderMin16_HeaderMax24 | 16,18,20,24 | 4 | 20
836 | 116 | 1220-5/6-6P-250HP KPVS | KPVS_1220-5/6_6P_250HP_17.26_BRZ | 10125.3 | 10125.3 | 40501.2 | 4 | 1 | 5 | G | KPVS_SplitCase | 14 | 12 | 14 | 24 | BranchMin14_BranchMax24 | 14,16,18,20,24 | 5 | 16 | 24 | HeaderMin16_HeaderMax24 | 16,18,20,24 | 4 | 20
837 | 117 | 1220-5/6-6P-300HP KPVS | KPVS_1220-5/6_6P_300HP_18.18_BRZ | 10905.9 | 10905.9 | 43623.6 | 4 | 1 | 5 | G | KPVS_SplitCase | 14 | 12 | 14 | 24 | BranchMin14_BranchMax24 | 14,16,18,20,24 | 5 | 16 | 24 | HeaderMin16_HeaderMax24 | 16,18,20,24 | 4 | 20
838 | 118 | 1415-1/2-4P-250HP KPVS | KPVS_1415-1/2_4P_250HP_12.73_BRZ | 10473.9 | 10473.9 | 41895.6 | 4 | 1 | 5 | G | KPVS_SplitCase | 16 | 14 | 16 | 24 | BranchMin16_BranchMax24 | 16,18,20,24 | 4 | 18 | 24 | HeaderMin18_HeaderMax24 | 18,20,24 | 3 | 12
839 | 119 | 1415-1/2-4P-300HP KPVS | KPVS_1415-1/2_4P_300HP_13.48_BRZ | 11367.6 | 11367.6 | 45470.4 | 4 | 1 | 5 | G | KPVS_SplitCase | 16 | 14 | 16 | 24 | BranchMin16_BranchMax24 | 16,18,20,24 | 4 | 18 | 24 | HeaderMin18_HeaderMax24 | 18,20,24 | 3 | 12
840 | 120 | 1415-3/4-4P-300HP KPVS | KPVS_1415-3/4_4P_300HP_13.24_BRZ | 11554.5 | 11554.5 | 46218 | 4 | 1 | 5 | G | KPVS_SplitCase | 18 | 14 | 18 | 24 | BranchMin18_BranchMax24 | 18,20,24 | 3 | 20 | 24 | HeaderMin20_HeaderMax24 | 20,24 | 2 | 6
11889

## Sheet1 (hidden)
BranchMin2.5_BranchMax5 | 2.5,3,4,5 | 4 | HeaderMin3_HeaderMax6 | 3,4,5,6 | 4
BranchMin2.5_BranchMax4 | 2.5,3,4 | 3 | HeaderMin3_HeaderMax8 | 3,4,5,6,8 | 5
BranchMin4_BranchMax6 | 4,5,6 | 3 | HeaderMin3_HeaderMax5 | 3,4,5 | 3
BranchMin4_BranchMax8 | 4,5,6,8 | 4 | HeaderMin5_HeaderMax10 | 5,6,8,10 | 4
BranchMin4_BranchMax5 | 4,5 | 2 | HeaderMin5_HeaderMax8 | 5,6,8 | 3
BranchMin5_BranchMax5 | 5 | 1 | HeaderMin6_HeaderMax8 | 6,8 | 2
BranchMin5_BranchMax6 | 5,6 | 2 | HeaderMin6_HeaderMax10 | 6,8,10 | 3
BranchMin5_BranchMax8 | 5,6,8 | 3 | HeaderMin6_HeaderMax12 | 6,8,10,12 | 4
BranchMin6_BranchMax8 | 6,8 | 2 | HeaderMin8_HeaderMax10 | 8,10 | 2
BranchMin6_BranchMax10 | 6,8,10 | 3 | HeaderMin8_HeaderMax12 | 8,10,12 | 3
BranchMin8_BranchMax10 | 8,10 | 2 | HeaderMin8_HeaderMax14 | 8,10,12,14 | 4
BranchMin8_BranchMax12 | 8,10,12 | 3 | HeaderMin8_HeaderMax16 | 8,10,12,14,16 | 5
BranchMin8_BranchMax14 | 8,10,12,14 | 4 | HeaderMin10_HeaderMax14 | 10,12,14 | 3
BranchMin10_BranchMax12 | 10,12 | 2 | HeaderMin10_HeaderMax16 | 10,12,14,16 | 4
BranchMin10_BranchMax14 | 10,12,14 | 3 | HeaderMin10_HeaderMax18 | 10,12,14,16,18 | 5
BranchMin10_BranchMax16 | 10,12,14,16 | 4 | HeaderMin10_HeaderMax20 | 10,12,14,16,18,20 | 6
BranchMin10_BranchMax18 | 10,12,14,16,18 | 5 | HeaderMin12_HeaderMax16 | 12,14,16 | 3
BranchMin12_BranchMax18 | 12,14,16,18 | 4 | HeaderMin12_HeaderMax18 | 12,14,16,18 | 4
BranchMin12_BranchMax16 | 12,14,16 | 3 | HeaderMin12_HeaderMax20 | 12,14,16,18,20 | 5
BranchMin12_BranchMax20 | 12,14,16,18,20 | 5 | HeaderMin12_HeaderMax24 | 12,14,16,18,20,24 | 6
BranchMin14_BranchMax20 | 14,16,18,20 | 4 | HeaderMin14_HeaderMax24 | 14,16,18,20,24 | 5
BranchMin14_BranchMax24 | 14,16,18,20,24 | 5 | HeaderMin16_HeaderMax24 | 16,18,20,24 | 4
BranchMin16_BranchMax24 | 16,18,20,24 | 4 | HeaderMin18_HeaderMax24 | 18,20,24 | 3
BranchMin18_BranchMax24 | 18,20,24 | 3 | HeaderMin20_HeaderMax24 | 20,24 | 2
|  |  | HeaderMin3_HeaderMax10 | 3,4,5,6,8,10 | 6
|  |  | HeaderMin5_HeaderMax12 | 5,6,8,10,12 | 5
|  |  | HeaderMin5_HeaderMax14 | 5,6,8,10,12,14 | 6
|  |  | HeaderMin6_HeaderMax14 | 6,8,10,12,14 | 5
|  |  | HeaderMin6_HeaderMax16 | 6,8,10,12,14,16 | 6
|  |  | HeaderMin6_HeaderMax18 | 6,8,10,12,14,16,18 | 7
|  |  | HeaderMin8_HeaderMax18 | 8,10,12,14,16,18 | 6
|  |  | HeaderMin8_HeaderMax20 | 8,10,12,14,16,18,20 | 7
|  |  | HeaderMin8_HeaderMax24 | 8,10,12,14,16,18,20,24 | 8
|  |  | HeaderMin10_HeaderMax24 | 10,12,14,16,18,20,24 | 7
|  |  | HeaderMin3_HeaderMax4 | 3,4 | 2
|  |  | HeaderMin5_HeaderMax6 | 5,6 | 2
|  |  | HeaderMin5_HeaderMax5 | 5 | 1
|  |  | HeaderMin6_HeaderMax6 | 6 | 1
|  |  | HeaderMin6_HeaderMax6 | 6 | 1
|  |  | HeaderMin8_HeaderMax8 | 8 | 1
|  |  | HeaderMin10_HeaderMax10 | 10 | 1
|  |  | HeaderMin10_HeaderMax12 | 10,12 | 2
|  |  | HeaderMin12_HeaderMax12 | 12 | 1
|  |  | HeaderMin12_HeaderMax14 | 12,14 | 2
|  |  | HeaderMin14_HeaderMax18 | 14,16,18 | 3
|  |  | HeaderMin14_HeaderMax16 | 14,16 | 2
|  |  | HeaderMin14_HeaderMax20 | 14,16,18 | 3
|  |  | HeaderMin16_HeaderMax20 | 16,18,20 | 3

## Max flow to diameter (hidden)
Max Branch Flow (gpm) | Max Branch Diameter (in.) | Max Header Flow (gpm) | Max Header Diameter (in.) | Flow (gpm) | Pipe Diameter (in.)
404.6 |  | 809.2 |  | 20 | 2
435.2 |  | 870.4 |  | 25 | 2
476.1 |  | 952.2 |  | 30 | 2
521.2 |  | 1042.4 |  | 35 | 2
565.7 |  | 1131.4 |  | 40 | 2
600 |  | 1200 |  | 45 | 2
476.1 |  | 952.2 |  | 50 | 2
309.5 |  | 619 |  | 55 | 2
366.2 |  | 732.4 |  | 60 | 2
405.9 |  | 811.8 |  | 65 | 2
441.1 |  | 882.2 |  | 70 | 2
844.1 |  | 1688.2 |  | 75 | 2
888.7 |  | 1777.4 |  | 80 | 2
910.5 |  | 1821 |  | 85 | 2.5
901.5 |  | 1803 |  | 90 | 2.5
964.4 |  | 1928.8 |  | 95 | 2.5
1000 |  | 2000 |  | 100 | 2.5
597.3 |  | 1194.6 |  | 105 | 2.5
656.6 |  | 1313.2 |  | 110 | 2.5
710 |  | 1420 |  | 115 | 2.5
802.4 |  | 1604.8 |  | 120 | 2.5
880.7 |  | 1761.4 |  | 125 | 3
900 |  | 1800 |  | 130 | 3
532.4 |  | 1064.8 |  | 135 | 3
625.2 |  | 1250.4 |  | 140 | 3
696.4 |  | 1392.8 |  | 145 | 3
775.8 |  | 1551.6 |  | 150 | 3
829.7 |  | 1659.4 |  | 155 | 3
914.4 |  | 1828.8 |  | 160 | 3
924 |  | 1848 |  | 165 | 3
887.5 |  | 1775 |  | 170 | 3
976.3 |  | 1952.6 |  | 175 | 3
1058.8 |  | 2117.6 |  | 180 | 3
1105.4 |  | 2210.8 |  | 185 | 3
1130.9 |  | 2261.8 |  | 190 | 3
1197.7 |  | 2395.4 |  | 195 | 3
1259 |  | 2518 |  | 200 | 3
786.3 |  | 1572.6 |  | 205 | 3
848.4 |  | 1696.8 |  | 210 | 3
960.9 |  | 1921.8 |  | 215 | 4
1054.6 |  | 2109.2 |  | 220 | 4
1137.7 |  | 2275.4 |  | 225 | 4
1251.5 |  | 2503 |  | 230 | 4
1415.3 |  | 2830.6 |  | 235 | 4
1500 |  | 3000 |  | 240 | 4
1236.1 |  | 2472.2 |  | 245 | 4
1345.4 |  | 2690.8 |  | 250 | 4
1441.8 |  | 2883.6 |  | 255 | 4
1529.7 |  | 3059.4 |  | 260 | 4
1658 |  | 3316 |  | 265 | 4
1758.4 |  | 3516.8 |  | 270 | 4
1869.9 |  | 3739.8 |  | 275 | 4
2000 |  | 4000 |  | 280 | 4
1495.7 |  | 2991.4 |  | 285 | 4
1583.4 |  | 3166.8 |  | 290 | 4
1715.7 |  | 3431.4 |  | 295 | 4
1813.1 |  | 3626.2 |  | 300 | 4
1884.3 |  | 3768.6 |  | 305 | 4
1998.6 |  | 3997.2 |  | 310 | 4
2182.4 |  | 4364.8 |  | 315 | 4
2327.6 |  | 4655.2 |  | 320 | 4
2460 |  | 4920 |  | 325 | 4
1948.3 |  | 3896.6 |  | 330 | 4
2103.8 |  | 4207.6 |  | 335 | 4
2220.5 |  | 4441 |  | 340 | 4
2492.6 |  | 4985.2 |  | 345 | 4
2801.3 |  | 5602.6 |  | 350 | 4
2944.6 |  | 5889.2 |  | 355 | 4
3118.5 |  | 6237 |  | 360 | 4
3375 |  | 6750 |  | 365 | 4
2242.4 |  | 4484.8 |  | 370 | 4
2378.6 |  | 4757.2 |  | 375 | 4
2507.3 |  | 5014.6 |  | 380 | 4
2685.5 |  | 5371 |  | 385 | 4
2975 |  | 5950 |  | 390 | 4
3257.5 |  | 6515 |  | 395 | 4
3513.8 |  | 7027.6 |  | 400 | 5
3946.3 |  | 7892.6 |  | 450 | 5
4050 |  | 8100 |  | 500 | 5
2174.5 |  | 4349 |  | 550 | 5
2306.3 |  | 4612.6 |  | 600 | 5
2615.2 |  | 5230.4 |  | 650 | 6
2874.5 |  | 5749 |  | 700 | 6
3000 |  | 6000 |  | 750 | 6
2655.1 |  | 5310.2 |  | 800 | 6
3152.9 |  | 6305.8 |  | 850 | 6
3509.4 |  | 7018.8 |  | 900 | 6
3787.8 |  | 7575.6 |  | 950 | 8
4118.9 |  | 8237.8 |  | 1000 | 8
4600.7 |  | 9201.4 |  | 1050 | 8
5002.5 |  | 10005 |  | 1100 | 8
3658.5 |  | 7317 |  | 1150 | 8
3958.8 |  | 7917.6 |  | 1200 | 8
4360.5 |  | 8721 |  | 1250 | 8
4649.1 |  | 9298.2 |  | 1300 | 8
4862.4 |  | 9724.8 |  | 1350 | 8
5297.1 |  | 10594.2 |  | 1400 | 8
5667.9 |  | 11335.8 |  | 1450 | 8
6000 |  | 12000 |  | 1500 | 8
5650.2 |  | 11300.4 |  | 1550 | 8
5920 |  | 11840 |  | 1600 | 10
4880.8 |  | 9761.6 |  | 1650 | 10
5233.9 |  | 10467.8 |  | 1700 | 10
5663.7 |  | 11327.4 |  | 1750 | 10
6091.7 |  | 12183.4 |  | 1800 | 10
6598.6 |  | 13197.2 |  | 1850 | 10
7035 |  | 14070 |  | 1900 | 10
5646.6 |  | 11293.2 |  | 1950 | 10
6108.6 |  | 12217.2 |  | 2000 | 10
6722.4 |  | 13444.8 |  | 2050 | 10
7055.6 |  | 14111.2 |  | 2100 | 10
7256.3 |  | 14512.6 |  | 2150 | 10
7208.6 |  | 14417.2 |  | 2200 | 10
7821.9 |  | 15643.8 |  | 2250 | 10
9109.1 |  | 18218.2 |  | 2300 | 10
10125.3 |  | 20250.6 |  | 2350 | 10
10905.9 |  | 21811.8 |  | 2400 | 10
10473.9 |  | 20947.8 |  | 2450 | 10
11367.6 |  | 22735.2 |  | 2500 | 12
11554.5 |  | 23109 |  | 2550 | 12
404.6 |  | 809.2 |  | 2600 | 12
435.2 |  | 870.4 |  | 2650 | 12
476.1 |  | 952.2 |  | 2700 | 12
521.2 |  | 1042.4 |  | 2750 | 12
565.7 |  | 1131.4 |  | 2800 | 12
600 |  | 1200 |  | 2850 | 12
476.1 |  | 952.2 |  | 2900 | 12
309.5 |  | 619 |  | 2950 | 12
366.2 |  | 732.4 |  | 3000 | 12
405.9 |  | 811.8 |  | 3050 | 12
441.1 |  | 882.2 |  | 3100 | 12
844.1 |  | 1688.2 |  | 3150 | 12
888.7 |  | 1777.4 |  | 3200 | 12
910.5 |  | 1821 |  | 3250 | 12
901.5 |  | 1803 |  | 3300 | 12
964.4 |  | 1928.8 |  | 3350 | 12
1000 |  | 2000 |  | 3400 | 12
597.3 |  | 1194.6 |  | 3450 | 12
656.6 |  | 1313.2 |  | 3500 | 12
710 |  | 1420 |  | 3550 | 14
802.4 |  | 1604.8 |  | 3600 | 14
880.7 |  | 1761.4 |  | 3650 | 14
900 |  | 1800 |  | 3700 | 14
532.4 |  | 1064.8 |  | 3750 | 14
625.2 |  | 1250.4 |  | 3800 | 14
696.4 |  | 1392.8 |  | 3850 | 14
775.8 |  | 1551.6 |  | 3900 | 14
829.7 |  | 1659.4 |  | 3950 | 14
914.4 |  | 1828.8 |  | 4000 | 14
924 |  | 1848 |  | 4050 | 14
887.5 |  | 1775 |  | 4100 | 14
976.3 |  | 1952.6 |  | 4150 | 14
1058.8 |  | 2117.6 |  | 4200 | 14
1105.4 |  | 2210.8 |  | 4250 | 16
1130.9 |  | 2261.8 |  | 4300 | 16
1197.7 |  | 2395.4 |  | 4350 | 16
1259 |  | 2518 |  | 4400 | 16
786.3 |  | 1572.6 |  | 4450 | 16
848.4 |  | 1696.8 |  | 4500 | 16
960.9 |  | 1921.8 |  | 4550 | 16
1054.6 |  | 2109.2 |  | 4600 | 16
1137.7 |  | 2275.4 |  | 4650 | 16
1251.5 |  | 2503 |  | 4700 | 16
1415.3 |  | 2830.6 |  | 4750 | 16
1500 |  | 3000 |  | 4800 | 16
1236.1 |  | 2472.2 |  | 4850 | 16
1345.4 |  | 2690.8 |  | 4900 | 16
1441.8 |  | 2883.6 |  | 4950 | 16
1529.7 |  | 3059.4 |  | 5000 | 16
1658 |  | 3316 |  | 5050 | 16
1758.4 |  | 3516.8 |  | 5100 | 16
1869.9 |  | 3739.8 |  | 5150 | 16
2000 |  | 4000 |  | 5200 | 16
1495.7 |  | 2991.4 |  | 5250 | 16
1583.4 |  | 3166.8 |  | 5300 | 16
1715.7 |  | 3431.4 |  | 5350 | 16
1813.1 |  | 3626.2 |  | 5400 | 16
1884.3 |  | 3768.6 |  | 5450 | 16
1998.6 |  | 3997.2 |  | 5500 | 16
2182.4 |  | 4364.8 |  | 5550 | 18
2327.6 |  | 4655.2 |  | 5600 | 18
2460 |  | 4920 |  | 5650 | 18
1948.3 |  | 3896.6 |  | 5700 | 18
2103.8 |  | 4207.6 |  | 5750 | 18
2220.5 |  | 4441 |  | 5800 | 18
2492.6 |  | 4985.2 |  | 5850 | 18
2801.3 |  | 5602.6 |  | 6000 | 18
2944.6 |  | 5889.2 |  | 6150 | 18
3118.5 |  | 6237 |  | 6300 | 18
3375 |  | 6750 |  | 6450 | 18
2242.4 |  | 4484.8 |  | 6600 | 18
2378.6 |  | 4757.2 |  | 6750 | 18
2507.3 |  | 5014.6 |  | 6900 | 18
2685.5 |  | 5371 |  | 7050 | 20
2975 |  | 5950 |  | 7200 | 20
3257.5 |  | 6515 |  | 7350 | 20
3513.8 |  | 7027.6 |  | 7500 | 20
3946.3 |  | 7892.6 |  | 7650 | 20
4050 |  | 8100 |  | 7800 | 20
2174.5 |  | 4349 |  | 7950 | 20
2306.3 |  | 4612.6 |  | 8100 | 20
2615.2 |  | 5230.4 |  | 8250 | 20
2874.5 |  | 5749 |  | 8400 | 20
3000 |  | 6000 |  | 8550 | 20
2655.1 |  | 5310.2 |  | 8700 | 20
3152.9 |  | 6305.8 |  | 8850 | 24
3509.4 |  | 7018.8 |  | 9000 | 24
3787.8 |  | 7575.6 |  | 9150 | 24
4118.9 |  | 8237.8 |  | 9300 | 24
4600.7 |  | 9201.4 |  | 9450 | 24
5002.5 |  | 10005 |  | 9600 | 24
3658.5 |  | 7317 |  | 9750 | 24
3958.8 |  | 7917.6 |  | 9900 | 24
4360.5 |  | 8721 |  | 10050 | 24
4649.1 |  | 9298.2 |  | 10200 | 24
4862.4 |  | 9724.8 |  | 10350 | 24
5297.1 |  | 10594.2 |  | 10500 | 24
5667.9 |  | 11335.8 |  | 10650 | 24
6000 |  | 12000 |  | 10800 | 24
5650.2 |  | 11300.4 |  | 10950 | 24
5920 |  | 11840 |  | 11100 | 24
4880.8 |  | 9761.6 |  | 11250 | 24
5233.9 |  | 10467.8 |  | 11400 | 24
5663.7 |  | 11327.4 |  | 11550 | 24
6091.7 |  | 12183.4 |  | 11700 | 24
6598.6 |  | 13197.2 |  | 11850 | 24
7035 |  | 14070 |  | 12000 | 24
5646.6 |  | 11293.2 |  | 12150 | 24
6108.6 |  | 12217.2 |  | 12300 | 24
6722.4 |  | 13444.8 |  | 12450 | 24
7055.6 |  | 14111.2 |  | 12600 | 24
7256.3 |  | 14512.6
7208.6 |  | 14417.2
7821.9 |  | 15643.8
9109.1 |  | 18218.2
10125.3 |  | 20250.6
10905.9 |  | 21811.8
10473.9 |  | 20947.8
11367.6 |  | 22735.2
11554.5 |  | 23109
404.6 |  | 1618.4
435.2 |  | 1740.8
476.1 |  | 1904.4
521.2 |  | 2084.8
565.7 |  | 2262.8
600 |  | 2400
476.1 |  | 1904.4
309.5 |  | 1238
366.2 |  | 1464.8
405.9 |  | 1623.6
441.1 |  | 1764.4
844.1 |  | 3376.4
888.7 |  | 3554.8
910.5 |  | 3642
901.5 |  | 3606
964.4 |  | 3857.6
1000 |  | 4000
597.3 |  | 2389.2
656.6 |  | 2626.4
710 |  | 2840
802.4 |  | 3209.6
880.7 |  | 3522.8
900 |  | 3600
532.4 |  | 2129.6
625.2 |  | 2500.8
696.4 |  | 2785.6
775.8 |  | 3103.2
829.7 |  | 3318.8
914.4 |  | 3657.6
924 |  | 3696
887.5 |  | 3550
976.3 |  | 3905.2
1058.8 |  | 4235.2
1105.4 |  | 4421.6
1130.9 |  | 4523.6
1197.7 |  | 4790.8
1259 |  | 5036
786.3 |  | 3145.2
848.4 |  | 3393.6
960.9 |  | 3843.6
1054.6 |  | 4218.4
1137.7 |  | 4550.8
1251.5 |  | 5006
1415.3 |  | 5661.2
1500 |  | 6000
1236.1 |  | 4944.4
1345.4 |  | 5381.6
1441.8 |  | 5767.2
1529.7 |  | 6118.8
1658 |  | 6632
1758.4 |  | 7033.6
1869.9 |  | 7479.6
2000 |  | 8000
1495.7 |  | 5982.8
1583.4 |  | 6333.6
1715.7 |  | 6862.8
1813.1 |  | 7252.4
1884.3 |  | 7537.2
1998.6 |  | 7994.4
2182.4 |  | 8729.6
2327.6 |  | 9310.4
2460 |  | 9840
1948.3 |  | 7793.2
2103.8 |  | 8415.2
2220.5 |  | 8882
2492.6 |  | 9970.4
2801.3 |  | 11205.2
2944.6 |  | 11778.4
3118.5 |  | 12474
3375 |  | 13500
2242.4 |  | 8969.6
2378.6 |  | 9514.4
2507.3 |  | 10029.2
2685.5 |  | 10742
2975 |  | 11900
3257.5 |  | 13030
3513.8 |  | 14055.2
3946.3 |  | 15785.2
4050 |  | 16200
2174.5 |  | 8698
2306.3 |  | 9225.2
2615.2 |  | 10460.8
2874.5 |  | 11498
3000 |  | 12000
2655.1 |  | 10620.4
3152.9 |  | 12611.6
3509.4 |  | 14037.6
3787.8 |  | 15151.2
4118.9 |  | 16475.6
4600.7 |  | 18402.8
5002.5 |  | 20010
3658.5 |  | 14634
3958.8 |  | 15835.2
4360.5 |  | 17442
4649.1 |  | 18596.4
4862.4 |  | 19449.6
5297.1 |  | 21188.4
5667.9 |  | 22671.6
6000 |  | 24000
5650.2 |  | 22600.8
5920 |  | 23680
4880.8 |  | 19523.2
5233.9 |  | 20935.6
5663.7 |  | 22654.8
6091.7 |  | 24366.8
6598.6 |  | 26394.4
7035 |  | 28140
5646.6 |  | 22586.4
6108.6 |  | 24434.4
6722.4 |  | 26889.6
7055.6 |  | 28222.4
7256.3 |  | 29025.2
7208.6 |  | 28834.4
7821.9 |  | 31287.6
9109.1 |  | 36436.4
10125.3 |  | 40501.2
10905.9 |  | 43623.6
10473.9 |  | 41895.6
11367.6 |  | 45470.4
11554.5 |  | 46218
404.6 |  | 404.6
435.2 |  | 435.2
476.1 |  | 476.1
521.2 |  | 521.2
565.7 |  | 565.7
600 |  | 600
476.1 |  | 476.1
309.5 |  | 309.5
366.2 |  | 366.2
405.9 |  | 405.9
441.1 |  | 441.1
844.1 |  | 844.1
888.7 |  | 888.7
910.5 |  | 910.5
901.5 |  | 901.5
964.4 |  | 964.4
1000 |  | 1000
597.3 |  | 597.3
656.6 |  | 656.6
710 |  | 710
802.4 |  | 802.4
880.7 |  | 880.7
900 |  | 900
532.4 |  | 532.4
625.2 |  | 625.2
696.4 |  | 696.4
775.8 |  | 775.8
829.7 |  | 829.7
914.4 |  | 914.4
924 |  | 924
887.5 |  | 887.5
976.3 |  | 976.3
1058.8 |  | 1058.8
1105.4 |  | 1105.4
1130.9 |  | 1130.9
1197.7 |  | 1197.7
1259 |  | 1259
786.3 |  | 786.3
848.4 |  | 848.4
960.9 |  | 960.9
1054.6 |  | 1054.6
1137.7 |  | 1137.7
1251.5 |  | 1251.5
1415.3 |  | 1415.3
1500 |  | 1500
1236.1 |  | 1236.1
1345.4 |  | 1345.4
1441.8 |  | 1441.8
1529.7 |  | 1529.7
1658 |  | 1658
1758.4 |  | 1758.4
1869.9 |  | 1869.9
2000 |  | 2000
1495.7 |  | 1495.7
1583.4 |  | 1583.4
1715.7 |  | 1715.7
1813.1 |  | 1813.1
1884.3 |  | 1884.3
1998.6 |  | 1998.6
2182.4 |  | 2182.4
2327.6 |  | 2327.6
2460 |  | 2460
1948.3 |  | 1948.3
2103.8 |  | 2103.8
2220.5 |  | 2220.5
2492.6 |  | 2492.6
2801.3 |  | 2801.3
2944.6 |  | 2944.6
3118.5 |  | 3118.5
3375 |  | 3375
2242.4 |  | 2242.4
2378.6 |  | 2378.6
2507.3 |  | 2507.3
2685.5 |  | 2685.5
2975 |  | 2975
3257.5 |  | 3257.5
3513.8 |  | 3513.8
3946.3 |  | 3946.3
4050 |  | 4050
2174.5 |  | 2174.5
2306.3 |  | 2306.3
2615.2 |  | 2615.2
2874.5 |  | 2874.5
3000 |  | 3000
2655.1 |  | 2655.1
3152.9 |  | 3152.9
3509.4 |  | 3509.4
3787.8 |  | 3787.8
4118.9 |  | 4118.9
4600.7 |  | 4600.7
5002.5 |  | 5002.5
3658.5 |  | 3658.5
3958.8 |  | 3958.8
4360.5 |  | 4360.5
4649.1 |  | 4649.1
4862.4 |  | 4862.4
5297.1 |  | 5297.1
5667.9 |  | 5667.9
6000 |  | 6000
5650.2 |  | 5650.2
5920 |  | 5920
4880.8 |  | 4880.8
5233.9 |  | 5233.9
5663.7 |  | 5663.7
6091.7 |  | 6091.7
6598.6 |  | 6598.6
7035 |  | 7035
5646.6 |  | 5646.6
6108.6 |  | 6108.6
6722.4 |  | 6722.4
7055.6 |  | 7055.6
7256.3 |  | 7256.3
7208.6 |  | 7208.6
7821.9 |  | 7821.9
9109.1 |  | 9109.1
10125.3 |  | 10125.3
10905.9 |  | 10905.9
10473.9 |  | 10473.9
11367.6 |  | 11367.6
11554.5 |  | 11554.5
404.6 |  | 809.2
435.2 |  | 870.4
476.1 |  | 952.2
521.2 |  | 1042.4
565.7 |  | 1131.4
600 |  | 1200
476.1 |  | 952.2
309.5 |  | 619
366.2 |  | 732.4
405.9 |  | 811.8
441.1 |  | 882.2
844.1 |  | 1688.2
888.7 |  | 1777.4
910.5 |  | 1821
901.5 |  | 1803
964.4 |  | 1928.8
1000 |  | 2000
597.3 |  | 1194.6
656.6 |  | 1313.2
710 |  | 1420
802.4 |  | 1604.8
880.7 |  | 1761.4
900 |  | 1800
532.4 |  | 1064.8
625.2 |  | 1250.4
696.4 |  | 1392.8
775.8 |  | 1551.6
829.7 |  | 1659.4
914.4 |  | 1828.8
924 |  | 1848
887.5 |  | 1775
976.3 |  | 1952.6
1058.8 |  | 2117.6
1105.4 |  | 2210.8
1130.9 |  | 2261.8
1197.7 |  | 2395.4
1259 |  | 2518
786.3 |  | 1572.6
848.4 |  | 1696.8
960.9 |  | 1921.8
1054.6 |  | 2109.2
1137.7 |  | 2275.4
1251.5 |  | 2503
1415.3 |  | 2830.6
1500 |  | 3000
1236.1 |  | 2472.2
1345.4 |  | 2690.8
1441.8 |  | 2883.6
1529.7 |  | 3059.4
1658 |  | 3316
1758.4 |  | 3516.8
1869.9 |  | 3739.8
2000 |  | 4000
1495.7 |  | 2991.4
1583.4 |  | 3166.8
1715.7 |  | 3431.4
1813.1 |  | 3626.2
1884.3 |  | 3768.6
1998.6 |  | 3997.2
2182.4 |  | 4364.8
2327.6 |  | 4655.2
2460 |  | 4920
1948.3 |  | 3896.6
2103.8 |  | 4207.6
2220.5 |  | 4441
2492.6 |  | 4985.2
2801.3 |  | 5602.6
2944.6 |  | 5889.2
3118.5 |  | 6237
3375 |  | 6750
2242.4 |  | 4484.8
2378.6 |  | 4757.2
2507.3 |  | 5014.6
2685.5 |  | 5371
2975 |  | 5950
3257.5 |  | 6515
3513.8 |  | 7027.6
3946.3 |  | 7892.6
4050 |  | 8100
2174.5 |  | 4349
2306.3 |  | 4612.6
2615.2 |  | 5230.4
2874.5 |  | 5749
3000 |  | 6000
2655.1 |  | 5310.2
3152.9 |  | 6305.8
3509.4 |  | 7018.8
3787.8 |  | 7575.6
4118.9 |  | 8237.8
4600.7 |  | 9201.4
5002.5 |  | 10005
3658.5 |  | 7317
3958.8 |  | 7917.6
4360.5 |  | 8721
4649.1 |  | 9298.2
4862.4 |  | 9724.8
5297.1 |  | 10594.2
5667.9 |  | 11335.8
6000 |  | 12000
5650.2 |  | 11300.4
5920 |  | 11840
4880.8 |  | 9761.6
5233.9 |  | 10467.8
5663.7 |  | 11327.4
6091.7 |  | 12183.4
6598.6 |  | 13197.2
7035 |  | 14070
5646.6 |  | 11293.2
6108.6 |  | 12217.2
6722.4 |  | 13444.8
7055.6 |  | 14111.2
7256.3 |  | 14512.6
7208.6 |  | 14417.2
7821.9 |  | 15643.8
9109.1 |  | 18218.2
10125.3 |  | 20250.6
10905.9 |  | 21811.8
10473.9 |  | 20947.8
11367.6 |  | 22735.2
11554.5 |  | 23109
404.6 |  | 1213.8
435.2 |  | 1305.6
476.1 |  | 1428.3
521.2 |  | 1563.6
565.7 |  | 1697.1
600 |  | 1800
476.1 |  | 1428.3
309.5 |  | 928.5
366.2 |  | 1098.6
405.9 |  | 1217.7
441.1 |  | 1323.3
844.1 |  | 2532.3
888.7 |  | 2666.1
910.5 |  | 2731.5
901.5 |  | 2704.5
964.4 |  | 2893.2
1000 |  | 3000
597.3 |  | 1791.9
656.6 |  | 1969.8
710 |  | 2130
802.4 |  | 2407.2
880.7 |  | 2642.1
900 |  | 2700
532.4 |  | 1597.2
625.2 |  | 1875.6
696.4 |  | 2089.2
775.8 |  | 2327.4
829.7 |  | 2489.1
914.4 |  | 2743.2
924 |  | 2772
887.5 |  | 2662.5
976.3 |  | 2928.9
1058.8 |  | 3176.4
1105.4 |  | 3316.2
1130.9 |  | 3392.7
1197.7 |  | 3593.1
1259 |  | 3777
786.3 |  | 2358.9
848.4 |  | 2545.2
960.9 |  | 2882.7
1054.6 |  | 3163.8
1137.7 |  | 3413.1
1251.5 |  | 3754.5
1415.3 |  | 4245.9
1500 |  | 4500
1236.1 |  | 3708.3
1345.4 |  | 4036.2
1441.8 |  | 4325.4
1529.7 |  | 4589.1
1658 |  | 4974
1758.4 |  | 5275.2
1869.9 |  | 5609.7
2000 |  | 6000
1495.7 |  | 4487.1
1583.4 |  | 4750.2
1715.7 |  | 5147.1
1813.1 |  | 5439.3
1884.3 |  | 5652.9
1998.6 |  | 5995.8
2182.4 |  | 6547.2
2327.6 |  | 6982.8
2460 |  | 7380
1948.3 |  | 5844.9
2103.8 |  | 6311.4
2220.5 |  | 6661.5
2492.6 |  | 7477.8
2801.3 |  | 8403.9
2944.6 |  | 8833.8
3118.5 |  | 9355.5
3375 |  | 10125
2242.4 |  | 6727.2
2378.6 |  | 7135.8
2507.3 |  | 7521.9
2685.5 |  | 8056.5
2975 |  | 8925
3257.5 |  | 9772.5
3513.8 |  | 10541.4
3946.3 |  | 11838.9
4050 |  | 12150
2174.5 |  | 6523.5
2306.3 |  | 6918.9
2615.2 |  | 7845.6
2874.5 |  | 8623.5
3000 |  | 9000
2655.1 |  | 7965.3
3152.9 |  | 9458.7
3509.4 |  | 10528.2
3787.8 |  | 11363.4
4118.9 |  | 12356.7
4600.7 |  | 13802.1
5002.5 |  | 15007.5
3658.5 |  | 10975.5
3958.8 |  | 11876.4
4360.5 |  | 13081.5
4649.1 |  | 13947.3
4862.4 |  | 14587.2
5297.1 |  | 15891.3
5667.9 |  | 17003.7
6000 |  | 18000
5650.2 |  | 16950.6
5920 |  | 17760
4880.8 |  | 14642.4
5233.9 |  | 15701.7
5663.7 |  | 16991.1
6091.7 |  | 18275.1
6598.6 |  | 19795.8
7035 |  | 21105
5646.6 |  | 16939.8
6108.6 |  | 18325.8
6722.4 |  | 20167.2
7055.6 |  | 21166.8
7256.3 |  | 21768.9
7208.6 |  | 21625.8
7821.9 |  | 23465.7
9109.1 |  | 27327.3
10125.3 |  | 30375.9
10905.9 |  | 32717.7
10473.9 |  | 31421.7
11367.6 |  | 34102.8
11554.5 |  | 34663.5
404.6 |  | 1618.4
435.2 |  | 1740.8
476.1 |  | 1904.4
521.2 |  | 2084.8
565.7 |  | 2262.8
600 |  | 2400
476.1 |  | 1904.4
309.5 |  | 1238
366.2 |  | 1464.8
405.9 |  | 1623.6
441.1 |  | 1764.4
844.1 |  | 3376.4
888.7 |  | 3554.8
910.5 |  | 3642
901.5 |  | 3606
964.4 |  | 3857.6
1000 |  | 4000
597.3 |  | 2389.2
656.6 |  | 2626.4
710 |  | 2840
802.4 |  | 3209.6
880.7 |  | 3522.8
900 |  | 3600
532.4 |  | 2129.6
625.2 |  | 2500.8
696.4 |  | 2785.6
775.8 |  | 3103.2
829.7 |  | 3318.8
914.4 |  | 3657.6
924 |  | 3696
887.5 |  | 3550
976.3 |  | 3905.2
1058.8 |  | 4235.2
1105.4 |  | 4421.6
1130.9 |  | 4523.6
1197.7 |  | 4790.8
1259 |  | 5036
786.3 |  | 3145.2
848.4 |  | 3393.6
960.9 |  | 3843.6
1054.6 |  | 4218.4
1137.7 |  | 4550.8
1251.5 |  | 5006
1415.3 |  | 5661.2
1500 |  | 6000
1236.1 |  | 4944.4
1345.4 |  | 5381.6
1441.8 |  | 5767.2
1529.7 |  | 6118.8
1658 |  | 6632
1758.4 |  | 7033.6
1869.9 |  | 7479.6
2000 |  | 8000
1495.7 |  | 5982.8
1583.4 |  | 6333.6
1715.7 |  | 6862.8
1813.1 |  | 7252.4
1884.3 |  | 7537.2
1998.6 |  | 7994.4
2182.4 |  | 8729.6
2327.6 |  | 9310.4
2460 |  | 9840
1948.3 |  | 7793.2
2103.8 |  | 8415.2
2220.5 |  | 8882
2492.6 |  | 9970.4
2801.3 |  | 11205.2
2944.6 |  | 11778.4
3118.5 |  | 12474
3375 |  | 13500
2242.4 |  | 8969.6
2378.6 |  | 9514.4
2507.3 |  | 10029.2
2685.5 |  | 10742
2975 |  | 11900
3257.5 |  | 13030
3513.8 |  | 14055.2
3946.3 |  | 15785.2
4050 |  | 16200
2174.5 |  | 8698
2306.3 |  | 9225.2
2615.2 |  | 10460.8
2874.5 |  | 11498
3000 |  | 12000
2655.1 |  | 10620.4
3152.9 |  | 12611.6
3509.4 |  | 14037.6
3787.8 |  | 15151.2
4118.9 |  | 16475.6
4600.7 |  | 18402.8
5002.5 |  | 20010
3658.5 |  | 14634
3958.8 |  | 15835.2
4360.5 |  | 17442
4649.1 |  | 18596.4
4862.4 |  | 19449.6
5297.1 |  | 21188.4
5667.9 |  | 22671.6
6000 |  | 24000
5650.2 |  | 22600.8
5920 |  | 23680
4880.8 |  | 19523.2
5233.9 |  | 20935.6
5663.7 |  | 22654.8
6091.7 |  | 24366.8
6598.6 |  | 26394.4
7035 |  | 28140
5646.6 |  | 22586.4
6108.6 |  | 24434.4
6722.4 |  | 26889.6
7055.6 |  | 28222.4
7256.3 |  | 29025.2
7208.6 |  | 28834.4
7821.9 |  | 31287.6
9109.1 |  | 36436.4
10125.3 |  | 40501.2
10905.9 |  | 43623.6
10473.9 |  | 41895.6
11367.6 |  | 45470.4
11554.5 |  | 46218

## Max flow to diameter_Completed (hidden)
Max Branch Flow (gpm) | Max Branch Diameter (in.) | Max Header Flow (gpm) | Max Header Diameter (in.)
404.6 | 5 | 809.2 | 6
435.2 | 5 | 870.4 | 6
476.1 | 5 | 952.2 | 8
521.2 | 5 | 1042.4 | 8
565.7 | 5 | 1131.4 | 8
600 | 5 | 1200 | 8
476.1 | 5 | 952.2 | 8
309.5 | 4 | 619 | 5
366.2 | 4 | 732.4 | 6
405.9 | 5 | 811.8 | 6
441.1 | 5 | 882.2 | 6
844.1 | 6 | 1688.2 | 10
888.7 | 6 | 1777.4 | 10
910.5 | 6 | 1821 | 10
901.5 | 6 | 1803 | 10
964.4 | 8 | 1928.8 | 10
1000 | 8 | 2000 | 10
597.3 | 5 | 1194.6 | 8
656.6 | 6 | 1313.2 | 8
710 | 6 | 1420 | 8
802.4 | 6 | 1604.8 | 10
880.7 | 6 | 1761.4 | 10
900 | 6 | 1800 | 10
532.4 | 5 | 1064.8 | 8
625.2 | 5 | 1250.4 | 8
696.4 | 6 | 1392.8 | 8
775.8 | 6 | 1551.6 | 8
829.7 | 6 | 1659.4 | 10
914.4 | 6 | 1828.8 | 10
924 | 6 | 1848 | 10
887.5 | 6 | 1775 | 10
976.3 | 8 | 1952.6 | 10
1058.8 | 8 | 2117.6 | 10
1105.4 | 8 | 2210.8 | 10
1130.9 | 8 | 2261.8 | 10
1197.7 | 8 | 2395.4 | 10
1259 | 8 | 2518 | 12
786.3 | 6 | 1572.6 | 8
848.4 | 6 | 1696.8 | 10
960.9 | 8 | 1921.8 | 10
1054.6 | 8 | 2109.2 | 10
1137.7 | 8 | 2275.4 | 10
1251.5 | 8 | 2503 | 12
1415.3 | 8 | 2830.6 | 12
1500 | 8 | 3000 | 12
1236.1 | 8 | 2472.2 | 10
1345.4 | 8 | 2690.8 | 12
1441.8 | 8 | 2883.6 | 12
1529.7 | 8 | 3059.4 | 12
1658 | 10 | 3316 | 12
1758.4 | 10 | 3516.8 | 12
1869.9 | 10 | 3739.8 | 14
2000 | 10 | 4000 | 14
1495.7 | 8 | 2991.4 | 12
1583.4 | 8 | 3166.8 | 12
1715.7 | 10 | 3431.4 | 12
1813.1 | 10 | 3626.2 | 14
1884.3 | 10 | 3768.6 | 14
1998.6 | 10 | 3997.2 | 14
2182.4 | 10 | 4364.8 | 16
2327.6 | 10 | 4655.2 | 16
2460 | 10 | 4920 | 16
1948.3 | 10 | 3896.6 | 14
2103.8 | 10 | 4207.6 | 14
2220.5 | 10 | 4441 | 16
2492.6 | 10 | 4985.2 | 16
2801.3 | 12 | 5602.6 | 18
2944.6 | 12 | 5889.2 | 18
3118.5 | 12 | 6237 | 18
3375 | 12 | 6750 | 18
2242.4 | 10 | 4484.8 | 16
2378.6 | 10 | 4757.2 | 16
2507.3 | 12 | 5014.6 | 16
2685.5 | 12 | 5371 | 16
2975 | 12 | 5950 | 18
3257.5 | 12 | 6515 | 18
3513.8 | 12 | 7027.6 | 18
3946.3 | 14 | 7892.6 | 20
4050 | 14 | 8100 | 20
2174.5 | 10 | 4349 | 16
2306.3 | 10 | 4612.6 | 16
2615.2 | 12 | 5230.4 | 16
2874.5 | 12 | 5749 | 18
3000 | 12 | 6000 | 18
2655.1 | 12 | 5310.2 | 16
3152.9 | 12 | 6305.8 | 18
3509.4 | 12 | 7018.8 | 18
3787.8 | 14 | 7575.6 | 20
4118.9 | 14 | 8237.8 | 20
4600.7 | 16 | 9201.4 | 24
5002.5 | 16 | 10005 | 24
3658.5 | 14 | 7317 | 20
3958.8 | 14 | 7917.6 | 20
4360.5 | 16 | 8721 | 20
4649.1 | 16 | 9298.2 | 24
4862.4 | 16 | 9724.8 | 24
5297.1 | 16 | 10594.2 | 24
5667.9 | 18 | 11335.8 | 24
6000 | 18 | 12000 | 24
5650.2 | 18 | 11300.4 | 24
5920 | 18 | 11840 | 24
4880.8 | 16 | 9761.6 | 24
5233.9 | 16 | 10467.8 | 24
5663.7 | 18 | 11327.4 | 24
6091.7 | 18 | 12183.4 | 24
6598.6 | 18 | 13197.2 | 24
7035 | 18 | 14070 | 24
5646.6 | 18 | 11293.2 | 24
6108.6 | 18 | 12217.2 | 24
6722.4 | 18 | 13444.8 | 24
7055.6 | 20 | 14111.2 | 24
7256.3 | 20 | 14512.6 | 24
7208.6 | 20 | 14417.2 | 24
7821.9 | 20 | 15643.8 | 24
9109.1 | 24 | 18218.2 | 24
10125.3 | 24 | 20250.6 | 24
10905.9 | 24 | 21811.8 | 24
10473.9 | 24 | 20947.8 | 24
11367.6 | 24 | 22735.2 | 24
11554.5 | 24 | 23109 | 24
404.6 | 5 | 809.2 | 6
435.2 | 5 | 870.4 | 6
476.1 | 5 | 952.2 | 8
521.2 | 5 | 1042.4 | 8
565.7 | 5 | 1131.4 | 8
600 | 5 | 1200 | 8
476.1 | 5 | 952.2 | 8
309.5 | 4 | 619 | 5
366.2 | 4 | 732.4 | 6
405.9 | 5 | 811.8 | 6
441.1 | 5 | 882.2 | 6
844.1 | 6 | 1688.2 | 10
888.7 | 6 | 1777.4 | 10
910.5 | 6 | 1821 | 10
901.5 | 6 | 1803 | 10
964.4 | 8 | 1928.8 | 10
1000 | 8 | 2000 | 10
597.3 | 5 | 1194.6 | 8
656.6 | 6 | 1313.2 | 8
710 | 6 | 1420 | 8
802.4 | 6 | 1604.8 | 10
880.7 | 6 | 1761.4 | 10
900 | 6 | 1800 | 10
532.4 | 5 | 1064.8 | 8
625.2 | 5 | 1250.4 | 8
696.4 | 6 | 1392.8 | 8
775.8 | 6 | 1551.6 | 8
829.7 | 6 | 1659.4 | 10
914.4 | 6 | 1828.8 | 10
924 | 6 | 1848 | 10
887.5 | 6 | 1775 | 10
976.3 | 8 | 1952.6 | 10
1058.8 | 8 | 2117.6 | 10
1105.4 | 8 | 2210.8 | 10
1130.9 | 8 | 2261.8 | 10
1197.7 | 8 | 2395.4 | 10
1259 | 8 | 2518 | 12
786.3 | 6 | 1572.6 | 8
848.4 | 6 | 1696.8 | 10
960.9 | 8 | 1921.8 | 10
1054.6 | 8 | 2109.2 | 10
1137.7 | 8 | 2275.4 | 10
1251.5 | 8 | 2503 | 12
1415.3 | 8 | 2830.6 | 12
1500 | 8 | 3000 | 12
1236.1 | 8 | 2472.2 | 10
1345.4 | 8 | 2690.8 | 12
1441.8 | 8 | 2883.6 | 12
1529.7 | 8 | 3059.4 | 12
1658 | 10 | 3316 | 12
1758.4 | 10 | 3516.8 | 12
1869.9 | 10 | 3739.8 | 14
2000 | 10 | 4000 | 14
1495.7 | 8 | 2991.4 | 12
1583.4 | 8 | 3166.8 | 12
1715.7 | 10 | 3431.4 | 12
1813.1 | 10 | 3626.2 | 14
1884.3 | 10 | 3768.6 | 14
1998.6 | 10 | 3997.2 | 14
2182.4 | 10 | 4364.8 | 16
2327.6 | 10 | 4655.2 | 16
2460 | 10 | 4920 | 16
1948.3 | 10 | 3896.6 | 14
2103.8 | 10 | 4207.6 | 14
2220.5 | 10 | 4441 | 16
2492.6 | 10 | 4985.2 | 16
2801.3 | 12 | 5602.6 | 18
2944.6 | 12 | 5889.2 | 18
3118.5 | 12 | 6237 | 18
3375 | 12 | 6750 | 18
2242.4 | 10 | 4484.8 | 16
2378.6 | 10 | 4757.2 | 16
2507.3 | 12 | 5014.6 | 16
2685.5 | 12 | 5371 | 16
2975 | 12 | 5950 | 18
3257.5 | 12 | 6515 | 18
3513.8 | 12 | 7027.6 | 18
3946.3 | 14 | 7892.6 | 20
4050 | 14 | 8100 | 20
2174.5 | 10 | 4349 | 16
2306.3 | 10 | 4612.6 | 16
2615.2 | 12 | 5230.4 | 16
2874.5 | 12 | 5749 | 18
3000 | 12 | 6000 | 18
2655.1 | 12 | 5310.2 | 16
3152.9 | 12 | 6305.8 | 18
3509.4 | 12 | 7018.8 | 18
3787.8 | 14 | 7575.6 | 20
4118.9 | 14 | 8237.8 | 20
4600.7 | 16 | 9201.4 | 24
5002.5 | 16 | 10005 | 24
3658.5 | 14 | 7317 | 20
3958.8 | 14 | 7917.6 | 20
4360.5 | 16 | 8721 | 20
4649.1 | 16 | 9298.2 | 24
4862.4 | 16 | 9724.8 | 24
5297.1 | 16 | 10594.2 | 24
5667.9 | 18 | 11335.8 | 24
6000 | 18 | 12000 | 24
5650.2 | 18 | 11300.4 | 24
5920 | 18 | 11840 | 24
4880.8 | 16 | 9761.6 | 24
5233.9 | 16 | 10467.8 | 24
5663.7 | 18 | 11327.4 | 24
6091.7 | 18 | 12183.4 | 24
6598.6 | 18 | 13197.2 | 24
7035 | 18 | 14070 | 24
5646.6 | 18 | 11293.2 | 24
6108.6 | 18 | 12217.2 | 24
6722.4 | 18 | 13444.8 | 24
7055.6 | 20 | 14111.2 | 24
7256.3 | 20 | 14512.6 | 24
7208.6 | 20 | 14417.2 | 24
7821.9 | 20 | 15643.8 | 24
9109.1 | 24 | 18218.2 | 24
10125.3 | 24 | 20250.6 | 24
10905.9 | 24 | 21811.8 | 24
10473.9 | 24 | 20947.8 | 24
11367.6 | 24 | 22735.2 | 24
11554.5 | 24 | 23109 | 24
404.6 | 5 | 1618.4 | 10
435.2 | 5 | 1740.8 | 10
476.1 | 5 | 1904.4 | 10
521.2 | 5 | 2084.8 | 10
565.7 | 5 | 2262.8 | 10
600 | 5 | 2400 | 10
476.1 | 5 | 1904.4 | 10
309.5 | 4 | 1238 | 8
366.2 | 4 | 1464.8 | 8
405.9 | 5 | 1623.6 | 10
441.1 | 5 | 1764.4 | 10
844.1 | 6 | 3376.4 | 12
888.7 | 6 | 3554.8 | 14
910.5 | 6 | 3642 | 14
901.5 | 6 | 3606 | 14
964.4 | 8 | 3857.6 | 14
1000 | 8 | 4000 | 14
597.3 | 5 | 2389.2 | 10
656.6 | 6 | 2626.4 | 12
710 | 6 | 2840 | 12
802.4 | 6 | 3209.6 | 12
880.7 | 6 | 3522.8 | 12
900 | 6 | 3600 | 14
532.4 | 5 | 2129.6 | 10
625.2 | 5 | 2500.8 | 12
696.4 | 6 | 2785.6 | 12
775.8 | 6 | 3103.2 | 12
829.7 | 6 | 3318.8 | 12
914.4 | 6 | 3657.6 | 14
924 | 6 | 3696 | 14
887.5 | 6 | 3550 | 14
976.3 | 8 | 3905.2 | 14
1058.8 | 8 | 4235.2 | 14
1105.4 | 8 | 4421.6 | 16
1130.9 | 8 | 4523.6 | 16
1197.7 | 8 | 4790.8 | 16
1259 | 8 | 5036 | 16
786.3 | 6 | 3145.2 | 12
848.4 | 6 | 3393.6 | 12
960.9 | 8 | 3843.6 | 14
1054.6 | 8 | 4218.4 | 14
1137.7 | 8 | 4550.8 | 16
1251.5 | 8 | 5006 | 16
1415.3 | 8 | 5661.2 | 18
1500 | 8 | 6000 | 18
1236.1 | 8 | 4944.4 | 16
1345.4 | 8 | 5381.6 | 16
1441.8 | 8 | 5767.2 | 18
1529.7 | 8 | 6118.8 | 18
1658 | 10 | 6632 | 18
1758.4 | 10 | 7033.6 | 18
1869.9 | 10 | 7479.6 | 20
2000 | 10 | 8000 | 20
1495.7 | 8 | 5982.8 | 18
1583.4 | 8 | 6333.6 | 18
1715.7 | 10 | 6862.8 | 18
1813.1 | 10 | 7252.4 | 20
1884.3 | 10 | 7537.2 | 20
1998.6 | 10 | 7994.4 | 20
2182.4 | 10 | 8729.6 | 20
2327.6 | 10 | 9310.4 | 24
2460 | 10 | 9840 | 24
1948.3 | 10 | 7793.2 | 20
2103.8 | 10 | 8415.2 | 20
2220.5 | 10 | 8882 | 24
2492.6 | 10 | 9970.4 | 24
2801.3 | 12 | 11205.2 | 24
2944.6 | 12 | 11778.4 | 24
3118.5 | 12 | 12474 | 24
3375 | 12 | 13500 | 24
2242.4 | 10 | 8969.6 | 24
2378.6 | 10 | 9514.4 | 24
2507.3 | 12 | 10029.2 | 24
2685.5 | 12 | 10742 | 24
2975 | 12 | 11900 | 24
3257.5 | 12 | 13030 | 24
3513.8 | 12 | 14055.2 | 24
3946.3 | 14 | 15785.2 | 24
4050 | 14 | 16200 | 24
2174.5 | 10 | 8698 | 20
2306.3 | 10 | 9225.2 | 24
2615.2 | 12 | 10460.8 | 24
2874.5 | 12 | 11498 | 24
3000 | 12 | 12000 | 24
2655.1 | 12 | 10620.4 | 24
3152.9 | 12 | 12611.6 | 24
3509.4 | 12 | 14037.6 | 24
3787.8 | 14 | 15151.2 | 24
4118.9 | 14 | 16475.6 | 24
4600.7 | 16 | 18402.8 | 24
5002.5 | 16 | 20010 | 24
3658.5 | 14 | 14634 | 24
3958.8 | 14 | 15835.2 | 24
4360.5 | 16 | 17442 | 24
4649.1 | 16 | 18596.4 | 24
4862.4 | 16 | 19449.6 | 24
5297.1 | 16 | 21188.4 | 24
5667.9 | 18 | 22671.6 | 24
6000 | 18 | 24000 | 24
5650.2 | 18 | 22600.8 | 24
5920 | 18 | 23680 | 24
4880.8 | 16 | 19523.2 | 24
5233.9 | 16 | 20935.6 | 24
5663.7 | 18 | 22654.8 | 24
6091.7 | 18 | 24366.8 | 24
6598.6 | 18 | 26394.4 | 24
7035 | 18 | 28140 | 24
5646.6 | 18 | 22586.4 | 24
6108.6 | 18 | 24434.4 | 24
6722.4 | 18 | 26889.6 | 24
7055.6 | 20 | 28222.4 | 24
7256.3 | 20 | 29025.2 | 24
7208.6 | 20 | 28834.4 | 24
7821.9 | 20 | 31287.6 | 24
9109.1 | 24 | 36436.4 | 24
10125.3 | 24 | 40501.2 | 24
10905.9 | 24 | 43623.6 | 24
10473.9 | 24 | 41895.6 | 24
11367.6 | 24 | 45470.4 | 24
11554.5 | 24 | 46218 | 24
404.6 | 5 | 404.6 | 5
435.2 | 5 | 435.2 | 5
476.1 | 5 | 476.1 | 5
521.2 | 5 | 521.2 | 5
565.7 | 5 | 565.7 | 5
600 | 5 | 600 | 5
476.1 | 5 | 476.1 | 5
309.5 | 4 | 309.5 | 4
366.2 | 4 | 366.2 | 4
405.9 | 5 | 405.9 | 5
441.1 | 5 | 441.1 | 5
844.1 | 6 | 844.1 | 6
888.7 | 6 | 888.7 | 6
910.5 | 6 | 910.5 | 6
901.5 | 6 | 901.5 | 6
964.4 | 8 | 964.4 | 8
1000 | 8 | 1000 | 8
597.3 | 5 | 597.3 | 5
656.6 | 6 | 656.6 | 6
710 | 6 | 710 | 6
802.4 | 6 | 802.4 | 6
880.7 | 6 | 880.7 | 6
900 | 6 | 900 | 6
532.4 | 5 | 532.4 | 5
625.2 | 5 | 625.2 | 5
696.4 | 6 | 696.4 | 6
775.8 | 6 | 775.8 | 6
829.7 | 6 | 829.7 | 6
914.4 | 6 | 914.4 | 6
924 | 6 | 924 | 6
887.5 | 6 | 887.5 | 6
976.3 | 8 | 976.3 | 8
1058.8 | 8 | 1058.8 | 8
1105.4 | 8 | 1105.4 | 8
1130.9 | 8 | 1130.9 | 8
1197.7 | 8 | 1197.7 | 8
1259 | 8 | 1259 | 8
786.3 | 6 | 786.3 | 6
848.4 | 6 | 848.4 | 6
960.9 | 8 | 960.9 | 8
1054.6 | 8 | 1054.6 | 8
1137.7 | 8 | 1137.7 | 8
1251.5 | 8 | 1251.5 | 8
1415.3 | 8 | 1415.3 | 8
1500 | 8 | 1500 | 8
1236.1 | 8 | 1236.1 | 8
1345.4 | 8 | 1345.4 | 8
1441.8 | 8 | 1441.8 | 8
1529.7 | 8 | 1529.7 | 8
1658 | 10 | 1658 | 10
1758.4 | 10 | 1758.4 | 10
1869.9 | 10 | 1869.9 | 10
2000 | 10 | 2000 | 10
1495.7 | 8 | 1495.7 | 8
1583.4 | 8 | 1583.4 | 8
1715.7 | 10 | 1715.7 | 10
1813.1 | 10 | 1813.1 | 10
1884.3 | 10 | 1884.3 | 10
1998.6 | 10 | 1998.6 | 10
2182.4 | 10 | 2182.4 | 10
2327.6 | 10 | 2327.6 | 10
2460 | 10 | 2460 | 10
1948.3 | 10 | 1948.3 | 10
2103.8 | 10 | 2103.8 | 10
2220.5 | 10 | 2220.5 | 10
2492.6 | 10 | 2492.6 | 10
2801.3 | 12 | 2801.3 | 12
2944.6 | 12 | 2944.6 | 12
3118.5 | 12 | 3118.5 | 12
3375 | 12 | 3375 | 12
2242.4 | 10 | 2242.4 | 10
2378.6 | 10 | 2378.6 | 10
2507.3 | 12 | 2507.3 | 12
2685.5 | 12 | 2685.5 | 12
2975 | 12 | 2975 | 12
3257.5 | 12 | 3257.5 | 12
3513.8 | 12 | 3513.8 | 12
3946.3 | 14 | 3946.3 | 14
4050 | 14 | 4050 | 14
2174.5 | 10 | 2174.5 | 10
2306.3 | 10 | 2306.3 | 10
2615.2 | 12 | 2615.2 | 12
2874.5 | 12 | 2874.5 | 12
3000 | 12 | 3000 | 12
2655.1 | 12 | 2655.1 | 12
3152.9 | 12 | 3152.9 | 12
3509.4 | 12 | 3509.4 | 12
3787.8 | 14 | 3787.8 | 14
4118.9 | 14 | 4118.9 | 14
4600.7 | 16 | 4600.7 | 16
5002.5 | 16 | 5002.5 | 16
3658.5 | 14 | 3658.5 | 14
3958.8 | 14 | 3958.8 | 14
4360.5 | 16 | 4360.5 | 16
4649.1 | 16 | 4649.1 | 16
4862.4 | 16 | 4862.4 | 16
5297.1 | 16 | 5297.1 | 16
5667.9 | 18 | 5667.9 | 18
6000 | 18 | 6000 | 18
5650.2 | 18 | 5650.2 | 18
5920 | 18 | 5920 | 18
4880.8 | 16 | 4880.8 | 16
5233.9 | 16 | 5233.9 | 16
5663.7 | 18 | 5663.7 | 18
6091.7 | 18 | 6091.7 | 18
6598.6 | 18 | 6598.6 | 18
7035 | 18 | 7035 | 18
5646.6 | 18 | 5646.6 | 18
6108.6 | 18 | 6108.6 | 18
6722.4 | 18 | 6722.4 | 18
7055.6 | 20 | 7055.6 | 20
7256.3 | 20 | 7256.3 | 20
7208.6 | 20 | 7208.6 | 20
7821.9 | 20 | 7821.9 | 20
9109.1 | 24 | 9109.1 | 24
10125.3 | 24 | 10125.3 | 24
10905.9 | 24 | 10905.9 | 24
10473.9 | 24 | 10473.9 | 24
11367.6 | 24 | 11367.6 | 24
11554.5 | 24 | 11554.5 | 24
404.6 | 5 | 809.2 | 6
435.2 | 5 | 870.4 | 6
476.1 | 5 | 952.2 | 8
521.2 | 5 | 1042.4 | 8
565.7 | 5 | 1131.4 | 8
600 | 5 | 1200 | 8
476.1 | 5 | 952.2 | 8
309.5 | 4 | 619 | 5
366.2 | 4 | 732.4 | 6
405.9 | 5 | 811.8 | 6
441.1 | 5 | 882.2 | 6
844.1 | 6 | 1688.2 | 10
888.7 | 6 | 1777.4 | 10
910.5 | 6 | 1821 | 10
901.5 | 6 | 1803 | 10
964.4 | 8 | 1928.8 | 10
1000 | 8 | 2000 | 10
597.3 | 5 | 1194.6 | 8
656.6 | 6 | 1313.2 | 8
710 | 6 | 1420 | 8
802.4 | 6 | 1604.8 | 10
880.7 | 6 | 1761.4 | 10
900 | 6 | 1800 | 10
532.4 | 5 | 1064.8 | 8
625.2 | 5 | 1250.4 | 8
696.4 | 6 | 1392.8 | 8
775.8 | 6 | 1551.6 | 8
829.7 | 6 | 1659.4 | 10
914.4 | 6 | 1828.8 | 10
924 | 6 | 1848 | 10
887.5 | 6 | 1775 | 10
976.3 | 8 | 1952.6 | 10
1058.8 | 8 | 2117.6 | 10
1105.4 | 8 | 2210.8 | 10
1130.9 | 8 | 2261.8 | 10
1197.7 | 8 | 2395.4 | 10
1259 | 8 | 2518 | 12
786.3 | 6 | 1572.6 | 8
848.4 | 6 | 1696.8 | 10
960.9 | 8 | 1921.8 | 10
1054.6 | 8 | 2109.2 | 10
1137.7 | 8 | 2275.4 | 10
1251.5 | 8 | 2503 | 12
1415.3 | 8 | 2830.6 | 12
1500 | 8 | 3000 | 12
1236.1 | 8 | 2472.2 | 10
1345.4 | 8 | 2690.8 | 12
1441.8 | 8 | 2883.6 | 12
1529.7 | 8 | 3059.4 | 12
1658 | 10 | 3316 | 12
1758.4 | 10 | 3516.8 | 12
1869.9 | 10 | 3739.8 | 14
2000 | 10 | 4000 | 14
1495.7 | 8 | 2991.4 | 12
1583.4 | 8 | 3166.8 | 12
1715.7 | 10 | 3431.4 | 12
1813.1 | 10 | 3626.2 | 14
1884.3 | 10 | 3768.6 | 14
1998.6 | 10 | 3997.2 | 14
2182.4 | 10 | 4364.8 | 16
2327.6 | 10 | 4655.2 | 16
2460 | 10 | 4920 | 16
1948.3 | 10 | 3896.6 | 14
2103.8 | 10 | 4207.6 | 14
2220.5 | 10 | 4441 | 16
2492.6 | 10 | 4985.2 | 16
2801.3 | 12 | 5602.6 | 18
2944.6 | 12 | 5889.2 | 18
3118.5 | 12 | 6237 | 18
3375 | 12 | 6750 | 18
2242.4 | 10 | 4484.8 | 16
2378.6 | 10 | 4757.2 | 16
2507.3 | 12 | 5014.6 | 16
2685.5 | 12 | 5371 | 16
2975 | 12 | 5950 | 18
3257.5 | 12 | 6515 | 18
3513.8 | 12 | 7027.6 | 18
3946.3 | 14 | 7892.6 | 20
4050 | 14 | 8100 | 20
2174.5 | 10 | 4349 | 16
2306.3 | 10 | 4612.6 | 16
2615.2 | 12 | 5230.4 | 16
2874.5 | 12 | 5749 | 18
3000 | 12 | 6000 | 18
2655.1 | 12 | 5310.2 | 16
3152.9 | 12 | 6305.8 | 18
3509.4 | 12 | 7018.8 | 18
3787.8 | 14 | 7575.6 | 20
4118.9 | 14 | 8237.8 | 20
4600.7 | 16 | 9201.4 | 24
5002.5 | 16 | 10005 | 24
3658.5 | 14 | 7317 | 20
3958.8 | 14 | 7917.6 | 20
4360.5 | 16 | 8721 | 20
4649.1 | 16 | 9298.2 | 24
4862.4 | 16 | 9724.8 | 24
5297.1 | 16 | 10594.2 | 24
5667.9 | 18 | 11335.8 | 24
6000 | 18 | 12000 | 24
5650.2 | 18 | 11300.4 | 24
5920 | 18 | 11840 | 24
4880.8 | 16 | 9761.6 | 24
5233.9 | 16 | 10467.8 | 24
5663.7 | 18 | 11327.4 | 24
6091.7 | 18 | 12183.4 | 24
6598.6 | 18 | 13197.2 | 24
7035 | 18 | 14070 | 24
5646.6 | 18 | 11293.2 | 24
6108.6 | 18 | 12217.2 | 24
6722.4 | 18 | 13444.8 | 24
7055.6 | 20 | 14111.2 | 24
7256.3 | 20 | 14512.6 | 24
7208.6 | 20 | 14417.2 | 24
7821.9 | 20 | 15643.8 | 24
9109.1 | 24 | 18218.2 | 24
10125.3 | 24 | 20250.6 | 24
10905.9 | 24 | 21811.8 | 24
10473.9 | 24 | 20947.8 | 24
11367.6 | 24 | 22735.2 | 24
11554.5 | 24 | 23109 | 24
404.6 | 5 | 1213.8 | 8
435.2 | 5 | 1305.6 | 8
476.1 | 5 | 1428.3 | 8
521.2 | 5 | 1563.6 | 8
565.7 | 5 | 1697.1 | 10
600 | 5 | 1800 | 10
476.1 | 5 | 1428.3 | 8
309.5 | 4 | 928.5 | 6
366.2 | 4 | 1098.6 | 8
405.9 | 5 | 1217.7 | 8
441.1 | 5 | 1323.3 | 8
844.1 | 6 | 2532.3 | 12
888.7 | 6 | 2666.1 | 12
910.5 | 6 | 2731.5 | 12
901.5 | 6 | 2704.5 | 12
964.4 | 8 | 2893.2 | 12
1000 | 8 | 3000 | 12
597.3 | 5 | 1791.9 | 10
656.6 | 6 | 1969.8 | 10
710 | 6 | 2130 | 10
802.4 | 6 | 2407.2 | 10
880.7 | 6 | 2642.1 | 12
900 | 6 | 2700 | 12
532.4 | 5 | 1597.2 | 8
625.2 | 5 | 1875.6 | 10
696.4 | 6 | 2089.2 | 10
775.8 | 6 | 2327.4 | 10
829.7 | 6 | 2489.1 | 10
914.4 | 6 | 2743.2 | 12
924 | 6 | 2772 | 12
887.5 | 6 | 2662.5 | 12
976.3 | 8 | 2928.9 | 12
1058.8 | 8 | 3176.4 | 12
1105.4 | 8 | 3316.2 | 12
1130.9 | 8 | 3392.7 | 12
1197.7 | 8 | 3593.1 | 14
1259 | 8 | 3777 | 14
786.3 | 6 | 2358.9 | 10
848.4 | 6 | 2545.2 | 12
960.9 | 8 | 2882.7 | 12
1054.6 | 8 | 3163.8 | 12
1137.7 | 8 | 3413.1 | 12
1251.5 | 8 | 3754.5 | 14
1415.3 | 8 | 4245.9 | 14
1500 | 8 | 4500 | 16
1236.1 | 8 | 3708.3 | 14
1345.4 | 8 | 4036.2 | 14
1441.8 | 8 | 4325.4 | 16
1529.7 | 8 | 4589.1 | 16
1658 | 10 | 4974 | 16
1758.4 | 10 | 5275.2 | 16
1869.9 | 10 | 5609.7 | 18
2000 | 10 | 6000 | 18
1495.7 | 8 | 4487.1 | 16
1583.4 | 8 | 4750.2 | 16
1715.7 | 10 | 5147.1 | 16
1813.1 | 10 | 5439.3 | 16
1884.3 | 10 | 5652.9 | 18
1998.6 | 10 | 5995.8 | 18
2182.4 | 10 | 6547.2 | 18
2327.6 | 10 | 6982.8 | 18
2460 | 10 | 7380 | 20
1948.3 | 10 | 5844.9 | 18
2103.8 | 10 | 6311.4 | 18
2220.5 | 10 | 6661.5 | 18
2492.6 | 10 | 7477.8 | 20
2801.3 | 12 | 8403.9 | 20
2944.6 | 12 | 8833.8 | 20
3118.5 | 12 | 9355.5 | 24
3375 | 12 | 10125 | 24
2242.4 | 10 | 6727.2 | 18
2378.6 | 10 | 7135.8 | 20
2507.3 | 12 | 7521.9 | 20
2685.5 | 12 | 8056.5 | 20
2975 | 12 | 8925 | 24
3257.5 | 12 | 9772.5 | 24
3513.8 | 12 | 10541.4 | 24
3946.3 | 14 | 11838.9 | 24
4050 | 14 | 12150 | 24
2174.5 | 10 | 6523.5 | 18
2306.3 | 10 | 6918.9 | 18
2615.2 | 12 | 7845.6 | 20
2874.5 | 12 | 8623.5 | 20
3000 | 12 | 9000 | 24
2655.1 | 12 | 7965.3 | 20
3152.9 | 12 | 9458.7 | 24
3509.4 | 12 | 10528.2 | 24
3787.8 | 14 | 11363.4 | 24
4118.9 | 14 | 12356.7 | 24
4600.7 | 16 | 13802.1 | 24
5002.5 | 16 | 15007.5 | 24
3658.5 | 14 | 10975.5 | 24
3958.8 | 14 | 11876.4 | 24
4360.5 | 16 | 13081.5 | 24
4649.1 | 16 | 13947.3 | 24
4862.4 | 16 | 14587.2 | 24
5297.1 | 16 | 15891.3 | 24
5667.9 | 18 | 17003.7 | 24
6000 | 18 | 18000 | 24
5650.2 | 18 | 16950.6 | 24
5920 | 18 | 17760 | 24
4880.8 | 16 | 14642.4 | 24
5233.9 | 16 | 15701.7 | 24
5663.7 | 18 | 16991.1 | 24
6091.7 | 18 | 18275.1 | 24
6598.6 | 18 | 19795.8 | 24
7035 | 18 | 21105 | 24
5646.6 | 18 | 16939.8 | 24
6108.6 | 18 | 18325.8 | 24
6722.4 | 18 | 20167.2 | 24
7055.6 | 20 | 21166.8 | 24
7256.3 | 20 | 21768.9 | 24
7208.6 | 20 | 21625.8 | 24
7821.9 | 20 | 23465.7 | 24
9109.1 | 24 | 27327.3 | 24
10125.3 | 24 | 30375.9 | 24
10905.9 | 24 | 32717.7 | 24
10473.9 | 24 | 31421.7 | 24
11367.6 | 24 | 34102.8 | 24
11554.5 | 24 | 34663.5 | 24
404.6 | 5 | 1618.4 | 10
435.2 | 5 | 1740.8 | 10
476.1 | 5 | 1904.4 | 10
521.2 | 5 | 2084.8 | 10
565.7 | 5 | 2262.8 | 10
600 | 5 | 2400 | 10
476.1 | 5 | 1904.4 | 10
309.5 | 4 | 1238 | 8
366.2 | 4 | 1464.8 | 8
405.9 | 5 | 1623.6 | 10
441.1 | 5 | 1764.4 | 10
844.1 | 6 | 3376.4 | 12
888.7 | 6 | 3554.8 | 14
910.5 | 6 | 3642 | 14
901.5 | 6 | 3606 | 14
964.4 | 8 | 3857.6 | 14
1000 | 8 | 4000 | 14
597.3 | 5 | 2389.2 | 10
656.6 | 6 | 2626.4 | 12
710 | 6 | 2840 | 12
802.4 | 6 | 3209.6 | 12
880.7 | 6 | 3522.8 | 12
900 | 6 | 3600 | 14
532.4 | 5 | 2129.6 | 10
625.2 | 5 | 2500.8 | 12
696.4 | 6 | 2785.6 | 12
775.8 | 6 | 3103.2 | 12
829.7 | 6 | 3318.8 | 12
914.4 | 6 | 3657.6 | 14
924 | 6 | 3696 | 14
887.5 | 6 | 3550 | 14
976.3 | 8 | 3905.2 | 14
1058.8 | 8 | 4235.2 | 14
1105.4 | 8 | 4421.6 | 16
1130.9 | 8 | 4523.6 | 16
1197.7 | 8 | 4790.8 | 16
1259 | 8 | 5036 | 16
786.3 | 6 | 3145.2 | 12
848.4 | 6 | 3393.6 | 12
960.9 | 8 | 3843.6 | 14
1054.6 | 8 | 4218.4 | 14
1137.7 | 8 | 4550.8 | 16
1251.5 | 8 | 5006 | 16
1415.3 | 8 | 5661.2 | 18
1500 | 8 | 6000 | 18
1236.1 | 8 | 4944.4 | 16
1345.4 | 8 | 5381.6 | 16
1441.8 | 8 | 5767.2 | 18
1529.7 | 8 | 6118.8 | 18
1658 | 10 | 6632 | 18
1758.4 | 10 | 7033.6 | 18
1869.9 | 10 | 7479.6 | 20
2000 | 10 | 8000 | 20
1495.7 | 8 | 5982.8 | 18
1583.4 | 8 | 6333.6 | 18
1715.7 | 10 | 6862.8 | 18
1813.1 | 10 | 7252.4 | 20
1884.3 | 10 | 7537.2 | 20
1998.6 | 10 | 7994.4 | 20
2182.4 | 10 | 8729.6 | 20
2327.6 | 10 | 9310.4 | 24
2460 | 10 | 9840 | 24
1948.3 | 10 | 7793.2 | 20
2103.8 | 10 | 8415.2 | 20
2220.5 | 10 | 8882 | 24
2492.6 | 10 | 9970.4 | 24
2801.3 | 12 | 11205.2 | 24
2944.6 | 12 | 11778.4 | 24
3118.5 | 12 | 12474 | 24
3375 | 12 | 13500 | 24
2242.4 | 10 | 8969.6 | 24
2378.6 | 10 | 9514.4 | 24
2507.3 | 12 | 10029.2 | 24
2685.5 | 12 | 10742 | 24
2975 | 12 | 11900 | 24
3257.5 | 12 | 13030 | 24
3513.8 | 12 | 14055.2 | 24
3946.3 | 14 | 15785.2 | 24
4050 | 14 | 16200 | 24
2174.5 | 10 | 8698 | 20
2306.3 | 10 | 9225.2 | 24
2615.2 | 12 | 10460.8 | 24
2874.5 | 12 | 11498 | 24
3000 | 12 | 12000 | 24
2655.1 | 12 | 10620.4 | 24
3152.9 | 12 | 12611.6 | 24
3509.4 | 12 | 14037.6 | 24
3787.8 | 14 | 15151.2 | 24
4118.9 | 14 | 16475.6 | 24
4600.7 | 16 | 18402.8 | 24
5002.5 | 16 | 20010 | 24
3658.5 | 14 | 14634 | 24
3958.8 | 14 | 15835.2 | 24
4360.5 | 16 | 17442 | 24
4649.1 | 16 | 18596.4 | 24
4862.4 | 16 | 19449.6 | 24
5297.1 | 16 | 21188.4 | 24
5667.9 | 18 | 22671.6 | 24
6000 | 18 | 24000 | 24
5650.2 | 18 | 22600.8 | 24
5920 | 18 | 23680 | 24
4880.8 | 16 | 19523.2 | 24
5233.9 | 16 | 20935.6 | 24
5663.7 | 18 | 22654.8 | 24
6091.7 | 18 | 24366.8 | 24
6598.6 | 18 | 26394.4 | 24
7035 | 18 | 28140 | 24
5646.6 | 18 | 22586.4 | 24
6108.6 | 18 | 24434.4 | 24
6722.4 | 18 | 26889.6 | 24
7055.6 | 20 | 28222.4 | 24
7256.3 | 20 | 29025.2 | 24
7208.6 | 20 | 28834.4 | 24
7821.9 | 20 | 31287.6 | 24
9109.1 | 24 | 36436.4 | 24
10125.3 | 24 | 40501.2 | 24
10905.9 | 24 | 43623.6 | 24
10473.9 | 24 | 41895.6 | 24
11367.6 | 24 | 45470.4 | 24
11554.5 | 24 | 46218 | 24

## Expanded Rows
Sequencing | Pump Size ID | Pump Size | Curve | Max flow @ max speed (gpm), 1 pump | Max Branch Flow | Max Header Flow | Number of Active Pumps | Number of Backup Pumps | Number of Total Pumps | Cost Group | Cost Group Type | Suction | Discharge | Branch Minimum | Branch Maximum | Branch Range | Branch List, Numerical | Branch Possbilities | Header Minimum | Header Maximum | Header Range | Header List, Numerical | Header Possbilities | All possible branch and header combinations | Unnamed: 25 | Unnamed: 26 | Unnamed: 27 | Unnamed: 28 | Unnamed: 29 | Unnamed: 30 | Unnamed: 31 | Unnamed: 32 | Unnamed: 33 | Unnamed: 34 | Unnamed: 35 | Unnamed: 36 | Unnamed: 37 | Unnamed: 38 | Unnamed: 39 | Unnamed: 40 | Unnamed: 41 | Unnamed: 42 | Unnamed: 43 | Unnamed: 44 | Curve.1 | Max flow @ max speed (gpm) | Unnamed: 47 | Unnamed: 48 | Unnamed: 49 | Unnamed: 50 | Unnamed: 51 | Unnamed: 52 | Unnamed: 53 | Valid Combo
1 | 1 | 2095-1/2-2P-20HP KPVS | KPVS_2095-1/2_2P_25HP_7.19_BRZ | 404.6 | 404.6 | 809.2 | 2 | 0 | 2 | A | KPVS_SplitCase | 2.5 | 2 | 2.5 | 5 | BranchMin2.5_BranchMax5 | 2.5 | 4 | 3 | 6 | HeaderMin3_HeaderMax6 | 3 | 4 | 16 | [12 empty] | 2 |  | 2 | 2.5 |  |  |  |  | NBS_012-070_4P_1HP_6.10_SS | 90.8476 | [5 empty] | KPVS_1012-1/2_4P_100HP_10.20_BRZ | 5663.7
1 | 1 | 2095-1/2-2P-20HP KPVS | KPVS_2095-1/2_2P_25HP_7.19_BRZ | 404.6 | 404.6 | 809.2 | 2 | 0 | 2 | A | KPVS_SplitCase | 2.5 | 2 | 2.5 | 5 | BranchMin2.5_BranchMax5 | 2.5 | 4 | 3 | 6 | HeaderMin3_HeaderMax6 | 4 | 4 | 16 | [12 empty] | 2 |  | 2 | 2.5 |  |  |  |  | NBS_012-070_4P_1HP_6.10_SS | 90.8476 | [5 empty] | KPVS_1012-1/2_4P_100HP_10.20_BRZ | 5663.7
1 | 1 | 2095-1/2-2P-20HP KPVS | KPVS_2095-1/2_2P_25HP_7.19_BRZ | 404.6 | 404.6 | 809.2 | 2 | 0 | 2 | A | KPVS_SplitCase | 2.5 | 2 | 2.5 | 5 | BranchMin2.5_BranchMax5 | 2.5 | 4 | 3 | 6 | HeaderMin3_HeaderMax6 | 5 | 4 | 16 | [12 empty] | 2 |  | 2 | 2.5 |  |  |  |  | NBS_012-070_4P_1HP_6.10_SS | 90.8476 | [5 empty] | KPVS_1012-1/2_4P_100HP_10.20_BRZ | 5663.7
1 | 1 | 2095-1/2-2P-20HP KPVS | KPVS_2095-1/2_2P_25HP_7.19_BRZ | 404.6 | 404.6 | 809.2 | 2 | 0 | 2 | A | KPVS_SplitCase | 2.5 | 2 | 2.5 | 5 | BranchMin2.5_BranchMax5 | 2.5 | 4 | 3 | 6 | HeaderMin3_HeaderMax6 | 6 | 4 | 16 | [12 empty] | 2 |  | 2 | 2.5 |  |  |  |  | NBS_012-070_4P_1HP_6.10_SS | 90.8476 | [5 empty] | KPVS_1012-1/2_4P_100HP_10.20_BRZ | 5663.7
1 | 1 | 2095-1/2-2P-20HP KPVS | KPVS_2095-1/2_2P_25HP_7.19_BRZ | 404.6 | 404.6 | 809.2 | 2 | 0 | 2 | A | KPVS_SplitCase | 2.5 | 2 | 2.5 | 5 | BranchMin2.5_BranchMax5 | 3 | 4 | 3 | 6 | HeaderMin3_HeaderMax6 | 3 | 4 | 16 | [12 empty] | 2 |  | 2 | 2.5 |  |  |  |  | NBS_012-070_4P_1HP_6.10_SS | 90.8476 | [5 empty] | KPVS_1012-1/2_4P_100HP_10.20_BRZ | 5663.7 | INVALID
1 | 1 | 2095-1/2-2P-20HP KPVS | KPVS_2095-1/2_2P_25HP_7.19_BRZ | 404.6 | 404.6 | 809.2 | 2 | 0 | 2 | A | KPVS_SplitCase | 2.5 | 2 | 2.5 | 5 | BranchMin2.5_BranchMax5 | 3 | 4 | 3 | 6 | HeaderMin3_HeaderMax6 | 4 | 4 | 16 | [12 empty] | 2 |  | 2 | 2.5 |  |  |  |  | NBS_012-070_4P_1HP_6.10_SS | 90.8476 | [5 empty] | KPVS_1012-1/2_4P_100HP_10.20_BRZ | 5663.7
1 | 1 | 2095-1/2-2P-20HP KPVS | KPVS_2095-1/2_2P_25HP_7.19_BRZ | 404.6 | 404.6 | 809.2 | 2 | 0 | 2 | A | KPVS_SplitCase | 2.5 | 2 | 2.5 | 5 | BranchMin2.5_BranchMax5 | 3 | 4 | 3 | 6 | HeaderMin3_HeaderMax6 | 5 | 4 | 16 | [12 empty] | 2 |  | 2 | 2.5 |  |  |  |  | NBS_012-070_4P_1HP_6.10_SS | 90.8476 | [5 empty] | KPVS_1012-1/2_4P_100HP_10.20_BRZ | 5663.7
1 | 1 | 2095-1/2-2P-20HP KPVS | KPVS_2095-1/2_2P_25HP_7.19_BRZ | 404.6 | 404.6 | 809.2 | 2 | 0 | 2 | A | KPVS_SplitCase | 2.5 | 2 | 2.5 | 5 | BranchMin2.5_BranchMax5 | 3 | 4 | 3 | 6 | HeaderMin3_HeaderMax6 | 6 | 4 | 16 | [12 empty] | 2 |  | 2 | 2.5 |  |  |  |  | NBS_012-070_4P_1HP_6.10_SS | 90.8476 | [5 empty] | KPVS_1012-1/2_4P_100HP_10.20_BRZ | 5663.7
1 | 1 | 2095-1/2-2P-20HP KPVS | KPVS_2095-1/2_2P_25HP_7.19_BRZ | 404.6 | 404.6 | 809.2 | 2 | 0 | 2 | A | KPVS_SplitCase | 2.5 | 2 | 2.5 | 5 | BranchMin2.5_BranchMax5 | 4 | 4 | 3 | 6 | HeaderMin3_HeaderMax6 | 3 | 4 | 16 | [12 empty] | 2 |  | 2 | 2.5 |  |  |  |  | NBS_012-070_4P_1HP_6.10_SS | 90.8476 | [5 empty] | KPVS_1012-1/2_4P_100HP_10.20_BRZ | 5663.7 | INVALID
1 | 1 | 2095-1/2-2P-20HP KPVS | KPVS_2095-1/2_2P_25HP_7.19_BRZ | 404.6 | 404.6 | 809.2 | 2 | 0 | 2 | A | KPVS_SplitCase | 2.5 | 2 | 2.5 | 5 | BranchMin2.5_BranchMax5 | 4 | 4 | 3 | 6 | HeaderMin3_HeaderMax6 | 4 | 4 | 16 | [12 empty] | 2 |  | 2 | 2.5 |  |  |  |  | NBS_012-070_4P_1HP_6.10_SS | 90.8476 | [5 empty] | KPVS_1012-1/2_4P_100HP_10.20_BRZ | 5663.7 | INVALID
1 | 1 | 2095-1/2-2P-20HP KPVS | KPVS_2095-1/2_2P_25HP_7.19_BRZ | 404.6 | 404.6 | 809.2 | 2 | 0 | 2 | A | KPVS_SplitCase | 2.5 | 2 | 2.5 | 5 | BranchMin2.5_BranchMax5 | 4 | 4 | 3 | 6 | HeaderMin3_HeaderMax6 | 5 | 4 | 16 | [12 empty] | 2 |  | 2 | 2.5 |  |  |  |  | NBS_012-070_4P_1HP_6.10_SS | 90.8476 | [5 empty] | KPVS_1012-1/2_4P_100HP_10.20_BRZ | 5663.7
1 | 1 | 2095-1/2-2P-20HP KPVS | KPVS_2095-1/2_2P_25HP_7.19_BRZ | 404.6 | 404.6 | 809.2 | 2 | 0 | 2 | A | KPVS_SplitCase | 2.5 | 2 | 2.5 | 5 | BranchMin2.5_BranchMax5 | 4 | 4 | 3 | 6 | HeaderMin3_HeaderMax6 | 6 | 4 | 16 | [12 empty] | 2 |  | 2 | 2.5 |  |  |  |  | NBS_012-070_4P_1HP_6.10_SS | 90.8476 | [5 empty] | KPVS_1012-1/2_4P_100HP_10.20_BRZ | 5663.7
1 | 1 | 2095-1/2-2P-20HP KPVS | KPVS_2095-1/2_2P_25HP_7.19_BRZ | 404.6 | 404.6 | 809.2 | 2 | 0 | 2 | A | KPVS_SplitCase | 2.5 | 2 | 2.5 | 5 | BranchMin2.5_BranchMax5 | 5 | 4 | 3 | 6 | HeaderMin3_HeaderMax6 | 3 | 4 | 16 | [12 empty] | 2 |  | 2 | 2.5 |  |  |  |  | NBS_012-070_4P_1HP_6.10_SS | 90.8476 | [5 empty] | KPVS_1012-1/2_4P_100HP_10.20_BRZ | 5663.7 | INVALID
1 | 1 | 2095-1/2-2P-20HP KPVS | KPVS_2095-1/2_2P_25HP_7.19_BRZ | 404.6 | 404.6 | 809.2 | 2 | 0 | 2 | A | KPVS_SplitCase | 2.5 | 2 | 2.5 | 5 | BranchMin2.5_BranchMax5 | 5 | 4 | 3 | 6 | HeaderMin3_HeaderMax6 | 4 | 4 | 16 | [12 empty] | 2 |  | 2 | 2.5 |  |  |  |  | NBS_012-070_4P_1HP_6.10_SS | 90.8476 | [5 empty] | KPVS_1012-1/2_4P_100HP_10.20_BRZ | 5663.7 | INVALID
1 | 1 | 2095-1/2-2P-20HP KPVS | KPVS_2095-1/2_2P_25HP_7.19_BRZ | 404.6 | 404.6 | 809.2 | 2 | 0 | 2 | A | KPVS_SplitCase | 2.5 | 2 | 2.5 | 5 | BranchMin2.5_BranchMax5 | 5 | 4 | 3 | 6 | HeaderMin3_HeaderMax6 | 5 | 4 | 16 | [12 empty] | 2 |  | 2 | 2.5 |  |  |  |  | NBS_012-070_4P_1HP_6.10_SS | 90.8476 | [5 empty] | KPVS_1012-1/2_4P_100HP_10.20_BRZ | 5663.7 | INVALID
1 | 1 | 2095-1/2-2P-20HP KPVS | KPVS_2095-1/2_2P_25HP_7.19_BRZ | 404.6 | 404.6 | 809.2 | 2 | 0 | 2 | A | KPVS_SplitCase | 2.5 | 2 | 2.5 | 5 | BranchMin2.5_BranchMax5 | 5 | 4 | 3 | 6 | HeaderMin3_HeaderMax6 | 6 | 4 | 16 | [12 empty] | 2 |  | 2 | 2.5 |  |  |  |  | NBS_012-070_4P_1HP_6.10_SS | 90.8476 | [5 empty] | KPVS_1012-1/2_4P_100HP_10.20_BRZ | 5663.7
2 | 2 | 2095-1/2-2P-25HP KPVS | KPVS_2095-1/2_2P_30HP_7.57_BRZ | 435.2 | 435.2 | 870.4 | 2 | 0 | 2 | A | KPVS_SplitCase | 2.5 | 2 | 2.5 | 5 | BranchMin2.5_BranchMax5 | 2.5 | 4 | 3 | 6 | HeaderMin3_HeaderMax6 | 3 | 4 | 16 | [11 empty] | 2 | 2.5 |  | 2.5 | 3 |  |  |  |  | NBS_012-070_4P_1.5HP_6.97_SS | 106.5592 | [5 empty] | KPVS_1012-1/2_4P_125HP_10.79_BRZ | 6091.7
2 | 2 | 2095-1/2-2P-25HP KPVS | KPVS_2095-1/2_2P_30HP_7.57_BRZ | 435.2 | 435.2 | 870.4 | 2 | 0 | 2 | A | KPVS_SplitCase | 2.5 | 2 | 2.5 | 5 | BranchMin2.5_BranchMax5 | 2.5 | 4 | 3 | 6 | HeaderMin3_HeaderMax6 | 4 | 4 | 16 | [11 empty] | 2 | 2.5 |  | 2.5 | 3 |  |  |  |  | NBS_012-070_4P_1.5HP_6.97_SS | 106.5592 | [5 empty] | KPVS_1012-1/2_4P_125HP_10.79_BRZ | 6091.7
2 | 2 | 2095-1/2-2P-25HP KPVS | KPVS_2095-1/2_2P_30HP_7.57_BRZ | 435.2 | 435.2 | 870.4 | 2 | 0 | 2 | A | KPVS_SplitCase | 2.5 | 2 | 2.5 | 5 | BranchMin2.5_BranchMax5 | 2.5 | 4 | 3 | 6 | HeaderMin3_HeaderMax6 | 5 | 4 | 16 | [11 empty] | 2 | 2.5 |  | 2.5 | 3 |  |  |  |  | NBS_012-070_4P_1.5HP_6.97_SS | 106.5592 | [5 empty] | KPVS_1012-1/2_4P_125HP_10.79_BRZ | 6091.7
2 | 2 | 2095-1/2-2P-25HP KPVS | KPVS_2095-1/2_2P_30HP_7.57_BRZ | 435.2 | 435.2 | 870.4 | 2 | 0 | 2 | A | KPVS_SplitCase | 2.5 | 2 | 2.5 | 5 | BranchMin2.5_BranchMax5 | 2.5 | 4 | 3 | 6 | HeaderMin3_HeaderMax6 | 6 | 4 | 16 | [11 empty] | 2 | 2.5 |  | 2.5 | 3 |  |  |  |  | NBS_012-070_4P_1.5HP_6.97_SS | 106.5592 | [5 empty] | KPVS_1012-1/2_4P_125HP_10.79_BRZ | 6091.7
2 | 2 | 2095-1/2-2P-25HP KPVS | KPVS_2095-1/2_2P_30HP_7.57_BRZ | 435.2 | 435.2 | 870.4 | 2 | 0 | 2 | A | KPVS_SplitCase | 2.5 | 2 | 2.5 | 5 | BranchMin2.5_BranchMax5 | 3 | 4 | 3 | 6 | HeaderMin3_HeaderMax6 | 3 | 4 | 16 | [11 empty] | 2 | 2.5 |  | 2.5 | 3 |  |  |  |  | NBS_012-070_4P_1.5HP_6.97_SS | 106.5592 | [5 empty] | KPVS_1012-1/2_4P_125HP_10.79_BRZ | 6091.7 | INVALID
2 | 2 | 2095-1/2-2P-25HP KPVS | KPVS_2095-1/2_2P_30HP_7.57_BRZ | 435.2 | 435.2 | 870.4 | 2 | 0 | 2 | A | KPVS_SplitCase | 2.5 | 2 | 2.5 | 5 | BranchMin2.5_BranchMax5 | 3 | 4 | 3 | 6 | HeaderMin3_HeaderMax6 | 4 | 4 | 16 | [11 empty] | 2 | 2.5 |  | 2.5 | 3 |  |  |  |  | NBS_012-070_4P_1.5HP_6.97_SS | 106.5592 | [5 empty] | KPVS_1012-1/2_4P_125HP_10.79_BRZ | 6091.7
2 | 2 | 2095-1/2-2P-25HP KPVS | KPVS_2095-1/2_2P_30HP_7.57_BRZ | 435.2 | 435.2 | 870.4 | 2 | 0 | 2 | A | KPVS_SplitCase | 2.5 | 2 | 2.5 | 5 | BranchMin2.5_BranchMax5 | 3 | 4 | 3 | 6 | HeaderMin3_HeaderMax6 | 5 | 4 | 16 | [11 empty] | 2 | 2.5 |  | 2.5 | 3 |  |  |  |  | NBS_012-070_4P_1.5HP_6.97_SS | 106.5592 | [5 empty] | KPVS_1012-1/2_4P_125HP_10.79_BRZ | 6091.7
2 | 2 | 2095-1/2-2P-25HP KPVS | KPVS_2095-1/2_2P_30HP_7.57_BRZ | 435.2 | 435.2 | 870.4 | 2 | 0 | 2 | A | KPVS_SplitCase | 2.5 | 2 | 2.5 | 5 | BranchMin2.5_BranchMax5 | 3 | 4 | 3 | 6 | HeaderMin3_HeaderMax6 | 6 | 4 | 16 | [11 empty] | 2 | 2.5 |  | 2.5 | 3 |  |  |  |  | NBS_012-070_4P_1.5HP_6.97_SS | 106.5592 | [5 empty] | KPVS_1012-1/2_4P_125HP_10.79_BRZ | 6091.7
2 | 2 | 2095-1/2-2P-25HP KPVS | KPVS_2095-1/2_2P_30HP_7.57_BRZ | 435.2 | 435.2 | 870.4 | 2 | 0 | 2 | A | KPVS_SplitCase | 2.5 | 2 | 2.5 | 5 | BranchMin2.5_BranchMax5 | 4 | 4 | 3 | 6 | HeaderMin3_HeaderMax6 | 3 | 4 | 16 | [11 empty] | 2 | 2.5 |  | 2.5 | 3 |  |  |  |  | NBS_012-070_4P_1.5HP_6.97_SS | 106.5592 | [5 empty] | KPVS_1012-1/2_4P_125HP_10.79_BRZ | 6091.7 | INVALID
2 | 2 | 2095-1/2-2P-25HP KPVS | KPVS_2095-1/2_2P_30HP_7.57_BRZ | 435.2 | 435.2 | 870.4 | 2 | 0 | 2 | A | KPVS_SplitCase | 2.5 | 2 | 2.5 | 5 | BranchMin2.5_BranchMax5 | 4 | 4 | 3 | 6 | HeaderMin3_HeaderMax6 | 4 | 4 | 16 | [11 empty] | 2 | 2.5 |  | 2.5 | 3 |  |  |  |  | NBS_012-070_4P_1.5HP_6.97_SS | 106.5592 | [5 empty] | KPVS_1012-1/2_4P_125HP_10.79_BRZ | 6091.7 | INVALID
2 | 2 | 2095-1/2-2P-25HP KPVS | KPVS_2095-1/2_2P_30HP_7.57_BRZ | 435.2 | 435.2 | 870.4 | 2 | 0 | 2 | A | KPVS_SplitCase | 2.5 | 2 | 2.5 | 5 | BranchMin2.5_BranchMax5 | 4 | 4 | 3 | 6 | HeaderMin3_HeaderMax6 | 5 | 4 | 16 | [11 empty] | 2 | 2.5 |  | 2.5 | 3 |  |  |  |  | NBS_012-070_4P_1.5HP_6.97_SS | 106.5592 | [5 empty] | KPVS_1012-1/2_4P_125HP_10.79_BRZ | 6091.7
2 | 2 | 2095-1/2-2P-25HP KPVS | KPVS_2095-1/2_2P_30HP_7.57_BRZ | 435.2 | 435.2 | 870.4 | 2 | 0 | 2 | A | KPVS_SplitCase | 2.5 | 2 | 2.5 | 5 | BranchMin2.5_BranchMax5 | 4 | 4 | 3 | 6 | HeaderMin3_HeaderMax6 | 6 | 4 | 16 | [11 empty] | 2 | 2.5 |  | 2.5 | 3 |  |  |  |  | NBS_012-070_4P_1.5HP_6.97_SS | 106.5592 | [5 empty] | KPVS_1012-1/2_4P_125HP_10.79_BRZ | 6091.7
2 | 2 | 2095-1/2-2P-25HP KPVS | KPVS_2095-1/2_2P_30HP_7.57_BRZ | 435.2 | 435.2 | 870.4 | 2 | 0 | 2 | A | KPVS_SplitCase | 2.5 | 2 | 2.5 | 5 | BranchMin2.5_BranchMax5 | 5 | 4 | 3 | 6 | HeaderMin3_HeaderMax6 | 3 | 4 | 16 | [11 empty] | 2 | 2.5 |  | 2.5 | 3 |  |  |  |  | NBS_012-070_4P_1.5HP_6.97_SS | 106.5592 | [5 empty] | KPVS_1012-1/2_4P_125HP_10.79_BRZ | 6091.7 | INVALID
2 | 2 | 2095-1/2-2P-25HP KPVS | KPVS_2095-1/2_2P_30HP_7.57_BRZ | 435.2 | 435.2 | 870.4 | 2 | 0 | 2 | A | KPVS_SplitCase | 2.5 | 2 | 2.5 | 5 | BranchMin2.5_BranchMax5 | 5 | 4 | 3 | 6 | HeaderMin3_HeaderMax6 | 4 | 4 | 16 | [11 empty] | 2 | 2.5 |  | 2.5 | 3 |  |  |  |  | NBS_012-070_4P_1.5HP_6.97_SS | 106.5592 | [5 empty] | KPVS_1012-1/2_4P_125HP_10.79_BRZ | 6091.7 | INVALID
2 | 2 | 2095-1/2-2P-25HP KPVS | KPVS_2095-1/2_2P_30HP_7.57_BRZ | 435.2 | 435.2 | 870.4 | 2 | 0 | 2 | A | KPVS_SplitCase | 2.5 | 2 | 2.5 | 5 | BranchMin2.5_BranchMax5 | 5 | 4 | 3 | 6 | HeaderMin3_HeaderMax6 | 5 | 4 | 16 | [11 empty] | 2 | 2.5 |  | 2.5 | 3 |  |  |  |  | NBS_012-070_4P_1.5HP_6.97_SS | 106.5592 | [5 empty] | KPVS_1012-1/2_4P_125HP_10.79_BRZ | 6091.7 | INVALID
2 | 2 | 2095-1/2-2P-25HP KPVS | KPVS_2095-1/2_2P_30HP_7.57_BRZ | 435.2 | 435.2 | 870.4 | 2 | 0 | 2 | A | KPVS_SplitCase | 2.5 | 2 | 2.5 | 5 | BranchMin2.5_BranchMax5 | 5 | 4 | 3 | 6 | HeaderMin3_HeaderMax6 | 6 | 4 | 16 | [11 empty] | 2 | 2.5 |  | 2.5 | 3 |  |  |  |  | NBS_012-070_4P_1.5HP_6.97_SS | 106.5592 | [5 empty] | KPVS_1012-1/2_4P_125HP_10.79_BRZ | 6091.7
3 | 3 | 2095-1/2-2P-30HP KPVS | KPVS_2095-1/2_2P_40HP_8.07_BRZ | 476.1 | 476.1 | 952.2 | 2 | 0 | 2 | A | KPVS_SplitCase | 2.5 | 2 | 2.5 | 5 | BranchMin2.5_BranchMax5 | 2.5 | 4 | 3 | 8 | HeaderMin3_HeaderMax8 | 3 | 5 | 20 | [11 empty] | 2.5 | 3 |  | 3 | 4 |  |  |  |  | NBS_015-070_4P_1HP_5.12_SS | 145.3387 | [5 empty] | KPVS_1012-1/2_4P_150HP_11.42_BRZ | 6598.6
3 | 3 | 2095-1/2-2P-30HP KPVS | KPVS_2095-1/2_2P_40HP_8.07_BRZ | 476.1 | 476.1 | 952.2 | 2 | 0 | 2 | A | KPVS_SplitCase | 2.5 | 2 | 2.5 | 5 | BranchMin2.5_BranchMax5 | 2.5 | 4 | 3 | 8 | HeaderMin3_HeaderMax8 | 4 | 5 | 20 | [11 empty] | 2.5 | 3 |  | 3 | 4 |  |  |  |  | NBS_015-070_4P_1HP_5.12_SS | 145.3387 | [5 empty] | KPVS_1012-1/2_4P_150HP_11.42_BRZ | 6598.6
3 | 3 | 2095-1/2-2P-30HP KPVS | KPVS_2095-1/2_2P_40HP_8.07_BRZ | 476.1 | 476.1 | 952.2 | 2 | 0 | 2 | A | KPVS_SplitCase | 2.5 | 2 | 2.5 | 5 | BranchMin2.5_BranchMax5 | 2.5 | 4 | 3 | 8 | HeaderMin3_HeaderMax8 | 5 | 5 | 20 | [11 empty] | 2.5 | 3 |  | 3 | 4 |  |  |  |  | NBS_015-070_4P_1HP_5.12_SS | 145.3387 | [5 empty] | KPVS_1012-1/2_4P_150HP_11.42_BRZ | 6598.6
3 | 3 | 2095-1/2-2P-30HP KPVS | KPVS_2095-1/2_2P_40HP_8.07_BRZ | 476.1 | 476.1 | 952.2 | 2 | 0 | 2 | A | KPVS_SplitCase | 2.5 | 2 | 2.5 | 5 | BranchMin2.5_BranchMax5 | 2.5 | 4 | 3 | 8 | HeaderMin3_HeaderMax8 | 6 | 5 | 20 | [11 empty] | 2.5 | 3 |  | 3 | 4 |  |  |  |  | NBS_015-070_4P_1HP_5.12_SS | 145.3387 | [5 empty] | KPVS_1012-1/2_4P_150HP_11.42_BRZ | 6598.6
3 | 3 | 2095-1/2-2P-30HP KPVS | KPVS_2095-1/2_2P_40HP_8.07_BRZ | 476.1 | 476.1 | 952.2 | 2 | 0 | 2 | A | KPVS_SplitCase | 2.5 | 2 | 2.5 | 5 | BranchMin2.5_BranchMax5 | 2.5 | 4 | 3 | 8 | HeaderMin3_HeaderMax8 | 8 | 5 | 20 | [11 empty] | 2.5 | 3 |  | 3 | 4 |  |  |  |  | NBS_015-070_4P_1HP_5.12_SS | 145.3387 | [5 empty] | KPVS_1012-1/2_4P_150HP_11.42_BRZ | 6598.6
3 | 3 | 2095-1/2-2P-30HP KPVS | KPVS_2095-1/2_2P_40HP_8.07_BRZ | 476.1 | 476.1 | 952.2 | 2 | 0 | 2 | A | KPVS_SplitCase | 2.5 | 2 | 2.5 | 5 | BranchMin2.5_BranchMax5 | 3 | 4 | 3 | 8 | HeaderMin3_HeaderMax8 | 3 | 5 | 20 | [11 empty] | 2.5 | 3 |  | 3 | 4 |  |  |  |  | NBS_015-070_4P_1HP_5.12_SS | 145.3387 | [5 empty] | KPVS_1012-1/2_4P_150HP_11.42_BRZ | 6598.6 | INVALID
3 | 3 | 2095-1/2-2P-30HP KPVS | KPVS_2095-1/2_2P_40HP_8.07_BRZ | 476.1 | 476.1 | 952.2 | 2 | 0 | 2 | A | KPVS_SplitCase | 2.5 | 2 | 2.5 | 5 | BranchMin2.5_BranchMax5 | 3 | 4 | 3 | 8 | HeaderMin3_HeaderMax8 | 4 | 5 | 20 | [11 empty] | 2.5 | 3 |  | 3 | 4 |  |  |  |  | NBS_015-070_4P_1HP_5.12_SS | 145.3387 | [5 empty] | KPVS_1012-1/2_4P_150HP_11.42_BRZ | 6598.6
3 | 3 | 2095-1/2-2P-30HP KPVS | KPVS_2095-1/2_2P_40HP_8.07_BRZ | 476.1 | 476.1 | 952.2 | 2 | 0 | 2 | A | KPVS_SplitCase | 2.5 | 2 | 2.5 | 5 | BranchMin2.5_BranchMax5 | 3 | 4 | 3 | 8 | HeaderMin3_HeaderMax8 | 5 | 5 | 20 | [11 empty] | 2.5 | 3 |  | 3 | 4 |  |  |  |  | NBS_015-070_4P_1HP_5.12_SS | 145.3387 | [5 empty] | KPVS_1012-1/2_4P_150HP_11.42_BRZ | 6598.6
3 | 3 | 2095-1/2-2P-30HP KPVS | KPVS_2095-1/2_2P_40HP_8.07_BRZ | 476.1 | 476.1 | 952.2 | 2 | 0 | 2 | A | KPVS_SplitCase | 2.5 | 2 | 2.5 | 5 | BranchMin2.5_BranchMax5 | 3 | 4 | 3 | 8 | HeaderMin3_HeaderMax8 | 6 | 5 | 20 | [11 empty] | 2.5 | 3 |  | 3 | 4 |  |  |  |  | NBS_015-070_4P_1HP_5.12_SS | 145.3387 | [5 empty] | KPVS_1012-1/2_4P_150HP_11.42_BRZ | 6598.6
3 | 3 | 2095-1/2-2P-30HP KPVS | KPVS_2095-1/2_2P_40HP_8.07_BRZ | 476.1 | 476.1 | 952.2 | 2 | 0 | 2 | A | KPVS_SplitCase | 2.5 | 2 | 2.5 | 5 | BranchMin2.5_BranchMax5 | 3 | 4 | 3 | 8 | HeaderMin3_HeaderMax8 | 8 | 5 | 20 | [11 empty] | 2.5 | 3 |  | 3 | 4 |  |  |  |  | NBS_015-070_4P_1HP_5.12_SS | 145.3387 | [5 empty] | KPVS_1012-1/2_4P_150HP_11.42_BRZ | 6598.6
3 | 3 | 2095-1/2-2P-30HP KPVS | KPVS_2095-1/2_2P_40HP_8.07_BRZ | 476.1 | 476.1 | 952.2 | 2 | 0 | 2 | A | KPVS_SplitCase | 2.5 | 2 | 2.5 | 5 | BranchMin2.5_BranchMax5 | 4 | 4 | 3 | 8 | HeaderMin3_HeaderMax8 | 3 | 5 | 20 | [11 empty] | 2.5 | 3 |  | 3 | 4 |  |  |  |  | NBS_015-070_4P_1HP_5.12_SS | 145.3387 | [5 empty] | KPVS_1012-1/2_4P_150HP_11.42_BRZ | 6598.6 | INVALID
3 | 3 | 2095-1/2-2P-30HP KPVS | KPVS_2095-1/2_2P_40HP_8.07_BRZ | 476.1 | 476.1 | 952.2 | 2 | 0 | 2 | A | KPVS_SplitCase | 2.5 | 2 | 2.5 | 5 | BranchMin2.5_BranchMax5 | 4 | 4 | 3 | 8 | HeaderMin3_HeaderMax8 | 4 | 5 | 20 | [11 empty] | 2.5 | 3 |  | 3 | 4 |  |  |  |  | NBS_015-070_4P_1HP_5.12_SS | 145.3387 | [5 empty] | KPVS_1012-1/2_4P_150HP_11.42_BRZ | 6598.6 | INVALID
3 | 3 | 2095-1/2-2P-30HP KPVS | KPVS_2095-1/2_2P_40HP_8.07_BRZ | 476.1 | 476.1 | 952.2 | 2 | 0 | 2 | A | KPVS_SplitCase | 2.5 | 2 | 2.5 | 5 | BranchMin2.5_BranchMax5 | 4 | 4 | 3 | 8 | HeaderMin3_HeaderMax8 | 5 | 5 | 20 | [11 empty] | 2.5 | 3 |  | 3 | 4 |  |  |  |  | NBS_015-070_4P_1HP_5.12_SS | 145.3387 | [5 empty] | KPVS_1012-1/2_4P_150HP_11.42_BRZ | 6598.6
3 | 3 | 2095-1/2-2P-30HP KPVS | KPVS_2095-1/2_2P_40HP_8.07_BRZ | 476.1 | 476.1 | 952.2 | 2 | 0 | 2 | A | KPVS_SplitCase | 2.5 | 2 | 2.5 | 5 | BranchMin2.5_BranchMax5 | 4 | 4 | 3 | 8 | HeaderMin3_HeaderMax8 | 6 | 5 | 20 | [11 empty] | 2.5 | 3 |  | 3 | 4 |  |  |  |  | NBS_015-070_4P_1HP_5.12_SS | 145.3387 | [5 empty] | KPVS_1012-1/2_4P_150HP_11.42_BRZ | 6598.6
3 | 3 | 2095-1/2-2P-30HP KPVS | KPVS_2095-1/2_2P_40HP_8.07_BRZ | 476.1 | 476.1 | 952.2 | 2 | 0 | 2 | A | KPVS_SplitCase | 2.5 | 2 | 2.5 | 5 | BranchMin2.5_BranchMax5 | 4 | 4 | 3 | 8 | HeaderMin3_HeaderMax8 | 8 | 5 | 20 | [11 empty] | 2.5 | 3 |  | 3 | 4 |  |  |  |  | NBS_015-070_4P_1HP_5.12_SS | 145.3387 | [5 empty] | KPVS_1012-1/2_4P_150HP_11.42_BRZ | 6598.6
3 | 3 | 2095-1/2-2P-30HP KPVS | KPVS_2095-1/2_2P_40HP_8.07_BRZ | 476.1 | 476.1 | 952.2 | 2 | 0 | 2 | A | KPVS_SplitCase | 2.5 | 2 | 2.5 | 5 | BranchMin2.5_BranchMax5 | 5 | 4 | 3 | 8 | HeaderMin3_HeaderMax8 | 3 | 5 | 20 | [11 empty] | 2.5 | 3 |  | 3 | 4 |  |  |  |  | NBS_015-070_4P_1HP_5.12_SS | 145.3387 | [5 empty] | KPVS_1012-1/2_4P_150HP_11.42_BRZ | 6598.6 | INVALID
3 | 3 | 2095-1/2-2P-30HP KPVS | KPVS_2095-1/2_2P_40HP_8.07_BRZ | 476.1 | 476.1 | 952.2 | 2 | 0 | 2 | A | KPVS_SplitCase | 2.5 | 2 | 2.5 | 5 | BranchMin2.5_BranchMax5 | 5 | 4 | 3 | 8 | HeaderMin3_HeaderMax8 | 4 | 5 | 20 | [11 empty] | 2.5 | 3 |  | 3 | 4 |  |  |  |  | NBS_015-070_4P_1HP_5.12_SS | 145.3387 | [5 empty] | KPVS_1012-1/2_4P_150HP_11.42_BRZ | 6598.6 | INVALID
3 | 3 | 2095-1/2-2P-30HP KPVS | KPVS_2095-1/2_2P_40HP_8.07_BRZ | 476.1 | 476.1 | 952.2 | 2 | 0 | 2 | A | KPVS_SplitCase | 2.5 | 2 | 2.5 | 5 | BranchMin2.5_BranchMax5 | 5 | 4 | 3 | 8 | HeaderMin3_HeaderMax8 | 5 | 5 | 20 | [11 empty] | 2.5 | 3 |  | 3 | 4 |  |  |  |  | NBS_015-070_4P_1HP_5.12_SS | 145.3387 | [5 empty] | KPVS_1012-1/2_4P_150HP_11.42_BRZ | 6598.6 | INVALID
3 | 3 | 2095-1/2-2P-30HP KPVS | KPVS_2095-1/2_2P_40HP_8.07_BRZ | 476.1 | 476.1 | 952.2 | 2 | 0 | 2 | A | KPVS_SplitCase | 2.5 | 2 | 2.5 | 5 | BranchMin2.5_BranchMax5 | 5 | 4 | 3 | 8 | HeaderMin3_HeaderMax8 | 6 | 5 | 20 | [11 empty] | 2.5 | 3 |  | 3 | 4 |  |  |  |  | NBS_015-070_4P_1HP_5.12_SS | 145.3387 | [5 empty] | KPVS_1012-1/2_4P_150HP_11.42_BRZ | 6598.6
3 | 3 | 2095-1/2-2P-30HP KPVS | KPVS_2095-1/2_2P_40HP_8.07_BRZ | 476.1 | 476.1 | 952.2 | 2 | 0 | 2 | A | KPVS_SplitCase | 2.5 | 2 | 2.5 | 5 | BranchMin2.5_BranchMax5 | 5 | 4 | 3 | 8 | HeaderMin3_HeaderMax8 | 8 | 5 | 20 | [11 empty] | 2.5 | 3 |  | 3 | 4 |  |  |  |  | NBS_015-070_4P_1HP_5.12_SS | 145.3387 | [5 empty] | KPVS_1012-1/2_4P_150HP_11.42_BRZ | 6598.6
4 | 4 | 2095-1/2-2P-40HP KPVS | KPVS_2095-1/2_2P_50HP_8.60_BRZ | 521.2 | 521.2 | 1042.4 | 2 | 0 | 2 | A | KPVS_SplitCase | 2.5 | 2 | 2.5 | 5 | BranchMin2.5_BranchMax5 | 2.5 | 4 | 3 | 8 | HeaderMin3_HeaderMax8 | 3 | 5 | 20 | [11 empty] | 3 | 4 |  | 4 | 5 |  |  |  |  | NBS_015-070_4P_1.5HP_5.91_SS | 167.6172 | [5 empty] | KPVS_1012-1/2_4P_200HP_12.00_BRZ | 7035
4 | 4 | 2095-1/2-2P-40HP KPVS | KPVS_2095-1/2_2P_50HP_8.60_BRZ | 521.2 | 521.2 | 1042.4 | 2 | 0 | 2 | A | KPVS_SplitCase | 2.5 | 2 | 2.5 | 5 | BranchMin2.5_BranchMax5 | 2.5 | 4 | 3 | 8 | HeaderMin3_HeaderMax8 | 4 | 5 | 20 | [11 empty] | 3 | 4 |  | 4 | 5 |  |  |  |  | NBS_015-070_4P_1.5HP_5.91_SS | 167.6172 | [5 empty] | KPVS_1012-1/2_4P_200HP_12.00_BRZ | 7035
4 | 4 | 2095-1/2-2P-40HP KPVS | KPVS_2095-1/2_2P_50HP_8.60_BRZ | 521.2 | 521.2 | 1042.4 | 2 | 0 | 2 | A | KPVS_SplitCase | 2.5 | 2 | 2.5 | 5 | BranchMin2.5_BranchMax5 | 2.5 | 4 | 3 | 8 | HeaderMin3_HeaderMax8 | 5 | 5 | 20 | [11 empty] | 3 | 4 |  | 4 | 5 |  |  |  |  | NBS_015-070_4P_1.5HP_5.91_SS | 167.6172 | [5 empty] | KPVS_1012-1/2_4P_200HP_12.00_BRZ | 7035
4 | 4 | 2095-1/2-2P-40HP KPVS | KPVS_2095-1/2_2P_50HP_8.60_BRZ | 521.2 | 521.2 | 1042.4 | 2 | 0 | 2 | A | KPVS_SplitCase | 2.5 | 2 | 2.5 | 5 | BranchMin2.5_BranchMax5 | 2.5 | 4 | 3 | 8 | HeaderMin3_HeaderMax8 | 6 | 5 | 20 | [11 empty] | 3 | 4 |  | 4 | 5 |  |  |  |  | NBS_015-070_4P_1.5HP_5.91_SS | 167.6172 | [5 empty] | KPVS_1012-1/2_4P_200HP_12.00_BRZ | 7035
4 | 4 | 2095-1/2-2P-40HP KPVS | KPVS_2095-1/2_2P_50HP_8.60_BRZ | 521.2 | 521.2 | 1042.4 | 2 | 0 | 2 | A | KPVS_SplitCase | 2.5 | 2 | 2.5 | 5 | BranchMin2.5_BranchMax5 | 2.5 | 4 | 3 | 8 | HeaderMin3_HeaderMax8 | 8 | 5 | 20 | [11 empty] | 3 | 4 |  | 4 | 5 |  |  |  |  | NBS_015-070_4P_1.5HP_5.91_SS | 167.6172 | [5 empty] | KPVS_1012-1/2_4P_200HP_12.00_BRZ | 7035
4 | 4 | 2095-1/2-2P-40HP KPVS | KPVS_2095-1/2_2P_50HP_8.60_BRZ | 521.2 | 521.2 | 1042.4 | 2 | 0 | 2 | A | KPVS_SplitCase | 2.5 | 2 | 2.5 | 5 | BranchMin2.5_BranchMax5 | 3 | 4 | 3 | 8 | HeaderMin3_HeaderMax8 | 3 | 5 | 20 | [11 empty] | 3 | 4 |  | 4 | 5 |  |  |  |  | NBS_015-070_4P_1.5HP_5.91_SS | 167.6172 | [5 empty] | KPVS_1012-1/2_4P_200HP_12.00_BRZ | 7035 | INVALID
4 | 4 | 2095-1/2-2P-40HP KPVS | KPVS_2095-1/2_2P_50HP_8.60_BRZ | 521.2 | 521.2 | 1042.4 | 2 | 0 | 2 | A | KPVS_SplitCase | 2.5 | 2 | 2.5 | 5 | BranchMin2.5_BranchMax5 | 3 | 4 | 3 | 8 | HeaderMin3_HeaderMax8 | 4 | 5 | 20 | [11 empty] | 3 | 4 |  | 4 | 5 |  |  |  |  | NBS_015-070_4P_1.5HP_5.91_SS | 167.6172 | [5 empty] | KPVS_1012-1/2_4P_200HP_12.00_BRZ | 7035
4 | 4 | 2095-1/2-2P-40HP KPVS | KPVS_2095-1/2_2P_50HP_8.60_BRZ | 521.2 | 521.2 | 1042.4 | 2 | 0 | 2 | A | KPVS_SplitCase | 2.5 | 2 | 2.5 | 5 | BranchMin2.5_BranchMax5 | 3 | 4 | 3 | 8 | HeaderMin3_HeaderMax8 | 5 | 5 | 20 | [11 empty] | 3 | 4 |  | 4 | 5 |  |  |  |  | NBS_015-070_4P_1.5HP_5.91_SS | 167.6172 | [5 empty] | KPVS_1012-1/2_4P_200HP_12.00_BRZ | 7035
4 | 4 | 2095-1/2-2P-40HP KPVS | KPVS_2095-1/2_2P_50HP_8.60_BRZ | 521.2 | 521.2 | 1042.4 | 2 | 0 | 2 | A | KPVS_SplitCase | 2.5 | 2 | 2.5 | 5 | BranchMin2.5_BranchMax5 | 3 | 4 | 3 | 8 | HeaderMin3_HeaderMax8 | 6 | 5 | 20 | [11 empty] | 3 | 4 |  | 4 | 5 |  |  |  |  | NBS_015-070_4P_1.5HP_5.91_SS | 167.6172 | [5 empty] | KPVS_1012-1/2_4P_200HP_12.00_BRZ | 7035
4 | 4 | 2095-1/2-2P-40HP KPVS | KPVS_2095-1/2_2P_50HP_8.60_BRZ | 521.2 | 521.2 | 1042.4 | 2 | 0 | 2 | A | KPVS_SplitCase | 2.5 | 2 | 2.5 | 5 | BranchMin2.5_BranchMax5 | 3 | 4 | 3 | 8 | HeaderMin3_HeaderMax8 | 8 | 5 | 20 | [11 empty] | 3 | 4 |  | 4 | 5 |  |  |  |  | NBS_015-070_4P_1.5HP_5.91_SS | 167.6172 | [5 empty] | KPVS_1012-1/2_4P_200HP_12.00_BRZ | 7035
4 | 4 | 2095-1/2-2P-40HP KPVS | KPVS_2095-1/2_2P_50HP_8.60_BRZ | 521.2 | 521.2 | 1042.4 | 2 | 0 | 2 | A | KPVS_SplitCase | 2.5 | 2 | 2.5 | 5 | BranchMin2.5_BranchMax5 | 4 | 4 | 3 | 8 | HeaderMin3_HeaderMax8 | 3 | 5 | 20 | [11 empty] | 3 | 4 |  | 4 | 5 |  |  |  |  | NBS_015-070_4P_1.5HP_5.91_SS | 167.6172 | [5 empty] | KPVS_1012-1/2_4P_200HP_12.00_BRZ | 7035 | INVALID
4 | 4 | 2095-1/2-2P-40HP KPVS | KPVS_2095-1/2_2P_50HP_8.60_BRZ | 521.2 | 521.2 | 1042.4 | 2 | 0 | 2 | A | KPVS_SplitCase | 2.5 | 2 | 2.5 | 5 | BranchMin2.5_BranchMax5 | 4 | 4 | 3 | 8 | HeaderMin3_HeaderMax8 | 4 | 5 | 20 | [11 empty] | 3 | 4 |  | 4 | 5 |  |  |  |  | NBS_015-070_4P_1.5HP_5.91_SS | 167.6172 | [5 empty] | KPVS_1012-1/2_4P_200HP_12.00_BRZ | 7035 | INVALID
4 | 4 | 2095-1/2-2P-40HP KPVS | KPVS_2095-1/2_2P_50HP_8.60_BRZ | 521.2 | 521.2 | 1042.4 | 2 | 0 | 2 | A | KPVS_SplitCase | 2.5 | 2 | 2.5 | 5 | BranchMin2.5_BranchMax5 | 4 | 4 | 3 | 8 | HeaderMin3_HeaderMax8 | 5 | 5 | 20 | [11 empty] | 3 | 4 |  | 4 | 5 |  |  |  |  | NBS_015-070_4P_1.5HP_5.91_SS | 167.6172 | [5 empty] | KPVS_1012-1/2_4P_200HP_12.00_BRZ | 7035
4 | 4 | 2095-1/2-2P-40HP KPVS | KPVS_2095-1/2_2P_50HP_8.60_BRZ | 521.2 | 521.2 | 1042.4 | 2 | 0 | 2 | A | KPVS_SplitCase | 2.5 | 2 | 2.5 | 5 | BranchMin2.5_BranchMax5 | 4 | 4 | 3 | 8 | HeaderMin3_HeaderMax8 | 6 | 5 | 20 | [11 empty] | 3 | 4 |  | 4 | 5 |  |  |  |  | NBS_015-070_4P_1.5HP_5.91_SS | 167.6172 | [5 empty] | KPVS_1012-1/2_4P_200HP_12.00_BRZ | 7035
4 | 4 | 2095-1/2-2P-40HP KPVS | KPVS_2095-1/2_2P_50HP_8.60_BRZ | 521.2 | 521.2 | 1042.4 | 2 | 0 | 2 | A | KPVS_SplitCase | 2.5 | 2 | 2.5 | 5 | BranchMin2.5_BranchMax5 | 4 | 4 | 3 | 8 | HeaderMin3_HeaderMax8 | 8 | 5 | 20 | [11 empty] | 3 | 4 |  | 4 | 5 |  |  |  |  | NBS_015-070_4P_1.5HP_5.91_SS | 167.6172 | [5 empty] | KPVS_1012-1/2_4P_200HP_12.00_BRZ | 7035
4 | 4 | 2095-1/2-2P-40HP KPVS | KPVS_2095-1/2_2P_50HP_8.60_BRZ | 521.2 | 521.2 | 1042.4 | 2 | 0 | 2 | A | KPVS_SplitCase | 2.5 | 2 | 2.5 | 5 | BranchMin2.5_BranchMax5 | 5 | 4 | 3 | 8 | HeaderMin3_HeaderMax8 | 3 | 5 | 20 | [11 empty] | 3 | 4 |  | 4 | 5 |  |  |  |  | NBS_015-070_4P_1.5HP_5.91_SS | 167.6172 | [5 empty] | KPVS_1012-1/2_4P_200HP_12.00_BRZ | 7035 | INVALID
4 | 4 | 2095-1/2-2P-40HP KPVS | KPVS_2095-1/2_2P_50HP_8.60_BRZ | 521.2 | 521.2 | 1042.4 | 2 | 0 | 2 | A | KPVS_SplitCase | 2.5 | 2 | 2.5 | 5 | BranchMin2.5_BranchMax5 | 5 | 4 | 3 | 8 | HeaderMin3_HeaderMax8 | 4 | 5 | 20 | [11 empty] | 3 | 4 |  | 4 | 5 |  |  |  |  | NBS_015-070_4P_1.5HP_5.91_SS | 167.6172 | [5 empty] | KPVS_1012-1/2_4P_200HP_12.00_BRZ | 7035 | INVALID
4 | 4 | 2095-1/2-2P-40HP KPVS | KPVS_2095-1/2_2P_50HP_8.60_BRZ | 521.2 | 521.2 | 1042.4 | 2 | 0 | 2 | A | KPVS_SplitCase | 2.5 | 2 | 2.5 | 5 | BranchMin2.5_BranchMax5 | 5 | 4 | 3 | 8 | HeaderMin3_HeaderMax8 | 5 | 5 | 20 | [11 empty] | 3 | 4 |  | 4 | 5 |  |  |  |  | NBS_015-070_4P_1.5HP_5.91_SS | 167.6172 | [5 empty] | KPVS_1012-1/2_4P_200HP_12.00_BRZ | 7035 | INVALID
4 | 4 | 2095-1/2-2P-40HP KPVS | KPVS_2095-1/2_2P_50HP_8.60_BRZ | 521.2 | 521.2 | 1042.4 | 2 | 0 | 2 | A | KPVS_SplitCase | 2.5 | 2 | 2.5 | 5 | BranchMin2.5_BranchMax5 | 5 | 4 | 3 | 8 | HeaderMin3_HeaderMax8 | 6 | 5 | 20 | [11 empty] | 3 | 4 |  | 4 | 5 |  |  |  |  | NBS_015-070_4P_1.5HP_5.91_SS | 167.6172 | [5 empty] | KPVS_1012-1/2_4P_200HP_12.00_BRZ | 7035
4 | 4 | 2095-1/2-2P-40HP KPVS | KPVS_2095-1/2_2P_50HP_8.60_BRZ | 521.2 | 521.2 | 1042.4 | 2 | 0 | 2 | A | KPVS_SplitCase | 2.5 | 2 | 2.5 | 5 | BranchMin2.5_BranchMax5 | 5 | 4 | 3 | 8 | HeaderMin3_HeaderMax8 | 8 | 5 | 20 | [11 empty] | 3 | 4 |  | 4 | 5 |  |  |  |  | NBS_015-070_4P_1.5HP_5.91_SS | 167.6172 | [5 empty] | KPVS_1012-1/2_4P_200HP_12.00_BRZ | 7035
5 | 5 | 2095-1/2-2P-50HP KPVS | KPVS_2095-1/2_2P_60HP_9.11_BRZ | 565.7 | 565.7 | 1131.4 | 2 | 0 | 2 | A | KPVS_SplitCase | 2.5 | 2 | 2.5 | 5 | BranchMin2.5_BranchMax5 | 2.5 | 4 | 3 | 8 | HeaderMin3_HeaderMax8 | 3 | 5 | 20 | [11 empty] | 4 | 5 |  | 5 | 6 |  |  |  |  | NBS_015-070_4P_2HP_6.54_SS | 188.3547 | [5 empty] | KPVS_1012-1/2_4P_60HP_8.54_BRZ | 4880.8
5 | 5 | 2095-1/2-2P-50HP KPVS | KPVS_2095-1/2_2P_60HP_9.11_BRZ | 565.7 | 565.7 | 1131.4 | 2 | 0 | 2 | A | KPVS_SplitCase | 2.5 | 2 | 2.5 | 5 | BranchMin2.5_BranchMax5 | 2.5 | 4 | 3 | 8 | HeaderMin3_HeaderMax8 | 4 | 5 | 20 | [11 empty] | 4 | 5 |  | 5 | 6 |  |  |  |  | NBS_015-070_4P_2HP_6.54_SS | 188.3547 | [5 empty] | KPVS_1012-1/2_4P_60HP_8.54_BRZ | 4880.8
5 | 5 | 2095-1/2-2P-50HP KPVS | KPVS_2095-1/2_2P_60HP_9.11_BRZ | 565.7 | 565.7 | 1131.4 | 2 | 0 | 2 | A | KPVS_SplitCase | 2.5 | 2 | 2.5 | 5 | BranchMin2.5_BranchMax5 | 2.5 | 4 | 3 | 8 | HeaderMin3_HeaderMax8 | 5 | 5 | 20 | [11 empty] | 4 | 5 |  | 5 | 6 |  |  |  |  | NBS_015-070_4P_2HP_6.54_SS | 188.3547 | [5 empty] | KPVS_1012-1/2_4P_60HP_8.54_BRZ | 4880.8
5 | 5 | 2095-1/2-2P-50HP KPVS | KPVS_2095-1/2_2P_60HP_9.11_BRZ | 565.7 | 565.7 | 1131.4 | 2 | 0 | 2 | A | KPVS_SplitCase | 2.5 | 2 | 2.5 | 5 | BranchMin2.5_BranchMax5 | 2.5 | 4 | 3 | 8 | HeaderMin3_HeaderMax8 | 6 | 5 | 20 | [11 empty] | 4 | 5 |  | 5 | 6 |  |  |  |  | NBS_015-070_4P_2HP_6.54_SS | 188.3547 | [5 empty] | KPVS_1012-1/2_4P_60HP_8.54_BRZ | 4880.8
5 | 5 | 2095-1/2-2P-50HP KPVS | KPVS_2095-1/2_2P_60HP_9.11_BRZ | 565.7 | 565.7 | 1131.4 | 2 | 0 | 2 | A | KPVS_SplitCase | 2.5 | 2 | 2.5 | 5 | BranchMin2.5_BranchMax5 | 2.5 | 4 | 3 | 8 | HeaderMin3_HeaderMax8 | 8 | 5 | 20 | [11 empty] | 4 | 5 |  | 5 | 6 |  |  |  |  | NBS_015-070_4P_2HP_6.54_SS | 188.3547 | [5 empty] | KPVS_1012-1/2_4P_60HP_8.54_BRZ | 4880.8
5 | 5 | 2095-1/2-2P-50HP KPVS | KPVS_2095-1/2_2P_60HP_9.11_BRZ | 565.7 | 565.7 | 1131.4 | 2 | 0 | 2 | A | KPVS_SplitCase | 2.5 | 2 | 2.5 | 5 | BranchMin2.5_BranchMax5 | 3 | 4 | 3 | 8 | HeaderMin3_HeaderMax8 | 3 | 5 | 20 | [11 empty] | 4 | 5 |  | 5 | 6 |  |  |  |  | NBS_015-070_4P_2HP_6.54_SS | 188.3547 | [5 empty] | KPVS_1012-1/2_4P_60HP_8.54_BRZ | 4880.8 | INVALID
5 | 5 | 2095-1/2-2P-50HP KPVS | KPVS_2095-1/2_2P_60HP_9.11_BRZ | 565.7 | 565.7 | 1131.4 | 2 | 0 | 2 | A | KPVS_SplitCase | 2.5 | 2 | 2.5 | 5 | BranchMin2.5_BranchMax5 | 3 | 4 | 3 | 8 | HeaderMin3_HeaderMax8 | 4 | 5 | 20 | [11 empty] | 4 | 5 |  | 5 | 6 |  |  |  |  | NBS_015-070_4P_2HP_6.54_SS | 188.3547 | [5 empty] | KPVS_1012-1/2_4P_60HP_8.54_BRZ | 4880.8
5 | 5 | 2095-1/2-2P-50HP KPVS | KPVS_2095-1/2_2P_60HP_9.11_BRZ | 565.7 | 565.7 | 1131.4 | 2 | 0 | 2 | A | KPVS_SplitCase | 2.5 | 2 | 2.5 | 5 | BranchMin2.5_BranchMax5 | 3 | 4 | 3 | 8 | HeaderMin3_HeaderMax8 | 5 | 5 | 20 | [11 empty] | 4 | 5 |  | 5 | 6 |  |  |  |  | NBS_015-070_4P_2HP_6.54_SS | 188.3547 | [5 empty] | KPVS_1012-1/2_4P_60HP_8.54_BRZ | 4880.8
5 | 5 | 2095-1/2-2P-50HP KPVS | KPVS_2095-1/2_2P_60HP_9.11_BRZ | 565.7 | 565.7 | 1131.4 | 2 | 0 | 2 | A | KPVS_SplitCase | 2.5 | 2 | 2.5 | 5 | BranchMin2.5_BranchMax5 | 3 | 4 | 3 | 8 | HeaderMin3_HeaderMax8 | 6 | 5 | 20 | [11 empty] | 4 | 5 |  | 5 | 6 |  |  |  |  | NBS_015-070_4P_2HP_6.54_SS | 188.3547 | [5 empty] | KPVS_1012-1/2_4P_60HP_8.54_BRZ | 4880.8
5 | 5 | 2095-1/2-2P-50HP KPVS | KPVS_2095-1/2_2P_60HP_9.11_BRZ | 565.7 | 565.7 | 1131.4 | 2 | 0 | 2 | A | KPVS_SplitCase | 2.5 | 2 | 2.5 | 5 | BranchMin2.5_BranchMax5 | 3 | 4 | 3 | 8 | HeaderMin3_HeaderMax8 | 8 | 5 | 20 | [11 empty] | 4 | 5 |  | 5 | 6 |  |  |  |  | NBS_015-070_4P_2HP_6.54_SS | 188.3547 | [5 empty] | KPVS_1012-1/2_4P_60HP_8.54_BRZ | 4880.8
5 | 5 | 2095-1/2-2P-50HP KPVS | KPVS_2095-1/2_2P_60HP_9.11_BRZ | 565.7 | 565.7 | 1131.4 | 2 | 0 | 2 | A | KPVS_SplitCase | 2.5 | 2 | 2.5 | 5 | BranchMin2.5_BranchMax5 | 4 | 4 | 3 | 8 | HeaderMin3_HeaderMax8 | 3 | 5 | 20 | [11 empty] | 4 | 5 |  | 5 | 6 |  |  |  |  | NBS_015-070_4P_2HP_6.54_SS | 188.3547 | [5 empty] | KPVS_1012-1/2_4P_60HP_8.54_BRZ | 4880.8 | INVALID
5 | 5 | 2095-1/2-2P-50HP KPVS | KPVS_2095-1/2_2P_60HP_9.11_BRZ | 565.7 | 565.7 | 1131.4 | 2 | 0 | 2 | A | KPVS_SplitCase | 2.5 | 2 | 2.5 | 5 | BranchMin2.5_BranchMax5 | 4 | 4 | 3 | 8 | HeaderMin3_HeaderMax8 | 4 | 5 | 20 | [11 empty] | 4 | 5 |  | 5 | 6 |  |  |  |  | NBS_015-070_4P_2HP_6.54_SS | 188.3547 | [5 empty] | KPVS_1012-1/2_4P_60HP_8.54_BRZ | 4880.8 | INVALID
5 | 5 | 2095-1/2-2P-50HP KPVS | KPVS_2095-1/2_2P_60HP_9.11_BRZ | 565.7 | 565.7 | 1131.4 | 2 | 0 | 2 | A | KPVS_SplitCase | 2.5 | 2 | 2.5 | 5 | BranchMin2.5_BranchMax5 | 4 | 4 | 3 | 8 | HeaderMin3_HeaderMax8 | 5 | 5 | 20 | [11 empty] | 4 | 5 |  | 5 | 6 |  |  |  |  | NBS_015-070_4P_2HP_6.54_SS | 188.3547 | [5 empty] | KPVS_1012-1/2_4P_60HP_8.54_BRZ | 4880.8
5 | 5 | 2095-1/2-2P-50HP KPVS | KPVS_2095-1/2_2P_60HP_9.11_BRZ | 565.7 | 565.7 | 1131.4 | 2 | 0 | 2 | A | KPVS_SplitCase | 2.5 | 2 | 2.5 | 5 | BranchMin2.5_BranchMax5 | 4 | 4 | 3 | 8 | HeaderMin3_HeaderMax8 | 6 | 5 | 20 | [11 empty] | 4 | 5 |  | 5 | 6 |  |  |  |  | NBS_015-070_4P_2HP_6.54_SS | 188.3547 | [5 empty] | KPVS_1012-1/2_4P_60HP_8.54_BRZ | 4880.8
5 | 5 | 2095-1/2-2P-50HP KPVS | KPVS_2095-1/2_2P_60HP_9.11_BRZ | 565.7 | 565.7 | 1131.4 | 2 | 0 | 2 | A | KPVS_SplitCase | 2.5 | 2 | 2.5 | 5 | BranchMin2.5_BranchMax5 | 4 | 4 | 3 | 8 | HeaderMin3_HeaderMax8 | 8 | 5 | 20 | [11 empty] | 4 | 5 |  | 5 | 6 |  |  |  |  | NBS_015-070_4P_2HP_6.54_SS | 188.3547 | [5 empty] | KPVS_1012-1/2_4P_60HP_8.54_BRZ | 4880.8
5 | 5 | 2095-1/2-2P-50HP KPVS | KPVS_2095-1/2_2P_60HP_9.11_BRZ | 565.7 | 565.7 | 1131.4 | 2 | 0 | 2 | A | KPVS_SplitCase | 2.5 | 2 | 2.5 | 5 | BranchMin2.5_BranchMax5 | 5 | 4 | 3 | 8 | HeaderMin3_HeaderMax8 | 3 | 5 | 20 | [11 empty] | 4 | 5 |  | 5 | 6 |  |  |  |  | NBS_015-070_4P_2HP_6.54_SS | 188.3547 | [5 empty] | KPVS_1012-1/2_4P_60HP_8.54_BRZ | 4880.8 | INVALID
5 | 5 | 2095-1/2-2P-50HP KPVS | KPVS_2095-1/2_2P_60HP_9.11_BRZ | 565.7 | 565.7 | 1131.4 | 2 | 0 | 2 | A | KPVS_SplitCase | 2.5 | 2 | 2.5 | 5 | BranchMin2.5_BranchMax5 | 5 | 4 | 3 | 8 | HeaderMin3_HeaderMax8 | 4 | 5 | 20 | [11 empty] | 4 | 5 |  | 5 | 6 |  |  |  |  | NBS_015-070_4P_2HP_6.54_SS | 188.3547 | [5 empty] | KPVS_1012-1/2_4P_60HP_8.54_BRZ | 4880.8 | INVALID
5 | 5 | 2095-1/2-2P-50HP KPVS | KPVS_2095-1/2_2P_60HP_9.11_BRZ | 565.7 | 565.7 | 1131.4 | 2 | 0 | 2 | A | KPVS_SplitCase | 2.5 | 2 | 2.5 | 5 | BranchMin2.5_BranchMax5 | 5 | 4 | 3 | 8 | HeaderMin3_HeaderMax8 | 5 | 5 | 20 | [11 empty] | 4 | 5 |  | 5 | 6 |  |  |  |  | NBS_015-070_4P_2HP_6.54_SS | 188.3547 | [5 empty] | KPVS_1012-1/2_4P_60HP_8.54_BRZ | 4880.8 | INVALID
5 | 5 | 2095-1/2-2P-50HP KPVS | KPVS_2095-1/2_2P_60HP_9.11_BRZ | 565.7 | 565.7 | 1131.4 | 2 | 0 | 2 | A | KPVS_SplitCase | 2.5 | 2 | 2.5 | 5 | BranchMin2.5_BranchMax5 | 5 | 4 | 3 | 8 | HeaderMin3_HeaderMax8 | 6 | 5 | 20 | [11 empty] | 4 | 5 |  | 5 | 6 |  |  |  |  | NBS_015-070_4P_2HP_6.54_SS | 188.3547 | [5 empty] | KPVS_1012-1/2_4P_60HP_8.54_BRZ | 4880.8
5 | 5 | 2095-1/2-2P-50HP KPVS | KPVS_2095-1/2_2P_60HP_9.11_BRZ | 565.7 | 565.7 | 1131.4 | 2 | 0 | 2 | A | KPVS_SplitCase | 2.5 | 2 | 2.5 | 5 | BranchMin2.5_BranchMax5 | 5 | 4 | 3 | 8 | HeaderMin3_HeaderMax8 | 8 | 5 | 20 | [11 empty] | 4 | 5 |  | 5 | 6 |  |  |  |  | NBS_015-070_4P_2HP_6.54_SS | 188.3547 | [5 empty] | KPVS_1012-1/2_4P_60HP_8.54_BRZ | 4880.8
6 | 6 | 2095-1/2-2P-60HP KPVS | KPVS_2095-1/2_2P_75HP_9.50_BRZ | 600 | 600 | 1200 | 2 | 0 | 2 | A | KPVS_SplitCase | 2.5 | 2 | 2.5 | 5 | BranchMin2.5_BranchMax5 | 2.5 | 4 | 3 | 8 | HeaderMin3_HeaderMax8 | 3 | 5 | 20 | [11 empty] | 5 | 6 |  | 6 | 8 |  |  |  |  | NBS_015-070_4P_3HP_6.93_SS | 202.4879 | [5 empty] | KPVS_1012-1/2_4P_75HP_9.30_BRZ | 5233.9
6 | 6 | 2095-1/2-2P-60HP KPVS | KPVS_2095-1/2_2P_75HP_9.50_BRZ | 600 | 600 | 1200 | 2 | 0 | 2 | A | KPVS_SplitCase | 2.5 | 2 | 2.5 | 5 | BranchMin2.5_BranchMax5 | 2.5 | 4 | 3 | 8 | HeaderMin3_HeaderMax8 | 4 | 5 | 20 | [11 empty] | 5 | 6 |  | 6 | 8 |  |  |  |  | NBS_015-070_4P_3HP_6.93_SS | 202.4879 | [5 empty] | KPVS_1012-1/2_4P_75HP_9.30_BRZ | 5233.9
6 | 6 | 2095-1/2-2P-60HP KPVS | KPVS_2095-1/2_2P_75HP_9.50_BRZ | 600 | 600 | 1200 | 2 | 0 | 2 | A | KPVS_SplitCase | 2.5 | 2 | 2.5 | 5 | BranchMin2.5_BranchMax5 | 2.5 | 4 | 3 | 8 | HeaderMin3_HeaderMax8 | 5 | 5 | 20 | [11 empty] | 5 | 6 |  | 6 | 8 |  |  |  |  | NBS_015-070_4P_3HP_6.93_SS | 202.4879 | [5 empty] | KPVS_1012-1/2_4P_75HP_9.30_BRZ | 5233.9
6 | 6 | 2095-1/2-2P-60HP KPVS | KPVS_2095-1/2_2P_75HP_9.50_BRZ | 600 | 600 | 1200 | 2 | 0 | 2 | A | KPVS_SplitCase | 2.5 | 2 | 2.5 | 5 | BranchMin2.5_BranchMax5 | 2.5 | 4 | 3 | 8 | HeaderMin3_HeaderMax8 | 6 | 5 | 20 | [11 empty] | 5 | 6 |  | 6 | 8 |  |  |  |  | NBS_015-070_4P_3HP_6.93_SS | 202.4879 | [5 empty] | KPVS_1012-1/2_4P_75HP_9.30_BRZ | 5233.9
6 | 6 | 2095-1/2-2P-60HP KPVS | KPVS_2095-1/2_2P_75HP_9.50_BRZ | 600 | 600 | 1200 | 2 | 0 | 2 | A | KPVS_SplitCase | 2.5 | 2 | 2.5 | 5 | BranchMin2.5_BranchMax5 | 2.5 | 4 | 3 | 8 | HeaderMin3_HeaderMax8 | 8 | 5 | 20 | [11 empty] | 5 | 6 |  | 6 | 8 |  |  |  |  | NBS_015-070_4P_3HP_6.93_SS | 202.4879 | [5 empty] | KPVS_1012-1/2_4P_75HP_9.30_BRZ | 5233.9
6 | 6 | 2095-1/2-2P-60HP KPVS | KPVS_2095-1/2_2P_75HP_9.50_BRZ | 600 | 600 | 1200 | 2 | 0 | 2 | A | KPVS_SplitCase | 2.5 | 2 | 2.5 | 5 | BranchMin2.5_BranchMax5 | 3 | 4 | 3 | 8 | HeaderMin3_HeaderMax8 | 3 | 5 | 20 | [11 empty] | 5 | 6 |  | 6 | 8 |  |  |  |  | NBS_015-070_4P_3HP_6.93_SS | 202.4879 | [5 empty] | KPVS_1012-1/2_4P_75HP_9.30_BRZ | 5233.9 | INVALID
6 | 6 | 2095-1/2-2P-60HP KPVS | KPVS_2095-1/2_2P_75HP_9.50_BRZ | 600 | 600 | 1200 | 2 | 0 | 2 | A | KPVS_SplitCase | 2.5 | 2 | 2.5 | 5 | BranchMin2.5_BranchMax5 | 3 | 4 | 3 | 8 | HeaderMin3_HeaderMax8 | 4 | 5 | 20 | [11 empty] | 5 | 6 |  | 6 | 8 |  |  |  |  | NBS_015-070_4P_3HP_6.93_SS | 202.4879 | [5 empty] | KPVS_1012-1/2_4P_75HP_9.30_BRZ | 5233.9
6 | 6 | 2095-1/2-2P-60HP KPVS | KPVS_2095-1/2_2P_75HP_9.50_BRZ | 600 | 600 | 1200 | 2 | 0 | 2 | A | KPVS_SplitCase | 2.5 | 2 | 2.5 | 5 | BranchMin2.5_BranchMax5 | 3 | 4 | 3 | 8 | HeaderMin3_HeaderMax8 | 5 | 5 | 20 | [11 empty] | 5 | 6 |  | 6 | 8 |  |  |  |  | NBS_015-070_4P_3HP_6.93_SS | 202.4879 | [5 empty] | KPVS_1012-1/2_4P_75HP_9.30_BRZ | 5233.9
6 | 6 | 2095-1/2-2P-60HP KPVS | KPVS_2095-1/2_2P_75HP_9.50_BRZ | 600 | 600 | 1200 | 2 | 0 | 2 | A | KPVS_SplitCase | 2.5 | 2 | 2.5 | 5 | BranchMin2.5_BranchMax5 | 3 | 4 | 3 | 8 | HeaderMin3_HeaderMax8 | 6 | 5 | 20 | [11 empty] | 5 | 6 |  | 6 | 8 |  |  |  |  | NBS_015-070_4P_3HP_6.93_SS | 202.4879 | [5 empty] | KPVS_1012-1/2_4P_75HP_9.30_BRZ | 5233.9
6 | 6 | 2095-1/2-2P-60HP KPVS | KPVS_2095-1/2_2P_75HP_9.50_BRZ | 600 | 600 | 1200 | 2 | 0 | 2 | A | KPVS_SplitCase | 2.5 | 2 | 2.5 | 5 | BranchMin2.5_BranchMax5 | 3 | 4 | 3 | 8 | HeaderMin3_HeaderMax8 | 8 | 5 | 20 | [11 empty] | 5 | 6 |  | 6 | 8 |  |  |  |  | NBS_015-070_4P_3HP_6.93_SS | 202.4879 | [5 empty] | KPVS_1012-1/2_4P_75HP_9.30_BRZ | 5233.9
6 | 6 | 2095-1/2-2P-60HP KPVS | KPVS_2095-1/2_2P_75HP_9.50_BRZ | 600 | 600 | 1200 | 2 | 0 | 2 | A | KPVS_SplitCase | 2.5 | 2 | 2.5 | 5 | BranchMin2.5_BranchMax5 | 4 | 4 | 3 | 8 | HeaderMin3_HeaderMax8 | 3 | 5 | 20 | [11 empty] | 5 | 6 |  | 6 | 8 |  |  |  |  | NBS_015-070_4P_3HP_6.93_SS | 202.4879 | [5 empty] | KPVS_1012-1/2_4P_75HP_9.30_BRZ | 5233.9 | INVALID
6 | 6 | 2095-1/2-2P-60HP KPVS | KPVS_2095-1/2_2P_75HP_9.50_BRZ | 600 | 600 | 1200 | 2 | 0 | 2 | A | KPVS_SplitCase | 2.5 | 2 | 2.5 | 5 | BranchMin2.5_BranchMax5 | 4 | 4 | 3 | 8 | HeaderMin3_HeaderMax8 | 4 | 5 | 20 | [11 empty] | 5 | 6 |  | 6 | 8 |  |  |  |  | NBS_015-070_4P_3HP_6.93_SS | 202.4879 | [5 empty] | KPVS_1012-1/2_4P_75HP_9.30_BRZ | 5233.9 | INVALID
6 | 6 | 2095-1/2-2P-60HP KPVS | KPVS_2095-1/2_2P_75HP_9.50_BRZ | 600 | 600 | 1200 | 2 | 0 | 2 | A | KPVS_SplitCase | 2.5 | 2 | 2.5 | 5 | BranchMin2.5_BranchMax5 | 4 | 4 | 3 | 8 | HeaderMin3_HeaderMax8 | 5 | 5 | 20 | [11 empty] | 5 | 6 |  | 6 | 8 |  |  |  |  | NBS_015-070_4P_3HP_6.93_SS | 202.4879 | [5 empty] | KPVS_1012-1/2_4P_75HP_9.30_BRZ | 5233.9
6 | 6 | 2095-1/2-2P-60HP KPVS | KPVS_2095-1/2_2P_75HP_9.50_BRZ | 600 | 600 | 1200 | 2 | 0 | 2 | A | KPVS_SplitCase | 2.5 | 2 | 2.5 | 5 | BranchMin2.5_BranchMax5 | 4 | 4 | 3 | 8 | HeaderMin3_HeaderMax8 | 6 | 5 | 20 | [11 empty] | 5 | 6 |  | 6 | 8 |  |  |  |  | NBS_015-070_4P_3HP_6.93_SS | 202.4879 | [5 empty] | KPVS_1012-1/2_4P_75HP_9.30_BRZ | 5233.9
6 | 6 | 2095-1/2-2P-60HP KPVS | KPVS_2095-1/2_2P_75HP_9.50_BRZ | 600 | 600 | 1200 | 2 | 0 | 2 | A | KPVS_SplitCase | 2.5 | 2 | 2.5 | 5 | BranchMin2.5_BranchMax5 | 4 | 4 | 3 | 8 | HeaderMin3_HeaderMax8 | 8 | 5 | 20 | [11 empty] | 5 | 6 |  | 6 | 8 |  |  |  |  | NBS_015-070_4P_3HP_6.93_SS | 202.4879 | [5 empty] | KPVS_1012-1/2_4P_75HP_9.30_BRZ | 5233.9
6 | 6 | 2095-1/2-2P-60HP KPVS | KPVS_2095-1/2_2P_75HP_9.50_BRZ | 600 | 600 | 1200 | 2 | 0 | 2 | A | KPVS_SplitCase | 2.5 | 2 | 2.5 | 5 | BranchMin2.5_BranchMax5 | 5 | 4 | 3 | 8 | HeaderMin3_HeaderMax8 | 3 | 5 | 20 | [11 empty] | 5 | 6 |  | 6 | 8 |  |  |  |  | NBS_015-070_4P_3HP_6.93_SS | 202.4879 | [5 empty] | KPVS_1012-1/2_4P_75HP_9.30_BRZ | 5233.9 | INVALID
6 | 6 | 2095-1/2-2P-60HP KPVS | KPVS_2095-1/2_2P_75HP_9.50_BRZ | 600 | 600 | 1200 | 2 | 0 | 2 | A | KPVS_SplitCase | 2.5 | 2 | 2.5 | 5 | BranchMin2.5_BranchMax5 | 5 | 4 | 3 | 8 | HeaderMin3_HeaderMax8 | 4 | 5 | 20 | [11 empty] | 5 | 6 |  | 6 | 8 |  |  |  |  | NBS_015-070_4P_3HP_6.93_SS | 202.4879 | [5 empty] | KPVS_1012-1/2_4P_75HP_9.30_BRZ | 5233.9 | INVALID
6 | 6 | 2095-1/2-2P-60HP KPVS | KPVS_2095-1/2_2P_75HP_9.50_BRZ | 600 | 600 | 1200 | 2 | 0 | 2 | A | KPVS_SplitCase | 2.5 | 2 | 2.5 | 5 | BranchMin2.5_BranchMax5 | 5 | 4 | 3 | 8 | HeaderMin3_HeaderMax8 | 5 | 5 | 20 | [11 empty] | 5 | 6 |  | 6 | 8 |  |  |  |  | NBS_015-070_4P_3HP_6.93_SS | 202.4879 | [5 empty] | KPVS_1012-1/2_4P_75HP_9.30_BRZ | 5233.9 | INVALID
6 | 6 | 2095-1/2-2P-60HP KPVS | KPVS_2095-1/2_2P_75HP_9.50_BRZ | 600 | 600 | 1200 | 2 | 0 | 2 | A | KPVS_SplitCase | 2.5 | 2 | 2.5 | 5 | BranchMin2.5_BranchMax5 | 5 | 4 | 3 | 8 | HeaderMin3_HeaderMax8 | 6 | 5 | 20 | [11 empty] | 5 | 6 |  | 6 | 8 |  |  |  |  | NBS_015-070_4P_3HP_6.93_SS | 202.4879 | [5 empty] | KPVS_1012-1/2_4P_75HP_9.30_BRZ | 5233.9
6 | 6 | 2095-1/2-2P-60HP KPVS | KPVS_2095-1/2_2P_75HP_9.50_BRZ | 600 | 600 | 1200 | 2 | 0 | 2 | A | KPVS_SplitCase | 2.5 | 2 | 2.5 | 5 | BranchMin2.5_BranchMax5 | 5 | 4 | 3 | 8 | HeaderMin3_HeaderMax8 | 8 | 5 | 20 | [11 empty] | 5 | 6 |  | 6 | 8 |  |  |  |  | NBS_015-070_4P_3HP_6.93_SS | 202.4879 | [5 empty] | KPVS_1012-1/2_4P_75HP_9.30_BRZ | 5233.9
7 | 7 | 2095-1/2-2P-75HP KPVS | KPVS_2095-1/2_2P_40HP_8.07_BRZ | 476.1 | 476.1 | 952.2 | 2 | 0 | 2 | A | KPVS_SplitCase | 2.5 | 2 | 2.5 | 5 | BranchMin2.5_BranchMax5 | 2.5 | 4 | 3 | 8 | HeaderMin3_HeaderMax8 | 3 | 5 | 20 | [11 empty] | 6 | 8 |  | 8 | 10 |  |  |  |  | NBS_015-090_4P_1.5HP_6.69_SS | 102.972 | [5 empty] | KPVS_1015-3/4_4P_125HP_11.26_BRZ | 5646.6
7 | 7 | 2095-1/2-2P-75HP KPVS | KPVS_2095-1/2_2P_40HP_8.07_BRZ | 476.1 | 476.1 | 952.2 | 2 | 0 | 2 | A | KPVS_SplitCase | 2.5 | 2 | 2.5 | 5 | BranchMin2.5_BranchMax5 | 2.5 | 4 | 3 | 8 | HeaderMin3_HeaderMax8 | 4 | 5 | 20 | [11 empty] | 6 | 8 |  | 8 | 10 |  |  |  |  | NBS_015-090_4P_1.5HP_6.69_SS | 102.972 | [5 empty] | KPVS_1015-3/4_4P_125HP_11.26_BRZ | 5646.6
7 | 7 | 2095-1/2-2P-75HP KPVS | KPVS_2095-1/2_2P_40HP_8.07_BRZ | 476.1 | 476.1 | 952.2 | 2 | 0 | 2 | A | KPVS_SplitCase | 2.5 | 2 | 2.5 | 5 | BranchMin2.5_BranchMax5 | 2.5 | 4 | 3 | 8 | HeaderMin3_HeaderMax8 | 5 | 5 | 20 | [11 empty] | 6 | 8 |  | 8 | 10 |  |  |  |  | NBS_015-090_4P_1.5HP_6.69_SS | 102.972 | [5 empty] | KPVS_1015-3/4_4P_125HP_11.26_BRZ | 5646.6
7 | 7 | 2095-1/2-2P-75HP KPVS | KPVS_2095-1/2_2P_40HP_8.07_BRZ | 476.1 | 476.1 | 952.2 | 2 | 0 | 2 | A | KPVS_SplitCase | 2.5 | 2 | 2.5 | 5 | BranchMin2.5_BranchMax5 | 2.5 | 4 | 3 | 8 | HeaderMin3_HeaderMax8 | 6 | 5 | 20 | [11 empty] | 6 | 8 |  | 8 | 10 |  |  |  |  | NBS_015-090_4P_1.5HP_6.69_SS | 102.972 | [5 empty] | KPVS_1015-3/4_4P_125HP_11.26_BRZ | 5646.6
7 | 7 | 2095-1/2-2P-75HP KPVS | KPVS_2095-1/2_2P_40HP_8.07_BRZ | 476.1 | 476.1 | 952.2 | 2 | 0 | 2 | A | KPVS_SplitCase | 2.5 | 2 | 2.5 | 5 | BranchMin2.5_BranchMax5 | 2.5 | 4 | 3 | 8 | HeaderMin3_HeaderMax8 | 8 | 5 | 20 | [11 empty] | 6 | 8 |  | 8 | 10 |  |  |  |  | NBS_015-090_4P_1.5HP_6.69_SS | 102.972 | [5 empty] | KPVS_1015-3/4_4P_125HP_11.26_BRZ | 5646.6
7 | 7 | 2095-1/2-2P-75HP KPVS | KPVS_2095-1/2_2P_40HP_8.07_BRZ | 476.1 | 476.1 | 952.2 | 2 | 0 | 2 | A | KPVS_SplitCase | 2.5 | 2 | 2.5 | 5 | BranchMin2.5_BranchMax5 | 3 | 4 | 3 | 8 | HeaderMin3_HeaderMax8 | 3 | 5 | 20 | [11 empty] | 6 | 8 |  | 8 | 10 |  |  |  |  | NBS_015-090_4P_1.5HP_6.69_SS | 102.972 | [5 empty] | KPVS_1015-3/4_4P_125HP_11.26_BRZ | 5646.6 | INVALID
7 | 7 | 2095-1/2-2P-75HP KPVS | KPVS_2095-1/2_2P_40HP_8.07_BRZ | 476.1 | 476.1 | 952.2 | 2 | 0 | 2 | A | KPVS_SplitCase | 2.5 | 2 | 2.5 | 5 | BranchMin2.5_BranchMax5 | 3 | 4 | 3 | 8 | HeaderMin3_HeaderMax8 | 4 | 5 | 20 | [11 empty] | 6 | 8 |  | 8 | 10 |  |  |  |  | NBS_015-090_4P_1.5HP_6.69_SS | 102.972 | [5 empty] | KPVS_1015-3/4_4P_125HP_11.26_BRZ | 5646.6
7 | 7 | 2095-1/2-2P-75HP KPVS | KPVS_2095-1/2_2P_40HP_8.07_BRZ | 476.1 | 476.1 | 952.2 | 2 | 0 | 2 | A | KPVS_SplitCase | 2.5 | 2 | 2.5 | 5 | BranchMin2.5_BranchMax5 | 3 | 4 | 3 | 8 | HeaderMin3_HeaderMax8 | 5 | 5 | 20 | [11 empty] | 6 | 8 |  | 8 | 10 |  |  |  |  | NBS_015-090_4P_1.5HP_6.69_SS | 102.972 | [5 empty] | KPVS_1015-3/4_4P_125HP_11.26_BRZ | 5646.6
7 | 7 | 2095-1/2-2P-75HP KPVS | KPVS_2095-1/2_2P_40HP_8.07_BRZ | 476.1 | 476.1 | 952.2 | 2 | 0 | 2 | A | KPVS_SplitCase | 2.5 | 2 | 2.5 | 5 | BranchMin2.5_BranchMax5 | 3 | 4 | 3 | 8 | HeaderMin3_HeaderMax8 | 6 | 5 | 20 | [11 empty] | 6 | 8 |  | 8 | 10 |  |  |  |  | NBS_015-090_4P_1.5HP_6.69_SS | 102.972 | [5 empty] | KPVS_1015-3/4_4P_125HP_11.26_BRZ | 5646.6
7 | 7 | 2095-1/2-2P-75HP KPVS | KPVS_2095-1/2_2P_40HP_8.07_BRZ | 476.1 | 476.1 | 952.2 | 2 | 0 | 2 | A | KPVS_SplitCase | 2.5 | 2 | 2.5 | 5 | BranchMin2.5_BranchMax5 | 3 | 4 | 3 | 8 | HeaderMin3_HeaderMax8 | 8 | 5 | 20 | [11 empty] | 6 | 8 |  | 8 | 10 |  |  |  |  | NBS_015-090_4P_1.5HP_6.69_SS | 102.972 | [5 empty] | KPVS_1015-3/4_4P_125HP_11.26_BRZ | 5646.6
7 | 7 | 2095-1/2-2P-75HP KPVS | KPVS_2095-1/2_2P_40HP_8.07_BRZ | 476.1 | 476.1 | 952.2 | 2 | 0 | 2 | A | KPVS_SplitCase | 2.5 | 2 | 2.5 | 5 | BranchMin2.5_BranchMax5 | 4 | 4 | 3 | 8 | HeaderMin3_HeaderMax8 | 3 | 5 | 20 | [11 empty] | 6 | 8 |  | 8 | 10 |  |  |  |  | NBS_015-090_4P_1.5HP_6.69_SS | 102.972 | [5 empty] | KPVS_1015-3/4_4P_125HP_11.26_BRZ | 5646.6 | INVALID
7 | 7 | 2095-1/2-2P-75HP KPVS | KPVS_2095-1/2_2P_40HP_8.07_BRZ | 476.1 | 476.1 | 952.2 | 2 | 0 | 2 | A | KPVS_SplitCase | 2.5 | 2 | 2.5 | 5 | BranchMin2.5_BranchMax5 | 4 | 4 | 3 | 8 | HeaderMin3_HeaderMax8 | 4 | 5 | 20 | [11 empty] | 6 | 8 |  | 8 | 10 |  |  |  |  | NBS_015-090_4P_1.5HP_6.69_SS | 102.972 | [5 empty] | KPVS_1015-3/4_4P_125HP_11.26_BRZ | 5646.6 | INVALID
7 | 7 | 2095-1/2-2P-75HP KPVS | KPVS_2095-1/2_2P_40HP_8.07_BRZ | 476.1 | 476.1 | 952.2 | 2 | 0 | 2 | A | KPVS_SplitCase | 2.5 | 2 | 2.5 | 5 | BranchMin2.5_BranchMax5 | 4 | 4 | 3 | 8 | HeaderMin3_HeaderMax8 | 5 | 5 | 20 | [11 empty] | 6 | 8 |  | 8 | 10 |  |  |  |  | NBS_015-090_4P_1.5HP_6.69_SS | 102.972 | [5 empty] | KPVS_1015-3/4_4P_125HP_11.26_BRZ | 5646.6
7 | 7 | 2095-1/2-2P-75HP KPVS | KPVS_2095-1/2_2P_40HP_8.07_BRZ | 476.1 | 476.1 | 952.2 | 2 | 0 | 2 | A | KPVS_SplitCase | 2.5 | 2 | 2.5 | 5 | BranchMin2.5_BranchMax5 | 4 | 4 | 3 | 8 | HeaderMin3_HeaderMax8 | 6 | 5 | 20 | [11 empty] | 6 | 8 |  | 8 | 10 |  |  |  |  | NBS_015-090_4P_1.5HP_6.69_SS | 102.972 | [5 empty] | KPVS_1015-3/4_4P_125HP_11.26_BRZ | 5646.6
7 | 7 | 2095-1/2-2P-75HP KPVS | KPVS_2095-1/2_2P_40HP_8.07_BRZ | 476.1 | 476.1 | 952.2 | 2 | 0 | 2 | A | KPVS_SplitCase | 2.5 | 2 | 2.5 | 5 | BranchMin2.5_BranchMax5 | 4 | 4 | 3 | 8 | HeaderMin3_HeaderMax8 | 8 | 5 | 20 | [11 empty] | 6 | 8 |  | 8 | 10 |  |  |  |  | NBS_015-090_4P_1.5HP_6.69_SS | 102.972 | [5 empty] | KPVS_1015-3/4_4P_125HP_11.26_BRZ | 5646.6
7 | 7 | 2095-1/2-2P-75HP KPVS | KPVS_2095-1/2_2P_40HP_8.07_BRZ | 476.1 | 476.1 | 952.2 | 2 | 0 | 2 | A | KPVS_SplitCase | 2.5 | 2 | 2.5 | 5 | BranchMin2.5_BranchMax5 | 5 | 4 | 3 | 8 | HeaderMin3_HeaderMax8 | 3 | 5 | 20 | [11 empty] | 6 | 8 |  | 8 | 10 |  |  |  |  | NBS_015-090_4P_1.5HP_6.69_SS | 102.972 | [5 empty] | KPVS_1015-3/4_4P_125HP_11.26_BRZ | 5646.6 | INVALID
7 | 7 | 2095-1/2-2P-75HP KPVS | KPVS_2095-1/2_2P_40HP_8.07_BRZ | 476.1 | 476.1 | 952.2 | 2 | 0 | 2 | A | KPVS_SplitCase | 2.5 | 2 | 2.5 | 5 | BranchMin2.5_BranchMax5 | 5 | 4 | 3 | 8 | HeaderMin3_HeaderMax8 | 4 | 5 | 20 | [11 empty] | 6 | 8 |  | 8 | 10 |  |  |  |  | NBS_015-090_4P_1.5HP_6.69_SS | 102.972 | [5 empty] | KPVS_1015-3/4_4P_125HP_11.26_BRZ | 5646.6 | INVALID
7 | 7 | 2095-1/2-2P-75HP KPVS | KPVS_2095-1/2_2P_40HP_8.07_BRZ | 476.1 | 476.1 | 952.2 | 2 | 0 | 2 | A | KPVS_SplitCase | 2.5 | 2 | 2.5 | 5 | BranchMin2.5_BranchMax5 | 5 | 4 | 3 | 8 | HeaderMin3_HeaderMax8 | 5 | 5 | 20 | [11 empty] | 6 | 8 |  | 8 | 10 |  |  |  |  | NBS_015-090_4P_1.5HP_6.69_SS | 102.972 | [5 empty] | KPVS_1015-3/4_4P_125HP_11.26_BRZ | 5646.6 | INVALID
7 | 7 | 2095-1/2-2P-75HP KPVS | KPVS_2095-1/2_2P_40HP_8.07_BRZ | 476.1 | 476.1 | 952.2 | 2 | 0 | 2 | A | KPVS_SplitCase | 2.5 | 2 | 2.5 | 5 | BranchMin2.5_BranchMax5 | 5 | 4 | 3 | 8 | HeaderMin3_HeaderMax8 | 6 | 5 | 20 | [11 empty] | 6 | 8 |  | 8 | 10 |  |  |  |  | NBS_015-090_4P_1.5HP_6.69_SS | 102.972 | [5 empty] | KPVS_1015-3/4_4P_125HP_11.26_BRZ | 5646.6
7 | 7 | 2095-1/2-2P-75HP KPVS | KPVS_2095-1/2_2P_40HP_8.07_BRZ | 476.1 | 476.1 | 952.2 | 2 | 0 | 2 | A | KPVS_SplitCase | 2.5 | 2 | 2.5 | 5 | BranchMin2.5_BranchMax5 | 5 | 4 | 3 | 8 | HeaderMin3_HeaderMax8 | 8 | 5 | 20 | [11 empty] | 6 | 8 |  | 8 | 10 |  |  |  |  | NBS_015-090_4P_1.5HP_6.69_SS | 102.972 | [5 empty] | KPVS_1015-3/4_4P_125HP_11.26_BRZ | 5646.6
8 | 8 | 2013-5/6-4P-10HP KPVS | KPVS_2013-5/6_4P_10HP_9.49_SS | 309.5 | 309.5 | 619 | 2 | 0 | 2 | A | KPVS_SplitCase | 2.5 | 2 | 2.5 | 4 | BranchMin2.5_BranchMax4 | 2.5 | 3 | 3 | 5 | HeaderMin3_HeaderMax5 | 3 | 3 | 9 | [11 empty] | 8 | 10 |  | 10 | 12 |  |  |  |  | NBS_015-090_4P_2HP_7.24_SS | 116.1429 | [5 empty] | KPVS_1015-3/4_4P_150HP_11.96_BRZ | 6108.6
8 | 8 | 2013-5/6-4P-10HP KPVS | KPVS_2013-5/6_4P_10HP_9.49_SS | 309.5 | 309.5 | 619 | 2 | 0 | 2 | A | KPVS_SplitCase | 2.5 | 2 | 2.5 | 4 | BranchMin2.5_BranchMax4 | 2.5 | 3 | 3 | 5 | HeaderMin3_HeaderMax5 | 4 | 3 | 9 | [11 empty] | 8 | 10 |  | 10 | 12 |  |  |  |  | NBS_015-090_4P_2HP_7.24_SS | 116.1429 | [5 empty] | KPVS_1015-3/4_4P_150HP_11.96_BRZ | 6108.6
8 | 8 | 2013-5/6-4P-10HP KPVS | KPVS_2013-5/6_4P_10HP_9.49_SS | 309.5 | 309.5 | 619 | 2 | 0 | 2 | A | KPVS_SplitCase | 2.5 | 2 | 2.5 | 4 | BranchMin2.5_BranchMax4 | 2.5 | 3 | 3 | 5 | HeaderMin3_HeaderMax5 | 5 | 3 | 9 | [11 empty] | 8 | 10 |  | 10 | 12 |  |  |  |  | NBS_015-090_4P_2HP_7.24_SS | 116.1429 | [5 empty] | KPVS_1015-3/4_4P_150HP_11.96_BRZ | 6108.6
8 | 8 | 2013-5/6-4P-10HP KPVS | KPVS_2013-5/6_4P_10HP_9.49_SS | 309.5 | 309.5 | 619 | 2 | 0 | 2 | A | KPVS_SplitCase | 2.5 | 2 | 2.5 | 4 | BranchMin2.5_BranchMax4 | 3 | 3 | 3 | 5 | HeaderMin3_HeaderMax5 | 3 | 3 | 9 | [11 empty] | 8 | 10 |  | 10 | 12 |  |  |  |  | NBS_015-090_4P_2HP_7.24_SS | 116.1429 | [5 empty] | KPVS_1015-3/4_4P_150HP_11.96_BRZ | 6108.6 | INVALID
8 | 8 | 2013-5/6-4P-10HP KPVS | KPVS_2013-5/6_4P_10HP_9.49_SS | 309.5 | 309.5 | 619 | 2 | 0 | 2 | A | KPVS_SplitCase | 2.5 | 2 | 2.5 | 4 | BranchMin2.5_BranchMax4 | 3 | 3 | 3 | 5 | HeaderMin3_HeaderMax5 | 4 | 3 | 9 | [11 empty] | 8 | 10 |  | 10 | 12 |  |  |  |  | NBS_015-090_4P_2HP_7.24_SS | 116.1429 | [5 empty] | KPVS_1015-3/4_4P_150HP_11.96_BRZ | 6108.6
8 | 8 | 2013-5/6-4P-10HP KPVS | KPVS_2013-5/6_4P_10HP_9.49_SS | 309.5 | 309.5 | 619 | 2 | 0 | 2 | A | KPVS_SplitCase | 2.5 | 2 | 2.5 | 4 | BranchMin2.5_BranchMax4 | 3 | 3 | 3 | 5 | HeaderMin3_HeaderMax5 | 5 | 3 | 9 | [11 empty] | 8 | 10 |  | 10 | 12 |  |  |  |  | NBS_015-090_4P_2HP_7.24_SS | 116.1429 | [5 empty] | KPVS_1015-3/4_4P_150HP_11.96_BRZ | 6108.6
8 | 8 | 2013-5/6-4P-10HP KPVS | KPVS_2013-5/6_4P_10HP_9.49_SS | 309.5 | 309.5 | 619 | 2 | 0 | 2 | A | KPVS_SplitCase | 2.5 | 2 | 2.5 | 4 | BranchMin2.5_BranchMax4 | 4 | 3 | 3 | 5 | HeaderMin3_HeaderMax5 | 3 | 3 | 9 | [11 empty] | 8 | 10 |  | 10 | 12 |  |  |  |  | NBS_015-090_4P_2HP_7.24_SS | 116.1429 | [5 empty] | KPVS_1015-3/4_4P_150HP_11.96_BRZ | 6108.6 | INVALID
8 | 8 | 2013-5/6-4P-10HP KPVS | KPVS_2013-5/6_4P_10HP_9.49_SS | 309.5 | 309.5 | 619 | 2 | 0 | 2 | A | KPVS_SplitCase | 2.5 | 2 | 2.5 | 4 | BranchMin2.5_BranchMax4 | 4 | 3 | 3 | 5 | HeaderMin3_HeaderMax5 | 4 | 3 | 9 | [11 empty] | 8 | 10 |  | 10 | 12 |  |  |  |  | NBS_015-090_4P_2HP_7.24_SS | 116.1429 | [5 empty] | KPVS_1015-3/4_4P_150HP_11.96_BRZ | 6108.6 | INVALID
8 | 8 | 2013-5/6-4P-10HP KPVS | KPVS_2013-5/6_4P_10HP_9.49_SS | 309.5 | 309.5 | 619 | 2 | 0 | 2 | A | KPVS_SplitCase | 2.5 | 2 | 2.5 | 4 | BranchMin2.5_BranchMax4 | 4 | 3 | 3 | 5 | HeaderMin3_HeaderMax5 | 5 | 3 | 9 | [11 empty] | 8 | 10 |  | 10 | 12 |  |  |  |  | NBS_015-090_4P_2HP_7.24_SS | 116.1429 | [5 empty] | KPVS_1015-3/4_4P_150HP_11.96_BRZ | 6108.6
9 | 9 | 2013-5/6-4P-15HP KPVS | KPVS_2013-5/6_4P_15HP_10.92_SS | 366.2 | 366.2 | 732.4 | 2 | 0 | 2 | A | KPVS_SplitCase | 2.5 | 2 | 2.5 | 4 | BranchMin2.5_BranchMax4 | 2.5 | 3 | 3 | 6 | HeaderMin3_HeaderMax6 | 3 | 4 | 12 | [11 empty] | 10 | 12 |  | 12 | 14 |  |  |  |  | NBS_015-090_4P_3HP_8.11_SS | 133.8158 | [5 empty] | KPVS_1015-3/4_4P_200HP_12.89_BRZ | 6722.4
9 | 9 | 2013-5/6-4P-15HP KPVS | KPVS_2013-5/6_4P_15HP_10.92_SS | 366.2 | 366.2 | 732.4 | 2 | 0 | 2 | A | KPVS_SplitCase | 2.5 | 2 | 2.5 | 4 | BranchMin2.5_BranchMax4 | 2.5 | 3 | 3 | 6 | HeaderMin3_HeaderMax6 | 4 | 4 | 12 | [11 empty] | 10 | 12 |  | 12 | 14 |  |  |  |  | NBS_015-090_4P_3HP_8.11_SS | 133.8158 | [5 empty] | KPVS_1015-3/4_4P_200HP_12.89_BRZ | 6722.4
9 | 9 | 2013-5/6-4P-15HP KPVS | KPVS_2013-5/6_4P_15HP_10.92_SS | 366.2 | 366.2 | 732.4 | 2 | 0 | 2 | A | KPVS_SplitCase | 2.5 | 2 | 2.5 | 4 | BranchMin2.5_BranchMax4 | 2.5 | 3 | 3 | 6 | HeaderMin3_HeaderMax6 | 5 | 4 | 12 | [11 empty] | 10 | 12 |  | 12 | 14 |  |  |  |  | NBS_015-090_4P_3HP_8.11_SS | 133.8158 | [5 empty] | KPVS_1015-3/4_4P_200HP_12.89_BRZ | 6722.4
9 | 9 | 2013-5/6-4P-15HP KPVS | KPVS_2013-5/6_4P_15HP_10.92_SS | 366.2 | 366.2 | 732.4 | 2 | 0 | 2 | A | KPVS_SplitCase | 2.5 | 2 | 2.5 | 4 | BranchMin2.5_BranchMax4 | 2.5 | 3 | 3 | 6 | HeaderMin3_HeaderMax6 | 6 | 4 | 12 | [11 empty] | 10 | 12 |  | 12 | 14 |  |  |  |  | NBS_015-090_4P_3HP_8.11_SS | 133.8158 | [5 empty] | KPVS_1015-3/4_4P_200HP_12.89_BRZ | 6722.4
9 | 9 | 2013-5/6-4P-15HP KPVS | KPVS_2013-5/6_4P_15HP_10.92_SS | 366.2 | 366.2 | 732.4 | 2 | 0 | 2 | A | KPVS_SplitCase | 2.5 | 2 | 2.5 | 4 | BranchMin2.5_BranchMax4 | 3 | 3 | 3 | 6 | HeaderMin3_HeaderMax6 | 3 | 4 | 12 | [11 empty] | 10 | 12 |  | 12 | 14 |  |  |  |  | NBS_015-090_4P_3HP_8.11_SS | 133.8158 | [5 empty] | KPVS_1015-3/4_4P_200HP_12.89_BRZ | 6722.4 | INVALID
9 | 9 | 2013-5/6-4P-15HP KPVS | KPVS_2013-5/6_4P_15HP_10.92_SS | 366.2 | 366.2 | 732.4 | 2 | 0 | 2 | A | KPVS_SplitCase | 2.5 | 2 | 2.5 | 4 | BranchMin2.5_BranchMax4 | 3 | 3 | 3 | 6 | HeaderMin3_HeaderMax6 | 4 | 4 | 12 | [11 empty] | 10 | 12 |  | 12 | 14 |  |  |  |  | NBS_015-090_4P_3HP_8.11_SS | 133.8158 | [5 empty] | KPVS_1015-3/4_4P_200HP_12.89_BRZ | 6722.4
9 | 9 | 2013-5/6-4P-15HP KPVS | KPVS_2013-5/6_4P_15HP_10.92_SS | 366.2 | 366.2 | 732.4 | 2 | 0 | 2 | A | KPVS_SplitCase | 2.5 | 2 | 2.5 | 4 | BranchMin2.5_BranchMax4 | 3 | 3 | 3 | 6 | HeaderMin3_HeaderMax6 | 5 | 4 | 12 | [11 empty] | 10 | 12 |  | 12 | 14 |  |  |  |  | NBS_015-090_4P_3HP_8.11_SS | 133.8158 | [5 empty] | KPVS_1015-3/4_4P_200HP_12.89_BRZ | 6722.4
9 | 9 | 2013-5/6-4P-15HP KPVS | KPVS_2013-5/6_4P_15HP_10.92_SS | 366.2 | 366.2 | 732.4 | 2 | 0 | 2 | A | KPVS_SplitCase | 2.5 | 2 | 2.5 | 4 | BranchMin2.5_BranchMax4 | 3 | 3 | 3 | 6 | HeaderMin3_HeaderMax6 | 6 | 4 | 12 | [11 empty] | 10 | 12 |  | 12 | 14 |  |  |  |  | NBS_015-090_4P_3HP_8.11_SS | 133.8158 | [5 empty] | KPVS_1015-3/4_4P_200HP_12.89_BRZ | 6722.4
9 | 9 | 2013-5/6-4P-15HP KPVS | KPVS_2013-5/6_4P_15HP_10.92_SS | 366.2 | 366.2 | 732.4 | 2 | 0 | 2 | A | KPVS_SplitCase | 2.5 | 2 | 2.5 | 4 | BranchMin2.5_BranchMax4 | 4 | 3 | 3 | 6 | HeaderMin3_HeaderMax6 | 3 | 4 | 12 | [11 empty] | 10 | 12 |  | 12 | 14 |  |  |  |  | NBS_015-090_4P_3HP_8.11_SS | 133.8158 | [5 empty] | KPVS_1015-3/4_4P_200HP_12.89_BRZ | 6722.4 | INVALID
9 | 9 | 2013-5/6-4P-15HP KPVS | KPVS_2013-5/6_4P_15HP_10.92_SS | 366.2 | 366.2 | 732.4 | 2 | 0 | 2 | A | KPVS_SplitCase | 2.5 | 2 | 2.5 | 4 | BranchMin2.5_BranchMax4 | 4 | 3 | 3 | 6 | HeaderMin3_HeaderMax6 | 4 | 4 | 12 | [11 empty] | 10 | 12 |  | 12 | 14 |  |  |  |  | NBS_015-090_4P_3HP_8.11_SS | 133.8158 | [5 empty] | KPVS_1015-3/4_4P_200HP_12.89_BRZ | 6722.4 | INVALID
9 | 9 | 2013-5/6-4P-15HP KPVS | KPVS_2013-5/6_4P_15HP_10.92_SS | 366.2 | 366.2 | 732.4 | 2 | 0 | 2 | A | KPVS_SplitCase | 2.5 | 2 | 2.5 | 4 | BranchMin2.5_BranchMax4 | 4 | 3 | 3 | 6 | HeaderMin3_HeaderMax6 | 5 | 4 | 12 | [11 empty] | 10 | 12 |  | 12 | 14 |  |  |  |  | NBS_015-090_4P_3HP_8.11_SS | 133.8158 | [5 empty] | KPVS_1015-3/4_4P_200HP_12.89_BRZ | 6722.4
9 | 9 | 2013-5/6-4P-15HP KPVS | KPVS_2013-5/6_4P_15HP_10.92_SS | 366.2 | 366.2 | 732.4 | 2 | 0 | 2 | A | KPVS_SplitCase | 2.5 | 2 | 2.5 | 4 | BranchMin2.5_BranchMax4 | 4 | 3 | 3 | 6 | HeaderMin3_HeaderMax6 | 6 | 4 | 12 | [11 empty] | 10 | 12 |  | 12 | 14 |  |  |  |  | NBS_015-090_4P_3HP_8.11_SS | 133.8158 | [5 empty] | KPVS_1015-3/4_4P_200HP_12.89_BRZ | 6722.4
10 | 10 | 2013-5/6-4P-20HP KPVS | KPVS_2013-5/6_4P_20HP_12.03_SS | 405.9 | 405.9 | 811.8 | 2 | 0 | 2 | A | KPVS_SplitCase | 2.5 | 2 | 2.5 | 5 | BranchMin2.5_BranchMax5 | 2.5 | 4 | 3 | 6 | HeaderMin3_HeaderMax6 | 3 | 4 | 16 | [11 empty] | 12 | 14 |  | 14 | 16 |  |  |  |  | NBS_015-090_4P_5HP_9.84_SS | 150.196 | [5 empty] | KPVS_1015-3/4_4P_250HP_13.52_BRZ | 7055.6
10 | 10 | 2013-5/6-4P-20HP KPVS | KPVS_2013-5/6_4P_20HP_12.03_SS | 405.9 | 405.9 | 811.8 | 2 | 0 | 2 | A | KPVS_SplitCase | 2.5 | 2 | 2.5 | 5 | BranchMin2.5_BranchMax5 | 2.5 | 4 | 3 | 6 | HeaderMin3_HeaderMax6 | 4 | 4 | 16 | [11 empty] | 12 | 14 |  | 14 | 16 |  |  |  |  | NBS_015-090_4P_5HP_9.84_SS | 150.196 | [5 empty] | KPVS_1015-3/4_4P_250HP_13.52_BRZ | 7055.6
10 | 10 | 2013-5/6-4P-20HP KPVS | KPVS_2013-5/6_4P_20HP_12.03_SS | 405.9 | 405.9 | 811.8 | 2 | 0 | 2 | A | KPVS_SplitCase | 2.5 | 2 | 2.5 | 5 | BranchMin2.5_BranchMax5 | 2.5 | 4 | 3 | 6 | HeaderMin3_HeaderMax6 | 5 | 4 | 16 | [11 empty] | 12 | 14 |  | 14 | 16 |  |  |  |  | NBS_015-090_4P_5HP_9.84_SS | 150.196 | [5 empty] | KPVS_1015-3/4_4P_250HP_13.52_BRZ | 7055.6
10 | 10 | 2013-5/6-4P-20HP KPVS | KPVS_2013-5/6_4P_20HP_12.03_SS | 405.9 | 405.9 | 811.8 | 2 | 0 | 2 | A | KPVS_SplitCase | 2.5 | 2 | 2.5 | 5 | BranchMin2.5_BranchMax5 | 2.5 | 4 | 3 | 6 | HeaderMin3_HeaderMax6 | 6 | 4 | 16 | [11 empty] | 12 | 14 |  | 14 | 16 |  |  |  |  | NBS_015-090_4P_5HP_9.84_SS | 150.196 | [5 empty] | KPVS_1015-3/4_4P_250HP_13.52_BRZ | 7055.6
10 | 10 | 2013-5/6-4P-20HP KPVS | KPVS_2013-5/6_4P_20HP_12.03_SS | 405.9 | 405.9 | 811.8 | 2 | 0 | 2 | A | KPVS_SplitCase | 2.5 | 2 | 2.5 | 5 | BranchMin2.5_BranchMax5 | 3 | 4 | 3 | 6 | HeaderMin3_HeaderMax6 | 3 | 4 | 16 | [11 empty] | 12 | 14 |  | 14 | 16 |  |  |  |  | NBS_015-090_4P_5HP_9.84_SS | 150.196 | [5 empty] | KPVS_1015-3/4_4P_250HP_13.52_BRZ | 7055.6 | INVALID
10 | 10 | 2013-5/6-4P-20HP KPVS | KPVS_2013-5/6_4P_20HP_12.03_SS | 405.9 | 405.9 | 811.8 | 2 | 0 | 2 | A | KPVS_SplitCase | 2.5 | 2 | 2.5 | 5 | BranchMin2.5_BranchMax5 | 3 | 4 | 3 | 6 | HeaderMin3_HeaderMax6 | 4 | 4 | 16 | [11 empty] | 12 | 14 |  | 14 | 16 |  |  |  |  | NBS_015-090_4P_5HP_9.84_SS | 150.196 | [5 empty] | KPVS_1015-3/4_4P_250HP_13.52_BRZ | 7055.6
10 | 10 | 2013-5/6-4P-20HP KPVS | KPVS_2013-5/6_4P_20HP_12.03_SS | 405.9 | 405.9 | 811.8 | 2 | 0 | 2 | A | KPVS_SplitCase | 2.5 | 2 | 2.5 | 5 | BranchMin2.5_BranchMax5 | 3 | 4 | 3 | 6 | HeaderMin3_HeaderMax6 | 5 | 4 | 16 | [11 empty] | 12 | 14 |  | 14 | 16 |  |  |  |  | NBS_015-090_4P_5HP_9.84_SS | 150.196 | [5 empty] | KPVS_1015-3/4_4P_250HP_13.52_BRZ | 7055.6
10 | 10 | 2013-5/6-4P-20HP KPVS | KPVS_2013-5/6_4P_20HP_12.03_SS | 405.9 | 405.9 | 811.8 | 2 | 0 | 2 | A | KPVS_SplitCase | 2.5 | 2 | 2.5 | 5 | BranchMin2.5_BranchMax5 | 3 | 4 | 3 | 6 | HeaderMin3_HeaderMax6 | 6 | 4 | 16 | [11 empty] | 12 | 14 |  | 14 | 16 |  |  |  |  | NBS_015-090_4P_5HP_9.84_SS | 150.196 | [5 empty] | KPVS_1015-3/4_4P_250HP_13.52_BRZ | 7055.6
10 | 10 | 2013-5/6-4P-20HP KPVS | KPVS_2013-5/6_4P_20HP_12.03_SS | 405.9 | 405.9 | 811.8 | 2 | 0 | 2 | A | KPVS_SplitCase | 2.5 | 2 | 2.5 | 5 | BranchMin2.5_BranchMax5 | 4 | 4 | 3 | 6 | HeaderMin3_HeaderMax6 | 3 | 4 | 16 | [11 empty] | 12 | 14 |  | 14 | 16 |  |  |  |  | NBS_015-090_4P_5HP_9.84_SS | 150.196 | [5 empty] | KPVS_1015-3/4_4P_250HP_13.52_BRZ | 7055.6 | INVALID
10 | 10 | 2013-5/6-4P-20HP KPVS | KPVS_2013-5/6_4P_20HP_12.03_SS | 405.9 | 405.9 | 811.8 | 2 | 0 | 2 | A | KPVS_SplitCase | 2.5 | 2 | 2.5 | 5 | BranchMin2.5_BranchMax5 | 4 | 4 | 3 | 6 | HeaderMin3_HeaderMax6 | 4 | 4 | 16 | [11 empty] | 12 | 14 |  | 14 | 16 |  |  |  |  | NBS_015-090_4P_5HP_9.84_SS | 150.196 | [5 empty] | KPVS_1015-3/4_4P_250HP_13.52_BRZ | 7055.6 | INVALID
10 | 10 | 2013-5/6-4P-20HP KPVS | KPVS_2013-5/6_4P_20HP_12.03_SS | 405.9 | 405.9 | 811.8 | 2 | 0 | 2 | A | KPVS_SplitCase | 2.5 | 2 | 2.5 | 5 | BranchMin2.5_BranchMax5 | 4 | 4 | 3 | 6 | HeaderMin3_HeaderMax6 | 5 | 4 | 16 | [11 empty] | 12 | 14 |  | 14 | 16 |  |  |  |  | NBS_015-090_4P_5HP_9.84_SS | 150.196 | [5 empty] | KPVS_1015-3/4_4P_250HP_13.52_BRZ | 7055.6
10 | 10 | 2013-5/6-4P-20HP KPVS | KPVS_2013-5/6_4P_20HP_12.03_SS | 405.9 | 405.9 | 811.8 | 2 | 0 | 2 | A | KPVS_SplitCase | 2.5 | 2 | 2.5 | 5 | BranchMin2.5_BranchMax5 | 4 | 4 | 3 | 6 | HeaderMin3_HeaderMax6 | 6 | 4 | 16 | [11 empty] | 12 | 14 |  | 14 | 16 |  |  |  |  | NBS_015-090_4P_5HP_9.84_SS | 150.196 | [5 empty] | KPVS_1015-3/4_4P_250HP_13.52_BRZ | 7055.6
10 | 10 | 2013-5/6-4P-20HP KPVS | KPVS_2013-5/6_4P_20HP_12.03_SS | 405.9 | 405.9 | 811.8 | 2 | 0 | 2 | A | KPVS_SplitCase | 2.5 | 2 | 2.5 | 5 | BranchMin2.5_BranchMax5 | 5 | 4 | 3 | 6 | HeaderMin3_HeaderMax6 | 3 | 4 | 16 | [11 empty] | 12 | 14 |  | 14 | 16 |  |  |  |  | NBS_015-090_4P_5HP_9.84_SS | 150.196 | [5 empty] | KPVS_1015-3/4_4P_250HP_13.52_BRZ | 7055.6 | INVALID
10 | 10 | 2013-5/6-4P-20HP KPVS | KPVS_2013-5/6_4P_20HP_12.03_SS | 405.9 | 405.9 | 811.8 | 2 | 0 | 2 | A | KPVS_SplitCase | 2.5 | 2 | 2.5 | 5 | BranchMin2.5_BranchMax5 | 5 | 4 | 3 | 6 | HeaderMin3_HeaderMax6 | 4 | 4 | 16 | [11 empty] | 12 | 14 |  | 14 | 16 |  |  |  |  | NBS_015-090_4P_5HP_9.84_SS | 150.196 | [5 empty] | KPVS_1015-3/4_4P_250HP_13.52_BRZ | 7055.6 | INVALID
10 | 10 | 2013-5/6-4P-20HP KPVS | KPVS_2013-5/6_4P_20HP_12.03_SS | 405.9 | 405.9 | 811.8 | 2 | 0 | 2 | A | KPVS_SplitCase | 2.5 | 2 | 2.5 | 5 | BranchMin2.5_BranchMax5 | 5 | 4 | 3 | 6 | HeaderMin3_HeaderMax6 | 5 | 4 | 16 | [11 empty] | 12 | 14 |  | 14 | 16 |  |  |  |  | NBS_015-090_4P_5HP_9.84_SS | 150.196 | [5 empty] | KPVS_1015-3/4_4P_250HP_13.52_BRZ | 7055.6 | INVALID
10 | 10 | 2013-5/6-4P-20HP KPVS | KPVS_2013-5/6_4P_20HP_12.03_SS | 405.9 | 405.9 | 811.8 | 2 | 0 | 2 | A | KPVS_SplitCase | 2.5 | 2 | 2.5 | 5 | BranchMin2.5_BranchMax5 | 5 | 4 | 3 | 6 | HeaderMin3_HeaderMax6 | 6 | 4 | 16 | [11 empty] | 12 | 14 |  | 14 | 16 |  |  |  |  | NBS_015-090_4P_5HP_9.84_SS | 150.196 | [5 empty] | KPVS_1015-3/4_4P_250HP_13.52_BRZ | 7055.6
11 | 11 | 2013-5/6-4P-25HP KPVS | KPVS_2013-5/6_4P_25HP_13.00_SS | 441.1 | 441.1 | 882.2 | 2 | 0 | 2 | A | KPVS_SplitCase | 2.5 | 2 | 2.5 | 5 | BranchMin2.5_BranchMax5 | 2.5 | 4 | 3 | 6 | HeaderMin3_HeaderMax6 | 3 | 4 | 16 | [11 empty] | 14 | 16 |  | 16 | 18 |  |  |  |  | NBS_015-095_4P_2HP_6.54_SS | 177.561 | [5 empty] | KPVS_1015-3/4_4P_300HP_14.03_BRZ | 7256.3
11 | 11 | 2013-5/6-4P-25HP KPVS | KPVS_2013-5/6_4P_25HP_13.00_SS | 441.1 | 441.1 | 882.2 | 2 | 0 | 2 | A | KPVS_SplitCase | 2.5 | 2 | 2.5 | 5 | BranchMin2.5_BranchMax5 | 2.5 | 4 | 3 | 6 | HeaderMin3_HeaderMax6 | 4 | 4 | 16 | [11 empty] | 14 | 16 |  | 16 | 18 |  |  |  |  | NBS_015-095_4P_2HP_6.54_SS | 177.561 | [5 empty] | KPVS_1015-3/4_4P_300HP_14.03_BRZ | 7256.3
11 | 11 | 2013-5/6-4P-25HP KPVS | KPVS_2013-5/6_4P_25HP_13.00_SS | 441.1 | 441.1 | 882.2 | 2 | 0 | 2 | A | KPVS_SplitCase | 2.5 | 2 | 2.5 | 5 | BranchMin2.5_BranchMax5 | 2.5 | 4 | 3 | 6 | HeaderMin3_HeaderMax6 | 5 | 4 | 16 | [11 empty] | 14 | 16 |  | 16 | 18 |  |  |  |  | NBS_015-095_4P_2HP_6.54_SS | 177.561 | [5 empty] | KPVS_1015-3/4_4P_300HP_14.03_BRZ | 7256.3
11 | 11 | 2013-5/6-4P-25HP KPVS | KPVS_2013-5/6_4P_25HP_13.00_SS | 441.1 | 441.1 | 882.2 | 2 | 0 | 2 | A | KPVS_SplitCase | 2.5 | 2 | 2.5 | 5 | BranchMin2.5_BranchMax5 | 2.5 | 4 | 3 | 6 | HeaderMin3_HeaderMax6 | 6 | 4 | 16 | [11 empty] | 14 | 16 |  | 16 | 18 |  |  |  |  | NBS_015-095_4P_2HP_6.54_SS | 177.561 | [5 empty] | KPVS_1015-3/4_4P_300HP_14.03_BRZ | 7256.3
11 | 11 | 2013-5/6-4P-25HP KPVS | KPVS_2013-5/6_4P_25HP_13.00_SS | 441.1 | 441.1 | 882.2 | 2 | 0 | 2 | A | KPVS_SplitCase | 2.5 | 2 | 2.5 | 5 | BranchMin2.5_BranchMax5 | 3 | 4 | 3 | 6 | HeaderMin3_HeaderMax6 | 3 | 4 | 16 | [11 empty] | 14 | 16 |  | 16 | 18 |  |  |  |  | NBS_015-095_4P_2HP_6.54_SS | 177.561 | [5 empty] | KPVS_1015-3/4_4P_300HP_14.03_BRZ | 7256.3 | INVALID
11 | 11 | 2013-5/6-4P-25HP KPVS | KPVS_2013-5/6_4P_25HP_13.00_SS | 441.1 | 441.1 | 882.2 | 2 | 0 | 2 | A | KPVS_SplitCase | 2.5 | 2 | 2.5 | 5 | BranchMin2.5_BranchMax5 | 3 | 4 | 3 | 6 | HeaderMin3_HeaderMax6 | 4 | 4 | 16 | [11 empty] | 14 | 16 |  | 16 | 18 |  |  |  |  | NBS_015-095_4P_2HP_6.54_SS | 177.561 | [5 empty] | KPVS_1015-3/4_4P_300HP_14.03_BRZ | 7256.3
11 | 11 | 2013-5/6-4P-25HP KPVS | KPVS_2013-5/6_4P_25HP_13.00_SS | 441.1 | 441.1 | 882.2 | 2 | 0 | 2 | A | KPVS_SplitCase | 2.5 | 2 | 2.5 | 5 | BranchMin2.5_BranchMax5 | 3 | 4 | 3 | 6 | HeaderMin3_HeaderMax6 | 5 | 4 | 16 | [11 empty] | 14 | 16 |  | 16 | 18 |  |  |  |  | NBS_015-095_4P_2HP_6.54_SS | 177.561 | [5 empty] | KPVS_1015-3/4_4P_300HP_14.03_BRZ | 7256.3
11 | 11 | 2013-5/6-4P-25HP KPVS | KPVS_2013-5/6_4P_25HP_13.00_SS | 441.1 | 441.1 | 882.2 | 2 | 0 | 2 | A | KPVS_SplitCase | 2.5 | 2 | 2.5 | 5 | BranchMin2.5_BranchMax5 | 3 | 4 | 3 | 6 | HeaderMin3_HeaderMax6 | 6 | 4 | 16 | [11 empty] | 14 | 16 |  | 16 | 18 |  |  |  |  | NBS_015-095_4P_2HP_6.54_SS | 177.561 | [5 empty] | KPVS_1015-3/4_4P_300HP_14.03_BRZ | 7256.3
11 | 11 | 2013-5/6-4P-25HP KPVS | KPVS_2013-5/6_4P_25HP_13.00_SS | 441.1 | 441.1 | 882.2 | 2 | 0 | 2 | A | KPVS_SplitCase | 2.5 | 2 | 2.5 | 5 | BranchMin2.5_BranchMax5 | 4 | 4 | 3 | 6 | HeaderMin3_HeaderMax6 | 3 | 4 | 16 | [11 empty] | 14 | 16 |  | 16 | 18 |  |  |  |  | NBS_015-095_4P_2HP_6.54_SS | 177.561 | [5 empty] | KPVS_1015-3/4_4P_300HP_14.03_BRZ | 7256.3 | INVALID
11 | 11 | 2013-5/6-4P-25HP KPVS | KPVS_2013-5/6_4P_25HP_13.00_SS | 441.1 | 441.1 | 882.2 | 2 | 0 | 2 | A | KPVS_SplitCase | 2.5 | 2 | 2.5 | 5 | BranchMin2.5_BranchMax5 | 4 | 4 | 3 | 6 | HeaderMin3_HeaderMax6 | 4 | 4 | 16 | [11 empty] | 14 | 16 |  | 16 | 18 |  |  |  |  | NBS_015-095_4P_2HP_6.54_SS | 177.561 | [5 empty] | KPVS_1015-3/4_4P_300HP_14.03_BRZ | 7256.3 | INVALID
11 | 11 | 2013-5/6-4P-25HP KPVS | KPVS_2013-5/6_4P_25HP_13.00_SS | 441.1 | 441.1 | 882.2 | 2 | 0 | 2 | A | KPVS_SplitCase | 2.5 | 2 | 2.5 | 5 | BranchMin2.5_BranchMax5 | 4 | 4 | 3 | 6 | HeaderMin3_HeaderMax6 | 5 | 4 | 16 | [11 empty] | 14 | 16 |  | 16 | 18 |  |  |  |  | NBS_015-095_4P_2HP_6.54_SS | 177.561 | [5 empty] | KPVS_1015-3/4_4P_300HP_14.03_BRZ | 7256.3
11 | 11 | 2013-5/6-4P-25HP KPVS | KPVS_2013-5/6_4P_25HP_13.00_SS | 441.1 | 441.1 | 882.2 | 2 | 0 | 2 | A | KPVS_SplitCase | 2.5 | 2 | 2.5 | 5 | BranchMin2.5_BranchMax5 | 4 | 4 | 3 | 6 | HeaderMin3_HeaderMax6 | 6 | 4 | 16 | [11 empty] | 14 | 16 |  | 16 | 18 |  |  |  |  | NBS_015-095_4P_2HP_6.54_SS | 177.561 | [5 empty] | KPVS_1015-3/4_4P_300HP_14.03_BRZ | 7256.3
11 | 11 | 2013-5/6-4P-25HP KPVS | KPVS_2013-5/6_4P_25HP_13.00_SS | 441.1 | 441.1 | 882.2 | 2 | 0 | 2 | A | KPVS_SplitCase | 2.5 | 2 | 2.5 | 5 | BranchMin2.5_BranchMax5 | 5 | 4 | 3 | 6 | HeaderMin3_HeaderMax6 | 3 | 4 | 16 | [11 empty] | 14 | 16 |  | 16 | 18 |  |  |  |  | NBS_015-095_4P_2HP_6.54_SS | 177.561 | [5 empty] | KPVS_1015-3/4_4P_300HP_14.03_BRZ | 7256.3 | INVALID
11 | 11 | 2013-5/6-4P-25HP KPVS | KPVS_2013-5/6_4P_25HP_13.00_SS | 441.1 | 441.1 | 882.2 | 2 | 0 | 2 | A | KPVS_SplitCase | 2.5 | 2 | 2.5 | 5 | BranchMin2.5_BranchMax5 | 5 | 4 | 3 | 6 | HeaderMin3_HeaderMax6 | 4 | 4 | 16 | [11 empty] | 14 | 16 |  | 16 | 18 |  |  |  |  | NBS_015-095_4P_2HP_6.54_SS | 177.561 | [5 empty] | KPVS_1015-3/4_4P_300HP_14.03_BRZ | 7256.3 | INVALID
11 | 11 | 2013-5/6-4P-25HP KPVS | KPVS_2013-5/6_4P_25HP_13.00_SS | 441.1 | 441.1 | 882.2 | 2 | 0 | 2 | A | KPVS_SplitCase | 2.5 | 2 | 2.5 | 5 | BranchMin2.5_BranchMax5 | 5 | 4 | 3 | 6 | HeaderMin3_HeaderMax6 | 5 | 4 | 16 | [11 empty] | 14 | 16 |  | 16 | 18 |  |  |  |  | NBS_015-095_4P_2HP_6.54_SS | 177.561 | [5 empty] | KPVS_1015-3/4_4P_300HP_14.03_BRZ | 7256.3 | INVALID
11 | 11 | 2013-5/6-4P-25HP KPVS | KPVS_2013-5/6_4P_25HP_13.00_SS | 441.1 | 441.1 | 882.2 | 2 | 0 | 2 | A | KPVS_SplitCase | 2.5 | 2 | 2.5 | 5 | BranchMin2.5_BranchMax5 | 5 | 4 | 3 | 6 | HeaderMin3_HeaderMax6 | 6 | 4 | 16 | [11 empty] | 14 | 16 |  | 16 | 18 |  |  |  |  | NBS_015-095_4P_2HP_6.54_SS | 177.561 | [5 empty] | KPVS_1015-3/4_4P_300HP_14.03_BRZ | 7256.3
12 | 12 | 3095-7/8-2P-40HP KPVS | KPVS_3095-7/8_2P_40HP_6.83_BRZ | 844.1 | 844.1 | 1688.2 | 2 | 0 | 2 | A | KPVS_SplitCase | 4 | 3 | 4 | 6 | BranchMin4_BranchMax6 | 4 | 3 | 5 | 10 | HeaderMin5_HeaderMax10 | 5 | 4 | 12 | [11 empty] | 16 | 18 |  | 18 | 20 |  |  |  |  | NBS_015-095_4P_3HP_7.32_SS | 194.9972 | [5 empty] | KPVS_1220-5/6_6P_125HP_13.61_BRZ | 7208.6
12 | 12 | 3095-7/8-2P-40HP KPVS | KPVS_3095-7/8_2P_40HP_6.83_BRZ | 844.1 | 844.1 | 1688.2 | 2 | 0 | 2 | A | KPVS_SplitCase | 4 | 3 | 4 | 6 | BranchMin4_BranchMax6 | 4 | 3 | 5 | 10 | HeaderMin5_HeaderMax10 | 6 | 4 | 12 | [11 empty] | 16 | 18 |  | 18 | 20 |  |  |  |  | NBS_015-095_4P_3HP_7.32_SS | 194.9972 | [5 empty] | KPVS_1220-5/6_6P_125HP_13.61_BRZ | 7208.6
12 | 12 | 3095-7/8-2P-40HP KPVS | KPVS_3095-7/8_2P_40HP_6.83_BRZ | 844.1 | 844.1 | 1688.2 | 2 | 0 | 2 | A | KPVS_SplitCase | 4 | 3 | 4 | 6 | BranchMin4_BranchMax6 | 4 | 3 | 5 | 10 | HeaderMin5_HeaderMax10 | 8 | 4 | 12 | [11 empty] | 16 | 18 |  | 18 | 20 |  |  |  |  | NBS_015-095_4P_3HP_7.32_SS | 194.9972 | [5 empty] | KPVS_1220-5/6_6P_125HP_13.61_BRZ | 7208.6
12 | 12 | 3095-7/8-2P-40HP KPVS | KPVS_3095-7/8_2P_40HP_6.83_BRZ | 844.1 | 844.1 | 1688.2 | 2 | 0 | 2 | A | KPVS_SplitCase | 4 | 3 | 4 | 6 | BranchMin4_BranchMax6 | 4 | 3 | 5 | 10 | HeaderMin5_HeaderMax10 | 10 | 4 | 12 | [11 empty] | 16 | 18 |  | 18 | 20 |  |  |  |  | NBS_015-095_4P_3HP_7.32_SS | 194.9972 | [5 empty] | KPVS_1220-5/6_6P_125HP_13.61_BRZ | 7208.6
12 | 12 | 3095-7/8-2P-40HP KPVS | KPVS_3095-7/8_2P_40HP_6.83_BRZ | 844.1 | 844.1 | 1688.2 | 2 | 0 | 2 | A | KPVS_SplitCase | 4 | 3 | 4 | 6 | BranchMin4_BranchMax6 | 5 | 3 | 5 | 10 | HeaderMin5_HeaderMax10 | 5 | 4 | 12 | [11 empty] | 16 | 18 |  | 18 | 20 |  |  |  |  | NBS_015-095_4P_3HP_7.32_SS | 194.9972 | [5 empty] | KPVS_1220-5/6_6P_125HP_13.61_BRZ | 7208.6 | INVALID
12 | 12 | 3095-7/8-2P-40HP KPVS | KPVS_3095-7/8_2P_40HP_6.83_BRZ | 844.1 | 844.1 | 1688.2 | 2 | 0 | 2 | A | KPVS_SplitCase | 4 | 3 | 4 | 6 | BranchMin4_BranchMax6 | 5 | 3 | 5 | 10 | HeaderMin5_HeaderMax10 | 6 | 4 | 12 | [11 empty] | 16 | 18 |  | 18 | 20 |  |  |  |  | NBS_015-095_4P_3HP_7.32_SS | 194.9972 | [5 empty] | KPVS_1220-5/6_6P_125HP_13.61_BRZ | 7208.6
12 | 12 | 3095-7/8-2P-40HP KPVS | KPVS_3095-7/8_2P_40HP_6.83_BRZ | 844.1 | 844.1 | 1688.2 | 2 | 0 | 2 | A | KPVS_SplitCase | 4 | 3 | 4 | 6 | BranchMin4_BranchMax6 | 5 | 3 | 5 | 10 | HeaderMin5_HeaderMax10 | 8 | 4 | 12 | [11 empty] | 16 | 18 |  | 18 | 20 |  |  |  |  | NBS_015-095_4P_3HP_7.32_SS | 194.9972 | [5 empty] | KPVS_1220-5/6_6P_125HP_13.61_BRZ | 7208.6
12 | 12 | 3095-7/8-2P-40HP KPVS | KPVS_3095-7/8_2P_40HP_6.83_BRZ | 844.1 | 844.1 | 1688.2 | 2 | 0 | 2 | A | KPVS_SplitCase | 4 | 3 | 4 | 6 | BranchMin4_BranchMax6 | 5 | 3 | 5 | 10 | HeaderMin5_HeaderMax10 | 10 | 4 | 12 | [11 empty] | 16 | 18 |  | 18 | 20 |  |  |  |  | NBS_015-095_4P_3HP_7.32_SS | 194.9972 | [5 empty] | KPVS_1220-5/6_6P_125HP_13.61_BRZ | 7208.6
12 | 12 | 3095-7/8-2P-40HP KPVS | KPVS_3095-7/8_2P_40HP_6.83_BRZ | 844.1 | 844.1 | 1688.2 | 2 | 0 | 2 | A | KPVS_SplitCase | 4 | 3 | 4 | 6 | BranchMin4_BranchMax6 | 6 | 3 | 5 | 10 | HeaderMin5_HeaderMax10 | 5 | 4 | 12 | [11 empty] | 16 | 18 |  | 18 | 20 |  |  |  |  | NBS_015-095_4P_3HP_7.32_SS | 194.9972 | [5 empty] | KPVS_1220-5/6_6P_125HP_13.61_BRZ | 7208.6 | INVALID
12 | 12 | 3095-7/8-2P-40HP KPVS | KPVS_3095-7/8_2P_40HP_6.83_BRZ | 844.1 | 844.1 | 1688.2 | 2 | 0 | 2 | A | KPVS_SplitCase | 4 | 3 | 4 | 6 | BranchMin4_BranchMax6 | 6 | 3 | 5 | 10 | HeaderMin5_HeaderMax10 | 6 | 4 | 12 | [11 empty] | 16 | 18 |  | 18 | 20 |  |  |  |  | NBS_015-095_4P_3HP_7.32_SS | 194.9972 | [5 empty] | KPVS_1220-5/6_6P_125HP_13.61_BRZ | 7208.6 | INVALID
12 | 12 | 3095-7/8-2P-40HP KPVS | KPVS_3095-7/8_2P_40HP_6.83_BRZ | 844.1 | 844.1 | 1688.2 | 2 | 0 | 2 | A | KPVS_SplitCase | 4 | 3 | 4 | 6 | BranchMin4_BranchMax6 | 6 | 3 | 5 | 10 | HeaderMin5_HeaderMax10 | 8 | 4 | 12 | [11 empty] | 16 | 18 |  | 18 | 20 |  |  |  |  | NBS_015-095_4P_3HP_7.32_SS | 194.9972 | [5 empty] | KPVS_1220-5/6_6P_125HP_13.61_BRZ | 7208.6
12 | 12 | 3095-7/8-2P-40HP KPVS | KPVS_3095-7/8_2P_40HP_6.83_BRZ | 844.1 | 844.1 | 1688.2 | 2 | 0 | 2 | A | KPVS_SplitCase | 4 | 3 | 4 | 6 | BranchMin4_BranchMax6 | 6 | 3 | 5 | 10 | HeaderMin5_HeaderMax10 | 10 | 4 | 12 | [11 empty] | 16 | 18 |  | 18 | 20 |  |  |  |  | NBS_015-095_4P_3HP_7.32_SS | 194.9972 | [5 empty] | KPVS_1220-5/6_6P_125HP_13.61_BRZ | 7208.6
13 | 13 | 3095-7/8-2P-50HP KPVS | KPVS_3095-7/8_2P_50HP_7.31_BRZ | 888.7 | 888.7 | 1777.4 | 2 | 0 | 2 | A | KPVS_SplitCase | 4 | 3 | 4 | 6 | BranchMin4_BranchMax6 | 4 | 3 | 5 | 10 | HeaderMin5_HeaderMax10 | 5 | 4 | 12 | [11 empty] | 18 | 20 | [7 empty] | NBS_015-095_4P_5HP_8.82_SS | 230.1371 | [5 empty] | KPVS_1220-5/6_6P_150HP_14.41_BRZ | 7821.9
13 | 13 | 3095-7/8-2P-50HP KPVS | KPVS_3095-7/8_2P_50HP_7.31_BRZ | 888.7 | 888.7 | 1777.4 | 2 | 0 | 2 | A | KPVS_SplitCase | 4 | 3 | 4 | 6 | BranchMin4_BranchMax6 | 4 | 3 | 5 | 10 | HeaderMin5_HeaderMax10 | 6 | 4 | 12 | [11 empty] | 18 | 20 | [7 empty] | NBS_015-095_4P_5HP_8.82_SS | 230.1371 | [5 empty] | KPVS_1220-5/6_6P_150HP_14.41_BRZ | 7821.9
13 | 13 | 3095-7/8-2P-50HP KPVS | KPVS_3095-7/8_2P_50HP_7.31_BRZ | 888.7 | 888.7 | 1777.4 | 2 | 0 | 2 | A | KPVS_SplitCase | 4 | 3 | 4 | 6 | BranchMin4_BranchMax6 | 4 | 3 | 5 | 10 | HeaderMin5_HeaderMax10 | 8 | 4 | 12 | [11 empty] | 18 | 20 | [7 empty] | NBS_015-095_4P_5HP_8.82_SS | 230.1371 | [5 empty] | KPVS_1220-5/6_6P_150HP_14.41_BRZ | 7821.9
13 | 13 | 3095-7/8-2P-50HP KPVS | KPVS_3095-7/8_2P_50HP_7.31_BRZ | 888.7 | 888.7 | 1777.4 | 2 | 0 | 2 | A | KPVS_SplitCase | 4 | 3 | 4 | 6 | BranchMin4_BranchMax6 | 4 | 3 | 5 | 10 | HeaderMin5_HeaderMax10 | 10 | 4 | 12 | [11 empty] | 18 | 20 | [7 empty] | NBS_015-095_4P_5HP_8.82_SS | 230.1371 | [5 empty] | KPVS_1220-5/6_6P_150HP_14.41_BRZ | 7821.9
13 | 13 | 3095-7/8-2P-50HP KPVS | KPVS_3095-7/8_2P_50HP_7.31_BRZ | 888.7 | 888.7 | 1777.4 | 2 | 0 | 2 | A | KPVS_SplitCase | 4 | 3 | 4 | 6 | BranchMin4_BranchMax6 | 5 | 3 | 5 | 10 | HeaderMin5_HeaderMax10 | 5 | 4 | 12 | [11 empty] | 18 | 20 | [7 empty] | NBS_015-095_4P_5HP_8.82_SS | 230.1371 | [5 empty] | KPVS_1220-5/6_6P_150HP_14.41_BRZ | 7821.9 | INVALID
13 | 13 | 3095-7/8-2P-50HP KPVS | KPVS_3095-7/8_2P_50HP_7.31_BRZ | 888.7 | 888.7 | 1777.4 | 2 | 0 | 2 | A | KPVS_SplitCase | 4 | 3 | 4 | 6 | BranchMin4_BranchMax6 | 5 | 3 | 5 | 10 | HeaderMin5_HeaderMax10 | 6 | 4 | 12 | [11 empty] | 18 | 20 | [7 empty] | NBS_015-095_4P_5HP_8.82_SS | 230.1371 | [5 empty] | KPVS_1220-5/6_6P_150HP_14.41_BRZ | 7821.9
13 | 13 | 3095-7/8-2P-50HP KPVS | KPVS_3095-7/8_2P_50HP_7.31_BRZ | 888.7 | 888.7 | 1777.4 | 2 | 0 | 2 | A | KPVS_SplitCase | 4 | 3 | 4 | 6 | BranchMin4_BranchMax6 | 5 | 3 | 5 | 10 | HeaderMin5_HeaderMax10 | 8 | 4 | 12 | [11 empty] | 18 | 20 | [7 empty] | NBS_015-095_4P_5HP_8.82_SS | 230.1371 | [5 empty] | KPVS_1220-5/6_6P_150HP_14.41_BRZ | 7821.9
13 | 13 | 3095-7/8-2P-50HP KPVS | KPVS_3095-7/8_2P_50HP_7.31_BRZ | 888.7 | 888.7 | 1777.4 | 2 | 0 | 2 | A | KPVS_SplitCase | 4 | 3 | 4 | 6 | BranchMin4_BranchMax6 | 5 | 3 | 5 | 10 | HeaderMin5_HeaderMax10 | 10 | 4 | 12 | [11 empty] | 18 | 20 | [7 empty] | NBS_015-095_4P_5HP_8.82_SS | 230.1371 | [5 empty] | KPVS_1220-5/6_6P_150HP_14.41_BRZ | 7821.9
13 | 13 | 3095-7/8-2P-50HP KPVS | KPVS_3095-7/8_2P_50HP_7.31_BRZ | 888.7 | 888.7 | 1777.4 | 2 | 0 | 2 | A | KPVS_SplitCase | 4 | 3 | 4 | 6 | BranchMin4_BranchMax6 | 6 | 3 | 5 | 10 | HeaderMin5_HeaderMax10 | 5 | 4 | 12 | [11 empty] | 18 | 20 | [7 empty] | NBS_015-095_4P_5HP_8.82_SS | 230.1371 | [5 empty] | KPVS_1220-5/6_6P_150HP_14.41_BRZ | 7821.9 | INVALID
13 | 13 | 3095-7/8-2P-50HP KPVS | KPVS_3095-7/8_2P_50HP_7.31_BRZ | 888.7 | 888.7 | 1777.4 | 2 | 0 | 2 | A | KPVS_SplitCase | 4 | 3 | 4 | 6 | BranchMin4_BranchMax6 | 6 | 3 | 5 | 10 | HeaderMin5_HeaderMax10 | 6 | 4 | 12 | [11 empty] | 18 | 20 | [7 empty] | NBS_015-095_4P_5HP_8.82_SS | 230.1371 | [5 empty] | KPVS_1220-5/6_6P_150HP_14.41_BRZ | 7821.9 | INVALID
13 | 13 | 3095-7/8-2P-50HP KPVS | KPVS_3095-7/8_2P_50HP_7.31_BRZ | 888.7 | 888.7 | 1777.4 | 2 | 0 | 2 | A | KPVS_SplitCase | 4 | 3 | 4 | 6 | BranchMin4_BranchMax6 | 6 | 3 | 5 | 10 | HeaderMin5_HeaderMax10 | 8 | 4 | 12 | [11 empty] | 18 | 20 | [7 empty] | NBS_015-095_4P_5HP_8.82_SS | 230.1371 | [5 empty] | KPVS_1220-5/6_6P_150HP_14.41_BRZ | 7821.9
13 | 13 | 3095-7/8-2P-50HP KPVS | KPVS_3095-7/8_2P_50HP_7.31_BRZ | 888.7 | 888.7 | 1777.4 | 2 | 0 | 2 | A | KPVS_SplitCase | 4 | 3 | 4 | 6 | BranchMin4_BranchMax6 | 6 | 3 | 5 | 10 | HeaderMin5_HeaderMax10 | 10 | 4 | 12 | [11 empty] | 18 | 20 | [7 empty] | NBS_015-095_4P_5HP_8.82_SS | 230.1371 | [5 empty] | KPVS_1220-5/6_6P_150HP_14.41_BRZ | 7821.9
14 | 14 | 3095-7/8-2P-60HP KPVS | KPVS_3095-7/8_2P_60HP_7.80_BRZ | 910.5 | 910.5 | 1821 | 2 | 0 | 2 | A | KPVS_SplitCase | 4 | 3 | 4 | 6 | BranchMin4_BranchMax6 | 4 | 3 | 5 | 10 | HeaderMin5_HeaderMax10 | 5 | 4 | 12 | [11 empty] | 20 | 24 | [7 empty] | NBS_015-095_4P_7.5HP_9.84_SS | 242.8034 | [5 empty] | KPVS_1220-5/6_6P_200HP_16.03_BRZ | 9109.1
14 | 14 | 3095-7/8-2P-60HP KPVS | KPVS_3095-7/8_2P_60HP_7.80_BRZ | 910.5 | 910.5 | 1821 | 2 | 0 | 2 | A | KPVS_SplitCase | 4 | 3 | 4 | 6 | BranchMin4_BranchMax6 | 4 | 3 | 5 | 10 | HeaderMin5_HeaderMax10 | 6 | 4 | 12 | [11 empty] | 20 | 24 | [7 empty] | NBS_015-095_4P_7.5HP_9.84_SS | 242.8034 | [5 empty] | KPVS_1220-5/6_6P_200HP_16.03_BRZ | 9109.1
14 | 14 | 3095-7/8-2P-60HP KPVS | KPVS_3095-7/8_2P_60HP_7.80_BRZ | 910.5 | 910.5 | 1821 | 2 | 0 | 2 | A | KPVS_SplitCase | 4 | 3 | 4 | 6 | BranchMin4_BranchMax6 | 4 | 3 | 5 | 10 | HeaderMin5_HeaderMax10 | 8 | 4 | 12 | [11 empty] | 20 | 24 | [7 empty] | NBS_015-095_4P_7.5HP_9.84_SS | 242.8034 | [5 empty] | KPVS_1220-5/6_6P_200HP_16.03_BRZ | 9109.1
14 | 14 | 3095-7/8-2P-60HP KPVS | KPVS_3095-7/8_2P_60HP_7.80_BRZ | 910.5 | 910.5 | 1821 | 2 | 0 | 2 | A | KPVS_SplitCase | 4 | 3 | 4 | 6 | BranchMin4_BranchMax6 | 4 | 3 | 5 | 10 | HeaderMin5_HeaderMax10 | 10 | 4 | 12 | [11 empty] | 20 | 24 | [7 empty] | NBS_015-095_4P_7.5HP_9.84_SS | 242.8034 | [5 empty] | KPVS_1220-5/6_6P_200HP_16.03_BRZ | 9109.1
14 | 14 | 3095-7/8-2P-60HP KPVS | KPVS_3095-7/8_2P_60HP_7.80_BRZ | 910.5 | 910.5 | 1821 | 2 | 0 | 2 | A | KPVS_SplitCase | 4 | 3 | 4 | 6 | BranchMin4_BranchMax6 | 5 | 3 | 5 | 10 | HeaderMin5_HeaderMax10 | 5 | 4 | 12 | [11 empty] | 20 | 24 | [7 empty] | NBS_015-095_4P_7.5HP_9.84_SS | 242.8034 | [5 empty] | KPVS_1220-5/6_6P_200HP_16.03_BRZ | 9109.1 | INVALID
14 | 14 | 3095-7/8-2P-60HP KPVS | KPVS_3095-7/8_2P_60HP_7.80_BRZ | 910.5 | 910.5 | 1821 | 2 | 0 | 2 | A | KPVS_SplitCase | 4 | 3 | 4 | 6 | BranchMin4_BranchMax6 | 5 | 3 | 5 | 10 | HeaderMin5_HeaderMax10 | 6 | 4 | 12 | [11 empty] | 20 | 24 | [7 empty] | NBS_015-095_4P_7.5HP_9.84_SS | 242.8034 | [5 empty] | KPVS_1220-5/6_6P_200HP_16.03_BRZ | 9109.1
14 | 14 | 3095-7/8-2P-60HP KPVS | KPVS_3095-7/8_2P_60HP_7.80_BRZ | 910.5 | 910.5 | 1821 | 2 | 0 | 2 | A | KPVS_SplitCase | 4 | 3 | 4 | 6 | BranchMin4_BranchMax6 | 5 | 3 | 5 | 10 | HeaderMin5_HeaderMax10 | 8 | 4 | 12 | [11 empty] | 20 | 24 | [7 empty] | NBS_015-095_4P_7.5HP_9.84_SS | 242.8034 | [5 empty] | KPVS_1220-5/6_6P_200HP_16.03_BRZ | 9109.1
14 | 14 | 3095-7/8-2P-60HP KPVS | KPVS_3095-7/8_2P_60HP_7.80_BRZ | 910.5 | 910.5 | 1821 | 2 | 0 | 2 | A | KPVS_SplitCase | 4 | 3 | 4 | 6 | BranchMin4_BranchMax6 | 5 | 3 | 5 | 10 | HeaderMin5_HeaderMax10 | 10 | 4 | 12 | [11 empty] | 20 | 24 | [7 empty] | NBS_015-095_4P_7.5HP_9.84_SS | 242.8034 | [5 empty] | KPVS_1220-5/6_6P_200HP_16.03_BRZ | 9109.1
14 | 14 | 3095-7/8-2P-60HP KPVS | KPVS_3095-7/8_2P_60HP_7.80_BRZ | 910.5 | 910.5 | 1821 | 2 | 0 | 2 | A | KPVS_SplitCase | 4 | 3 | 4 | 6 | BranchMin4_BranchMax6 | 6 | 3 | 5 | 10 | HeaderMin5_HeaderMax10 | 5 | 4 | 12 | [11 empty] | 20 | 24 | [7 empty] | NBS_015-095_4P_7.5HP_9.84_SS | 242.8034 | [5 empty] | KPVS_1220-5/6_6P_200HP_16.03_BRZ | 9109.1 | INVALID
14 | 14 | 3095-7/8-2P-60HP KPVS | KPVS_3095-7/8_2P_60HP_7.80_BRZ | 910.5 | 910.5 | 1821 | 2 | 0 | 2 | A | KPVS_SplitCase | 4 | 3 | 4 | 6 | BranchMin4_BranchMax6 | 6 | 3 | 5 | 10 | HeaderMin5_HeaderMax10 | 6 | 4 | 12 | [11 empty] | 20 | 24 | [7 empty] | NBS_015-095_4P_7.5HP_9.84_SS | 242.8034 | [5 empty] | KPVS_1220-5/6_6P_200HP_16.03_BRZ | 9109.1 | INVALID
14 | 14 | 3095-7/8-2P-60HP KPVS | KPVS_3095-7/8_2P_60HP_7.80_BRZ | 910.5 | 910.5 | 1821 | 2 | 0 | 2 | A | KPVS_SplitCase | 4 | 3 | 4 | 6 | BranchMin4_BranchMax6 | 6 | 3 | 5 | 10 | HeaderMin5_HeaderMax10 | 8 | 4 | 12 | [11 empty] | 20 | 24 | [7 empty] | NBS_015-095_4P_7.5HP_9.84_SS | 242.8034 | [5 empty] | KPVS_1220-5/6_6P_200HP_16.03_BRZ | 9109.1
14 | 14 | 3095-7/8-2P-60HP KPVS | KPVS_3095-7/8_2P_60HP_7.80_BRZ | 910.5 | 910.5 | 1821 | 2 | 0 | 2 | A | KPVS_SplitCase | 4 | 3 | 4 | 6 | BranchMin4_BranchMax6 | 6 | 3 | 5 | 10 | HeaderMin5_HeaderMax10 | 10 | 4 | 12 | [11 empty] | 20 | 24 | [7 empty] | NBS_015-095_4P_7.5HP_9.84_SS | 242.8034 | [5 empty] | KPVS_1220-5/6_6P_200HP_16.03_BRZ | 9109.1
15 | 15 | 3095-7/8-2P-75HP KPVS | KPVS_3095-7/8_2P_75HP_8.47_BRZ | 901.5 | 901.5 | 1803 | 2 | 0 | 2 | A | KPVS_SplitCase | 4 | 3 | 4 | 6 | BranchMin4_BranchMax6 | 4 | 3 | 5 | 10 | HeaderMin5_HeaderMax10 | 5 | 4 | 12 | [11 empty] | 24 | [8 empty] | NBS_020-095_4P_2HP_5.83_SS | 178.5455 | [5 empty] | KPVS_1220-5/6_6P_250HP_17.26_BRZ | 10125.3
15 | 15 | 3095-7/8-2P-75HP KPVS | KPVS_3095-7/8_2P_75HP_8.47_BRZ | 901.5 | 901.5 | 1803 | 2 | 0 | 2 | A | KPVS_SplitCase | 4 | 3 | 4 | 6 | BranchMin4_BranchMax6 | 4 | 3 | 5 | 10 | HeaderMin5_HeaderMax10 | 6 | 4 | 12 | [11 empty] | 24 | [8 empty] | NBS_020-095_4P_2HP_5.83_SS | 178.5455 | [5 empty] | KPVS_1220-5/6_6P_250HP_17.26_BRZ | 10125.3
15 | 15 | 3095-7/8-2P-75HP KPVS | KPVS_3095-7/8_2P_75HP_8.47_BRZ | 901.5 | 901.5 | 1803 | 2 | 0 | 2 | A | KPVS_SplitCase | 4 | 3 | 4 | 6 | BranchMin4_BranchMax6 | 4 | 3 | 5 | 10 | HeaderMin5_HeaderMax10 | 8 | 4 | 12 | [11 empty] | 24 | [8 empty] | NBS_020-095_4P_2HP_5.83_SS | 178.5455 | [5 empty] | KPVS_1220-5/6_6P_250HP_17.26_BRZ | 10125.3
15 | 15 | 3095-7/8-2P-75HP KPVS | KPVS_3095-7/8_2P_75HP_8.47_BRZ | 901.5 | 901.5 | 1803 | 2 | 0 | 2 | A | KPVS_SplitCase | 4 | 3 | 4 | 6 | BranchMin4_BranchMax6 | 4 | 3 | 5 | 10 | HeaderMin5_HeaderMax10 | 10 | 4 | 12 | [11 empty] | 24 | [8 empty] | NBS_020-095_4P_2HP_5.83_SS | 178.5455 | [5 empty] | KPVS_1220-5/6_6P_250HP_17.26_BRZ | 10125.3
15 | 15 | 3095-7/8-2P-75HP KPVS | KPVS_3095-7/8_2P_75HP_8.47_BRZ | 901.5 | 901.5 | 1803 | 2 | 0 | 2 | A | KPVS_SplitCase | 4 | 3 | 4 | 6 | BranchMin4_BranchMax6 | 5 | 3 | 5 | 10 | HeaderMin5_HeaderMax10 | 5 | 4 | 12 | [11 empty] | 24 | [8 empty] | NBS_020-095_4P_2HP_5.83_SS | 178.5455 | [5 empty] | KPVS_1220-5/6_6P_250HP_17.26_BRZ | 10125.3 | INVALID
15 | 15 | 3095-7/8-2P-75HP KPVS | KPVS_3095-7/8_2P_75HP_8.47_BRZ | 901.5 | 901.5 | 1803 | 2 | 0 | 2 | A | KPVS_SplitCase | 4 | 3 | 4 | 6 | BranchMin4_BranchMax6 | 5 | 3 | 5 | 10 | HeaderMin5_HeaderMax10 | 6 | 4 | 12 | [11 empty] | 24 | [8 empty] | NBS_020-095_4P_2HP_5.83_SS | 178.5455 | [5 empty] | KPVS_1220-5/6_6P_250HP_17.26_BRZ | 10125.3
15 | 15 | 3095-7/8-2P-75HP KPVS | KPVS_3095-7/8_2P_75HP_8.47_BRZ | 901.5 | 901.5 | 1803 | 2 | 0 | 2 | A | KPVS_SplitCase | 4 | 3 | 4 | 6 | BranchMin4_BranchMax6 | 5 | 3 | 5 | 10 | HeaderMin5_HeaderMax10 | 8 | 4 | 12 | [11 empty] | 24 | [8 empty] | NBS_020-095_4P_2HP_5.83_SS | 178.5455 | [5 empty] | KPVS_1220-5/6_6P_250HP_17.26_BRZ | 10125.3
15 | 15 | 3095-7/8-2P-75HP KPVS | KPVS_3095-7/8_2P_75HP_8.47_BRZ | 901.5 | 901.5 | 1803 | 2 | 0 | 2 | A | KPVS_SplitCase | 4 | 3 | 4 | 6 | BranchMin4_BranchMax6 | 5 | 3 | 5 | 10 | HeaderMin5_HeaderMax10 | 10 | 4 | 12 | [11 empty] | 24 | [8 empty] | NBS_020-095_4P_2HP_5.83_SS | 178.5455 | [5 empty] | KPVS_1220-5/6_6P_250HP_17.26_BRZ | 10125.3
15 | 15 | 3095-7/8-2P-75HP KPVS | KPVS_3095-7/8_2P_75HP_8.47_BRZ | 901.5 | 901.5 | 1803 | 2 | 0 | 2 | A | KPVS_SplitCase | 4 | 3 | 4 | 6 | BranchMin4_BranchMax6 | 6 | 3 | 5 | 10 | HeaderMin5_HeaderMax10 | 5 | 4 | 12 | [11 empty] | 24 | [8 empty] | NBS_020-095_4P_2HP_5.83_SS | 178.5455 | [5 empty] | KPVS_1220-5/6_6P_250HP_17.26_BRZ | 10125.3 | INVALID
15 | 15 | 3095-7/8-2P-75HP KPVS | KPVS_3095-7/8_2P_75HP_8.47_BRZ | 901.5 | 901.5 | 1803 | 2 | 0 | 2 | A | KPVS_SplitCase | 4 | 3 | 4 | 6 | BranchMin4_BranchMax6 | 6 | 3 | 5 | 10 | HeaderMin5_HeaderMax10 | 6 | 4 | 12 | [11 empty] | 24 | [8 empty] | NBS_020-095_4P_2HP_5.83_SS | 178.5455 | [5 empty] | KPVS_1220-5/6_6P_250HP_17.26_BRZ | 10125.3 | INVALID
15 | 15 | 3095-7/8-2P-75HP KPVS | KPVS_3095-7/8_2P_75HP_8.47_BRZ | 901.5 | 901.5 | 1803 | 2 | 0 | 2 | A | KPVS_SplitCase | 4 | 3 | 4 | 6 | BranchMin4_BranchMax6 | 6 | 3 | 5 | 10 | HeaderMin5_HeaderMax10 | 8 | 4 | 12 | [11 empty] | 24 | [8 empty] | NBS_020-095_4P_2HP_5.83_SS | 178.5455 | [5 empty] | KPVS_1220-5/6_6P_250HP_17.26_BRZ | 10125.3
15 | 15 | 3095-7/8-2P-75HP KPVS | KPVS_3095-7/8_2P_75HP_8.47_BRZ | 901.5 | 901.5 | 1803 | 2 | 0 | 2 | A | KPVS_SplitCase | 4 | 3 | 4 | 6 | BranchMin4_BranchMax6 | 6 | 3 | 5 | 10 | HeaderMin5_HeaderMax10 | 10 | 4 | 12 | [11 empty] | 24 | [8 empty] | NBS_020-095_4P_2HP_5.83_SS | 178.5455 | [5 empty] | KPVS_1220-5/6_6P_250HP_17.26_BRZ | 10125.3
16 | 16 | 3095-7/8-2P-100HP KPVS | KPVS_3095-7/8_2P_100HP_9.24_BRZ | 964.4 | 964.4 | 1928.8 | 2 | 0 | 2 | A | KPVS_SplitCase | 4 | 3 | 4 | 8 | BranchMin4_BranchMax8 | 4 | 4 | 5 | 10 | HeaderMin5_HeaderMax10 | 5 | 4 | 16 | [20 empty] | NBS_020-095_4P_3HP_6.61_SS | 208.9617 | [5 empty] | KPVS_1220-5/6_6P_300HP_18.18_BRZ | 10905.9
16 | 16 | 3095-7/8-2P-100HP KPVS | KPVS_3095-7/8_2P_100HP_9.24_BRZ | 964.4 | 964.4 | 1928.8 | 2 | 0 | 2 | A | KPVS_SplitCase | 4 | 3 | 4 | 8 | BranchMin4_BranchMax8 | 4 | 4 | 5 | 10 | HeaderMin5_HeaderMax10 | 6 | 4 | 16 | [20 empty] | NBS_020-095_4P_3HP_6.61_SS | 208.9617 | [5 empty] | KPVS_1220-5/6_6P_300HP_18.18_BRZ | 10905.9
16 | 16 | 3095-7/8-2P-100HP KPVS | KPVS_3095-7/8_2P_100HP_9.24_BRZ | 964.4 | 964.4 | 1928.8 | 2 | 0 | 2 | A | KPVS_SplitCase | 4 | 3 | 4 | 8 | BranchMin4_BranchMax8 | 4 | 4 | 5 | 10 | HeaderMin5_HeaderMax10 | 8 | 4 | 16 | [20 empty] | NBS_020-095_4P_3HP_6.61_SS | 208.9617 | [5 empty] | KPVS_1220-5/6_6P_300HP_18.18_BRZ | 10905.9
16 | 16 | 3095-7/8-2P-100HP KPVS | KPVS_3095-7/8_2P_100HP_9.24_BRZ | 964.4 | 964.4 | 1928.8 | 2 | 0 | 2 | A | KPVS_SplitCase | 4 | 3 | 4 | 8 | BranchMin4_BranchMax8 | 4 | 4 | 5 | 10 | HeaderMin5_HeaderMax10 | 10 | 4 | 16 | [20 empty] | NBS_020-095_4P_3HP_6.61_SS | 208.9617 | [5 empty] | KPVS_1220-5/6_6P_300HP_18.18_BRZ | 10905.9
16 | 16 | 3095-7/8-2P-100HP KPVS | KPVS_3095-7/8_2P_100HP_9.24_BRZ | 964.4 | 964.4 | 1928.8 | 2 | 0 | 2 | A | KPVS_SplitCase | 4 | 3 | 4 | 8 | BranchMin4_BranchMax8 | 5 | 4 | 5 | 10 | HeaderMin5_HeaderMax10 | 5 | 4 | 16 | [20 empty] | NBS_020-095_4P_3HP_6.61_SS | 208.9617 | [5 empty] | KPVS_1220-5/6_6P_300HP_18.18_BRZ | 10905.9 | INVALID
16 | 16 | 3095-7/8-2P-100HP KPVS | KPVS_3095-7/8_2P_100HP_9.24_BRZ | 964.4 | 964.4 | 1928.8 | 2 | 0 | 2 | A | KPVS_SplitCase | 4 | 3 | 4 | 8 | BranchMin4_BranchMax8 | 5 | 4 | 5 | 10 | HeaderMin5_HeaderMax10 | 6 | 4 | 16 | [20 empty] | NBS_020-095_4P_3HP_6.61_SS | 208.9617 | [5 empty] | KPVS_1220-5/6_6P_300HP_18.18_BRZ | 10905.9
16 | 16 | 3095-7/8-2P-100HP KPVS | KPVS_3095-7/8_2P_100HP_9.24_BRZ | 964.4 | 964.4 | 1928.8 | 2 | 0 | 2 | A | KPVS_SplitCase | 4 | 3 | 4 | 8 | BranchMin4_BranchMax8 | 5 | 4 | 5 | 10 | HeaderMin5_HeaderMax10 | 8 | 4 | 16 | [20 empty] | NBS_020-095_4P_3HP_6.61_SS | 208.9617 | [5 empty] | KPVS_1220-5/6_6P_300HP_18.18_BRZ | 10905.9
16 | 16 | 3095-7/8-2P-100HP KPVS | KPVS_3095-7/8_2P_100HP_9.24_BRZ | 964.4 | 964.4 | 1928.8 | 2 | 0 | 2 | A | KPVS_SplitCase | 4 | 3 | 4 | 8 | BranchMin4_BranchMax8 | 5 | 4 | 5 | 10 | HeaderMin5_HeaderMax10 | 10 | 4 | 16 | [20 empty] | NBS_020-095_4P_3HP_6.61_SS | 208.9617 | [5 empty] | KPVS_1220-5/6_6P_300HP_18.18_BRZ | 10905.9
16 | 16 | 3095-7/8-2P-100HP KPVS | KPVS_3095-7/8_2P_100HP_9.24_BRZ | 964.4 | 964.4 | 1928.8 | 2 | 0 | 2 | A | KPVS_SplitCase | 4 | 3 | 4 | 8 | BranchMin4_BranchMax8 | 6 | 4 | 5 | 10 | HeaderMin5_HeaderMax10 | 5 | 4 | 16 | [20 empty] | NBS_020-095_4P_3HP_6.61_SS | 208.9617 | [5 empty] | KPVS_1220-5/6_6P_300HP_18.18_BRZ | 10905.9 | INVALID
16 | 16 | 3095-7/8-2P-100HP KPVS | KPVS_3095-7/8_2P_100HP_9.24_BRZ | 964.4 | 964.4 | 1928.8 | 2 | 0 | 2 | A | KPVS_SplitCase | 4 | 3 | 4 | 8 | BranchMin4_BranchMax8 | 6 | 4 | 5 | 10 | HeaderMin5_HeaderMax10 | 6 | 4 | 16 | [20 empty] | NBS_020-095_4P_3HP_6.61_SS | 208.9617 | [5 empty] | KPVS_1220-5/6_6P_300HP_18.18_BRZ | 10905.9 | INVALID
16 | 16 | 3095-7/8-2P-100HP KPVS | KPVS_3095-7/8_2P_100HP_9.24_BRZ | 964.4 | 964.4 | 1928.8 | 2 | 0 | 2 | A | KPVS_SplitCase | 4 | 3 | 4 | 8 | BranchMin4_BranchMax8 | 6 | 4 | 5 | 10 | HeaderMin5_HeaderMax10 | 8 | 4 | 16 | [20 empty] | NBS_020-095_4P_3HP_6.61_SS | 208.9617 | [5 empty] | KPVS_1220-5/6_6P_300HP_18.18_BRZ | 10905.9
16 | 16 | 3095-7/8-2P-100HP KPVS | KPVS_3095-7/8_2P_100HP_9.24_BRZ | 964.4 | 964.4 | 1928.8 | 2 | 0 | 2 | A | KPVS_SplitCase | 4 | 3 | 4 | 8 | BranchMin4_BranchMax8 | 6 | 4 | 5 | 10 | HeaderMin5_HeaderMax10 | 10 | 4 | 16 | [20 empty] | NBS_020-095_4P_3HP_6.61_SS | 208.9617 | [5 empty] | KPVS_1220-5/6_6P_300HP_18.18_BRZ | 10905.9
16 | 16 | 3095-7/8-2P-100HP KPVS | KPVS_3095-7/8_2P_100HP_9.24_BRZ | 964.4 | 964.4 | 1928.8 | 2 | 0 | 2 | A | KPVS_SplitCase | 4 | 3 | 4 | 8 | BranchMin4_BranchMax8 | 8 | 4 | 5 | 10 | HeaderMin5_HeaderMax10 | 5 | 4 | 16 | [20 empty] | NBS_020-095_4P_3HP_6.61_SS | 208.9617 | [5 empty] | KPVS_1220-5/6_6P_300HP_18.18_BRZ | 10905.9 | INVALID
16 | 16 | 3095-7/8-2P-100HP KPVS | KPVS_3095-7/8_2P_100HP_9.24_BRZ | 964.4 | 964.4 | 1928.8 | 2 | 0 | 2 | A | KPVS_SplitCase | 4 | 3 | 4 | 8 | BranchMin4_BranchMax8 | 8 | 4 | 5 | 10 | HeaderMin5_HeaderMax10 | 6 | 4 | 16 | [20 empty] | NBS_020-095_4P_3HP_6.61_SS | 208.9617 | [5 empty] | KPVS_1220-5/6_6P_300HP_18.18_BRZ | 10905.9 | INVALID
16 | 16 | 3095-7/8-2P-100HP KPVS | KPVS_3095-7/8_2P_100HP_9.24_BRZ | 964.4 | 964.4 | 1928.8 | 2 | 0 | 2 | A | KPVS_SplitCase | 4 | 3 | 4 | 8 | BranchMin4_BranchMax8 | 8 | 4 | 5 | 10 | HeaderMin5_HeaderMax10 | 8 | 4 | 16 | [20 empty] | NBS_020-095_4P_3HP_6.61_SS | 208.9617 | [5 empty] | KPVS_1220-5/6_6P_300HP_18.18_BRZ | 10905.9 | INVALID
16 | 16 | 3095-7/8-2P-100HP KPVS | KPVS_3095-7/8_2P_100HP_9.24_BRZ | 964.4 | 964.4 | 1928.8 | 2 | 0 | 2 | A | KPVS_SplitCase | 4 | 3 | 4 | 8 | BranchMin4_BranchMax8 | 8 | 4 | 5 | 10 | HeaderMin5_HeaderMax10 | 10 | 4 | 16 | [20 empty] | NBS_020-095_4P_3HP_6.61_SS | 208.9617 | [5 empty] | KPVS_1220-5/6_6P_300HP_18.18_BRZ | 10905.9
17 | 17 | 3095-7/8-2P-125HP KPVS | KPVS_3095-7/8_2P_125HP_9.50_BRZ | 1000 | 1000 | 2000 | 2 | 0 | 2 | A | KPVS_SplitCase | 4 | 3 | 4 | 8 | BranchMin4_BranchMax8 | 4 | 4 | 5 | 10 | HeaderMin5_HeaderMax10 | 5 | 4 | 16 | [20 empty] | NBS_020-095_4P_5HP_8.11_SS | 260.8895 | [5 empty] | KPVS_1415-1/2_4P_250HP_12.73_BRZ | 10473.9
17 | 17 | 3095-7/8-2P-125HP KPVS | KPVS_3095-7/8_2P_125HP_9.50_BRZ | 1000 | 1000 | 2000 | 2 | 0 | 2 | A | KPVS_SplitCase | 4 | 3 | 4 | 8 | BranchMin4_BranchMax8 | 4 | 4 | 5 | 10 | HeaderMin5_HeaderMax10 | 6 | 4 | 16 | [20 empty] | NBS_020-095_4P_5HP_8.11_SS | 260.8895 | [5 empty] | KPVS_1415-1/2_4P_250HP_12.73_BRZ | 10473.9
17 | 17 | 3095-7/8-2P-125HP KPVS | KPVS_3095-7/8_2P_125HP_9.50_BRZ | 1000 | 1000 | 2000 | 2 | 0 | 2 | A | KPVS_SplitCase | 4 | 3 | 4 | 8 | BranchMin4_BranchMax8 | 4 | 4 | 5 | 10 | HeaderMin5_HeaderMax10 | 8 | 4 | 16 | [20 empty] | NBS_020-095_4P_5HP_8.11_SS | 260.8895 | [5 empty] | KPVS_1415-1/2_4P_250HP_12.73_BRZ | 10473.9
17 | 17 | 3095-7/8-2P-125HP KPVS | KPVS_3095-7/8_2P_125HP_9.50_BRZ | 1000 | 1000 | 2000 | 2 | 0 | 2 | A | KPVS_SplitCase | 4 | 3 | 4 | 8 | BranchMin4_BranchMax8 | 4 | 4 | 5 | 10 | HeaderMin5_HeaderMax10 | 10 | 4 | 16 | [20 empty] | NBS_020-095_4P_5HP_8.11_SS | 260.8895 | [5 empty] | KPVS_1415-1/2_4P_250HP_12.73_BRZ | 10473.9
17 | 17 | 3095-7/8-2P-125HP KPVS | KPVS_3095-7/8_2P_125HP_9.50_BRZ | 1000 | 1000 | 2000 | 2 | 0 | 2 | A | KPVS_SplitCase | 4 | 3 | 4 | 8 | BranchMin4_BranchMax8 | 5 | 4 | 5 | 10 | HeaderMin5_HeaderMax10 | 5 | 4 | 16 | [20 empty] | NBS_020-095_4P_5HP_8.11_SS | 260.8895 | [5 empty] | KPVS_1415-1/2_4P_250HP_12.73_BRZ | 10473.9 | INVALID
17 | 17 | 3095-7/8-2P-125HP KPVS | KPVS_3095-7/8_2P_125HP_9.50_BRZ | 1000 | 1000 | 2000 | 2 | 0 | 2 | A | KPVS_SplitCase | 4 | 3 | 4 | 8 | BranchMin4_BranchMax8 | 5 | 4 | 5 | 10 | HeaderMin5_HeaderMax10 | 6 | 4 | 16 | [20 empty] | NBS_020-095_4P_5HP_8.11_SS | 260.8895 | [5 empty] | KPVS_1415-1/2_4P_250HP_12.73_BRZ | 10473.9
17 | 17 | 3095-7/8-2P-125HP KPVS | KPVS_3095-7/8_2P_125HP_9.50_BRZ | 1000 | 1000 | 2000 | 2 | 0 | 2 | A | KPVS_SplitCase | 4 | 3 | 4 | 8 | BranchMin4_BranchMax8 | 5 | 4 | 5 | 10 | HeaderMin5_HeaderMax10 | 8 | 4 | 16 | [20 empty] | NBS_020-095_4P_5HP_8.11_SS | 260.8895 | [5 empty] | KPVS_1415-1/2_4P_250HP_12.73_BRZ | 10473.9
17 | 17 | 3095-7/8-2P-125HP KPVS | KPVS_3095-7/8_2P_125HP_9.50_BRZ | 1000 | 1000 | 2000 | 2 | 0 | 2 | A | KPVS_SplitCase | 4 | 3 | 4 | 8 | BranchMin4_BranchMax8 | 5 | 4 | 5 | 10 | HeaderMin5_HeaderMax10 | 10 | 4 | 16 | [20 empty] | NBS_020-095_4P_5HP_8.11_SS | 260.8895 | [5 empty] | KPVS_1415-1/2_4P_250HP_12.73_BRZ | 10473.9
17 | 17 | 3095-7/8-2P-125HP KPVS | KPVS_3095-7/8_2P_125HP_9.50_BRZ | 1000 | 1000 | 2000 | 2 | 0 | 2 | A | KPVS_SplitCase | 4 | 3 | 4 | 8 | BranchMin4_BranchMax8 | 6 | 4 | 5 | 10 | HeaderMin5_HeaderMax10 | 5 | 4 | 16 | [20 empty] | NBS_020-095_4P_5HP_8.11_SS | 260.8895 | [5 empty] | KPVS_1415-1/2_4P_250HP_12.73_BRZ | 10473.9 | INVALID
17 | 17 | 3095-7/8-2P-125HP KPVS | KPVS_3095-7/8_2P_125HP_9.50_BRZ | 1000 | 1000 | 2000 | 2 | 0 | 2 | A | KPVS_SplitCase | 4 | 3 | 4 | 8 | BranchMin4_BranchMax8 | 6 | 4 | 5 | 10 | HeaderMin5_HeaderMax10 | 6 | 4 | 16 | [20 empty] | NBS_020-095_4P_5HP_8.11_SS | 260.8895 | [5 empty] | KPVS_1415-1/2_4P_250HP_12.73_BRZ | 10473.9 | INVALID
17 | 17 | 3095-7/8-2P-125HP KPVS | KPVS_3095-7/8_2P_125HP_9.50_BRZ | 1000 | 1000 | 2000 | 2 | 0 | 2 | A | KPVS_SplitCase | 4 | 3 | 4 | 8 | BranchMin4_BranchMax8 | 6 | 4 | 5 | 10 | HeaderMin5_HeaderMax10 | 8 | 4 | 16 | [20 empty] | NBS_020-095_4P_5HP_8.11_SS | 260.8895 | [5 empty] | KPVS_1415-1/2_4P_250HP_12.73_BRZ | 10473.9
17 | 17 | 3095-7/8-2P-125HP KPVS | KPVS_3095-7/8_2P_125HP_9.50_BRZ | 1000 | 1000 | 2000 | 2 | 0 | 2 | A | KPVS_SplitCase | 4 | 3 | 4 | 8 | BranchMin4_BranchMax8 | 6 | 4 | 5 | 10 | HeaderMin5_HeaderMax10 | 10 | 4 | 16 | [20 empty] | NBS_020-095_4P_5HP_8.11_SS | 260.8895 | [5 empty] | KPVS_1415-1/2_4P_250HP_12.73_BRZ | 10473.9
17 | 17 | 3095-7/8-2P-125HP KPVS | KPVS_3095-7/8_2P_125HP_9.50_BRZ | 1000 | 1000 | 2000 | 2 | 0 | 2 | A | KPVS_SplitCase | 4 | 3 | 4 | 8 | BranchMin4_BranchMax8 | 8 | 4 | 5 | 10 | HeaderMin5_HeaderMax10 | 5 | 4 | 16 | [20 empty] | NBS_020-095_4P_5HP_8.11_SS | 260.8895 | [5 empty] | KPVS_1415-1/2_4P_250HP_12.73_BRZ | 10473.9 | INVALID
17 | 17 | 3095-7/8-2P-125HP KPVS | KPVS_3095-7/8_2P_125HP_9.50_BRZ | 1000 | 1000 | 2000 | 2 | 0 | 2 | A | KPVS_SplitCase | 4 | 3 | 4 | 8 | BranchMin4_BranchMax8 | 8 | 4 | 5 | 10 | HeaderMin5_HeaderMax10 | 6 | 4 | 16 | [20 empty] | NBS_020-095_4P_5HP_8.11_SS | 260.8895 | [5 empty] | KPVS_1415-1/2_4P_250HP_12.73_BRZ | 10473.9 | INVALID
17 | 17 | 3095-7/8-2P-125HP KPVS | KPVS_3095-7/8_2P_125HP_9.50_BRZ | 1000 | 1000 | 2000 | 2 | 0 | 2 | A | KPVS_SplitCase | 4 | 3 | 4 | 8 | BranchMin4_BranchMax8 | 8 | 4 | 5 | 10 | HeaderMin5_HeaderMax10 | 8 | 4 | 16 | [20 empty] | NBS_020-095_4P_5HP_8.11_SS | 260.8895 | [5 empty] | KPVS_1415-1/2_4P_250HP_12.73_BRZ | 10473.9 | INVALID
17 | 17 | 3095-7/8-2P-125HP KPVS | KPVS_3095-7/8_2P_125HP_9.50_BRZ | 1000 | 1000 | 2000 | 2 | 0 | 2 | A | KPVS_SplitCase | 4 | 3 | 4 | 8 | BranchMin4_BranchMax8 | 8 | 4 | 5 | 10 | HeaderMin5_HeaderMax10 | 10 | 4 | 16 | [20 empty] | NBS_020-095_4P_5HP_8.11_SS | 260.8895 | [5 empty] | KPVS_1415-1/2_4P_250HP_12.73_BRZ | 10473.9
18 | 18 | 3014-7/8-4P-20HP KPVS | KPVS_3014-7/8_4P_20HP_10.51_BRZ | 597.3 | 597.3 | 1194.6 | 2 | 0 | 2 | A | KPVS_SplitCase | 4 | 3 | 4 | 5 | BranchMin4_BranchMax5 | 4 | 2 | 5 | 8 | HeaderMin5_HeaderMax8 | 5 | 3 | 6 | [20 empty] | NBS_020-095_4P_7.5HP_9.45_SS | 297.3228 | [5 empty] | KPVS_1415-1/2_4P_300HP_13.48_BRZ | 11367.6
18 | 18 | 3014-7/8-4P-20HP KPVS | KPVS_3014-7/8_4P_20HP_10.51_BRZ | 597.3 | 597.3 | 1194.6 | 2 | 0 | 2 | A | KPVS_SplitCase | 4 | 3 | 4 | 5 | BranchMin4_BranchMax5 | 4 | 2 | 5 | 8 | HeaderMin5_HeaderMax8 | 6 | 3 | 6 | [20 empty] | NBS_020-095_4P_7.5HP_9.45_SS | 297.3228 | [5 empty] | KPVS_1415-1/2_4P_300HP_13.48_BRZ | 11367.6
18 | 18 | 3014-7/8-4P-20HP KPVS | KPVS_3014-7/8_4P_20HP_10.51_BRZ | 597.3 | 597.3 | 1194.6 | 2 | 0 | 2 | A | KPVS_SplitCase | 4 | 3 | 4 | 5 | BranchMin4_BranchMax5 | 4 | 2 | 5 | 8 | HeaderMin5_HeaderMax8 | 8 | 3 | 6 | [20 empty] | NBS_020-095_4P_7.5HP_9.45_SS | 297.3228 | [5 empty] | KPVS_1415-1/2_4P_300HP_13.48_BRZ | 11367.6
18 | 18 | 3014-7/8-4P-20HP KPVS | KPVS_3014-7/8_4P_20HP_10.51_BRZ | 597.3 | 597.3 | 1194.6 | 2 | 0 | 2 | A | KPVS_SplitCase | 4 | 3 | 4 | 5 | BranchMin4_BranchMax5 | 5 | 2 | 5 | 8 | HeaderMin5_HeaderMax8 | 5 | 3 | 6 | [20 empty] | NBS_020-095_4P_7.5HP_9.45_SS | 297.3228 | [5 empty] | KPVS_1415-1/2_4P_300HP_13.48_BRZ | 11367.6 | INVALID
18 | 18 | 3014-7/8-4P-20HP KPVS | KPVS_3014-7/8_4P_20HP_10.51_BRZ | 597.3 | 597.3 | 1194.6 | 2 | 0 | 2 | A | KPVS_SplitCase | 4 | 3 | 4 | 5 | BranchMin4_BranchMax5 | 5 | 2 | 5 | 8 | HeaderMin5_HeaderMax8 | 6 | 3 | 6 | [20 empty] | NBS_020-095_4P_7.5HP_9.45_SS | 297.3228 | [5 empty] | KPVS_1415-1/2_4P_300HP_13.48_BRZ | 11367.6
18 | 18 | 3014-7/8-4P-20HP KPVS | KPVS_3014-7/8_4P_20HP_10.51_BRZ | 597.3 | 597.3 | 1194.6 | 2 | 0 | 2 | A | KPVS_SplitCase | 4 | 3 | 4 | 5 | BranchMin4_BranchMax5 | 5 | 2 | 5 | 8 | HeaderMin5_HeaderMax8 | 8 | 3 | 6 | [20 empty] | NBS_020-095_4P_7.5HP_9.45_SS | 297.3228 | [5 empty] | KPVS_1415-1/2_4P_300HP_13.48_BRZ | 11367.6
19 | 19 | 3014-7/8-4P-25HP KPVS | KPVS_3014-7/8_4P_25HP_11.23_BRZ | 656.6 | 656.6 | 1313.2 | 2 | 0 | 2 | A | KPVS_SplitCase | 4 | 3 | 4 | 6 | BranchMin4_BranchMax6 | 4 | 3 | 5 | 8 | HeaderMin5_HeaderMax8 | 5 | 3 | 9 | [20 empty] | NBS_020-110_4P_5HP_8.11_SS | 273.669 | [5 empty] | KPVS_1415-3/4_4P_300HP_13.24_BRZ | 11554.5
19 | 19 | 3014-7/8-4P-25HP KPVS | KPVS_3014-7/8_4P_25HP_11.23_BRZ | 656.6 | 656.6 | 1313.2 | 2 | 0 | 2 | A | KPVS_SplitCase | 4 | 3 | 4 | 6 | BranchMin4_BranchMax6 | 4 | 3 | 5 | 8 | HeaderMin5_HeaderMax8 | 6 | 3 | 9 | [20 empty] | NBS_020-110_4P_5HP_8.11_SS | 273.669 | [5 empty] | KPVS_1415-3/4_4P_300HP_13.24_BRZ | 11554.5
19 | 19 | 3014-7/8-4P-25HP KPVS | KPVS_3014-7/8_4P_25HP_11.23_BRZ | 656.6 | 656.6 | 1313.2 | 2 | 0 | 2 | A | KPVS_SplitCase | 4 | 3 | 4 | 6 | BranchMin4_BranchMax6 | 4 | 3 | 5 | 8 | HeaderMin5_HeaderMax8 | 8 | 3 | 9 | [20 empty] | NBS_020-110_4P_5HP_8.11_SS | 273.669 | [5 empty] | KPVS_1415-3/4_4P_300HP_13.24_BRZ | 11554.5
19 | 19 | 3014-7/8-4P-25HP KPVS | KPVS_3014-7/8_4P_25HP_11.23_BRZ | 656.6 | 656.6 | 1313.2 | 2 | 0 | 2 | A | KPVS_SplitCase | 4 | 3 | 4 | 6 | BranchMin4_BranchMax6 | 5 | 3 | 5 | 8 | HeaderMin5_HeaderMax8 | 5 | 3 | 9 | [20 empty] | NBS_020-110_4P_5HP_8.11_SS | 273.669 | [5 empty] | KPVS_1415-3/4_4P_300HP_13.24_BRZ | 11554.5 | INVALID
19 | 19 | 3014-7/8-4P-25HP KPVS | KPVS_3014-7/8_4P_25HP_11.23_BRZ | 656.6 | 656.6 | 1313.2 | 2 | 0 | 2 | A | KPVS_SplitCase | 4 | 3 | 4 | 6 | BranchMin4_BranchMax6 | 5 | 3 | 5 | 8 | HeaderMin5_HeaderMax8 | 6 | 3 | 9 | [20 empty] | NBS_020-110_4P_5HP_8.11_SS | 273.669 | [5 empty] | KPVS_1415-3/4_4P_300HP_13.24_BRZ | 11554.5
19 | 19 | 3014-7/8-4P-25HP KPVS | KPVS_3014-7/8_4P_25HP_11.23_BRZ | 656.6 | 656.6 | 1313.2 | 2 | 0 | 2 | A | KPVS_SplitCase | 4 | 3 | 4 | 6 | BranchMin4_BranchMax6 | 5 | 3 | 5 | 8 | HeaderMin5_HeaderMax8 | 8 | 3 | 9 | [20 empty] | NBS_020-110_4P_5HP_8.11_SS | 273.669 | [5 empty] | KPVS_1415-3/4_4P_300HP_13.24_BRZ | 11554.5
19 | 19 | 3014-7/8-4P-25HP KPVS | KPVS_3014-7/8_4P_25HP_11.23_BRZ | 656.6 | 656.6 | 1313.2 | 2 | 0 | 2 | A | KPVS_SplitCase | 4 | 3 | 4 | 6 | BranchMin4_BranchMax6 | 6 | 3 | 5 | 8 | HeaderMin5_HeaderMax8 | 5 | 3 | 9 | [20 empty] | NBS_020-110_4P_5HP_8.11_SS | 273.669 | [5 empty] | KPVS_1415-3/4_4P_300HP_13.24_BRZ | 11554.5 | INVALID
19 | 19 | 3014-7/8-4P-25HP KPVS | KPVS_3014-7/8_4P_25HP_11.23_BRZ | 656.6 | 656.6 | 1313.2 | 2 | 0 | 2 | A | KPVS_SplitCase | 4 | 3 | 4 | 6 | BranchMin4_BranchMax6 | 6 | 3 | 5 | 8 | HeaderMin5_HeaderMax8 | 6 | 3 | 9 | [20 empty] | NBS_020-110_4P_5HP_8.11_SS | 273.669 | [5 empty] | KPVS_1415-3/4_4P_300HP_13.24_BRZ | 11554.5 | INVALID
19 | 19 | 3014-7/8-4P-25HP KPVS | KPVS_3014-7/8_4P_25HP_11.23_BRZ | 656.6 | 656.6 | 1313.2 | 2 | 0 | 2 | A | KPVS_SplitCase | 4 | 3 | 4 | 6 | BranchMin4_BranchMax6 | 6 | 3 | 5 | 8 | HeaderMin5_HeaderMax8 | 8 | 3 | 9 | [20 empty] | NBS_020-110_4P_5HP_8.11_SS | 273.669 | [5 empty] | KPVS_1415-3/4_4P_300HP_13.24_BRZ | 11554.5
20 | 20 | 3014-7/8-4P-30HP KPVS | KPVS_3014-7/8_4P_30HP_11.86_BRZ | 710 | 710 | 1420 | 2 | 0 | 2 | A | KPVS_SplitCase | 4 | 3 | 4 | 6 | BranchMin4_BranchMax6 | 4 | 3 | 5 | 8 | HeaderMin5_HeaderMax8 | 5 | 3 | 9 | [20 empty] | NBS_020-110_4P_7.5HP_8.98_SS | 321.881 | [5 empty] | KPVS_2013-5/6_4P_10HP_9.49_SS | 309.5
20 | 20 | 3014-7/8-4P-30HP KPVS | KPVS_3014-7/8_4P_30HP_11.86_BRZ | 710 | 710 | 1420 | 2 | 0 | 2 | A | KPVS_SplitCase | 4 | 3 | 4 | 6 | BranchMin4_BranchMax6 | 4 | 3 | 5 | 8 | HeaderMin5_HeaderMax8 | 6 | 3 | 9 | [20 empty] | NBS_020-110_4P_7.5HP_8.98_SS | 321.881 | [5 empty] | KPVS_2013-5/6_4P_10HP_9.49_SS | 309.5
20 | 20 | 3014-7/8-4P-30HP KPVS | KPVS_3014-7/8_4P_30HP_11.86_BRZ | 710 | 710 | 1420 | 2 | 0 | 2 | A | KPVS_SplitCase | 4 | 3 | 4 | 6 | BranchMin4_BranchMax6 | 4 | 3 | 5 | 8 | HeaderMin5_HeaderMax8 | 8 | 3 | 9 | [20 empty] | NBS_020-110_4P_7.5HP_8.98_SS | 321.881 | [5 empty] | KPVS_2013-5/6_4P_10HP_9.49_SS | 309.5
20 | 20 | 3014-7/8-4P-30HP KPVS | KPVS_3014-7/8_4P_30HP_11.86_BRZ | 710 | 710 | 1420 | 2 | 0 | 2 | A | KPVS_SplitCase | 4 | 3 | 4 | 6 | BranchMin4_BranchMax6 | 5 | 3 | 5 | 8 | HeaderMin5_HeaderMax8 | 5 | 3 | 9 | [20 empty] | NBS_020-110_4P_7.5HP_8.98_SS | 321.881 | [5 empty] | KPVS_2013-5/6_4P_10HP_9.49_SS | 309.5 | INVALID
20 | 20 | 3014-7/8-4P-30HP KPVS | KPVS_3014-7/8_4P_30HP_11.86_BRZ | 710 | 710 | 1420 | 2 | 0 | 2 | A | KPVS_SplitCase | 4 | 3 | 4 | 6 | BranchMin4_BranchMax6 | 5 | 3 | 5 | 8 | HeaderMin5_HeaderMax8 | 6 | 3 | 9 | [20 empty] | NBS_020-110_4P_7.5HP_8.98_SS | 321.881 | [5 empty] | KPVS_2013-5/6_4P_10HP_9.49_SS | 309.5
20 | 20 | 3014-7/8-4P-30HP KPVS | KPVS_3014-7/8_4P_30HP_11.86_BRZ | 710 | 710 | 1420 | 2 | 0 | 2 | A | KPVS_SplitCase | 4 | 3 | 4 | 6 | BranchMin4_BranchMax6 | 5 | 3 | 5 | 8 | HeaderMin5_HeaderMax8 | 8 | 3 | 9 | [20 empty] | NBS_020-110_4P_7.5HP_8.98_SS | 321.881 | [5 empty] | KPVS_2013-5/6_4P_10HP_9.49_SS | 309.5
20 | 20 | 3014-7/8-4P-30HP KPVS | KPVS_3014-7/8_4P_30HP_11.86_BRZ | 710 | 710 | 1420 | 2 | 0 | 2 | A | KPVS_SplitCase | 4 | 3 | 4 | 6 | BranchMin4_BranchMax6 | 6 | 3 | 5 | 8 | HeaderMin5_HeaderMax8 | 5 | 3 | 9 | [20 empty] | NBS_020-110_4P_7.5HP_8.98_SS | 321.881 | [5 empty] | KPVS_2013-5/6_4P_10HP_9.49_SS | 309.5 | INVALID
20 | 20 | 3014-7/8-4P-30HP KPVS | KPVS_3014-7/8_4P_30HP_11.86_BRZ | 710 | 710 | 1420 | 2 | 0 | 2 | A | KPVS_SplitCase | 4 | 3 | 4 | 6 | BranchMin4_BranchMax6 | 6 | 3 | 5 | 8 | HeaderMin5_HeaderMax8 | 6 | 3 | 9 | [20 empty] | NBS_020-110_4P_7.5HP_8.98_SS | 321.881 | [5 empty] | KPVS_2013-5/6_4P_10HP_9.49_SS | 309.5 | INVALID
20 | 20 | 3014-7/8-4P-30HP KPVS | KPVS_3014-7/8_4P_30HP_11.86_BRZ | 710 | 710 | 1420 | 2 | 0 | 2 | A | KPVS_SplitCase | 4 | 3 | 4 | 6 | BranchMin4_BranchMax6 | 6 | 3 | 5 | 8 | HeaderMin5_HeaderMax8 | 8 | 3 | 9 | [20 empty] | NBS_020-110_4P_7.5HP_8.98_SS | 321.881 | [5 empty] | KPVS_2013-5/6_4P_10HP_9.49_SS | 309.5
21 | 21 | 3014-7/8-4P-40HP KPVS | KPVS_3014-7/8_4P_40HP_12.92_BRZ | 802.4 | 802.4 | 1604.8 | 2 | 0 | 2 | A | KPVS_SplitCase | 4 | 3 | 4 | 6 | BranchMin4_BranchMax6 | 4 | 3 | 5 | 10 | HeaderMin5_HeaderMax10 | 5 | 4 | 12 | [20 empty] | NBS_020-110_4P_10HP_9.92_SS | 360.1978 | [5 empty] | KPVS_2013-5/6_4P_15HP_10.92_SS | 366.2
21 | 21 | 3014-7/8-4P-40HP KPVS | KPVS_3014-7/8_4P_40HP_12.92_BRZ | 802.4 | 802.4 | 1604.8 | 2 | 0 | 2 | A | KPVS_SplitCase | 4 | 3 | 4 | 6 | BranchMin4_BranchMax6 | 4 | 3 | 5 | 10 | HeaderMin5_HeaderMax10 | 6 | 4 | 12 | [20 empty] | NBS_020-110_4P_10HP_9.92_SS | 360.1978 | [5 empty] | KPVS_2013-5/6_4P_15HP_10.92_SS | 366.2
21 | 21 | 3014-7/8-4P-40HP KPVS | KPVS_3014-7/8_4P_40HP_12.92_BRZ | 802.4 | 802.4 | 1604.8 | 2 | 0 | 2 | A | KPVS_SplitCase | 4 | 3 | 4 | 6 | BranchMin4_BranchMax6 | 4 | 3 | 5 | 10 | HeaderMin5_HeaderMax10 | 8 | 4 | 12 | [20 empty] | NBS_020-110_4P_10HP_9.92_SS | 360.1978 | [5 empty] | KPVS_2013-5/6_4P_15HP_10.92_SS | 366.2
21 | 21 | 3014-7/8-4P-40HP KPVS | KPVS_3014-7/8_4P_40HP_12.92_BRZ | 802.4 | 802.4 | 1604.8 | 2 | 0 | 2 | A | KPVS_SplitCase | 4 | 3 | 4 | 6 | BranchMin4_BranchMax6 | 4 | 3 | 5 | 10 | HeaderMin5_HeaderMax10 | 10 | 4 | 12 | [20 empty] | NBS_020-110_4P_10HP_9.92_SS | 360.1978 | [5 empty] | KPVS_2013-5/6_4P_15HP_10.92_SS | 366.2
21 | 21 | 3014-7/8-4P-40HP KPVS | KPVS_3014-7/8_4P_40HP_12.92_BRZ | 802.4 | 802.4 | 1604.8 | 2 | 0 | 2 | A | KPVS_SplitCase | 4 | 3 | 4 | 6 | BranchMin4_BranchMax6 | 5 | 3 | 5 | 10 | HeaderMin5_HeaderMax10 | 5 | 4 | 12 | [20 empty] | NBS_020-110_4P_10HP_9.92_SS | 360.1978 | [5 empty] | KPVS_2013-5/6_4P_15HP_10.92_SS | 366.2 | INVALID
21 | 21 | 3014-7/8-4P-40HP KPVS | KPVS_3014-7/8_4P_40HP_12.92_BRZ | 802.4 | 802.4 | 1604.8 | 2 | 0 | 2 | A | KPVS_SplitCase | 4 | 3 | 4 | 6 | BranchMin4_BranchMax6 | 5 | 3 | 5 | 10 | HeaderMin5_HeaderMax10 | 6 | 4 | 12 | [20 empty] | NBS_020-110_4P_10HP_9.92_SS | 360.1978 | [5 empty] | KPVS_2013-5/6_4P_15HP_10.92_SS | 366.2
21 | 21 | 3014-7/8-4P-40HP KPVS | KPVS_3014-7/8_4P_40HP_12.92_BRZ | 802.4 | 802.4 | 1604.8 | 2 | 0 | 2 | A | KPVS_SplitCase | 4 | 3 | 4 | 6 | BranchMin4_BranchMax6 | 5 | 3 | 5 | 10 | HeaderMin5_HeaderMax10 | 8 | 4 | 12 | [20 empty] | NBS_020-110_4P_10HP_9.92_SS | 360.1978 | [5 empty] | KPVS_2013-5/6_4P_15HP_10.92_SS | 366.2
21 | 21 | 3014-7/8-4P-40HP KPVS | KPVS_3014-7/8_4P_40HP_12.92_BRZ | 802.4 | 802.4 | 1604.8 | 2 | 0 | 2 | A | KPVS_SplitCase | 4 | 3 | 4 | 6 | BranchMin4_BranchMax6 | 5 | 3 | 5 | 10 | HeaderMin5_HeaderMax10 | 10 | 4 | 12 | [20 empty] | NBS_020-110_4P_10HP_9.92_SS | 360.1978 | [5 empty] | KPVS_2013-5/6_4P_15HP_10.92_SS | 366.2
21 | 21 | 3014-7/8-4P-40HP KPVS | KPVS_3014-7/8_4P_40HP_12.92_BRZ | 802.4 | 802.4 | 1604.8 | 2 | 0 | 2 | A | KPVS_SplitCase | 4 | 3 | 4 | 6 | BranchMin4_BranchMax6 | 6 | 3 | 5 | 10 | HeaderMin5_HeaderMax10 | 5 | 4 | 12 | [20 empty] | NBS_020-110_4P_10HP_9.92_SS | 360.1978 | [5 empty] | KPVS_2013-5/6_4P_15HP_10.92_SS | 366.2 | INVALID
21 | 21 | 3014-7/8-4P-40HP KPVS | KPVS_3014-7/8_4P_40HP_12.92_BRZ | 802.4 | 802.4 | 1604.8 | 2 | 0 | 2 | A | KPVS_SplitCase | 4 | 3 | 4 | 6 | BranchMin4_BranchMax6 | 6 | 3 | 5 | 10 | HeaderMin5_HeaderMax10 | 6 | 4 | 12 | [20 empty] | NBS_020-110_4P_10HP_9.92_SS | 360.1978 | [5 empty] | KPVS_2013-5/6_4P_15HP_10.92_SS | 366.2 | INVALID
21 | 21 | 3014-7/8-4P-40HP KPVS | KPVS_3014-7/8_4P_40HP_12.92_BRZ | 802.4 | 802.4 | 1604.8 | 2 | 0 | 2 | A | KPVS_SplitCase | 4 | 3 | 4 | 6 | BranchMin4_BranchMax6 | 6 | 3 | 5 | 10 | HeaderMin5_HeaderMax10 | 8 | 4 | 12 | [20 empty] | NBS_020-110_4P_10HP_9.92_SS | 360.1978 | [5 empty] | KPVS_2013-5/6_4P_15HP_10.92_SS | 366.2
21 | 21 | 3014-7/8-4P-40HP KPVS | KPVS_3014-7/8_4P_40HP_12.92_BRZ | 802.4 | 802.4 | 1604.8 | 2 | 0 | 2 | A | KPVS_SplitCase | 4 | 3 | 4 | 6 | BranchMin4_BranchMax6 | 6 | 3 | 5 | 10 | HeaderMin5_HeaderMax10 | 10 | 4 | 12 | [20 empty] | NBS_020-110_4P_10HP_9.92_SS | 360.1978 | [5 empty] | KPVS_2013-5/6_4P_15HP_10.92_SS | 366.2
22 | 22 | 3014-7/8-4P-50HP KPVS | KPVS_3014-7/8_4P_50HP_13.79_BRZ | 880.7 | 880.7 | 1761.4 | 2 | 0 | 2 | A | KPVS_SplitCase | 4 | 3 | 4 | 6 | BranchMin4_BranchMax6 | 4 | 3 | 5 | 10 | HeaderMin5_HeaderMax10 | 5 | 4 | 12 | [20 empty] | NBS_020-110_4P_15HP_10.31_SS | 376.0572 | [5 empty] | KPVS_2013-5/6_4P_20HP_12.03_SS | 405.9
22 | 22 | 3014-7/8-4P-50HP KPVS | KPVS_3014-7/8_4P_50HP_13.79_BRZ | 880.7 | 880.7 | 1761.4 | 2 | 0 | 2 | A | KPVS_SplitCase | 4 | 3 | 4 | 6 | BranchMin4_BranchMax6 | 4 | 3 | 5 | 10 | HeaderMin5_HeaderMax10 | 6 | 4 | 12 | [20 empty] | NBS_020-110_4P_15HP_10.31_SS | 376.0572 | [5 empty] | KPVS_2013-5/6_4P_20HP_12.03_SS | 405.9
22 | 22 | 3014-7/8-4P-50HP KPVS | KPVS_3014-7/8_4P_50HP_13.79_BRZ | 880.7 | 880.7 | 1761.4 | 2 | 0 | 2 | A | KPVS_SplitCase | 4 | 3 | 4 | 6 | BranchMin4_BranchMax6 | 4 | 3 | 5 | 10 | HeaderMin5_HeaderMax10 | 8 | 4 | 12 | [20 empty] | NBS_020-110_4P_15HP_10.31_SS | 376.0572 | [5 empty] | KPVS_2013-5/6_4P_20HP_12.03_SS | 405.9
22 | 22 | 3014-7/8-4P-50HP KPVS | KPVS_3014-7/8_4P_50HP_13.79_BRZ | 880.7 | 880.7 | 1761.4 | 2 | 0 | 2 | A | KPVS_SplitCase | 4 | 3 | 4 | 6 | BranchMin4_BranchMax6 | 4 | 3 | 5 | 10 | HeaderMin5_HeaderMax10 | 10 | 4 | 12 | [20 empty] | NBS_020-110_4P_15HP_10.31_SS | 376.0572 | [5 empty] | KPVS_2013-5/6_4P_20HP_12.03_SS | 405.9
22 | 22 | 3014-7/8-4P-50HP KPVS | KPVS_3014-7/8_4P_50HP_13.79_BRZ | 880.7 | 880.7 | 1761.4 | 2 | 0 | 2 | A | KPVS_SplitCase | 4 | 3 | 4 | 6 | BranchMin4_BranchMax6 | 5 | 3 | 5 | 10 | HeaderMin5_HeaderMax10 | 5 | 4 | 12 | [20 empty] | NBS_020-110_4P_15HP_10.31_SS | 376.0572 | [5 empty] | KPVS_2013-5/6_4P_20HP_12.03_SS | 405.9 | INVALID
22 | 22 | 3014-7/8-4P-50HP KPVS | KPVS_3014-7/8_4P_50HP_13.79_BRZ | 880.7 | 880.7 | 1761.4 | 2 | 0 | 2 | A | KPVS_SplitCase | 4 | 3 | 4 | 6 | BranchMin4_BranchMax6 | 5 | 3 | 5 | 10 | HeaderMin5_HeaderMax10 | 6 | 4 | 12 | [20 empty] | NBS_020-110_4P_15HP_10.31_SS | 376.0572 | [5 empty] | KPVS_2013-5/6_4P_20HP_12.03_SS | 405.9
22 | 22 | 3014-7/8-4P-50HP KPVS | KPVS_3014-7/8_4P_50HP_13.79_BRZ | 880.7 | 880.7 | 1761.4 | 2 | 0 | 2 | A | KPVS_SplitCase | 4 | 3 | 4 | 6 | BranchMin4_BranchMax6 | 5 | 3 | 5 | 10 | HeaderMin5_HeaderMax10 | 8 | 4 | 12 | [20 empty] | NBS_020-110_4P_15HP_10.31_SS | 376.0572 | [5 empty] | KPVS_2013-5/6_4P_20HP_12.03_SS | 405.9
22 | 22 | 3014-7/8-4P-50HP KPVS | KPVS_3014-7/8_4P_50HP_13.79_BRZ | 880.7 | 880.7 | 1761.4 | 2 | 0 | 2 | A | KPVS_SplitCase | 4 | 3 | 4 | 6 | BranchMin4_BranchMax6 | 5 | 3 | 5 | 10 | HeaderMin5_HeaderMax10 | 10 | 4 | 12 | [20 empty] | NBS_020-110_4P_15HP_10.31_SS | 376.0572 | [5 empty] | KPVS_2013-5/6_4P_20HP_12.03_SS | 405.9
22 | 22 | 3014-7/8-4P-50HP KPVS | KPVS_3014-7/8_4P_50HP_13.79_BRZ | 880.7 | 880.7 | 1761.4 | 2 | 0 | 2 | A | KPVS_SplitCase | 4 | 3 | 4 | 6 | BranchMin4_BranchMax6 | 6 | 3 | 5 | 10 | HeaderMin5_HeaderMax10 | 5 | 4 | 12 | [20 empty] | NBS_020-110_4P_15HP_10.31_SS | 376.0572 | [5 empty] | KPVS_2013-5/6_4P_20HP_12.03_SS | 405.9 | INVALID
22 | 22 | 3014-7/8-4P-50HP KPVS | KPVS_3014-7/8_4P_50HP_13.79_BRZ | 880.7 | 880.7 | 1761.4 | 2 | 0 | 2 | A | KPVS_SplitCase | 4 | 3 | 4 | 6 | BranchMin4_BranchMax6 | 6 | 3 | 5 | 10 | HeaderMin5_HeaderMax10 | 6 | 4 | 12 | [20 empty] | NBS_020-110_4P_15HP_10.31_SS | 376.0572 | [5 empty] | KPVS_2013-5/6_4P_20HP_12.03_SS | 405.9 | INVALID
22 | 22 | 3014-7/8-4P-50HP KPVS | KPVS_3014-7/8_4P_50HP_13.79_BRZ | 880.7 | 880.7 | 1761.4 | 2 | 0 | 2 | A | KPVS_SplitCase | 4 | 3 | 4 | 6 | BranchMin4_BranchMax6 | 6 | 3 | 5 | 10 | HeaderMin5_HeaderMax10 | 8 | 4 | 12 | [20 empty] | NBS_020-110_4P_15HP_10.31_SS | 376.0572 | [5 empty] | KPVS_2013-5/6_4P_20HP_12.03_SS | 405.9
22 | 22 | 3014-7/8-4P-50HP KPVS | KPVS_3014-7/8_4P_50HP_13.79_BRZ | 880.7 | 880.7 | 1761.4 | 2 | 0 | 2 | A | KPVS_SplitCase | 4 | 3 | 4 | 6 | BranchMin4_BranchMax6 | 6 | 3 | 5 | 10 | HeaderMin5_HeaderMax10 | 10 | 4 | 12 | [20 empty] | NBS_020-110_4P_15HP_10.31_SS | 376.0572 | [5 empty] | KPVS_2013-5/6_4P_20HP_12.03_SS | 405.9
23 | 23 | 3014-7/8-4P-60HP KPVS | KPVS_3014-7/8_4P_60HP_14.00_BRZ | 900 | 900 | 1800 | 2 | 0 | 2 | A | KPVS_SplitCase | 4 | 3 | 4 | 6 | BranchMin4_BranchMax6 | 4 | 3 | 5 | 10 | HeaderMin5_HeaderMax10 | 5 | 4 | 12 | [20 empty] | NBS_020-135_4P_7.5HP_9.29_SS | 261.6739 | [5 empty] | KPVS_2013-5/6_4P_25HP_13.00_SS | 441.1
23 | 23 | 3014-7/8-4P-60HP KPVS | KPVS_3014-7/8_4P_60HP_14.00_BRZ | 900 | 900 | 1800 | 2 | 0 | 2 | A | KPVS_SplitCase | 4 | 3 | 4 | 6 | BranchMin4_BranchMax6 | 4 | 3 | 5 | 10 | HeaderMin5_HeaderMax10 | 6 | 4 | 12 | [20 empty] | NBS_020-135_4P_7.5HP_9.29_SS | 261.6739 | [5 empty] | KPVS_2013-5/6_4P_25HP_13.00_SS | 441.1
23 | 23 | 3014-7/8-4P-60HP KPVS | KPVS_3014-7/8_4P_60HP_14.00_BRZ | 900 | 900 | 1800 | 2 | 0 | 2 | A | KPVS_SplitCase | 4 | 3 | 4 | 6 | BranchMin4_BranchMax6 | 4 | 3 | 5 | 10 | HeaderMin5_HeaderMax10 | 8 | 4 | 12 | [20 empty] | NBS_020-135_4P_7.5HP_9.29_SS | 261.6739 | [5 empty] | KPVS_2013-5/6_4P_25HP_13.00_SS | 441.1
23 | 23 | 3014-7/8-4P-60HP KPVS | KPVS_3014-7/8_4P_60HP_14.00_BRZ | 900 | 900 | 1800 | 2 | 0 | 2 | A | KPVS_SplitCase | 4 | 3 | 4 | 6 | BranchMin4_BranchMax6 | 4 | 3 | 5 | 10 | HeaderMin5_HeaderMax10 | 10 | 4 | 12 | [20 empty] | NBS_020-135_4P_7.5HP_9.29_SS | 261.6739 | [5 empty] | KPVS_2013-5/6_4P_25HP_13.00_SS | 441.1
23 | 23 | 3014-7/8-4P-60HP KPVS | KPVS_3014-7/8_4P_60HP_14.00_BRZ | 900 | 900 | 1800 | 2 | 0 | 2 | A | KPVS_SplitCase | 4 | 3 | 4 | 6 | BranchMin4_BranchMax6 | 5 | 3 | 5 | 10 | HeaderMin5_HeaderMax10 | 5 | 4 | 12 | [20 empty] | NBS_020-135_4P_7.5HP_9.29_SS | 261.6739 | [5 empty] | KPVS_2013-5/6_4P_25HP_13.00_SS | 441.1 | INVALID
23 | 23 | 3014-7/8-4P-60HP KPVS | KPVS_3014-7/8_4P_60HP_14.00_BRZ | 900 | 900 | 1800 | 2 | 0 | 2 | A | KPVS_SplitCase | 4 | 3 | 4 | 6 | BranchMin4_BranchMax6 | 5 | 3 | 5 | 10 | HeaderMin5_HeaderMax10 | 6 | 4 | 12 | [20 empty] | NBS_020-135_4P_7.5HP_9.29_SS | 261.6739 | [5 empty] | KPVS_2013-5/6_4P_25HP_13.00_SS | 441.1
23 | 23 | 3014-7/8-4P-60HP KPVS | KPVS_3014-7/8_4P_60HP_14.00_BRZ | 900 | 900 | 1800 | 2 | 0 | 2 | A | KPVS_SplitCase | 4 | 3 | 4 | 6 | BranchMin4_BranchMax6 | 5 | 3 | 5 | 10 | HeaderMin5_HeaderMax10 | 8 | 4 | 12 | [20 empty] | NBS_020-135_4P_7.5HP_9.29_SS | 261.6739 | [5 empty] | KPVS_2013-5/6_4P_25HP_13.00_SS | 441.1
23 | 23 | 3014-7/8-4P-60HP KPVS | KPVS_3014-7/8_4P_60HP_14.00_BRZ | 900 | 900 | 1800 | 2 | 0 | 2 | A | KPVS_SplitCase | 4 | 3 | 4 | 6 | BranchMin4_BranchMax6 | 5 | 3 | 5 | 10 | HeaderMin5_HeaderMax10 | 10 | 4 | 12 | [20 empty] | NBS_020-135_4P_7.5HP_9.29_SS | 261.6739 | [5 empty] | KPVS_2013-5/6_4P_25HP_13.00_SS | 441.1
23 | 23 | 3014-7/8-4P-60HP KPVS | KPVS_3014-7/8_4P_60HP_14.00_BRZ | 900 | 900 | 1800 | 2 | 0 | 2 | A | KPVS_SplitCase | 4 | 3 | 4 | 6 | BranchMin4_BranchMax6 | 6 | 3 | 5 | 10 | HeaderMin5_HeaderMax10 | 5 | 4 | 12 | [20 empty] | NBS_020-135_4P_7.5HP_9.29_SS | 261.6739 | [5 empty] | KPVS_2013-5/6_4P_25HP_13.00_SS | 441.1 | INVALID
23 | 23 | 3014-7/8-4P-60HP KPVS | KPVS_3014-7/8_4P_60HP_14.00_BRZ | 900 | 900 | 1800 | 2 | 0 | 2 | A | KPVS_SplitCase | 4 | 3 | 4 | 6 | BranchMin4_BranchMax6 | 6 | 3 | 5 | 10 | HeaderMin5_HeaderMax10 | 6 | 4 | 12 | [20 empty] | NBS_020-135_4P_7.5HP_9.29_SS | 261.6739 | [5 empty] | KPVS_2013-5/6_4P_25HP_13.00_SS | 441.1 | INVALID
23 | 23 | 3014-7/8-4P-60HP KPVS | KPVS_3014-7/8_4P_60HP_14.00_BRZ | 900 | 900 | 1800 | 2 | 0 | 2 | A | KPVS_SplitCase | 4 | 3 | 4 | 6 | BranchMin4_BranchMax6 | 6 | 3 | 5 | 10 | HeaderMin5_HeaderMax10 | 8 | 4 | 12 | [20 empty] | NBS_020-135_4P_7.5HP_9.29_SS | 261.6739 | [5 empty] | KPVS_2013-5/6_4P_25HP_13.00_SS | 441.1
23 | 23 | 3014-7/8-4P-60HP KPVS | KPVS_3014-7/8_4P_60HP_14.00_BRZ | 900 | 900 | 1800 | 2 | 0 | 2 | A | KPVS_SplitCase | 4 | 3 | 4 | 6 | BranchMin4_BranchMax6 | 6 | 3 | 5 | 10 | HeaderMin5_HeaderMax10 | 10 | 4 | 12 | [20 empty] | NBS_020-135_4P_7.5HP_9.29_SS | 261.6739 | [5 empty] | KPVS_2013-5/6_4P_25HP_13.00_SS | 441.1
24 | 24 | 4012-1/2-4P-5HP KPVS | KPVS_4012-1/2_4P_5HP_6.82_BRZ | 532.4 | 532.4 | 1064.8 | 2 | 0 | 2 | A | KPVS_SplitCase | 5 | 4 | 5 | 5 | BranchMin5_BranchMax5 | 5 | 1 | 6 | 8 | HeaderMin6_HeaderMax8 | 6 | 2 | 2 | [20 empty] | NBS_020-135_4P_10HP_10.16_SS | 299.9456 | [5 empty] | KPVS_2095-1/2_2P_20HP_6.75_BRZ | 369.8
24 | 24 | 4012-1/2-4P-5HP KPVS | KPVS_4012-1/2_4P_5HP_6.82_BRZ | 532.4 | 532.4 | 1064.8 | 2 | 0 | 2 | A | KPVS_SplitCase | 5 | 4 | 5 | 5 | BranchMin5_BranchMax5 | 5 | 1 | 6 | 8 | HeaderMin6_HeaderMax8 | 8 | 2 | 2 | [20 empty] | NBS_020-135_4P_10HP_10.16_SS | 299.9456 | [5 empty] | KPVS_2095-1/2_2P_20HP_6.75_BRZ | 369.8
25 | 25 | 4012-1/2-4P-7.5HP KPVS | KPVS_4012-1/2_4P_7.5HP_7.70_BRZ | 625.2 | 625.2 | 1250.4 | 2 | 0 | 2 | A | KPVS_SplitCase | 5 | 4 | 5 | 5 | BranchMin5_BranchMax5 | 5 | 1 | 6 | 8 | HeaderMin6_HeaderMax8 | 6 | 2 | 2 | [20 empty] | NBS_020-135_4P_15HP_11.42_SS | 365.149 | [5 empty] | KPVS_2095-1/2_2P_25HP_7.19_BRZ | 404.6
25 | 25 | 4012-1/2-4P-7.5HP KPVS | KPVS_4012-1/2_4P_7.5HP_7.70_BRZ | 625.2 | 625.2 | 1250.4 | 2 | 0 | 2 | A | KPVS_SplitCase | 5 | 4 | 5 | 5 | BranchMin5_BranchMax5 | 5 | 1 | 6 | 8 | HeaderMin6_HeaderMax8 | 8 | 2 | 2 | [20 empty] | NBS_020-135_4P_15HP_11.42_SS | 365.149 | [5 empty] | KPVS_2095-1/2_2P_25HP_7.19_BRZ | 404.6
26 | 26 | 4012-1/2-4P-10HP KPVS | KPVS_4012-1/2_4P_10HP_8.39_BRZ | 696.4 | 696.4 | 1392.8 | 2 | 0 | 2 | A | KPVS_SplitCase | 5 | 4 | 5 | 6 | BranchMin5_BranchMax6 | 5 | 2 | 6 | 8 | HeaderMin6_HeaderMax8 | 6 | 2 | 4 | [20 empty] | NBS_020-135_4P_20HP_12.52_SS | 403.7936 | [5 empty] | KPVS_2095-1/2_2P_30HP_7.57_BRZ | 435.2
26 | 26 | 4012-1/2-4P-10HP KPVS | KPVS_4012-1/2_4P_10HP_8.39_BRZ | 696.4 | 696.4 | 1392.8 | 2 | 0 | 2 | A | KPVS_SplitCase | 5 | 4 | 5 | 6 | BranchMin5_BranchMax6 | 5 | 2 | 6 | 8 | HeaderMin6_HeaderMax8 | 8 | 2 | 4 | [20 empty] | NBS_020-135_4P_20HP_12.52_SS | 403.7936 | [5 empty] | KPVS_2095-1/2_2P_30HP_7.57_BRZ | 435.2
26 | 26 | 4012-1/2-4P-10HP KPVS | KPVS_4012-1/2_4P_10HP_8.39_BRZ | 696.4 | 696.4 | 1392.8 | 2 | 0 | 2 | A | KPVS_SplitCase | 5 | 4 | 5 | 6 | BranchMin5_BranchMax6 | 6 | 2 | 6 | 8 | HeaderMin6_HeaderMax8 | 6 | 2 | 4 | [20 empty] | NBS_020-135_4P_20HP_12.52_SS | 403.7936 | [5 empty] | KPVS_2095-1/2_2P_30HP_7.57_BRZ | 435.2 | INVALID
26 | 26 | 4012-1/2-4P-10HP KPVS | KPVS_4012-1/2_4P_10HP_8.39_BRZ | 696.4 | 696.4 | 1392.8 | 2 | 0 | 2 | A | KPVS_SplitCase | 5 | 4 | 5 | 6 | BranchMin5_BranchMax6 | 6 | 2 | 6 | 8 | HeaderMin6_HeaderMax8 | 8 | 2 | 4 | [20 empty] | NBS_020-135_4P_20HP_12.52_SS | 403.7936 | [5 empty] | KPVS_2095-1/2_2P_30HP_7.57_BRZ | 435.2
27 | 27 | 4012-1/2-4P-15HP KPVS | KPVS_4012-1/2_4P_15HP_9.28_BRZ | 775.8 | 775.8 | 1551.6 | 2 | 0 | 2 | A | KPVS_SplitCase | 5 | 4 | 5 | 6 | BranchMin5_BranchMax6 | 5 | 2 | 6 | 8 | HeaderMin6_HeaderMax8 | 6 | 2 | 4 | [20 empty] | NBS_020-135_4P_25HP_13.31_SS | 402.7736 | [5 empty] | KPVS_2095-1/2_2P_40HP_8.07_BRZ | 476.1
27 | 27 | 4012-1/2-4P-15HP KPVS | KPVS_4012-1/2_4P_15HP_9.28_BRZ | 775.8 | 775.8 | 1551.6 | 2 | 0 | 2 | A | KPVS_SplitCase | 5 | 4 | 5 | 6 | BranchMin5_BranchMax6 | 5 | 2 | 6 | 8 | HeaderMin6_HeaderMax8 | 8 | 2 | 4 | [20 empty] | NBS_020-135_4P_25HP_13.31_SS | 402.7736 | [5 empty] | KPVS_2095-1/2_2P_40HP_8.07_BRZ | 476.1
27 | 27 | 4012-1/2-4P-15HP KPVS | KPVS_4012-1/2_4P_15HP_9.28_BRZ | 775.8 | 775.8 | 1551.6 | 2 | 0 | 2 | A | KPVS_SplitCase | 5 | 4 | 5 | 6 | BranchMin5_BranchMax6 | 6 | 2 | 6 | 8 | HeaderMin6_HeaderMax8 | 6 | 2 | 4 | [20 empty] | NBS_020-135_4P_25HP_13.31_SS | 402.7736 | [5 empty] | KPVS_2095-1/2_2P_40HP_8.07_BRZ | 476.1 | INVALID
27 | 27 | 4012-1/2-4P-15HP KPVS | KPVS_4012-1/2_4P_15HP_9.28_BRZ | 775.8 | 775.8 | 1551.6 | 2 | 0 | 2 | A | KPVS_SplitCase | 5 | 4 | 5 | 6 | BranchMin5_BranchMax6 | 6 | 2 | 6 | 8 | HeaderMin6_HeaderMax8 | 8 | 2 | 4 | [20 empty] | NBS_020-135_4P_25HP_13.31_SS | 402.7736 | [5 empty] | KPVS_2095-1/2_2P_40HP_8.07_BRZ | 476.1
28 | 28 | 4012-1/2-4P-20HP KPVS | KPVS_4012-1/2_4P_20HP_10.04_BRZ | 829.7 | 829.7 | 1659.4 | 2 | 0 | 2 | A | KPVS_SplitCase | 5 | 4 | 5 | 6 | BranchMin5_BranchMax6 | 5 | 2 | 6 | 10 | HeaderMin6_HeaderMax10 | 6 | 3 | 6 | [20 empty] | NBS_025-070_4P_1HP_4.65_SS | 183.5282 | [5 empty] | KPVS_2095-1/2_2P_50HP_8.60_BRZ | 521.2
28 | 28 | 4012-1/2-4P-20HP KPVS | KPVS_4012-1/2_4P_20HP_10.04_BRZ | 829.7 | 829.7 | 1659.4 | 2 | 0 | 2 | A | KPVS_SplitCase | 5 | 4 | 5 | 6 | BranchMin5_BranchMax6 | 5 | 2 | 6 | 10 | HeaderMin6_HeaderMax10 | 8 | 3 | 6 | [20 empty] | NBS_025-070_4P_1HP_4.65_SS | 183.5282 | [5 empty] | KPVS_2095-1/2_2P_50HP_8.60_BRZ | 521.2
28 | 28 | 4012-1/2-4P-20HP KPVS | KPVS_4012-1/2_4P_20HP_10.04_BRZ | 829.7 | 829.7 | 1659.4 | 2 | 0 | 2 | A | KPVS_SplitCase | 5 | 4 | 5 | 6 | BranchMin5_BranchMax6 | 5 | 2 | 6 | 10 | HeaderMin6_HeaderMax10 | 10 | 3 | 6 | [20 empty] | NBS_025-070_4P_1HP_4.65_SS | 183.5282 | [5 empty] | KPVS_2095-1/2_2P_50HP_8.60_BRZ | 521.2
28 | 28 | 4012-1/2-4P-20HP KPVS | KPVS_4012-1/2_4P_20HP_10.04_BRZ | 829.7 | 829.7 | 1659.4 | 2 | 0 | 2 | A | KPVS_SplitCase | 5 | 4 | 5 | 6 | BranchMin5_BranchMax6 | 6 | 2 | 6 | 10 | HeaderMin6_HeaderMax10 | 6 | 3 | 6 | [20 empty] | NBS_025-070_4P_1HP_4.65_SS | 183.5282 | [5 empty] | KPVS_2095-1/2_2P_50HP_8.60_BRZ | 521.2 | INVALID
28 | 28 | 4012-1/2-4P-20HP KPVS | KPVS_4012-1/2_4P_20HP_10.04_BRZ | 829.7 | 829.7 | 1659.4 | 2 | 0 | 2 | A | KPVS_SplitCase | 5 | 4 | 5 | 6 | BranchMin5_BranchMax6 | 6 | 2 | 6 | 10 | HeaderMin6_HeaderMax10 | 8 | 3 | 6 | [20 empty] | NBS_025-070_4P_1HP_4.65_SS | 183.5282 | [5 empty] | KPVS_2095-1/2_2P_50HP_8.60_BRZ | 521.2
28 | 28 | 4012-1/2-4P-20HP KPVS | KPVS_4012-1/2_4P_20HP_10.04_BRZ | 829.7 | 829.7 | 1659.4 | 2 | 0 | 2 | A | KPVS_SplitCase | 5 | 4 | 5 | 6 | BranchMin5_BranchMax6 | 6 | 2 | 6 | 10 | HeaderMin6_HeaderMax10 | 10 | 3 | 6 | [20 empty] | NBS_025-070_4P_1HP_4.65_SS | 183.5282 | [5 empty] | KPVS_2095-1/2_2P_50HP_8.60_BRZ | 521.2
29 | 29 | 4012-1/2-4P-25HP KPVS | KPVS_4012-1/2_4P_25HP_10.91_BRZ | 914.4 | 914.4 | 1828.8 | 2 | 0 | 2 | A | KPVS_SplitCase | 5 | 4 | 5 | 6 | BranchMin5_BranchMax6 | 5 | 2 | 6 | 10 | HeaderMin6_HeaderMax10 | 6 | 3 | 6 | [20 empty] | NBS_025-070_4P_1.5HP_5.28_SS | 235.9056 | [5 empty] | KPVS_2095-1/2_2P_60HP_9.11_BRZ | 565.7
29 | 29 | 4012-1/2-4P-25HP KPVS | KPVS_4012-1/2_4P_25HP_10.91_BRZ | 914.4 | 914.4 | 1828.8 | 2 | 0 | 2 | A | KPVS_SplitCase | 5 | 4 | 5 | 6 | BranchMin5_BranchMax6 | 5 | 2 | 6 | 10 | HeaderMin6_HeaderMax10 | 8 | 3 | 6 | [20 empty] | NBS_025-070_4P_1.5HP_5.28_SS | 235.9056 | [5 empty] | KPVS_2095-1/2_2P_60HP_9.11_BRZ | 565.7
29 | 29 | 4012-1/2-4P-25HP KPVS | KPVS_4012-1/2_4P_25HP_10.91_BRZ | 914.4 | 914.4 | 1828.8 | 2 | 0 | 2 | A | KPVS_SplitCase | 5 | 4 | 5 | 6 | BranchMin5_BranchMax6 | 5 | 2 | 6 | 10 | HeaderMin6_HeaderMax10 | 10 | 3 | 6 | [20 empty] | NBS_025-070_4P_1.5HP_5.28_SS | 235.9056 | [5 empty] | KPVS_2095-1/2_2P_60HP_9.11_BRZ | 565.7
29 | 29 | 4012-1/2-4P-25HP KPVS | KPVS_4012-1/2_4P_25HP_10.91_BRZ | 914.4 | 914.4 | 1828.8 | 2 | 0 | 2 | A | KPVS_SplitCase | 5 | 4 | 5 | 6 | BranchMin5_BranchMax6 | 6 | 2 | 6 | 10 | HeaderMin6_HeaderMax10 | 6 | 3 | 6 | [20 empty] | NBS_025-070_4P_1.5HP_5.28_SS | 235.9056 | [5 empty] | KPVS_2095-1/2_2P_60HP_9.11_BRZ | 565.7 | INVALID
29 | 29 | 4012-1/2-4P-25HP KPVS | KPVS_4012-1/2_4P_25HP_10.91_BRZ | 914.4 | 914.4 | 1828.8 | 2 | 0 | 2 | A | KPVS_SplitCase | 5 | 4 | 5 | 6 | BranchMin5_BranchMax6 | 6 | 2 | 6 | 10 | HeaderMin6_HeaderMax10 | 8 | 3 | 6 | [20 empty] | NBS_025-070_4P_1.5HP_5.28_SS | 235.9056 | [5 empty] | KPVS_2095-1/2_2P_60HP_9.11_BRZ | 565.7
29 | 29 | 4012-1/2-4P-25HP KPVS | KPVS_4012-1/2_4P_25HP_10.91_BRZ | 914.4 | 914.4 | 1828.8 | 2 | 0 | 2 | A | KPVS_SplitCase | 5 | 4 | 5 | 6 | BranchMin5_BranchMax6 | 6 | 2 | 6 | 10 | HeaderMin6_HeaderMax10 | 10 | 3 | 6 | [20 empty] | NBS_025-070_4P_1.5HP_5.28_SS | 235.9056 | [5 empty] | KPVS_2095-1/2_2P_60HP_9.11_BRZ | 565.7
30 | 30 | 4012-1/2-4P-30HP KPVS | KPVS_4012-1/2_4P_30HP_11.00_BRZ | 924 | 924 | 1848 | 2 | 0 | 2 | A | KPVS_SplitCase | 5 | 4 | 5 | 6 | BranchMin5_BranchMax6 | 5 | 2 | 6 | 10 | HeaderMin6_HeaderMax10 | 6 | 3 | 6 | [20 empty] | NBS_025-070_4P_2HP_5.83_SS | 254.5738 | [5 empty] | KPVS_2095-1/2_2P_75HP_9.50_BRZ | 600
30 | 30 | 4012-1/2-4P-30HP KPVS | KPVS_4012-1/2_4P_30HP_11.00_BRZ | 924 | 924 | 1848 | 2 | 0 | 2 | A | KPVS_SplitCase | 5 | 4 | 5 | 6 | BranchMin5_BranchMax6 | 5 | 2 | 6 | 10 | HeaderMin6_HeaderMax10 | 8 | 3 | 6 | [20 empty] | NBS_025-070_4P_2HP_5.83_SS | 254.5738 | [5 empty] | KPVS_2095-1/2_2P_75HP_9.50_BRZ | 600
30 | 30 | 4012-1/2-4P-30HP KPVS | KPVS_4012-1/2_4P_30HP_11.00_BRZ | 924 | 924 | 1848 | 2 | 0 | 2 | A | KPVS_SplitCase | 5 | 4 | 5 | 6 | BranchMin5_BranchMax6 | 5 | 2 | 6 | 10 | HeaderMin6_HeaderMax10 | 10 | 3 | 6 | [20 empty] | NBS_025-070_4P_2HP_5.83_SS | 254.5738 | [5 empty] | KPVS_2095-1/2_2P_75HP_9.50_BRZ | 600
30 | 30 | 4012-1/2-4P-30HP KPVS | KPVS_4012-1/2_4P_30HP_11.00_BRZ | 924 | 924 | 1848 | 2 | 0 | 2 | A | KPVS_SplitCase | 5 | 4 | 5 | 6 | BranchMin5_BranchMax6 | 6 | 2 | 6 | 10 | HeaderMin6_HeaderMax10 | 6 | 3 | 6 | [20 empty] | NBS_025-070_4P_2HP_5.83_SS | 254.5738 | [5 empty] | KPVS_2095-1/2_2P_75HP_9.50_BRZ | 600 | INVALID
30 | 30 | 4012-1/2-4P-30HP KPVS | KPVS_4012-1/2_4P_30HP_11.00_BRZ | 924 | 924 | 1848 | 2 | 0 | 2 | A | KPVS_SplitCase | 5 | 4 | 5 | 6 | BranchMin5_BranchMax6 | 6 | 2 | 6 | 10 | HeaderMin6_HeaderMax10 | 8 | 3 | 6 | [20 empty] | NBS_025-070_4P_2HP_5.83_SS | 254.5738 | [5 empty] | KPVS_2095-1/2_2P_75HP_9.50_BRZ | 600
30 | 30 | 4012-1/2-4P-30HP KPVS | KPVS_4012-1/2_4P_30HP_11.00_BRZ | 924 | 924 | 1848 | 2 | 0 | 2 | A | KPVS_SplitCase | 5 | 4 | 5 | 6 | BranchMin5_BranchMax6 | 6 | 2 | 6 | 10 | HeaderMin6_HeaderMax10 | 10 | 3 | 6 | [20 empty] | NBS_025-070_4P_2HP_5.83_SS | 254.5738 | [5 empty] | KPVS_2095-1/2_2P_75HP_9.50_BRZ | 600
31 | 31 | 4012-7/8-4P-10HP KPVS | KPVS_4012-7/8_4P_10HP_7.56_BRZ | 887.5 | 887.5 | 1775 | 2 | 0 | 2 | A | KPVS_SplitCase | 5 | 4 | 5 | 6 | BranchMin5_BranchMax6 | 5 | 2 | 6 | 10 | HeaderMin6_HeaderMax10 | 6 | 3 | 6 | [20 empty] | NBS_025-070_4P_3HP_6.61_SS | 278.649 | [5 empty] | KPVS_3014-7/8_4P_20HP_10.51_BRZ | 597.3
31 | 31 | 4012-7/8-4P-10HP KPVS | KPVS_4012-7/8_4P_10HP_7.56_BRZ | 887.5 | 887.5 | 1775 | 2 | 0 | 2 | A | KPVS_SplitCase | 5 | 4 | 5 | 6 | BranchMin5_BranchMax6 | 5 | 2 | 6 | 10 | HeaderMin6_HeaderMax10 | 8 | 3 | 6 | [20 empty] | NBS_025-070_4P_3HP_6.61_SS | 278.649 | [5 empty] | KPVS_3014-7/8_4P_20HP_10.51_BRZ | 597.3
31 | 31 | 4012-7/8-4P-10HP KPVS | KPVS_4012-7/8_4P_10HP_7.56_BRZ | 887.5 | 887.5 | 1775 | 2 | 0 | 2 | A | KPVS_SplitCase | 5 | 4 | 5 | 6 | BranchMin5_BranchMax6 | 5 | 2 | 6 | 10 | HeaderMin6_HeaderMax10 | 10 | 3 | 6 | [20 empty] | NBS_025-070_4P_3HP_6.61_SS | 278.649 | [5 empty] | KPVS_3014-7/8_4P_20HP_10.51_BRZ | 597.3
31 | 31 | 4012-7/8-4P-10HP KPVS | KPVS_4012-7/8_4P_10HP_7.56_BRZ | 887.5 | 887.5 | 1775 | 2 | 0 | 2 | A | KPVS_SplitCase | 5 | 4 | 5 | 6 | BranchMin5_BranchMax6 | 6 | 2 | 6 | 10 | HeaderMin6_HeaderMax10 | 6 | 3 | 6 | [20 empty] | NBS_025-070_4P_3HP_6.61_SS | 278.649 | [5 empty] | KPVS_3014-7/8_4P_20HP_10.51_BRZ | 597.3 | INVALID
31 | 31 | 4012-7/8-4P-10HP KPVS | KPVS_4012-7/8_4P_10HP_7.56_BRZ | 887.5 | 887.5 | 1775 | 2 | 0 | 2 | A | KPVS_SplitCase | 5 | 4 | 5 | 6 | BranchMin5_BranchMax6 | 6 | 2 | 6 | 10 | HeaderMin6_HeaderMax10 | 8 | 3 | 6 | [20 empty] | NBS_025-070_4P_3HP_6.61_SS | 278.649 | [5 empty] | KPVS_3014-7/8_4P_20HP_10.51_BRZ | 597.3
31 | 31 | 4012-7/8-4P-10HP KPVS | KPVS_4012-7/8_4P_10HP_7.56_BRZ | 887.5 | 887.5 | 1775 | 2 | 0 | 2 | A | KPVS_SplitCase | 5 | 4 | 5 | 6 | BranchMin5_BranchMax6 | 6 | 2 | 6 | 10 | HeaderMin6_HeaderMax10 | 10 | 3 | 6 | [20 empty] | NBS_025-070_4P_3HP_6.61_SS | 278.649 | [5 empty] | KPVS_3014-7/8_4P_20HP_10.51_BRZ | 597.3
32 | 32 | 4012-7/8-4P-15HP KPVS | KPVS_4012-7/8_4P_15HP_8.57_BRZ | 976.3 | 976.3 | 1952.6 | 2 | 0 | 2 | A | KPVS_SplitCase | 5 | 4 | 5 | 8 | BranchMin5_BranchMax8 | 5 | 3 | 6 | 10 | HeaderMin6_HeaderMax10 | 6 | 3 | 9 | [20 empty] | NBS_025-070_4P_5HP_6.77_SS | 302.5651 | [5 empty] | KPVS_3014-7/8_4P_25HP_11.23_BRZ | 656.6
32 | 32 | 4012-7/8-4P-15HP KPVS | KPVS_4012-7/8_4P_15HP_8.57_BRZ | 976.3 | 976.3 | 1952.6 | 2 | 0 | 2 | A | KPVS_SplitCase | 5 | 4 | 5 | 8 | BranchMin5_BranchMax8 | 5 | 3 | 6 | 10 | HeaderMin6_HeaderMax10 | 8 | 3 | 9 | [20 empty] | NBS_025-070_4P_5HP_6.77_SS | 302.5651 | [5 empty] | KPVS_3014-7/8_4P_25HP_11.23_BRZ | 656.6
32 | 32 | 4012-7/8-4P-15HP KPVS | KPVS_4012-7/8_4P_15HP_8.57_BRZ | 976.3 | 976.3 | 1952.6 | 2 | 0 | 2 | A | KPVS_SplitCase | 5 | 4 | 5 | 8 | BranchMin5_BranchMax8 | 5 | 3 | 6 | 10 | HeaderMin6_HeaderMax10 | 10 | 3 | 9 | [20 empty] | NBS_025-070_4P_5HP_6.77_SS | 302.5651 | [5 empty] | KPVS_3014-7/8_4P_25HP_11.23_BRZ | 656.6
32 | 32 | 4012-7/8-4P-15HP KPVS | KPVS_4012-7/8_4P_15HP_8.57_BRZ | 976.3 | 976.3 | 1952.6 | 2 | 0 | 2 | A | KPVS_SplitCase | 5 | 4 | 5 | 8 | BranchMin5_BranchMax8 | 6 | 3 | 6 | 10 | HeaderMin6_HeaderMax10 | 6 | 3 | 9 | [20 empty] | NBS_025-070_4P_5HP_6.77_SS | 302.5651 | [5 empty] | KPVS_3014-7/8_4P_25HP_11.23_BRZ | 656.6 | INVALID
32 | 32 | 4012-7/8-4P-15HP KPVS | KPVS_4012-7/8_4P_15HP_8.57_BRZ | 976.3 | 976.3 | 1952.6 | 2 | 0 | 2 | A | KPVS_SplitCase | 5 | 4 | 5 | 8 | BranchMin5_BranchMax8 | 6 | 3 | 6 | 10 | HeaderMin6_HeaderMax10 | 8 | 3 | 9 | [20 empty] | NBS_025-070_4P_5HP_6.77_SS | 302.5651 | [5 empty] | KPVS_3014-7/8_4P_25HP_11.23_BRZ | 656.6
32 | 32 | 4012-7/8-4P-15HP KPVS | KPVS_4012-7/8_4P_15HP_8.57_BRZ | 976.3 | 976.3 | 1952.6 | 2 | 0 | 2 | A | KPVS_SplitCase | 5 | 4 | 5 | 8 | BranchMin5_BranchMax8 | 6 | 3 | 6 | 10 | HeaderMin6_HeaderMax10 | 10 | 3 | 9 | [20 empty] | NBS_025-070_4P_5HP_6.77_SS | 302.5651 | [5 empty] | KPVS_3014-7/8_4P_25HP_11.23_BRZ | 656.6
32 | 32 | 4012-7/8-4P-15HP KPVS | KPVS_4012-7/8_4P_15HP_8.57_BRZ | 976.3 | 976.3 | 1952.6 | 2 | 0 | 2 | A | KPVS_SplitCase | 5 | 4 | 5 | 8 | BranchMin5_BranchMax8 | 8 | 3 | 6 | 10 | HeaderMin6_HeaderMax10 | 6 | 3 | 9 | [20 empty] | NBS_025-070_4P_5HP_6.77_SS | 302.5651 | [5 empty] | KPVS_3014-7/8_4P_25HP_11.23_BRZ | 656.6 | INVALID
32 | 32 | 4012-7/8-4P-15HP KPVS | KPVS_4012-7/8_4P_15HP_8.57_BRZ | 976.3 | 976.3 | 1952.6 | 2 | 0 | 2 | A | KPVS_SplitCase | 5 | 4 | 5 | 8 | BranchMin5_BranchMax8 | 8 | 3 | 6 | 10 | HeaderMin6_HeaderMax10 | 8 | 3 | 9 | [20 empty] | NBS_025-070_4P_5HP_6.77_SS | 302.5651 | [5 empty] | KPVS_3014-7/8_4P_25HP_11.23_BRZ | 656.6 | INVALID
32 | 32 | 4012-7/8-4P-15HP KPVS | KPVS_4012-7/8_4P_15HP_8.57_BRZ | 976.3 | 976.3 | 1952.6 | 2 | 0 | 2 | A | KPVS_SplitCase | 5 | 4 | 5 | 8 | BranchMin5_BranchMax8 | 8 | 3 | 6 | 10 | HeaderMin6_HeaderMax10 | 10 | 3 | 9 | [20 empty] | NBS_025-070_4P_5HP_6.77_SS | 302.5651 | [5 empty] | KPVS_3014-7/8_4P_25HP_11.23_BRZ | 656.6
33 | 33 | 4012-7/8-4P-20HP KPVS | KPVS_4012-7/8_4P_20HP_9.35_BRZ | 1058.8 | 1058.8 | 2117.6 | 2 | 0 | 2 | A | KPVS_SplitCase | 5 | 4 | 5 | 8 | BranchMin5_BranchMax8 | 5 | 3 | 6 | 10 | HeaderMin6_HeaderMax10 | 6 | 3 | 9 | [20 empty] | NBS_025-095_4P_3HP_5.98_SS | 278.138 | [5 empty] | KPVS_3014-7/8_4P_30HP_11.86_BRZ | 710
33 | 33 | 4012-7/8-4P-20HP KPVS | KPVS_4012-7/8_4P_20HP_9.35_BRZ | 1058.8 | 1058.8 | 2117.6 | 2 | 0 | 2 | A | KPVS_SplitCase | 5 | 4 | 5 | 8 | BranchMin5_BranchMax8 | 5 | 3 | 6 | 10 | HeaderMin6_HeaderMax10 | 8 | 3 | 9 | [20 empty] | NBS_025-095_4P_3HP_5.98_SS | 278.138 | [5 empty] | KPVS_3014-7/8_4P_30HP_11.86_BRZ | 710
33 | 33 | 4012-7/8-4P-20HP KPVS | KPVS_4012-7/8_4P_20HP_9.35_BRZ | 1058.8 | 1058.8 | 2117.6 | 2 | 0 | 2 | A | KPVS_SplitCase | 5 | 4 | 5 | 8 | BranchMin5_BranchMax8 | 5 | 3 | 6 | 10 | HeaderMin6_HeaderMax10 | 10 | 3 | 9 | [20 empty] | NBS_025-095_4P_3HP_5.98_SS | 278.138 | [5 empty] | KPVS_3014-7/8_4P_30HP_11.86_BRZ | 710
33 | 33 | 4012-7/8-4P-20HP KPVS | KPVS_4012-7/8_4P_20HP_9.35_BRZ | 1058.8 | 1058.8 | 2117.6 | 2 | 0 | 2 | A | KPVS_SplitCase | 5 | 4 | 5 | 8 | BranchMin5_BranchMax8 | 6 | 3 | 6 | 10 | HeaderMin6_HeaderMax10 | 6 | 3 | 9 | [20 empty] | NBS_025-095_4P_3HP_5.98_SS | 278.138 | [5 empty] | KPVS_3014-7/8_4P_30HP_11.86_BRZ | 710 | INVALID
33 | 33 | 4012-7/8-4P-20HP KPVS | KPVS_4012-7/8_4P_20HP_9.35_BRZ | 1058.8 | 1058.8 | 2117.6 | 2 | 0 | 2 | A | KPVS_SplitCase | 5 | 4 | 5 | 8 | BranchMin5_BranchMax8 | 6 | 3 | 6 | 10 | HeaderMin6_HeaderMax10 | 8 | 3 | 9 | [20 empty] | NBS_025-095_4P_3HP_5.98_SS | 278.138 | [5 empty] | KPVS_3014-7/8_4P_30HP_11.86_BRZ | 710
33 | 33 | 4012-7/8-4P-20HP KPVS | KPVS_4012-7/8_4P_20HP_9.35_BRZ | 1058.8 | 1058.8 | 2117.6 | 2 | 0 | 2 | A | KPVS_SplitCase | 5 | 4 | 5 | 8 | BranchMin5_BranchMax8 | 6 | 3 | 6 | 10 | HeaderMin6_HeaderMax10 | 10 | 3 | 9 | [20 empty] | NBS_025-095_4P_3HP_5.98_SS | 278.138 | [5 empty] | KPVS_3014-7/8_4P_30HP_11.86_BRZ | 710
33 | 33 | 4012-7/8-4P-20HP KPVS | KPVS_4012-7/8_4P_20HP_9.35_BRZ | 1058.8 | 1058.8 | 2117.6 | 2 | 0 | 2 | A | KPVS_SplitCase | 5 | 4 | 5 | 8 | BranchMin5_BranchMax8 | 8 | 3 | 6 | 10 | HeaderMin6_HeaderMax10 | 6 | 3 | 9 | [20 empty] | NBS_025-095_4P_3HP_5.98_SS | 278.138 | [5 empty] | KPVS_3014-7/8_4P_30HP_11.86_BRZ | 710 | INVALID
33 | 33 | 4012-7/8-4P-20HP KPVS | KPVS_4012-7/8_4P_20HP_9.35_BRZ | 1058.8 | 1058.8 | 2117.6 | 2 | 0 | 2 | A | KPVS_SplitCase | 5 | 4 | 5 | 8 | BranchMin5_BranchMax8 | 8 | 3 | 6 | 10 | HeaderMin6_HeaderMax10 | 8 | 3 | 9 | [20 empty] | NBS_025-095_4P_3HP_5.98_SS | 278.138 | [5 empty] | KPVS_3014-7/8_4P_30HP_11.86_BRZ | 710 | INVALID
33 | 33 | 4012-7/8-4P-20HP KPVS | KPVS_4012-7/8_4P_20HP_9.35_BRZ | 1058.8 | 1058.8 | 2117.6 | 2 | 0 | 2 | A | KPVS_SplitCase | 5 | 4 | 5 | 8 | BranchMin5_BranchMax8 | 8 | 3 | 6 | 10 | HeaderMin6_HeaderMax10 | 10 | 3 | 9 | [20 empty] | NBS_025-095_4P_3HP_5.98_SS | 278.138 | [5 empty] | KPVS_3014-7/8_4P_30HP_11.86_BRZ | 710
34 | 34 | 4012-7/8-4P-25HP KPVS | KPVS_4012-7/8_4P_25HP_9.91_BRZ | 1105.4 | 1105.4 | 2210.8 | 2 | 0 | 2 | A | KPVS_SplitCase | 5 | 4 | 5 | 8 | BranchMin5_BranchMax8 | 5 | 3 | 6 | 10 | HeaderMin6_HeaderMax10 | 6 | 3 | 9 | [20 empty] | NBS_025-095_4P_5HP_7.17_SS | 343.952 | [5 empty] | KPVS_3014-7/8_4P_40HP_12.92_BRZ | 802.4
34 | 34 | 4012-7/8-4P-25HP KPVS | KPVS_4012-7/8_4P_25HP_9.91_BRZ | 1105.4 | 1105.4 | 2210.8 | 2 | 0 | 2 | A | KPVS_SplitCase | 5 | 4 | 5 | 8 | BranchMin5_BranchMax8 | 5 | 3 | 6 | 10 | HeaderMin6_HeaderMax10 | 8 | 3 | 9 | [20 empty] | NBS_025-095_4P_5HP_7.17_SS | 343.952 | [5 empty] | KPVS_3014-7/8_4P_40HP_12.92_BRZ | 802.4
34 | 34 | 4012-7/8-4P-25HP KPVS | KPVS_4012-7/8_4P_25HP_9.91_BRZ | 1105.4 | 1105.4 | 2210.8 | 2 | 0 | 2 | A | KPVS_SplitCase | 5 | 4 | 5 | 8 | BranchMin5_BranchMax8 | 5 | 3 | 6 | 10 | HeaderMin6_HeaderMax10 | 10 | 3 | 9 | [20 empty] | NBS_025-095_4P_5HP_7.17_SS | 343.952 | [5 empty] | KPVS_3014-7/8_4P_40HP_12.92_BRZ | 802.4
34 | 34 | 4012-7/8-4P-25HP KPVS | KPVS_4012-7/8_4P_25HP_9.91_BRZ | 1105.4 | 1105.4 | 2210.8 | 2 | 0 | 2 | A | KPVS_SplitCase | 5 | 4 | 5 | 8 | BranchMin5_BranchMax8 | 6 | 3 | 6 | 10 | HeaderMin6_HeaderMax10 | 6 | 3 | 9 | [20 empty] | NBS_025-095_4P_5HP_7.17_SS | 343.952 | [5 empty] | KPVS_3014-7/8_4P_40HP_12.92_BRZ | 802.4 | INVALID
34 | 34 | 4012-7/8-4P-25HP KPVS | KPVS_4012-7/8_4P_25HP_9.91_BRZ | 1105.4 | 1105.4 | 2210.8 | 2 | 0 | 2 | A | KPVS_SplitCase | 5 | 4 | 5 | 8 | BranchMin5_BranchMax8 | 6 | 3 | 6 | 10 | HeaderMin6_HeaderMax10 | 8 | 3 | 9 | [20 empty] | NBS_025-095_4P_5HP_7.17_SS | 343.952 | [5 empty] | KPVS_3014-7/8_4P_40HP_12.92_BRZ | 802.4
34 | 34 | 4012-7/8-4P-25HP KPVS | KPVS_4012-7/8_4P_25HP_9.91_BRZ | 1105.4 | 1105.4 | 2210.8 | 2 | 0 | 2 | A | KPVS_SplitCase | 5 | 4 | 5 | 8 | BranchMin5_BranchMax8 | 6 | 3 | 6 | 10 | HeaderMin6_HeaderMax10 | 10 | 3 | 9 | [20 empty] | NBS_025-095_4P_5HP_7.17_SS | 343.952 | [5 empty] | KPVS_3014-7/8_4P_40HP_12.92_BRZ | 802.4
34 | 34 | 4012-7/8-4P-25HP KPVS | KPVS_4012-7/8_4P_25HP_9.91_BRZ | 1105.4 | 1105.4 | 2210.8 | 2 | 0 | 2 | A | KPVS_SplitCase | 5 | 4 | 5 | 8 | BranchMin5_BranchMax8 | 8 | 3 | 6 | 10 | HeaderMin6_HeaderMax10 | 6 | 3 | 9 | [20 empty] | NBS_025-095_4P_5HP_7.17_SS | 343.952 | [5 empty] | KPVS_3014-7/8_4P_40HP_12.92_BRZ | 802.4 | INVALID
34 | 34 | 4012-7/8-4P-25HP KPVS | KPVS_4012-7/8_4P_25HP_9.91_BRZ | 1105.4 | 1105.4 | 2210.8 | 2 | 0 | 2 | A | KPVS_SplitCase | 5 | 4 | 5 | 8 | BranchMin5_BranchMax8 | 8 | 3 | 6 | 10 | HeaderMin6_HeaderMax10 | 8 | 3 | 9 | [20 empty] | NBS_025-095_4P_5HP_7.17_SS | 343.952 | [5 empty] | KPVS_3014-7/8_4P_40HP_12.92_BRZ | 802.4 | INVALID
34 | 34 | 4012-7/8-4P-25HP KPVS | KPVS_4012-7/8_4P_25HP_9.91_BRZ | 1105.4 | 1105.4 | 2210.8 | 2 | 0 | 2 | A | KPVS_SplitCase | 5 | 4 | 5 | 8 | BranchMin5_BranchMax8 | 8 | 3 | 6 | 10 | HeaderMin6_HeaderMax10 | 10 | 3 | 9 | [20 empty] | NBS_025-095_4P_5HP_7.17_SS | 343.952 | [5 empty] | KPVS_3014-7/8_4P_40HP_12.92_BRZ | 802.4
35 | 35 | 4012-7/8-4P-30HP KPVS | KPVS_4012-7/8_4P_30HP_10.38_BRZ | 1130.9 | 1130.9 | 2261.8 | 2 | 0 | 2 | A | KPVS_SplitCase | 5 | 4 | 5 | 8 | BranchMin5_BranchMax8 | 5 | 3 | 6 | 10 | HeaderMin6_HeaderMax10 | 6 | 3 | 9 | [20 empty] | NBS_025-095_4P_7.5HP_8.43_SS | 398.9817 | [5 empty] | KPVS_3014-7/8_4P_50HP_13.79_BRZ | 880.7
35 | 35 | 4012-7/8-4P-30HP KPVS | KPVS_4012-7/8_4P_30HP_10.38_BRZ | 1130.9 | 1130.9 | 2261.8 | 2 | 0 | 2 | A | KPVS_SplitCase | 5 | 4 | 5 | 8 | BranchMin5_BranchMax8 | 5 | 3 | 6 | 10 | HeaderMin6_HeaderMax10 | 8 | 3 | 9 | [20 empty] | NBS_025-095_4P_7.5HP_8.43_SS | 398.9817 | [5 empty] | KPVS_3014-7/8_4P_50HP_13.79_BRZ | 880.7
35 | 35 | 4012-7/8-4P-30HP KPVS | KPVS_4012-7/8_4P_30HP_10.38_BRZ | 1130.9 | 1130.9 | 2261.8 | 2 | 0 | 2 | A | KPVS_SplitCase | 5 | 4 | 5 | 8 | BranchMin5_BranchMax8 | 5 | 3 | 6 | 10 | HeaderMin6_HeaderMax10 | 10 | 3 | 9 | [20 empty] | NBS_025-095_4P_7.5HP_8.43_SS | 398.9817 | [5 empty] | KPVS_3014-7/8_4P_50HP_13.79_BRZ | 880.7
35 | 35 | 4012-7/8-4P-30HP KPVS | KPVS_4012-7/8_4P_30HP_10.38_BRZ | 1130.9 | 1130.9 | 2261.8 | 2 | 0 | 2 | A | KPVS_SplitCase | 5 | 4 | 5 | 8 | BranchMin5_BranchMax8 | 6 | 3 | 6 | 10 | HeaderMin6_HeaderMax10 | 6 | 3 | 9 | [20 empty] | NBS_025-095_4P_7.5HP_8.43_SS | 398.9817 | [5 empty] | KPVS_3014-7/8_4P_50HP_13.79_BRZ | 880.7 | INVALID
35 | 35 | 4012-7/8-4P-30HP KPVS | KPVS_4012-7/8_4P_30HP_10.38_BRZ | 1130.9 | 1130.9 | 2261.8 | 2 | 0 | 2 | A | KPVS_SplitCase | 5 | 4 | 5 | 8 | BranchMin5_BranchMax8 | 6 | 3 | 6 | 10 | HeaderMin6_HeaderMax10 | 8 | 3 | 9 | [20 empty] | NBS_025-095_4P_7.5HP_8.43_SS | 398.9817 | [5 empty] | KPVS_3014-7/8_4P_50HP_13.79_BRZ | 880.7
35 | 35 | 4012-7/8-4P-30HP KPVS | KPVS_4012-7/8_4P_30HP_10.38_BRZ | 1130.9 | 1130.9 | 2261.8 | 2 | 0 | 2 | A | KPVS_SplitCase | 5 | 4 | 5 | 8 | BranchMin5_BranchMax8 | 6 | 3 | 6 | 10 | HeaderMin6_HeaderMax10 | 10 | 3 | 9 | [20 empty] | NBS_025-095_4P_7.5HP_8.43_SS | 398.9817 | [5 empty] | KPVS_3014-7/8_4P_50HP_13.79_BRZ | 880.7
35 | 35 | 4012-7/8-4P-30HP KPVS | KPVS_4012-7/8_4P_30HP_10.38_BRZ | 1130.9 | 1130.9 | 2261.8 | 2 | 0 | 2 | A | KPVS_SplitCase | 5 | 4 | 5 | 8 | BranchMin5_BranchMax8 | 8 | 3 | 6 | 10 | HeaderMin6_HeaderMax10 | 6 | 3 | 9 | [20 empty] | NBS_025-095_4P_7.5HP_8.43_SS | 398.9817 | [5 empty] | KPVS_3014-7/8_4P_50HP_13.79_BRZ | 880.7 | INVALID
35 | 35 | 4012-7/8-4P-30HP KPVS | KPVS_4012-7/8_4P_30HP_10.38_BRZ | 1130.9 | 1130.9 | 2261.8 | 2 | 0 | 2 | A | KPVS_SplitCase | 5 | 4 | 5 | 8 | BranchMin5_BranchMax8 | 8 | 3 | 6 | 10 | HeaderMin6_HeaderMax10 | 8 | 3 | 9 | [20 empty] | NBS_025-095_4P_7.5HP_8.43_SS | 398.9817 | [5 empty] | KPVS_3014-7/8_4P_50HP_13.79_BRZ | 880.7 | INVALID
35 | 35 | 4012-7/8-4P-30HP KPVS | KPVS_4012-7/8_4P_30HP_10.38_BRZ | 1130.9 | 1130.9 | 2261.8 | 2 | 0 | 2 | A | KPVS_SplitCase | 5 | 4 | 5 | 8 | BranchMin5_BranchMax8 | 8 | 3 | 6 | 10 | HeaderMin6_HeaderMax10 | 10 | 3 | 9 | [20 empty] | NBS_025-095_4P_7.5HP_8.43_SS | 398.9817 | [5 empty] | KPVS_3014-7/8_4P_50HP_13.79_BRZ | 880.7
36 | 36 | 4012-7/8-4P-40HP KPVS | KPVS_4012-7/8_4P_40HP_11.39_BRZ | 1197.7 | 1197.7 | 2395.4 | 2 | 0 | 2 | A | KPVS_SplitCase | 5 | 4 | 5 | 8 | BranchMin5_BranchMax8 | 5 | 3 | 6 | 10 | HeaderMin6_HeaderMax10 | 6 | 3 | 9 | [20 empty] | NBS_025-095_4P_10HP_9.53_SS | 427.0782 | [5 empty] | KPVS_3014-7/8_4P_60HP_14.00_BRZ | 900
36 | 36 | 4012-7/8-4P-40HP KPVS | KPVS_4012-7/8_4P_40HP_11.39_BRZ | 1197.7 | 1197.7 | 2395.4 | 2 | 0 | 2 | A | KPVS_SplitCase | 5 | 4 | 5 | 8 | BranchMin5_BranchMax8 | 5 | 3 | 6 | 10 | HeaderMin6_HeaderMax10 | 8 | 3 | 9 | [20 empty] | NBS_025-095_4P_10HP_9.53_SS | 427.0782 | [5 empty] | KPVS_3014-7/8_4P_60HP_14.00_BRZ | 900
36 | 36 | 4012-7/8-4P-40HP KPVS | KPVS_4012-7/8_4P_40HP_11.39_BRZ | 1197.7 | 1197.7 | 2395.4 | 2 | 0 | 2 | A | KPVS_SplitCase | 5 | 4 | 5 | 8 | BranchMin5_BranchMax8 | 5 | 3 | 6 | 10 | HeaderMin6_HeaderMax10 | 10 | 3 | 9 | [20 empty] | NBS_025-095_4P_10HP_9.53_SS | 427.0782 | [5 empty] | KPVS_3014-7/8_4P_60HP_14.00_BRZ | 900
36 | 36 | 4012-7/8-4P-40HP KPVS | KPVS_4012-7/8_4P_40HP_11.39_BRZ | 1197.7 | 1197.7 | 2395.4 | 2 | 0 | 2 | A | KPVS_SplitCase | 5 | 4 | 5 | 8 | BranchMin5_BranchMax8 | 6 | 3 | 6 | 10 | HeaderMin6_HeaderMax10 | 6 | 3 | 9 | [20 empty] | NBS_025-095_4P_10HP_9.53_SS | 427.0782 | [5 empty] | KPVS_3014-7/8_4P_60HP_14.00_BRZ | 900 | INVALID
36 | 36 | 4012-7/8-4P-40HP KPVS | KPVS_4012-7/8_4P_40HP_11.39_BRZ | 1197.7 | 1197.7 | 2395.4 | 2 | 0 | 2 | A | KPVS_SplitCase | 5 | 4 | 5 | 8 | BranchMin5_BranchMax8 | 6 | 3 | 6 | 10 | HeaderMin6_HeaderMax10 | 8 | 3 | 9 | [20 empty] | NBS_025-095_4P_10HP_9.53_SS | 427.0782 | [5 empty] | KPVS_3014-7/8_4P_60HP_14.00_BRZ | 900
36 | 36 | 4012-7/8-4P-40HP KPVS | KPVS_4012-7/8_4P_40HP_11.39_BRZ | 1197.7 | 1197.7 | 2395.4 | 2 | 0 | 2 | A | KPVS_SplitCase | 5 | 4 | 5 | 8 | BranchMin5_BranchMax8 | 6 | 3 | 6 | 10 | HeaderMin6_HeaderMax10 | 10 | 3 | 9 | [20 empty] | NBS_025-095_4P_10HP_9.53_SS | 427.0782 | [5 empty] | KPVS_3014-7/8_4P_60HP_14.00_BRZ | 900
36 | 36 | 4012-7/8-4P-40HP KPVS | KPVS_4012-7/8_4P_40HP_11.39_BRZ | 1197.7 | 1197.7 | 2395.4 | 2 | 0 | 2 | A | KPVS_SplitCase | 5 | 4 | 5 | 8 | BranchMin5_BranchMax8 | 8 | 3 | 6 | 10 | HeaderMin6_HeaderMax10 | 6 | 3 | 9 | [20 empty] | NBS_025-095_4P_10HP_9.53_SS | 427.0782 | [5 empty] | KPVS_3014-7/8_4P_60HP_14.00_BRZ | 900 | INVALID
36 | 36 | 4012-7/8-4P-40HP KPVS | KPVS_4012-7/8_4P_40HP_11.39_BRZ | 1197.7 | 1197.7 | 2395.4 | 2 | 0 | 2 | A | KPVS_SplitCase | 5 | 4 | 5 | 8 | BranchMin5_BranchMax8 | 8 | 3 | 6 | 10 | HeaderMin6_HeaderMax10 | 8 | 3 | 9 | [20 empty] | NBS_025-095_4P_10HP_9.53_SS | 427.0782 | [5 empty] | KPVS_3014-7/8_4P_60HP_14.00_BRZ | 900 | INVALID
36 | 36 | 4012-7/8-4P-40HP KPVS | KPVS_4012-7/8_4P_40HP_11.39_BRZ | 1197.7 | 1197.7 | 2395.4 | 2 | 0 | 2 | A | KPVS_SplitCase | 5 | 4 | 5 | 8 | BranchMin5_BranchMax8 | 8 | 3 | 6 | 10 | HeaderMin6_HeaderMax10 | 10 | 3 | 9 | [20 empty] | NBS_025-095_4P_10HP_9.53_SS | 427.0782 | [5 empty] | KPVS_3014-7/8_4P_60HP_14.00_BRZ | 900
37 | 37 | 4012-7/8-4P-50HP KPVS | KPVS_4012-7/8_4P_50HP_12.00_BRZ | 1259 | 1259 | 2518 | 2 | 0 | 2 | A | KPVS_SplitCase | 5 | 4 | 5 | 8 | BranchMin5_BranchMax8 | 5 | 3 | 6 | 12 | HeaderMin6_HeaderMax12 | 6 | 4 | 12 | [20 empty] | NBS_025-110_4P_7.5HP_8.58_SS | 374.2437 | [5 empty] | KPVS_3095-7/8_2P_100HP_9.24_BRZ | 964.4
37 | 37 | 4012-7/8-4P-50HP KPVS | KPVS_4012-7/8_4P_50HP_12.00_BRZ | 1259 | 1259 | 2518 | 2 | 0 | 2 | A | KPVS_SplitCase | 5 | 4 | 5 | 8 | BranchMin5_BranchMax8 | 5 | 3 | 6 | 12 | HeaderMin6_HeaderMax12 | 8 | 4 | 12 | [20 empty] | NBS_025-110_4P_7.5HP_8.58_SS | 374.2437 | [5 empty] | KPVS_3095-7/8_2P_100HP_9.24_BRZ | 964.4
37 | 37 | 4012-7/8-4P-50HP KPVS | KPVS_4012-7/8_4P_50HP_12.00_BRZ | 1259 | 1259 | 2518 | 2 | 0 | 2 | A | KPVS_SplitCase | 5 | 4 | 5 | 8 | BranchMin5_BranchMax8 | 5 | 3 | 6 | 12 | HeaderMin6_HeaderMax12 | 10 | 4 | 12 | [20 empty] | NBS_025-110_4P_7.5HP_8.58_SS | 374.2437 | [5 empty] | KPVS_3095-7/8_2P_100HP_9.24_BRZ | 964.4
37 | 37 | 4012-7/8-4P-50HP KPVS | KPVS_4012-7/8_4P_50HP_12.00_BRZ | 1259 | 1259 | 2518 | 2 | 0 | 2 | A | KPVS_SplitCase | 5 | 4 | 5 | 8 | BranchMin5_BranchMax8 | 5 | 3 | 6 | 12 | HeaderMin6_HeaderMax12 | 12 | 4 | 12 | [20 empty] | NBS_025-110_4P_7.5HP_8.58_SS | 374.2437 | [5 empty] | KPVS_3095-7/8_2P_100HP_9.24_BRZ | 964.4
37 | 37 | 4012-7/8-4P-50HP KPVS | KPVS_4012-7/8_4P_50HP_12.00_BRZ | 1259 | 1259 | 2518 | 2 | 0 | 2 | A | KPVS_SplitCase | 5 | 4 | 5 | 8 | BranchMin5_BranchMax8 | 6 | 3 | 6 | 12 | HeaderMin6_HeaderMax12 | 6 | 4 | 12 | [20 empty] | NBS_025-110_4P_7.5HP_8.58_SS | 374.2437 | [5 empty] | KPVS_3095-7/8_2P_100HP_9.24_BRZ | 964.4 | INVALID
37 | 37 | 4012-7/8-4P-50HP KPVS | KPVS_4012-7/8_4P_50HP_12.00_BRZ | 1259 | 1259 | 2518 | 2 | 0 | 2 | A | KPVS_SplitCase | 5 | 4 | 5 | 8 | BranchMin5_BranchMax8 | 6 | 3 | 6 | 12 | HeaderMin6_HeaderMax12 | 8 | 4 | 12 | [20 empty] | NBS_025-110_4P_7.5HP_8.58_SS | 374.2437 | [5 empty] | KPVS_3095-7/8_2P_100HP_9.24_BRZ | 964.4
37 | 37 | 4012-7/8-4P-50HP KPVS | KPVS_4012-7/8_4P_50HP_12.00_BRZ | 1259 | 1259 | 2518 | 2 | 0 | 2 | A | KPVS_SplitCase | 5 | 4 | 5 | 8 | BranchMin5_BranchMax8 | 6 | 3 | 6 | 12 | HeaderMin6_HeaderMax12 | 10 | 4 | 12 | [20 empty] | NBS_025-110_4P_7.5HP_8.58_SS | 374.2437 | [5 empty] | KPVS_3095-7/8_2P_100HP_9.24_BRZ | 964.4
37 | 37 | 4012-7/8-4P-50HP KPVS | KPVS_4012-7/8_4P_50HP_12.00_BRZ | 1259 | 1259 | 2518 | 2 | 0 | 2 | A | KPVS_SplitCase | 5 | 4 | 5 | 8 | BranchMin5_BranchMax8 | 6 | 3 | 6 | 12 | HeaderMin6_HeaderMax12 | 12 | 4 | 12 | [20 empty] | NBS_025-110_4P_7.5HP_8.58_SS | 374.2437 | [5 empty] | KPVS_3095-7/8_2P_100HP_9.24_BRZ | 964.4
37 | 37 | 4012-7/8-4P-50HP KPVS | KPVS_4012-7/8_4P_50HP_12.00_BRZ | 1259 | 1259 | 2518 | 2 | 0 | 2 | A | KPVS_SplitCase | 5 | 4 | 5 | 8 | BranchMin5_BranchMax8 | 8 | 3 | 6 | 12 | HeaderMin6_HeaderMax12 | 6 | 4 | 12 | [20 empty] | NBS_025-110_4P_7.5HP_8.58_SS | 374.2437 | [5 empty] | KPVS_3095-7/8_2P_100HP_9.24_BRZ | 964.4 | INVALID
37 | 37 | 4012-7/8-4P-50HP KPVS | KPVS_4012-7/8_4P_50HP_12.00_BRZ | 1259 | 1259 | 2518 | 2 | 0 | 2 | A | KPVS_SplitCase | 5 | 4 | 5 | 8 | BranchMin5_BranchMax8 | 8 | 3 | 6 | 12 | HeaderMin6_HeaderMax12 | 8 | 4 | 12 | [20 empty] | NBS_025-110_4P_7.5HP_8.58_SS | 374.2437 | [5 empty] | KPVS_3095-7/8_2P_100HP_9.24_BRZ | 964.4 | INVALID
37 | 37 | 4012-7/8-4P-50HP KPVS | KPVS_4012-7/8_4P_50HP_12.00_BRZ | 1259 | 1259 | 2518 | 2 | 0 | 2 | A | KPVS_SplitCase | 5 | 4 | 5 | 8 | BranchMin5_BranchMax8 | 8 | 3 | 6 | 12 | HeaderMin6_HeaderMax12 | 10 | 4 | 12 | [20 empty] | NBS_025-110_4P_7.5HP_8.58_SS | 374.2437 | [5 empty] | KPVS_3095-7/8_2P_100HP_9.24_BRZ | 964.4
37 | 37 | 4012-7/8-4P-50HP KPVS | KPVS_4012-7/8_4P_50HP_12.00_BRZ | 1259 | 1259 | 2518 | 2 | 0 | 2 | A | KPVS_SplitCase | 5 | 4 | 5 | 8 | BranchMin5_BranchMax8 | 8 | 3 | 6 | 12 | HeaderMin6_HeaderMax12 | 12 | 4 | 12 | [20 empty] | NBS_025-110_4P_7.5HP_8.58_SS | 374.2437 | [5 empty] | KPVS_3095-7/8_2P_100HP_9.24_BRZ | 964.4
38 | 38 | 4015-9/0-4P-25HP KPVS | KPVS_4015-9/0_4P_25HP_9.71_BRZ | 786.3 | 786.3 | 1572.6 | 2 | 0 | 2 | A | KPVS_SplitCase | 5 | 4 | 5 | 6 | BranchMin5_BranchMax6 | 5 | 2 | 6 | 8 | HeaderMin6_HeaderMax8 | 6 | 2 | 4 | [20 empty] | NBS_025-110_4P_10HP_9.45_SS | 422.9151 | [5 empty] | KPVS_3095-7/8_2P_125HP_9.50_BRZ | 1000
38 | 38 | 4015-9/0-4P-25HP KPVS | KPVS_4015-9/0_4P_25HP_9.71_BRZ | 786.3 | 786.3 | 1572.6 | 2 | 0 | 2 | A | KPVS_SplitCase | 5 | 4 | 5 | 6 | BranchMin5_BranchMax6 | 5 | 2 | 6 | 8 | HeaderMin6_HeaderMax8 | 8 | 2 | 4 | [20 empty] | NBS_025-110_4P_10HP_9.45_SS | 422.9151 | [5 empty] | KPVS_3095-7/8_2P_125HP_9.50_BRZ | 1000
38 | 38 | 4015-9/0-4P-25HP KPVS | KPVS_4015-9/0_4P_25HP_9.71_BRZ | 786.3 | 786.3 | 1572.6 | 2 | 0 | 2 | A | KPVS_SplitCase | 5 | 4 | 5 | 6 | BranchMin5_BranchMax6 | 6 | 2 | 6 | 8 | HeaderMin6_HeaderMax8 | 6 | 2 | 4 | [20 empty] | NBS_025-110_4P_10HP_9.45_SS | 422.9151 | [5 empty] | KPVS_3095-7/8_2P_125HP_9.50_BRZ | 1000 | INVALID
38 | 38 | 4015-9/0-4P-25HP KPVS | KPVS_4015-9/0_4P_25HP_9.71_BRZ | 786.3 | 786.3 | 1572.6 | 2 | 0 | 2 | A | KPVS_SplitCase | 5 | 4 | 5 | 6 | BranchMin5_BranchMax6 | 6 | 2 | 6 | 8 | HeaderMin6_HeaderMax8 | 8 | 2 | 4 | [20 empty] | NBS_025-110_4P_10HP_9.45_SS | 422.9151 | [5 empty] | KPVS_3095-7/8_2P_125HP_9.50_BRZ | 1000
39 | 39 | 4015-9/0-4P-30HP KPVS | KPVS_4015-9/0_4P_30HP_10.24_BRZ | 848.4 | 848.4 | 1696.8 | 2 | 0 | 2 | A | KPVS_SplitCase | 5 | 4 | 5 | 6 | BranchMin5_BranchMax6 | 5 | 2 | 6 | 10 | HeaderMin6_HeaderMax10 | 6 | 3 | 6 | [20 empty] | NBS_025-110_4P_15HP_11.02_SS | 479.4087 | [5 empty] | KPVS_3095-7/8_2P_40HP_6.83_BRZ | 844.1
39 | 39 | 4015-9/0-4P-30HP KPVS | KPVS_4015-9/0_4P_30HP_10.24_BRZ | 848.4 | 848.4 | 1696.8 | 2 | 0 | 2 | A | KPVS_SplitCase | 5 | 4 | 5 | 6 | BranchMin5_BranchMax6 | 5 | 2 | 6 | 10 | HeaderMin6_HeaderMax10 | 8 | 3 | 6 | [20 empty] | NBS_025-110_4P_15HP_11.02_SS | 479.4087 | [5 empty] | KPVS_3095-7/8_2P_40HP_6.83_BRZ | 844.1
39 | 39 | 4015-9/0-4P-30HP KPVS | KPVS_4015-9/0_4P_30HP_10.24_BRZ | 848.4 | 848.4 | 1696.8 | 2 | 0 | 2 | A | KPVS_SplitCase | 5 | 4 | 5 | 6 | BranchMin5_BranchMax6 | 5 | 2 | 6 | 10 | HeaderMin6_HeaderMax10 | 10 | 3 | 6 | [20 empty] | NBS_025-110_4P_15HP_11.02_SS | 479.4087 | [5 empty] | KPVS_3095-7/8_2P_40HP_6.83_BRZ | 844.1
39 | 39 | 4015-9/0-4P-30HP KPVS | KPVS_4015-9/0_4P_30HP_10.24_BRZ | 848.4 | 848.4 | 1696.8 | 2 | 0 | 2 | A | KPVS_SplitCase | 5 | 4 | 5 | 6 | BranchMin5_BranchMax6 | 6 | 2 | 6 | 10 | HeaderMin6_HeaderMax10 | 6 | 3 | 6 | [20 empty] | NBS_025-110_4P_15HP_11.02_SS | 479.4087 | [5 empty] | KPVS_3095-7/8_2P_40HP_6.83_BRZ | 844.1 | INVALID
39 | 39 | 4015-9/0-4P-30HP KPVS | KPVS_4015-9/0_4P_30HP_10.24_BRZ | 848.4 | 848.4 | 1696.8 | 2 | 0 | 2 | A | KPVS_SplitCase | 5 | 4 | 5 | 6 | BranchMin5_BranchMax6 | 6 | 2 | 6 | 10 | HeaderMin6_HeaderMax10 | 8 | 3 | 6 | [20 empty] | NBS_025-110_4P_15HP_11.02_SS | 479.4087 | [5 empty] | KPVS_3095-7/8_2P_40HP_6.83_BRZ | 844.1
39 | 39 | 4015-9/0-4P-30HP KPVS | KPVS_4015-9/0_4P_30HP_10.24_BRZ | 848.4 | 848.4 | 1696.8 | 2 | 0 | 2 | A | KPVS_SplitCase | 5 | 4 | 5 | 6 | BranchMin5_BranchMax6 | 6 | 2 | 6 | 10 | HeaderMin6_HeaderMax10 | 10 | 3 | 6 | [20 empty] | NBS_025-110_4P_15HP_11.02_SS | 479.4087 | [5 empty] | KPVS_3095-7/8_2P_40HP_6.83_BRZ | 844.1
40 | 40 | 4015-9/0-4P-40HP KPVS | KPVS_4015-9/0_4P_40HP_11.17_BRZ | 960.9 | 960.9 | 1921.8 | 2 | 0 | 2 | A | KPVS_SplitCase | 5 | 4 | 5 | 8 | BranchMin5_BranchMax8 | 5 | 3 | 6 | 10 | HeaderMin6_HeaderMax10 | 6 | 3 | 9 | [20 empty] | NBS_030-070_4P_1.5HP_4.72_SS | 318.8997 | [5 empty] | KPVS_3095-7/8_2P_50HP_7.31_BRZ | 888.7
40 | 40 | 4015-9/0-4P-40HP KPVS | KPVS_4015-9/0_4P_40HP_11.17_BRZ | 960.9 | 960.9 | 1921.8 | 2 | 0 | 2 | A | KPVS_SplitCase | 5 | 4 | 5 | 8 | BranchMin5_BranchMax8 | 5 | 3 | 6 | 10 | HeaderMin6_HeaderMax10 | 8 | 3 | 9 | [20 empty] | NBS_030-070_4P_1.5HP_4.72_SS | 318.8997 | [5 empty] | KPVS_3095-7/8_2P_50HP_7.31_BRZ | 888.7
40 | 40 | 4015-9/0-4P-40HP KPVS | KPVS_4015-9/0_4P_40HP_11.17_BRZ | 960.9 | 960.9 | 1921.8 | 2 | 0 | 2 | A | KPVS_SplitCase | 5 | 4 | 5 | 8 | BranchMin5_BranchMax8 | 5 | 3 | 6 | 10 | HeaderMin6_HeaderMax10 | 10 | 3 | 9 | [20 empty] | NBS_030-070_4P_1.5HP_4.72_SS | 318.8997 | [5 empty] | KPVS_3095-7/8_2P_50HP_7.31_BRZ | 888.7
40 | 40 | 4015-9/0-4P-40HP KPVS | KPVS_4015-9/0_4P_40HP_11.17_BRZ | 960.9 | 960.9 | 1921.8 | 2 | 0 | 2 | A | KPVS_SplitCase | 5 | 4 | 5 | 8 | BranchMin5_BranchMax8 | 6 | 3 | 6 | 10 | HeaderMin6_HeaderMax10 | 6 | 3 | 9 | [20 empty] | NBS_030-070_4P_1.5HP_4.72_SS | 318.8997 | [5 empty] | KPVS_3095-7/8_2P_50HP_7.31_BRZ | 888.7 | INVALID
40 | 40 | 4015-9/0-4P-40HP KPVS | KPVS_4015-9/0_4P_40HP_11.17_BRZ | 960.9 | 960.9 | 1921.8 | 2 | 0 | 2 | A | KPVS_SplitCase | 5 | 4 | 5 | 8 | BranchMin5_BranchMax8 | 6 | 3 | 6 | 10 | HeaderMin6_HeaderMax10 | 8 | 3 | 9 | [20 empty] | NBS_030-070_4P_1.5HP_4.72_SS | 318.8997 | [5 empty] | KPVS_3095-7/8_2P_50HP_7.31_BRZ | 888.7
40 | 40 | 4015-9/0-4P-40HP KPVS | KPVS_4015-9/0_4P_40HP_11.17_BRZ | 960.9 | 960.9 | 1921.8 | 2 | 0 | 2 | A | KPVS_SplitCase | 5 | 4 | 5 | 8 | BranchMin5_BranchMax8 | 6 | 3 | 6 | 10 | HeaderMin6_HeaderMax10 | 10 | 3 | 9 | [20 empty] | NBS_030-070_4P_1.5HP_4.72_SS | 318.8997 | [5 empty] | KPVS_3095-7/8_2P_50HP_7.31_BRZ | 888.7
40 | 40 | 4015-9/0-4P-40HP KPVS | KPVS_4015-9/0_4P_40HP_11.17_BRZ | 960.9 | 960.9 | 1921.8 | 2 | 0 | 2 | A | KPVS_SplitCase | 5 | 4 | 5 | 8 | BranchMin5_BranchMax8 | 8 | 3 | 6 | 10 | HeaderMin6_HeaderMax10 | 6 | 3 | 9 | [20 empty] | NBS_030-070_4P_1.5HP_4.72_SS | 318.8997 | [5 empty] | KPVS_3095-7/8_2P_50HP_7.31_BRZ | 888.7 | INVALID
40 | 40 | 4015-9/0-4P-40HP KPVS | KPVS_4015-9/0_4P_40HP_11.17_BRZ | 960.9 | 960.9 | 1921.8 | 2 | 0 | 2 | A | KPVS_SplitCase | 5 | 4 | 5 | 8 | BranchMin5_BranchMax8 | 8 | 3 | 6 | 10 | HeaderMin6_HeaderMax10 | 8 | 3 | 9 | [20 empty] | NBS_030-070_4P_1.5HP_4.72_SS | 318.8997 | [5 empty] | KPVS_3095-7/8_2P_50HP_7.31_BRZ | 888.7 | INVALID
40 | 40 | 4015-9/0-4P-40HP KPVS | KPVS_4015-9/0_4P_40HP_11.17_BRZ | 960.9 | 960.9 | 1921.8 | 2 | 0 | 2 | A | KPVS_SplitCase | 5 | 4 | 5 | 8 | BranchMin5_BranchMax8 | 8 | 3 | 6 | 10 | HeaderMin6_HeaderMax10 | 10 | 3 | 9 | [20 empty] | NBS_030-070_4P_1.5HP_4.72_SS | 318.8997 | [5 empty] | KPVS_3095-7/8_2P_50HP_7.31_BRZ | 888.7
41 | 41 | 4015-9/0-4P-50HP KPVS | KPVS_4015-9/0_4P_50HP_11.92_BRZ | 1054.6 | 1054.6 | 2109.2 | 2 | 0 | 2 | A | KPVS_SplitCase | 5 | 4 | 5 | 8 | BranchMin5_BranchMax8 | 5 | 3 | 6 | 10 | HeaderMin6_HeaderMax10 | 6 | 3 | 9 | [20 empty] | NBS_030-070_4P_2HP_5.20_SS | 359.467 | [5 empty] | KPVS_3095-7/8_2P_60HP_7.80_BRZ | 910.5
41 | 41 | 4015-9/0-4P-50HP KPVS | KPVS_4015-9/0_4P_50HP_11.92_BRZ | 1054.6 | 1054.6 | 2109.2 | 2 | 0 | 2 | A | KPVS_SplitCase | 5 | 4 | 5 | 8 | BranchMin5_BranchMax8 | 5 | 3 | 6 | 10 | HeaderMin6_HeaderMax10 | 8 | 3 | 9 | [20 empty] | NBS_030-070_4P_2HP_5.20_SS | 359.467 | [5 empty] | KPVS_3095-7/8_2P_60HP_7.80_BRZ | 910.5
41 | 41 | 4015-9/0-4P-50HP KPVS | KPVS_4015-9/0_4P_50HP_11.92_BRZ | 1054.6 | 1054.6 | 2109.2 | 2 | 0 | 2 | A | KPVS_SplitCase | 5 | 4 | 5 | 8 | BranchMin5_BranchMax8 | 5 | 3 | 6 | 10 | HeaderMin6_HeaderMax10 | 10 | 3 | 9 | [20 empty] | NBS_030-070_4P_2HP_5.20_SS | 359.467 | [5 empty] | KPVS_3095-7/8_2P_60HP_7.80_BRZ | 910.5
41 | 41 | 4015-9/0-4P-50HP KPVS | KPVS_4015-9/0_4P_50HP_11.92_BRZ | 1054.6 | 1054.6 | 2109.2 | 2 | 0 | 2 | A | KPVS_SplitCase | 5 | 4 | 5 | 8 | BranchMin5_BranchMax8 | 6 | 3 | 6 | 10 | HeaderMin6_HeaderMax10 | 6 | 3 | 9 | [20 empty] | NBS_030-070_4P_2HP_5.20_SS | 359.467 | [5 empty] | KPVS_3095-7/8_2P_60HP_7.80_BRZ | 910.5 | INVALID
41 | 41 | 4015-9/0-4P-50HP KPVS | KPVS_4015-9/0_4P_50HP_11.92_BRZ | 1054.6 | 1054.6 | 2109.2 | 2 | 0 | 2 | A | KPVS_SplitCase | 5 | 4 | 5 | 8 | BranchMin5_BranchMax8 | 6 | 3 | 6 | 10 | HeaderMin6_HeaderMax10 | 8 | 3 | 9 | [20 empty] | NBS_030-070_4P_2HP_5.20_SS | 359.467 | [5 empty] | KPVS_3095-7/8_2P_60HP_7.80_BRZ | 910.5
41 | 41 | 4015-9/0-4P-50HP KPVS | KPVS_4015-9/0_4P_50HP_11.92_BRZ | 1054.6 | 1054.6 | 2109.2 | 2 | 0 | 2 | A | KPVS_SplitCase | 5 | 4 | 5 | 8 | BranchMin5_BranchMax8 | 6 | 3 | 6 | 10 | HeaderMin6_HeaderMax10 | 10 | 3 | 9 | [20 empty] | NBS_030-070_4P_2HP_5.20_SS | 359.467 | [5 empty] | KPVS_3095-7/8_2P_60HP_7.80_BRZ | 910.5
41 | 41 | 4015-9/0-4P-50HP KPVS | KPVS_4015-9/0_4P_50HP_11.92_BRZ | 1054.6 | 1054.6 | 2109.2 | 2 | 0 | 2 | A | KPVS_SplitCase | 5 | 4 | 5 | 8 | BranchMin5_BranchMax8 | 8 | 3 | 6 | 10 | HeaderMin6_HeaderMax10 | 6 | 3 | 9 | [20 empty] | NBS_030-070_4P_2HP_5.20_SS | 359.467 | [5 empty] | KPVS_3095-7/8_2P_60HP_7.80_BRZ | 910.5 | INVALID
41 | 41 | 4015-9/0-4P-50HP KPVS | KPVS_4015-9/0_4P_50HP_11.92_BRZ | 1054.6 | 1054.6 | 2109.2 | 2 | 0 | 2 | A | KPVS_SplitCase | 5 | 4 | 5 | 8 | BranchMin5_BranchMax8 | 8 | 3 | 6 | 10 | HeaderMin6_HeaderMax10 | 8 | 3 | 9 | [20 empty] | NBS_030-070_4P_2HP_5.20_SS | 359.467 | [5 empty] | KPVS_3095-7/8_2P_60HP_7.80_BRZ | 910.5 | INVALID
41 | 41 | 4015-9/0-4P-50HP KPVS | KPVS_4015-9/0_4P_50HP_11.92_BRZ | 1054.6 | 1054.6 | 2109.2 | 2 | 0 | 2 | A | KPVS_SplitCase | 5 | 4 | 5 | 8 | BranchMin5_BranchMax8 | 8 | 3 | 6 | 10 | HeaderMin6_HeaderMax10 | 10 | 3 | 9 | [20 empty] | NBS_030-070_4P_2HP_5.20_SS | 359.467 | [5 empty] | KPVS_3095-7/8_2P_60HP_7.80_BRZ | 910.5
42 | 42 | 4015-9/0-4P-60HP KPVS | KPVS_4015-9/0_4P_60HP_12.56_BRZ | 1137.7 | 1137.7 | 2275.4 | 2 | 0 | 2 | A | KPVS_SplitCase | 5 | 4 | 5 | 8 | BranchMin5_BranchMax8 | 5 | 3 | 6 | 10 | HeaderMin6_HeaderMax10 | 6 | 3 | 9 | [20 empty] | NBS_030-070_4P_3HP_5.83_SS | 413.6934 | [5 empty] | KPVS_3095-7/8_2P_75HP_8.47_BRZ | 901.5
42 | 42 | 4015-9/0-4P-60HP KPVS | KPVS_4015-9/0_4P_60HP_12.56_BRZ | 1137.7 | 1137.7 | 2275.4 | 2 | 0 | 2 | A | KPVS_SplitCase | 5 | 4 | 5 | 8 | BranchMin5_BranchMax8 | 5 | 3 | 6 | 10 | HeaderMin6_HeaderMax10 | 8 | 3 | 9 | [20 empty] | NBS_030-070_4P_3HP_5.83_SS | 413.6934 | [5 empty] | KPVS_3095-7/8_2P_75HP_8.47_BRZ | 901.5
42 | 42 | 4015-9/0-4P-60HP KPVS | KPVS_4015-9/0_4P_60HP_12.56_BRZ | 1137.7 | 1137.7 | 2275.4 | 2 | 0 | 2 | A | KPVS_SplitCase | 5 | 4 | 5 | 8 | BranchMin5_BranchMax8 | 5 | 3 | 6 | 10 | HeaderMin6_HeaderMax10 | 10 | 3 | 9 | [20 empty] | NBS_030-070_4P_3HP_5.83_SS | 413.6934 | [5 empty] | KPVS_3095-7/8_2P_75HP_8.47_BRZ | 901.5
42 | 42 | 4015-9/0-4P-60HP KPVS | KPVS_4015-9/0_4P_60HP_12.56_BRZ | 1137.7 | 1137.7 | 2275.4 | 2 | 0 | 2 | A | KPVS_SplitCase | 5 | 4 | 5 | 8 | BranchMin5_BranchMax8 | 6 | 3 | 6 | 10 | HeaderMin6_HeaderMax10 | 6 | 3 | 9 | [20 empty] | NBS_030-070_4P_3HP_5.83_SS | 413.6934 | [5 empty] | KPVS_3095-7/8_2P_75HP_8.47_BRZ | 901.5 | INVALID
42 | 42 | 4015-9/0-4P-60HP KPVS | KPVS_4015-9/0_4P_60HP_12.56_BRZ | 1137.7 | 1137.7 | 2275.4 | 2 | 0 | 2 | A | KPVS_SplitCase | 5 | 4 | 5 | 8 | BranchMin5_BranchMax8 | 6 | 3 | 6 | 10 | HeaderMin6_HeaderMax10 | 8 | 3 | 9 | [20 empty] | NBS_030-070_4P_3HP_5.83_SS | 413.6934 | [5 empty] | KPVS_3095-7/8_2P_75HP_8.47_BRZ | 901.5
42 | 42 | 4015-9/0-4P-60HP KPVS | KPVS_4015-9/0_4P_60HP_12.56_BRZ | 1137.7 | 1137.7 | 2275.4 | 2 | 0 | 2 | A | KPVS_SplitCase | 5 | 4 | 5 | 8 | BranchMin5_BranchMax8 | 6 | 3 | 6 | 10 | HeaderMin6_HeaderMax10 | 10 | 3 | 9 | [20 empty] | NBS_030-070_4P_3HP_5.83_SS | 413.6934 | [5 empty] | KPVS_3095-7/8_2P_75HP_8.47_BRZ | 901.5
42 | 42 | 4015-9/0-4P-60HP KPVS | KPVS_4015-9/0_4P_60HP_12.56_BRZ | 1137.7 | 1137.7 | 2275.4 | 2 | 0 | 2 | A | KPVS_SplitCase | 5 | 4 | 5 | 8 | BranchMin5_BranchMax8 | 8 | 3 | 6 | 10 | HeaderMin6_HeaderMax10 | 6 | 3 | 9 | [20 empty] | NBS_030-070_4P_3HP_5.83_SS | 413.6934 | [5 empty] | KPVS_3095-7/8_2P_75HP_8.47_BRZ | 901.5 | INVALID
42 | 42 | 4015-9/0-4P-60HP KPVS | KPVS_4015-9/0_4P_60HP_12.56_BRZ | 1137.7 | 1137.7 | 2275.4 | 2 | 0 | 2 | A | KPVS_SplitCase | 5 | 4 | 5 | 8 | BranchMin5_BranchMax8 | 8 | 3 | 6 | 10 | HeaderMin6_HeaderMax10 | 8 | 3 | 9 | [20 empty] | NBS_030-070_4P_3HP_5.83_SS | 413.6934 | [5 empty] | KPVS_3095-7/8_2P_75HP_8.47_BRZ | 901.5 | INVALID
42 | 42 | 4015-9/0-4P-60HP KPVS | KPVS_4015-9/0_4P_60HP_12.56_BRZ | 1137.7 | 1137.7 | 2275.4 | 2 | 0 | 2 | A | KPVS_SplitCase | 5 | 4 | 5 | 8 | BranchMin5_BranchMax8 | 8 | 3 | 6 | 10 | HeaderMin6_HeaderMax10 | 10 | 3 | 9 | [20 empty] | NBS_030-070_4P_3HP_5.83_SS | 413.6934 | [5 empty] | KPVS_3095-7/8_2P_75HP_8.47_BRZ | 901.5
43 | 43 | 4015-9/0-4P-75HP KPVS | KPVS_4015-9/0_4P_75HP_13.30_BRZ | 1251.5 | 1251.5 | 2503 | 2 | 0 | 2 | A | KPVS_SplitCase | 5 | 4 | 5 | 8 | BranchMin5_BranchMax8 | 5 | 3 | 6 | 12 | HeaderMin6_HeaderMax12 | 6 | 4 | 12 | [20 empty] | NBS_030-070_4P_5HP_6.85_SS | 469.9181 | [5 empty] | KPVS_4012-1/2_4P_10HP_8.39_BRZ | 696.4
43 | 43 | 4015-9/0-4P-75HP KPVS | KPVS_4015-9/0_4P_75HP_13.30_BRZ | 1251.5 | 1251.5 | 2503 | 2 | 0 | 2 | A | KPVS_SplitCase | 5 | 4 | 5 | 8 | BranchMin5_BranchMax8 | 5 | 3 | 6 | 12 | HeaderMin6_HeaderMax12 | 8 | 4 | 12 | [20 empty] | NBS_030-070_4P_5HP_6.85_SS | 469.9181 | [5 empty] | KPVS_4012-1/2_4P_10HP_8.39_BRZ | 696.4
43 | 43 | 4015-9/0-4P-75HP KPVS | KPVS_4015-9/0_4P_75HP_13.30_BRZ | 1251.5 | 1251.5 | 2503 | 2 | 0 | 2 | A | KPVS_SplitCase | 5 | 4 | 5 | 8 | BranchMin5_BranchMax8 | 5 | 3 | 6 | 12 | HeaderMin6_HeaderMax12 | 10 | 4 | 12 | [20 empty] | NBS_030-070_4P_5HP_6.85_SS | 469.9181 | [5 empty] | KPVS_4012-1/2_4P_10HP_8.39_BRZ | 696.4
43 | 43 | 4015-9/0-4P-75HP KPVS | KPVS_4015-9/0_4P_75HP_13.30_BRZ | 1251.5 | 1251.5 | 2503 | 2 | 0 | 2 | A | KPVS_SplitCase | 5 | 4 | 5 | 8 | BranchMin5_BranchMax8 | 5 | 3 | 6 | 12 | HeaderMin6_HeaderMax12 | 12 | 4 | 12 | [20 empty] | NBS_030-070_4P_5HP_6.85_SS | 469.9181 | [5 empty] | KPVS_4012-1/2_4P_10HP_8.39_BRZ | 696.4
43 | 43 | 4015-9/0-4P-75HP KPVS | KPVS_4015-9/0_4P_75HP_13.30_BRZ | 1251.5 | 1251.5 | 2503 | 2 | 0 | 2 | A | KPVS_SplitCase | 5 | 4 | 5 | 8 | BranchMin5_BranchMax8 | 6 | 3 | 6 | 12 | HeaderMin6_HeaderMax12 | 6 | 4 | 12 | [20 empty] | NBS_030-070_4P_5HP_6.85_SS | 469.9181 | [5 empty] | KPVS_4012-1/2_4P_10HP_8.39_BRZ | 696.4 | INVALID
43 | 43 | 4015-9/0-4P-75HP KPVS | KPVS_4015-9/0_4P_75HP_13.30_BRZ | 1251.5 | 1251.5 | 2503 | 2 | 0 | 2 | A | KPVS_SplitCase | 5 | 4 | 5 | 8 | BranchMin5_BranchMax8 | 6 | 3 | 6 | 12 | HeaderMin6_HeaderMax12 | 8 | 4 | 12 | [20 empty] | NBS_030-070_4P_5HP_6.85_SS | 469.9181 | [5 empty] | KPVS_4012-1/2_4P_10HP_8.39_BRZ | 696.4
43 | 43 | 4015-9/0-4P-75HP KPVS | KPVS_4015-9/0_4P_75HP_13.30_BRZ | 1251.5 | 1251.5 | 2503 | 2 | 0 | 2 | A | KPVS_SplitCase | 5 | 4 | 5 | 8 | BranchMin5_BranchMax8 | 6 | 3 | 6 | 12 | HeaderMin6_HeaderMax12 | 10 | 4 | 12 | [20 empty] | NBS_030-070_4P_5HP_6.85_SS | 469.9181 | [5 empty] | KPVS_4012-1/2_4P_10HP_8.39_BRZ | 696.4
43 | 43 | 4015-9/0-4P-75HP KPVS | KPVS_4015-9/0_4P_75HP_13.30_BRZ | 1251.5 | 1251.5 | 2503 | 2 | 0 | 2 | A | KPVS_SplitCase | 5 | 4 | 5 | 8 | BranchMin5_BranchMax8 | 6 | 3 | 6 | 12 | HeaderMin6_HeaderMax12 | 12 | 4 | 12 | [20 empty] | NBS_030-070_4P_5HP_6.85_SS | 469.9181 | [5 empty] | KPVS_4012-1/2_4P_10HP_8.39_BRZ | 696.4
43 | 43 | 4015-9/0-4P-75HP KPVS | KPVS_4015-9/0_4P_75HP_13.30_BRZ | 1251.5 | 1251.5 | 2503 | 2 | 0 | 2 | A | KPVS_SplitCase | 5 | 4 | 5 | 8 | BranchMin5_BranchMax8 | 8 | 3 | 6 | 12 | HeaderMin6_HeaderMax12 | 6 | 4 | 12 | [20 empty] | NBS_030-070_4P_5HP_6.85_SS | 469.9181 | [5 empty] | KPVS_4012-1/2_4P_10HP_8.39_BRZ | 696.4 | INVALID
43 | 43 | 4015-9/0-4P-75HP KPVS | KPVS_4015-9/0_4P_75HP_13.30_BRZ | 1251.5 | 1251.5 | 2503 | 2 | 0 | 2 | A | KPVS_SplitCase | 5 | 4 | 5 | 8 | BranchMin5_BranchMax8 | 8 | 3 | 6 | 12 | HeaderMin6_HeaderMax12 | 8 | 4 | 12 | [20 empty] | NBS_030-070_4P_5HP_6.85_SS | 469.9181 | [5 empty] | KPVS_4012-1/2_4P_10HP_8.39_BRZ | 696.4 | INVALID
43 | 43 | 4015-9/0-4P-75HP KPVS | KPVS_4015-9/0_4P_75HP_13.30_BRZ | 1251.5 | 1251.5 | 2503 | 2 | 0 | 2 | A | KPVS_SplitCase | 5 | 4 | 5 | 8 | BranchMin5_BranchMax8 | 8 | 3 | 6 | 12 | HeaderMin6_HeaderMax12 | 10 | 4 | 12 | [20 empty] | NBS_030-070_4P_5HP_6.85_SS | 469.9181 | [5 empty] | KPVS_4012-1/2_4P_10HP_8.39_BRZ | 696.4
43 | 43 | 4015-9/0-4P-75HP KPVS | KPVS_4015-9/0_4P_75HP_13.30_BRZ | 1251.5 | 1251.5 | 2503 | 2 | 0 | 2 | A | KPVS_SplitCase | 5 | 4 | 5 | 8 | BranchMin5_BranchMax8 | 8 | 3 | 6 | 12 | HeaderMin6_HeaderMax12 | 12 | 4 | 12 | [20 empty] | NBS_030-070_4P_5HP_6.85_SS | 469.9181 | [5 empty] | KPVS_4012-1/2_4P_10HP_8.39_BRZ | 696.4
44 | 44 | 4015-9/0-4P-100HP KPVS | KPVS_4015-9/0_4P_100HP_14.44_BRZ | 1415.3 | 1415.3 | 2830.6 | 2 | 0 | 2 | A | KPVS_SplitCase | 5 | 4 | 5 | 8 | BranchMin5_BranchMax8 | 5 | 3 | 6 | 12 | HeaderMin6_HeaderMax12 | 6 | 4 | 12 | [20 empty] | NBS_030-095_4P_5HP_6.10_SS | 576.7129 | [5 empty] | KPVS_4012-1/2_4P_15HP_9.28_BRZ | 775.8
44 | 44 | 4015-9/0-4P-100HP KPVS | KPVS_4015-9/0_4P_100HP_14.44_BRZ | 1415.3 | 1415.3 | 2830.6 | 2 | 0 | 2 | A | KPVS_SplitCase | 5 | 4 | 5 | 8 | BranchMin5_BranchMax8 | 5 | 3 | 6 | 12 | HeaderMin6_HeaderMax12 | 8 | 4 | 12 | [20 empty] | NBS_030-095_4P_5HP_6.10_SS | 576.7129 | [5 empty] | KPVS_4012-1/2_4P_15HP_9.28_BRZ | 775.8
44 | 44 | 4015-9/0-4P-100HP KPVS | KPVS_4015-9/0_4P_100HP_14.44_BRZ | 1415.3 | 1415.3 | 2830.6 | 2 | 0 | 2 | A | KPVS_SplitCase | 5 | 4 | 5 | 8 | BranchMin5_BranchMax8 | 5 | 3 | 6 | 12 | HeaderMin6_HeaderMax12 | 10 | 4 | 12 | [20 empty] | NBS_030-095_4P_5HP_6.10_SS | 576.7129 | [5 empty] | KPVS_4012-1/2_4P_15HP_9.28_BRZ | 775.8
44 | 44 | 4015-9/0-4P-100HP KPVS | KPVS_4015-9/0_4P_100HP_14.44_BRZ | 1415.3 | 1415.3 | 2830.6 | 2 | 0 | 2 | A | KPVS_SplitCase | 5 | 4 | 5 | 8 | BranchMin5_BranchMax8 | 5 | 3 | 6 | 12 | HeaderMin6_HeaderMax12 | 12 | 4 | 12 | [20 empty] | NBS_030-095_4P_5HP_6.10_SS | 576.7129 | [5 empty] | KPVS_4012-1/2_4P_15HP_9.28_BRZ | 775.8
44 | 44 | 4015-9/0-4P-100HP KPVS | KPVS_4015-9/0_4P_100HP_14.44_BRZ | 1415.3 | 1415.3 | 2830.6 | 2 | 0 | 2 | A | KPVS_SplitCase | 5 | 4 | 5 | 8 | BranchMin5_BranchMax8 | 6 | 3 | 6 | 12 | HeaderMin6_HeaderMax12 | 6 | 4 | 12 | [20 empty] | NBS_030-095_4P_5HP_6.10_SS | 576.7129 | [5 empty] | KPVS_4012-1/2_4P_15HP_9.28_BRZ | 775.8 | INVALID
44 | 44 | 4015-9/0-4P-100HP KPVS | KPVS_4015-9/0_4P_100HP_14.44_BRZ | 1415.3 | 1415.3 | 2830.6 | 2 | 0 | 2 | A | KPVS_SplitCase | 5 | 4 | 5 | 8 | BranchMin5_BranchMax8 | 6 | 3 | 6 | 12 | HeaderMin6_HeaderMax12 | 8 | 4 | 12 | [20 empty] | NBS_030-095_4P_5HP_6.10_SS | 576.7129 | [5 empty] | KPVS_4012-1/2_4P_15HP_9.28_BRZ | 775.8
44 | 44 | 4015-9/0-4P-100HP KPVS | KPVS_4015-9/0_4P_100HP_14.44_BRZ | 1415.3 | 1415.3 | 2830.6 | 2 | 0 | 2 | A | KPVS_SplitCase | 5 | 4 | 5 | 8 | BranchMin5_BranchMax8 | 6 | 3 | 6 | 12 | HeaderMin6_HeaderMax12 | 10 | 4 | 12 | [20 empty] | NBS_030-095_4P_5HP_6.10_SS | 576.7129 | [5 empty] | KPVS_4012-1/2_4P_15HP_9.28_BRZ | 775.8
44 | 44 | 4015-9/0-4P-100HP KPVS | KPVS_4015-9/0_4P_100HP_14.44_BRZ | 1415.3 | 1415.3 | 2830.6 | 2 | 0 | 2 | A | KPVS_SplitCase | 5 | 4 | 5 | 8 | BranchMin5_BranchMax8 | 6 | 3 | 6 | 12 | HeaderMin6_HeaderMax12 | 12 | 4 | 12 | [20 empty] | NBS_030-095_4P_5HP_6.10_SS | 576.7129 | [5 empty] | KPVS_4012-1/2_4P_15HP_9.28_BRZ | 775.8
44 | 44 | 4015-9/0-4P-100HP KPVS | KPVS_4015-9/0_4P_100HP_14.44_BRZ | 1415.3 | 1415.3 | 2830.6 | 2 | 0 | 2 | A | KPVS_SplitCase | 5 | 4 | 5 | 8 | BranchMin5_BranchMax8 | 8 | 3 | 6 | 12 | HeaderMin6_HeaderMax12 | 6 | 4 | 12 | [20 empty] | NBS_030-095_4P_5HP_6.10_SS | 576.7129 | [5 empty] | KPVS_4012-1/2_4P_15HP_9.28_BRZ | 775.8 | INVALID
44 | 44 | 4015-9/0-4P-100HP KPVS | KPVS_4015-9/0_4P_100HP_14.44_BRZ | 1415.3 | 1415.3 | 2830.6 | 2 | 0 | 2 | A | KPVS_SplitCase | 5 | 4 | 5 | 8 | BranchMin5_BranchMax8 | 8 | 3 | 6 | 12 | HeaderMin6_HeaderMax12 | 8 | 4 | 12 | [20 empty] | NBS_030-095_4P_5HP_6.10_SS | 576.7129 | [5 empty] | KPVS_4012-1/2_4P_15HP_9.28_BRZ | 775.8 | INVALID
44 | 44 | 4015-9/0-4P-100HP KPVS | KPVS_4015-9/0_4P_100HP_14.44_BRZ | 1415.3 | 1415.3 | 2830.6 | 2 | 0 | 2 | A | KPVS_SplitCase | 5 | 4 | 5 | 8 | BranchMin5_BranchMax8 | 8 | 3 | 6 | 12 | HeaderMin6_HeaderMax12 | 10 | 4 | 12 | [20 empty] | NBS_030-095_4P_5HP_6.10_SS | 576.7129 | [5 empty] | KPVS_4012-1/2_4P_15HP_9.28_BRZ | 775.8
44 | 44 | 4015-9/0-4P-100HP KPVS | KPVS_4015-9/0_4P_100HP_14.44_BRZ | 1415.3 | 1415.3 | 2830.6 | 2 | 0 | 2 | A | KPVS_SplitCase | 5 | 4 | 5 | 8 | BranchMin5_BranchMax8 | 8 | 3 | 6 | 12 | HeaderMin6_HeaderMax12 | 12 | 4 | 12 | [20 empty] | NBS_030-095_4P_5HP_6.10_SS | 576.7129 | [5 empty] | KPVS_4012-1/2_4P_15HP_9.28_BRZ | 775.8
45 | 45 | 4015-9/0-4P-125HP KPVS | KPVS_4015-9/0_4P_125HP_15.25_BRZ | 1500 | 1500 | 3000 | 2 | 0 | 2 | A | KPVS_SplitCase | 5 | 4 | 5 | 8 | BranchMin5_BranchMax8 | 5 | 3 | 6 | 12 | HeaderMin6_HeaderMax12 | 6 | 4 | 12 | [20 empty] | NBS_030-095_4P_7.5HP_6.73_SS | 637.6666 | [5 empty] | KPVS_4012-1/2_4P_20HP_10.04_BRZ | 829.7
45 | 45 | 4015-9/0-4P-125HP KPVS | KPVS_4015-9/0_4P_125HP_15.25_BRZ | 1500 | 1500 | 3000 | 2 | 0 | 2 | A | KPVS_SplitCase | 5 | 4 | 5 | 8 | BranchMin5_BranchMax8 | 5 | 3 | 6 | 12 | HeaderMin6_HeaderMax12 | 8 | 4 | 12 | [20 empty] | NBS_030-095_4P_7.5HP_6.73_SS | 637.6666 | [5 empty] | KPVS_4012-1/2_4P_20HP_10.04_BRZ | 829.7
45 | 45 | 4015-9/0-4P-125HP KPVS | KPVS_4015-9/0_4P_125HP_15.25_BRZ | 1500 | 1500 | 3000 | 2 | 0 | 2 | A | KPVS_SplitCase | 5 | 4 | 5 | 8 | BranchMin5_BranchMax8 | 5 | 3 | 6 | 12 | HeaderMin6_HeaderMax12 | 10 | 4 | 12 | [20 empty] | NBS_030-095_4P_7.5HP_6.73_SS | 637.6666 | [5 empty] | KPVS_4012-1/2_4P_20HP_10.04_BRZ | 829.7
45 | 45 | 4015-9/0-4P-125HP KPVS | KPVS_4015-9/0_4P_125HP_15.25_BRZ | 1500 | 1500 | 3000 | 2 | 0 | 2 | A | KPVS_SplitCase | 5 | 4 | 5 | 8 | BranchMin5_BranchMax8 | 5 | 3 | 6 | 12 | HeaderMin6_HeaderMax12 | 12 | 4 | 12 | [20 empty] | NBS_030-095_4P_7.5HP_6.73_SS | 637.6666 | [5 empty] | KPVS_4012-1/2_4P_20HP_10.04_BRZ | 829.7
45 | 45 | 4015-9/0-4P-125HP KPVS | KPVS_4015-9/0_4P_125HP_15.25_BRZ | 1500 | 1500 | 3000 | 2 | 0 | 2 | A | KPVS_SplitCase | 5 | 4 | 5 | 8 | BranchMin5_BranchMax8 | 6 | 3 | 6 | 12 | HeaderMin6_HeaderMax12 | 6 | 4 | 12 | [20 empty] | NBS_030-095_4P_7.5HP_6.73_SS | 637.6666 | [5 empty] | KPVS_4012-1/2_4P_20HP_10.04_BRZ | 829.7 | INVALID
45 | 45 | 4015-9/0-4P-125HP KPVS | KPVS_4015-9/0_4P_125HP_15.25_BRZ | 1500 | 1500 | 3000 | 2 | 0 | 2 | A | KPVS_SplitCase | 5 | 4 | 5 | 8 | BranchMin5_BranchMax8 | 6 | 3 | 6 | 12 | HeaderMin6_HeaderMax12 | 8 | 4 | 12 | [20 empty] | NBS_030-095_4P_7.5HP_6.73_SS | 637.6666 | [5 empty] | KPVS_4012-1/2_4P_20HP_10.04_BRZ | 829.7
45 | 45 | 4015-9/0-4P-125HP KPVS | KPVS_4015-9/0_4P_125HP_15.25_BRZ | 1500 | 1500 | 3000 | 2 | 0 | 2 | A | KPVS_SplitCase | 5 | 4 | 5 | 8 | BranchMin5_BranchMax8 | 6 | 3 | 6 | 12 | HeaderMin6_HeaderMax12 | 10 | 4 | 12 | [20 empty] | NBS_030-095_4P_7.5HP_6.73_SS | 637.6666 | [5 empty] | KPVS_4012-1/2_4P_20HP_10.04_BRZ | 829.7
45 | 45 | 4015-9/0-4P-125HP KPVS | KPVS_4015-9/0_4P_125HP_15.25_BRZ | 1500 | 1500 | 3000 | 2 | 0 | 2 | A | KPVS_SplitCase | 5 | 4 | 5 | 8 | BranchMin5_BranchMax8 | 6 | 3 | 6 | 12 | HeaderMin6_HeaderMax12 | 12 | 4 | 12 | [20 empty] | NBS_030-095_4P_7.5HP_6.73_SS | 637.6666 | [5 empty] | KPVS_4012-1/2_4P_20HP_10.04_BRZ | 829.7
45 | 45 | 4015-9/0-4P-125HP KPVS | KPVS_4015-9/0_4P_125HP_15.25_BRZ | 1500 | 1500 | 3000 | 2 | 0 | 2 | A | KPVS_SplitCase | 5 | 4 | 5 | 8 | BranchMin5_BranchMax8 | 8 | 3 | 6 | 12 | HeaderMin6_HeaderMax12 | 6 | 4 | 12 | [20 empty] | NBS_030-095_4P_7.5HP_6.73_SS | 637.6666 | [5 empty] | KPVS_4012-1/2_4P_20HP_10.04_BRZ | 829.7 | INVALID
45 | 45 | 4015-9/0-4P-125HP KPVS | KPVS_4015-9/0_4P_125HP_15.25_BRZ | 1500 | 1500 | 3000 | 2 | 0 | 2 | A | KPVS_SplitCase | 5 | 4 | 5 | 8 | BranchMin5_BranchMax8 | 8 | 3 | 6 | 12 | HeaderMin6_HeaderMax12 | 8 | 4 | 12 | [20 empty] | NBS_030-095_4P_7.5HP_6.73_SS | 637.6666 | [5 empty] | KPVS_4012-1/2_4P_20HP_10.04_BRZ | 829.7 | INVALID
45 | 45 | 4015-9/0-4P-125HP KPVS | KPVS_4015-9/0_4P_125HP_15.25_BRZ | 1500 | 1500 | 3000 | 2 | 0 | 2 | A | KPVS_SplitCase | 5 | 4 | 5 | 8 | BranchMin5_BranchMax8 | 8 | 3 | 6 | 12 | HeaderMin6_HeaderMax12 | 10 | 4 | 12 | [20 empty] | NBS_030-095_4P_7.5HP_6.73_SS | 637.6666 | [5 empty] | KPVS_4012-1/2_4P_20HP_10.04_BRZ | 829.7
45 | 45 | 4015-9/0-4P-125HP KPVS | KPVS_4015-9/0_4P_125HP_15.25_BRZ | 1500 | 1500 | 3000 | 2 | 0 | 2 | A | KPVS_SplitCase | 5 | 4 | 5 | 8 | BranchMin5_BranchMax8 | 8 | 3 | 6 | 12 | HeaderMin6_HeaderMax12 | 12 | 4 | 12 | [20 empty] | NBS_030-095_4P_7.5HP_6.73_SS | 637.6666 | [5 empty] | KPVS_4012-1/2_4P_20HP_10.04_BRZ | 829.7
46 | 46 | 5012-7/8-4P-15HP KPVS | KPVS_5012-7/8_4P_15HP_7.65_BRZ | 1236.1 | 1236.1 | 2472.2 | 2 | 0 | 2 | A | KPVS_SplitCase | 6 | 5 | 6 | 8 | BranchMin6_BranchMax8 | 6 | 2 | 8 | 10 | HeaderMin8_HeaderMax10 | 8 | 2 | 4 | [20 empty] | NBS_030-095_4P_10HP_7.52_SS | 669.3599 | [5 empty] | KPVS_4012-1/2_4P_25HP_10.91_BRZ | 914.4
46 | 46 | 5012-7/8-4P-15HP KPVS | KPVS_5012-7/8_4P_15HP_7.65_BRZ | 1236.1 | 1236.1 | 2472.2 | 2 | 0 | 2 | A | KPVS_SplitCase | 6 | 5 | 6 | 8 | BranchMin6_BranchMax8 | 6 | 2 | 8 | 10 | HeaderMin8_HeaderMax10 | 10 | 2 | 4 | [20 empty] | NBS_030-095_4P_10HP_7.52_SS | 669.3599 | [5 empty] | KPVS_4012-1/2_4P_25HP_10.91_BRZ | 914.4
46 | 46 | 5012-7/8-4P-15HP KPVS | KPVS_5012-7/8_4P_15HP_7.65_BRZ | 1236.1 | 1236.1 | 2472.2 | 2 | 0 | 2 | A | KPVS_SplitCase | 6 | 5 | 6 | 8 | BranchMin6_BranchMax8 | 8 | 2 | 8 | 10 | HeaderMin8_HeaderMax10 | 8 | 2 | 4 | [20 empty] | NBS_030-095_4P_10HP_7.52_SS | 669.3599 | [5 empty] | KPVS_4012-1/2_4P_25HP_10.91_BRZ | 914.4 | INVALID
46 | 46 | 5012-7/8-4P-15HP KPVS | KPVS_5012-7/8_4P_15HP_7.65_BRZ | 1236.1 | 1236.1 | 2472.2 | 2 | 0 | 2 | A | KPVS_SplitCase | 6 | 5 | 6 | 8 | BranchMin6_BranchMax8 | 8 | 2 | 8 | 10 | HeaderMin8_HeaderMax10 | 10 | 2 | 4 | [20 empty] | NBS_030-095_4P_10HP_7.52_SS | 669.3599 | [5 empty] | KPVS_4012-1/2_4P_25HP_10.91_BRZ | 914.4
47 | 47 | 5012-7/8-4P-20HP KPVS | KPVS_5012-7/8_4P_20HP_8.38_BRZ | 1345.4 | 1345.4 | 2690.8 | 2 | 0 | 2 | A | KPVS_SplitCase | 6 | 5 | 6 | 8 | BranchMin6_BranchMax8 | 6 | 2 | 8 | 12 | HeaderMin8_HeaderMax12 | 8 | 3 | 6 | [20 empty] | NBS_030-095_4P_15HP_8.86_SS | 685.5374 | [5 empty] | KPVS_4012-1/2_4P_30HP_11.00_BRZ | 924
47 | 47 | 5012-7/8-4P-20HP KPVS | KPVS_5012-7/8_4P_20HP_8.38_BRZ | 1345.4 | 1345.4 | 2690.8 | 2 | 0 | 2 | A | KPVS_SplitCase | 6 | 5 | 6 | 8 | BranchMin6_BranchMax8 | 6 | 2 | 8 | 12 | HeaderMin8_HeaderMax12 | 10 | 3 | 6 | [20 empty] | NBS_030-095_4P_15HP_8.86_SS | 685.5374 | [5 empty] | KPVS_4012-1/2_4P_30HP_11.00_BRZ | 924
47 | 47 | 5012-7/8-4P-20HP KPVS | KPVS_5012-7/8_4P_20HP_8.38_BRZ | 1345.4 | 1345.4 | 2690.8 | 2 | 0 | 2 | A | KPVS_SplitCase | 6 | 5 | 6 | 8 | BranchMin6_BranchMax8 | 6 | 2 | 8 | 12 | HeaderMin8_HeaderMax12 | 12 | 3 | 6 | [20 empty] | NBS_030-095_4P_15HP_8.86_SS | 685.5374 | [5 empty] | KPVS_4012-1/2_4P_30HP_11.00_BRZ | 924
47 | 47 | 5012-7/8-4P-20HP KPVS | KPVS_5012-7/8_4P_20HP_8.38_BRZ | 1345.4 | 1345.4 | 2690.8 | 2 | 0 | 2 | A | KPVS_SplitCase | 6 | 5 | 6 | 8 | BranchMin6_BranchMax8 | 8 | 2 | 8 | 12 | HeaderMin8_HeaderMax12 | 8 | 3 | 6 | [20 empty] | NBS_030-095_4P_15HP_8.86_SS | 685.5374 | [5 empty] | KPVS_4012-1/2_4P_30HP_11.00_BRZ | 924 | INVALID
47 | 47 | 5012-7/8-4P-20HP KPVS | KPVS_5012-7/8_4P_20HP_8.38_BRZ | 1345.4 | 1345.4 | 2690.8 | 2 | 0 | 2 | A | KPVS_SplitCase | 6 | 5 | 6 | 8 | BranchMin6_BranchMax8 | 8 | 2 | 8 | 12 | HeaderMin8_HeaderMax12 | 10 | 3 | 6 | [20 empty] | NBS_030-095_4P_15HP_8.86_SS | 685.5374 | [5 empty] | KPVS_4012-1/2_4P_30HP_11.00_BRZ | 924
47 | 47 | 5012-7/8-4P-20HP KPVS | KPVS_5012-7/8_4P_20HP_8.38_BRZ | 1345.4 | 1345.4 | 2690.8 | 2 | 0 | 2 | A | KPVS_SplitCase | 6 | 5 | 6 | 8 | BranchMin6_BranchMax8 | 8 | 2 | 8 | 12 | HeaderMin8_HeaderMax12 | 12 | 3 | 6 | [20 empty] | NBS_030-095_4P_15HP_8.86_SS | 685.5374 | [5 empty] | KPVS_4012-1/2_4P_30HP_11.00_BRZ | 924
48 | 48 | 5012-7/8-4P-25HP KPVS | KPVS_5012-7/8_4P_25HP_8.96_BRZ | 1441.8 | 1441.8 | 2883.6 | 2 | 0 | 2 | A | KPVS_SplitCase | 6 | 5 | 6 | 8 | BranchMin6_BranchMax8 | 6 | 2 | 8 | 12 | HeaderMin8_HeaderMax12 | 8 | 3 | 6 | [20 empty] | NBS_030-110_4P_10HP_8.35_SS | 487.2856 | [5 empty] | KPVS_4012-1/2_4P_5HP_6.82_BRZ | 532.4
48 | 48 | 5012-7/8-4P-25HP KPVS | KPVS_5012-7/8_4P_25HP_8.96_BRZ | 1441.8 | 1441.8 | 2883.6 | 2 | 0 | 2 | A | KPVS_SplitCase | 6 | 5 | 6 | 8 | BranchMin6_BranchMax8 | 6 | 2 | 8 | 12 | HeaderMin8_HeaderMax12 | 10 | 3 | 6 | [20 empty] | NBS_030-110_4P_10HP_8.35_SS | 487.2856 | [5 empty] | KPVS_4012-1/2_4P_5HP_6.82_BRZ | 532.4
48 | 48 | 5012-7/8-4P-25HP KPVS | KPVS_5012-7/8_4P_25HP_8.96_BRZ | 1441.8 | 1441.8 | 2883.6 | 2 | 0 | 2 | A | KPVS_SplitCase | 6 | 5 | 6 | 8 | BranchMin6_BranchMax8 | 6 | 2 | 8 | 12 | HeaderMin8_HeaderMax12 | 12 | 3 | 6 | [20 empty] | NBS_030-110_4P_10HP_8.35_SS | 487.2856 | [5 empty] | KPVS_4012-1/2_4P_5HP_6.82_BRZ | 532.4
48 | 48 | 5012-7/8-4P-25HP KPVS | KPVS_5012-7/8_4P_25HP_8.96_BRZ | 1441.8 | 1441.8 | 2883.6 | 2 | 0 | 2 | A | KPVS_SplitCase | 6 | 5 | 6 | 8 | BranchMin6_BranchMax8 | 8 | 2 | 8 | 12 | HeaderMin8_HeaderMax12 | 8 | 3 | 6 | [20 empty] | NBS_030-110_4P_10HP_8.35_SS | 487.2856 | [5 empty] | KPVS_4012-1/2_4P_5HP_6.82_BRZ | 532.4 | INVALID
48 | 48 | 5012-7/8-4P-25HP KPVS | KPVS_5012-7/8_4P_25HP_8.96_BRZ | 1441.8 | 1441.8 | 2883.6 | 2 | 0 | 2 | A | KPVS_SplitCase | 6 | 5 | 6 | 8 | BranchMin6_BranchMax8 | 8 | 2 | 8 | 12 | HeaderMin8_HeaderMax12 | 10 | 3 | 6 | [20 empty] | NBS_030-110_4P_10HP_8.35_SS | 487.2856 | [5 empty] | KPVS_4012-1/2_4P_5HP_6.82_BRZ | 532.4
48 | 48 | 5012-7/8-4P-25HP KPVS | KPVS_5012-7/8_4P_25HP_8.96_BRZ | 1441.8 | 1441.8 | 2883.6 | 2 | 0 | 2 | A | KPVS_SplitCase | 6 | 5 | 6 | 8 | BranchMin6_BranchMax8 | 8 | 2 | 8 | 12 | HeaderMin8_HeaderMax12 | 12 | 3 | 6 | [20 empty] | NBS_030-110_4P_10HP_8.35_SS | 487.2856 | [5 empty] | KPVS_4012-1/2_4P_5HP_6.82_BRZ | 532.4
49 | 49 | 5012-7/8-4P-30HP KPVS | KPVS_5012-7/8_4P_30HP_9.45_BRZ | 1529.7 | 1529.7 | 3059.4 | 2 | 0 | 2 | A | KPVS_SplitCase | 6 | 5 | 6 | 8 | BranchMin6_BranchMax8 | 6 | 2 | 8 | 12 | HeaderMin8_HeaderMax12 | 8 | 3 | 6 | [20 empty] | NBS_030-110_4P_15HP_9.61_SS | 573.2974 | [5 empty] | KPVS_4012-1/2_4P_7.5HP_7.70_BRZ | 625.2
49 | 49 | 5012-7/8-4P-30HP KPVS | KPVS_5012-7/8_4P_30HP_9.45_BRZ | 1529.7 | 1529.7 | 3059.4 | 2 | 0 | 2 | A | KPVS_SplitCase | 6 | 5 | 6 | 8 | BranchMin6_BranchMax8 | 6 | 2 | 8 | 12 | HeaderMin8_HeaderMax12 | 10 | 3 | 6 | [20 empty] | NBS_030-110_4P_15HP_9.61_SS | 573.2974 | [5 empty] | KPVS_4012-1/2_4P_7.5HP_7.70_BRZ | 625.2
49 | 49 | 5012-7/8-4P-30HP KPVS | KPVS_5012-7/8_4P_30HP_9.45_BRZ | 1529.7 | 1529.7 | 3059.4 | 2 | 0 | 2 | A | KPVS_SplitCase | 6 | 5 | 6 | 8 | BranchMin6_BranchMax8 | 6 | 2 | 8 | 12 | HeaderMin8_HeaderMax12 | 12 | 3 | 6 | [20 empty] | NBS_030-110_4P_15HP_9.61_SS | 573.2974 | [5 empty] | KPVS_4012-1/2_4P_7.5HP_7.70_BRZ | 625.2
49 | 49 | 5012-7/8-4P-30HP KPVS | KPVS_5012-7/8_4P_30HP_9.45_BRZ | 1529.7 | 1529.7 | 3059.4 | 2 | 0 | 2 | A | KPVS_SplitCase | 6 | 5 | 6 | 8 | BranchMin6_BranchMax8 | 8 | 2 | 8 | 12 | HeaderMin8_HeaderMax12 | 8 | 3 | 6 | [20 empty] | NBS_030-110_4P_15HP_9.61_SS | 573.2974 | [5 empty] | KPVS_4012-1/2_4P_7.5HP_7.70_BRZ | 625.2 | INVALID
49 | 49 | 5012-7/8-4P-30HP KPVS | KPVS_5012-7/8_4P_30HP_9.45_BRZ | 1529.7 | 1529.7 | 3059.4 | 2 | 0 | 2 | A | KPVS_SplitCase | 6 | 5 | 6 | 8 | BranchMin6_BranchMax8 | 8 | 2 | 8 | 12 | HeaderMin8_HeaderMax12 | 10 | 3 | 6 | [20 empty] | NBS_030-110_4P_15HP_9.61_SS | 573.2974 | [5 empty] | KPVS_4012-1/2_4P_7.5HP_7.70_BRZ | 625.2
49 | 49 | 5012-7/8-4P-30HP KPVS | KPVS_5012-7/8_4P_30HP_9.45_BRZ | 1529.7 | 1529.7 | 3059.4 | 2 | 0 | 2 | A | KPVS_SplitCase | 6 | 5 | 6 | 8 | BranchMin6_BranchMax8 | 8 | 2 | 8 | 12 | HeaderMin8_HeaderMax12 | 12 | 3 | 6 | [20 empty] | NBS_030-110_4P_15HP_9.61_SS | 573.2974 | [5 empty] | KPVS_4012-1/2_4P_7.5HP_7.70_BRZ | 625.2
50 | 50 | 5012-7/8-4P-40HP KPVS | KPVS_5012-7/8_4P_40HP_10.20_BRZ | 1658 | 1658 | 3316 | 2 | 0 | 2 | A | KPVS_SplitCase | 6 | 5 | 6 | 10 | BranchMin6_BranchMax10 | 6 | 3 | 8 | 12 | HeaderMin8_HeaderMax12 | 8 | 3 | 9 | [20 empty] | NBS_030-110_4P_20HP_10.79_SS | 666.5942 | [5 empty] | KPVS_4012-7/8_4P_10HP_7.56_BRZ | 887.5
50 | 50 | 5012-7/8-4P-40HP KPVS | KPVS_5012-7/8_4P_40HP_10.20_BRZ | 1658 | 1658 | 3316 | 2 | 0 | 2 | A | KPVS_SplitCase | 6 | 5 | 6 | 10 | BranchMin6_BranchMax10 | 6 | 3 | 8 | 12 | HeaderMin8_HeaderMax12 | 10 | 3 | 9 | [20 empty] | NBS_030-110_4P_20HP_10.79_SS | 666.5942 | [5 empty] | KPVS_4012-7/8_4P_10HP_7.56_BRZ | 887.5
50 | 50 | 5012-7/8-4P-40HP KPVS | KPVS_5012-7/8_4P_40HP_10.20_BRZ | 1658 | 1658 | 3316 | 2 | 0 | 2 | A | KPVS_SplitCase | 6 | 5 | 6 | 10 | BranchMin6_BranchMax10 | 6 | 3 | 8 | 12 | HeaderMin8_HeaderMax12 | 12 | 3 | 9 | [20 empty] | NBS_030-110_4P_20HP_10.79_SS | 666.5942 | [5 empty] | KPVS_4012-7/8_4P_10HP_7.56_BRZ | 887.5
50 | 50 | 5012-7/8-4P-40HP KPVS | KPVS_5012-7/8_4P_40HP_10.20_BRZ | 1658 | 1658 | 3316 | 2 | 0 | 2 | A | KPVS_SplitCase | 6 | 5 | 6 | 10 | BranchMin6_BranchMax10 | 8 | 3 | 8 | 12 | HeaderMin8_HeaderMax12 | 8 | 3 | 9 | [20 empty] | NBS_030-110_4P_20HP_10.79_SS | 666.5942 | [5 empty] | KPVS_4012-7/8_4P_10HP_7.56_BRZ | 887.5 | INVALID
50 | 50 | 5012-7/8-4P-40HP KPVS | KPVS_5012-7/8_4P_40HP_10.20_BRZ | 1658 | 1658 | 3316 | 2 | 0 | 2 | A | KPVS_SplitCase | 6 | 5 | 6 | 10 | BranchMin6_BranchMax10 | 8 | 3 | 8 | 12 | HeaderMin8_HeaderMax12 | 10 | 3 | 9 | [20 empty] | NBS_030-110_4P_20HP_10.79_SS | 666.5942 | [5 empty] | KPVS_4012-7/8_4P_10HP_7.56_BRZ | 887.5
50 | 50 | 5012-7/8-4P-40HP KPVS | KPVS_5012-7/8_4P_40HP_10.20_BRZ | 1658 | 1658 | 3316 | 2 | 0 | 2 | A | KPVS_SplitCase | 6 | 5 | 6 | 10 | BranchMin6_BranchMax10 | 8 | 3 | 8 | 12 | HeaderMin8_HeaderMax12 | 12 | 3 | 9 | [20 empty] | NBS_030-110_4P_20HP_10.79_SS | 666.5942 | [5 empty] | KPVS_4012-7/8_4P_10HP_7.56_BRZ | 887.5
50 | 50 | 5012-7/8-4P-40HP KPVS | KPVS_5012-7/8_4P_40HP_10.20_BRZ | 1658 | 1658 | 3316 | 2 | 0 | 2 | A | KPVS_SplitCase | 6 | 5 | 6 | 10 | BranchMin6_BranchMax10 | 10 | 3 | 8 | 12 | HeaderMin8_HeaderMax12 | 8 | 3 | 9 | [20 empty] | NBS_030-110_4P_20HP_10.79_SS | 666.5942 | [5 empty] | KPVS_4012-7/8_4P_10HP_7.56_BRZ | 887.5 | INVALID
50 | 50 | 5012-7/8-4P-40HP KPVS | KPVS_5012-7/8_4P_40HP_10.20_BRZ | 1658 | 1658 | 3316 | 2 | 0 | 2 | A | KPVS_SplitCase | 6 | 5 | 6 | 10 | BranchMin6_BranchMax10 | 10 | 3 | 8 | 12 | HeaderMin8_HeaderMax12 | 10 | 3 | 9 | [20 empty] | NBS_030-110_4P_20HP_10.79_SS | 666.5942 | [5 empty] | KPVS_4012-7/8_4P_10HP_7.56_BRZ | 887.5 | INVALID
50 | 50 | 5012-7/8-4P-40HP KPVS | KPVS_5012-7/8_4P_40HP_10.20_BRZ | 1658 | 1658 | 3316 | 2 | 0 | 2 | A | KPVS_SplitCase | 6 | 5 | 6 | 10 | BranchMin6_BranchMax10 | 10 | 3 | 8 | 12 | HeaderMin8_HeaderMax12 | 12 | 3 | 9 | [20 empty] | NBS_030-110_4P_20HP_10.79_SS | 666.5942 | [5 empty] | KPVS_4012-7/8_4P_10HP_7.56_BRZ | 887.5
51 | 51 | 5012-7/8-4P-50HP KPVS | KPVS_5012-7/8_4P_50HP_10.79_BRZ | 1758.4 | 1758.4 | 3516.8 | 2 | 0 | 2 | A | KPVS_SplitCase | 6 | 5 | 6 | 10 | BranchMin6_BranchMax10 | 6 | 3 | 8 | 12 | HeaderMin8_HeaderMax12 | 8 | 3 | 9 | [20 empty] | NBS_030-135_4P_15HP_8.98_SS | 598.5182 | [5 empty] | KPVS_4012-7/8_4P_15HP_8.57_BRZ | 976.3
51 | 51 | 5012-7/8-4P-50HP KPVS | KPVS_5012-7/8_4P_50HP_10.79_BRZ | 1758.4 | 1758.4 | 3516.8 | 2 | 0 | 2 | A | KPVS_SplitCase | 6 | 5 | 6 | 10 | BranchMin6_BranchMax10 | 6 | 3 | 8 | 12 | HeaderMin8_HeaderMax12 | 10 | 3 | 9 | [20 empty] | NBS_030-135_4P_15HP_8.98_SS | 598.5182 | [5 empty] | KPVS_4012-7/8_4P_15HP_8.57_BRZ | 976.3
51 | 51 | 5012-7/8-4P-50HP KPVS | KPVS_5012-7/8_4P_50HP_10.79_BRZ | 1758.4 | 1758.4 | 3516.8 | 2 | 0 | 2 | A | KPVS_SplitCase | 6 | 5 | 6 | 10 | BranchMin6_BranchMax10 | 6 | 3 | 8 | 12 | HeaderMin8_HeaderMax12 | 12 | 3 | 9 | [20 empty] | NBS_030-135_4P_15HP_8.98_SS | 598.5182 | [5 empty] | KPVS_4012-7/8_4P_15HP_8.57_BRZ | 976.3
51 | 51 | 5012-7/8-4P-50HP KPVS | KPVS_5012-7/8_4P_50HP_10.79_BRZ | 1758.4 | 1758.4 | 3516.8 | 2 | 0 | 2 | A | KPVS_SplitCase | 6 | 5 | 6 | 10 | BranchMin6_BranchMax10 | 8 | 3 | 8 | 12 | HeaderMin8_HeaderMax12 | 8 | 3 | 9 | [20 empty] | NBS_030-135_4P_15HP_8.98_SS | 598.5182 | [5 empty] | KPVS_4012-7/8_4P_15HP_8.57_BRZ | 976.3 | INVALID
51 | 51 | 5012-7/8-4P-50HP KPVS | KPVS_5012-7/8_4P_50HP_10.79_BRZ | 1758.4 | 1758.4 | 3516.8 | 2 | 0 | 2 | A | KPVS_SplitCase | 6 | 5 | 6 | 10 | BranchMin6_BranchMax10 | 8 | 3 | 8 | 12 | HeaderMin8_HeaderMax12 | 10 | 3 | 9 | [20 empty] | NBS_030-135_4P_15HP_8.98_SS | 598.5182 | [5 empty] | KPVS_4012-7/8_4P_15HP_8.57_BRZ | 976.3
51 | 51 | 5012-7/8-4P-50HP KPVS | KPVS_5012-7/8_4P_50HP_10.79_BRZ | 1758.4 | 1758.4 | 3516.8 | 2 | 0 | 2 | A | KPVS_SplitCase | 6 | 5 | 6 | 10 | BranchMin6_BranchMax10 | 8 | 3 | 8 | 12 | HeaderMin8_HeaderMax12 | 12 | 3 | 9 | [20 empty] | NBS_030-135_4P_15HP_8.98_SS | 598.5182 | [5 empty] | KPVS_4012-7/8_4P_15HP_8.57_BRZ | 976.3
51 | 51 | 5012-7/8-4P-50HP KPVS | KPVS_5012-7/8_4P_50HP_10.79_BRZ | 1758.4 | 1758.4 | 3516.8 | 2 | 0 | 2 | A | KPVS_SplitCase | 6 | 5 | 6 | 10 | BranchMin6_BranchMax10 | 10 | 3 | 8 | 12 | HeaderMin8_HeaderMax12 | 8 | 3 | 9 | [20 empty] | NBS_030-135_4P_15HP_8.98_SS | 598.5182 | [5 empty] | KPVS_4012-7/8_4P_15HP_8.57_BRZ | 976.3 | INVALID
51 | 51 | 5012-7/8-4P-50HP KPVS | KPVS_5012-7/8_4P_50HP_10.79_BRZ | 1758.4 | 1758.4 | 3516.8 | 2 | 0 | 2 | A | KPVS_SplitCase | 6 | 5 | 6 | 10 | BranchMin6_BranchMax10 | 10 | 3 | 8 | 12 | HeaderMin8_HeaderMax12 | 10 | 3 | 9 | [20 empty] | NBS_030-135_4P_15HP_8.98_SS | 598.5182 | [5 empty] | KPVS_4012-7/8_4P_15HP_8.57_BRZ | 976.3 | INVALID
51 | 51 | 5012-7/8-4P-50HP KPVS | KPVS_5012-7/8_4P_50HP_10.79_BRZ | 1758.4 | 1758.4 | 3516.8 | 2 | 0 | 2 | A | KPVS_SplitCase | 6 | 5 | 6 | 10 | BranchMin6_BranchMax10 | 10 | 3 | 8 | 12 | HeaderMin8_HeaderMax12 | 12 | 3 | 9 | [20 empty] | NBS_030-135_4P_15HP_8.98_SS | 598.5182 | [5 empty] | KPVS_4012-7/8_4P_15HP_8.57_BRZ | 976.3
52 | 52 | 5012-7/8-4P-60HP KPVS | KPVS_5012-7/8_4P_60HP_11.37_BRZ | 1869.9 | 1869.9 | 3739.8 | 2 | 0 | 2 | A | KPVS_SplitCase | 6 | 5 | 6 | 10 | BranchMin6_BranchMax10 | 6 | 3 | 8 | 14 | HeaderMin8_HeaderMax14 | 8 | 4 | 12 | [20 empty] | NBS_030-135_4P_20HP_9.92_SS | 672.8213 | [5 empty] | KPVS_4012-7/8_4P_20HP_9.35_BRZ | 1058.8
52 | 52 | 5012-7/8-4P-60HP KPVS | KPVS_5012-7/8_4P_60HP_11.37_BRZ | 1869.9 | 1869.9 | 3739.8 | 2 | 0 | 2 | A | KPVS_SplitCase | 6 | 5 | 6 | 10 | BranchMin6_BranchMax10 | 6 | 3 | 8 | 14 | HeaderMin8_HeaderMax14 | 10 | 4 | 12 | [20 empty] | NBS_030-135_4P_20HP_9.92_SS | 672.8213 | [5 empty] | KPVS_4012-7/8_4P_20HP_9.35_BRZ | 1058.8
52 | 52 | 5012-7/8-4P-60HP KPVS | KPVS_5012-7/8_4P_60HP_11.37_BRZ | 1869.9 | 1869.9 | 3739.8 | 2 | 0 | 2 | A | KPVS_SplitCase | 6 | 5 | 6 | 10 | BranchMin6_BranchMax10 | 6 | 3 | 8 | 14 | HeaderMin8_HeaderMax14 | 12 | 4 | 12 | [20 empty] | NBS_030-135_4P_20HP_9.92_SS | 672.8213 | [5 empty] | KPVS_4012-7/8_4P_20HP_9.35_BRZ | 1058.8
52 | 52 | 5012-7/8-4P-60HP KPVS | KPVS_5012-7/8_4P_60HP_11.37_BRZ | 1869.9 | 1869.9 | 3739.8 | 2 | 0 | 2 | A | KPVS_SplitCase | 6 | 5 | 6 | 10 | BranchMin6_BranchMax10 | 6 | 3 | 8 | 14 | HeaderMin8_HeaderMax14 | 14 | 4 | 12 | [20 empty] | NBS_030-135_4P_20HP_9.92_SS | 672.8213 | [5 empty] | KPVS_4012-7/8_4P_20HP_9.35_BRZ | 1058.8
52 | 52 | 5012-7/8-4P-60HP KPVS | KPVS_5012-7/8_4P_60HP_11.37_BRZ | 1869.9 | 1869.9 | 3739.8 | 2 | 0 | 2 | A | KPVS_SplitCase | 6 | 5 | 6 | 10 | BranchMin6_BranchMax10 | 8 | 3 | 8 | 14 | HeaderMin8_HeaderMax14 | 8 | 4 | 12 | [20 empty] | NBS_030-135_4P_20HP_9.92_SS | 672.8213 | [5 empty] | KPVS_4012-7/8_4P_20HP_9.35_BRZ | 1058.8 | INVALID
52 | 52 | 5012-7/8-4P-60HP KPVS | KPVS_5012-7/8_4P_60HP_11.37_BRZ | 1869.9 | 1869.9 | 3739.8 | 2 | 0 | 2 | A | KPVS_SplitCase | 6 | 5 | 6 | 10 | BranchMin6_BranchMax10 | 8 | 3 | 8 | 14 | HeaderMin8_HeaderMax14 | 10 | 4 | 12 | [20 empty] | NBS_030-135_4P_20HP_9.92_SS | 672.8213 | [5 empty] | KPVS_4012-7/8_4P_20HP_9.35_BRZ | 1058.8
52 | 52 | 5012-7/8-4P-60HP KPVS | KPVS_5012-7/8_4P_60HP_11.37_BRZ | 1869.9 | 1869.9 | 3739.8 | 2 | 0 | 2 | A | KPVS_SplitCase | 6 | 5 | 6 | 10 | BranchMin6_BranchMax10 | 8 | 3 | 8 | 14 | HeaderMin8_HeaderMax14 | 12 | 4 | 12 | [20 empty] | NBS_030-135_4P_20HP_9.92_SS | 672.8213 | [5 empty] | KPVS_4012-7/8_4P_20HP_9.35_BRZ | 1058.8
52 | 52 | 5012-7/8-4P-60HP KPVS | KPVS_5012-7/8_4P_60HP_11.37_BRZ | 1869.9 | 1869.9 | 3739.8 | 2 | 0 | 2 | A | KPVS_SplitCase | 6 | 5 | 6 | 10 | BranchMin6_BranchMax10 | 8 | 3 | 8 | 14 | HeaderMin8_HeaderMax14 | 14 | 4 | 12 | [20 empty] | NBS_030-135_4P_20HP_9.92_SS | 672.8213 | [5 empty] | KPVS_4012-7/8_4P_20HP_9.35_BRZ | 1058.8
52 | 52 | 5012-7/8-4P-60HP KPVS | KPVS_5012-7/8_4P_60HP_11.37_BRZ | 1869.9 | 1869.9 | 3739.8 | 2 | 0 | 2 | A | KPVS_SplitCase | 6 | 5 | 6 | 10 | BranchMin6_BranchMax10 | 10 | 3 | 8 | 14 | HeaderMin8_HeaderMax14 | 8 | 4 | 12 | [20 empty] | NBS_030-135_4P_20HP_9.92_SS | 672.8213 | [5 empty] | KPVS_4012-7/8_4P_20HP_9.35_BRZ | 1058.8 | INVALID
52 | 52 | 5012-7/8-4P-60HP KPVS | KPVS_5012-7/8_4P_60HP_11.37_BRZ | 1869.9 | 1869.9 | 3739.8 | 2 | 0 | 2 | A | KPVS_SplitCase | 6 | 5 | 6 | 10 | BranchMin6_BranchMax10 | 10 | 3 | 8 | 14 | HeaderMin8_HeaderMax14 | 10 | 4 | 12 | [20 empty] | NBS_030-135_4P_20HP_9.92_SS | 672.8213 | [5 empty] | KPVS_4012-7/8_4P_20HP_9.35_BRZ | 1058.8 | INVALID
52 | 52 | 5012-7/8-4P-60HP KPVS | KPVS_5012-7/8_4P_60HP_11.37_BRZ | 1869.9 | 1869.9 | 3739.8 | 2 | 0 | 2 | A | KPVS_SplitCase | 6 | 5 | 6 | 10 | BranchMin6_BranchMax10 | 10 | 3 | 8 | 14 | HeaderMin8_HeaderMax14 | 12 | 4 | 12 | [20 empty] | NBS_030-135_4P_20HP_9.92_SS | 672.8213 | [5 empty] | KPVS_4012-7/8_4P_20HP_9.35_BRZ | 1058.8
52 | 52 | 5012-7/8-4P-60HP KPVS | KPVS_5012-7/8_4P_60HP_11.37_BRZ | 1869.9 | 1869.9 | 3739.8 | 2 | 0 | 2 | A | KPVS_SplitCase | 6 | 5 | 6 | 10 | BranchMin6_BranchMax10 | 10 | 3 | 8 | 14 | HeaderMin8_HeaderMax14 | 14 | 4 | 12 | [20 empty] | NBS_030-135_4P_20HP_9.92_SS | 672.8213 | [5 empty] | KPVS_4012-7/8_4P_20HP_9.35_BRZ | 1058.8
53 | 53 | 5012-7/8-4P-75HP KPVS | KPVS_5012-7/8_4P_75HP_12.00_BRZ | 2000 | 2000 | 4000 | 2 | 0 | 2 | A | KPVS_SplitCase | 6 | 5 | 6 | 10 | BranchMin6_BranchMax10 | 6 | 3 | 8 | 14 | HeaderMin8_HeaderMax14 | 8 | 4 | 12 | [20 empty] | NBS_030-135_4P_25HP_10.63_SS | 735.3325 | [5 empty] | KPVS_4012-7/8_4P_25HP_9.91_BRZ | 1105.4
53 | 53 | 5012-7/8-4P-75HP KPVS | KPVS_5012-7/8_4P_75HP_12.00_BRZ | 2000 | 2000 | 4000 | 2 | 0 | 2 | A | KPVS_SplitCase | 6 | 5 | 6 | 10 | BranchMin6_BranchMax10 | 6 | 3 | 8 | 14 | HeaderMin8_HeaderMax14 | 10 | 4 | 12 | [20 empty] | NBS_030-135_4P_25HP_10.63_SS | 735.3325 | [5 empty] | KPVS_4012-7/8_4P_25HP_9.91_BRZ | 1105.4
53 | 53 | 5012-7/8-4P-75HP KPVS | KPVS_5012-7/8_4P_75HP_12.00_BRZ | 2000 | 2000 | 4000 | 2 | 0 | 2 | A | KPVS_SplitCase | 6 | 5 | 6 | 10 | BranchMin6_BranchMax10 | 6 | 3 | 8 | 14 | HeaderMin8_HeaderMax14 | 12 | 4 | 12 | [20 empty] | NBS_030-135_4P_25HP_10.63_SS | 735.3325 | [5 empty] | KPVS_4012-7/8_4P_25HP_9.91_BRZ | 1105.4
53 | 53 | 5012-7/8-4P-75HP KPVS | KPVS_5012-7/8_4P_75HP_12.00_BRZ | 2000 | 2000 | 4000 | 2 | 0 | 2 | A | KPVS_SplitCase | 6 | 5 | 6 | 10 | BranchMin6_BranchMax10 | 6 | 3 | 8 | 14 | HeaderMin8_HeaderMax14 | 14 | 4 | 12 | [20 empty] | NBS_030-135_4P_25HP_10.63_SS | 735.3325 | [5 empty] | KPVS_4012-7/8_4P_25HP_9.91_BRZ | 1105.4
53 | 53 | 5012-7/8-4P-75HP KPVS | KPVS_5012-7/8_4P_75HP_12.00_BRZ | 2000 | 2000 | 4000 | 2 | 0 | 2 | A | KPVS_SplitCase | 6 | 5 | 6 | 10 | BranchMin6_BranchMax10 | 8 | 3 | 8 | 14 | HeaderMin8_HeaderMax14 | 8 | 4 | 12 | [20 empty] | NBS_030-135_4P_25HP_10.63_SS | 735.3325 | [5 empty] | KPVS_4012-7/8_4P_25HP_9.91_BRZ | 1105.4 | INVALID
53 | 53 | 5012-7/8-4P-75HP KPVS | KPVS_5012-7/8_4P_75HP_12.00_BRZ | 2000 | 2000 | 4000 | 2 | 0 | 2 | A | KPVS_SplitCase | 6 | 5 | 6 | 10 | BranchMin6_BranchMax10 | 8 | 3 | 8 | 14 | HeaderMin8_HeaderMax14 | 10 | 4 | 12 | [20 empty] | NBS_030-135_4P_25HP_10.63_SS | 735.3325 | [5 empty] | KPVS_4012-7/8_4P_25HP_9.91_BRZ | 1105.4
53 | 53 | 5012-7/8-4P-75HP KPVS | KPVS_5012-7/8_4P_75HP_12.00_BRZ | 2000 | 2000 | 4000 | 2 | 0 | 2 | A | KPVS_SplitCase | 6 | 5 | 6 | 10 | BranchMin6_BranchMax10 | 8 | 3 | 8 | 14 | HeaderMin8_HeaderMax14 | 12 | 4 | 12 | [20 empty] | NBS_030-135_4P_25HP_10.63_SS | 735.3325 | [5 empty] | KPVS_4012-7/8_4P_25HP_9.91_BRZ | 1105.4
53 | 53 | 5012-7/8-4P-75HP KPVS | KPVS_5012-7/8_4P_75HP_12.00_BRZ | 2000 | 2000 | 4000 | 2 | 0 | 2 | A | KPVS_SplitCase | 6 | 5 | 6 | 10 | BranchMin6_BranchMax10 | 8 | 3 | 8 | 14 | HeaderMin8_HeaderMax14 | 14 | 4 | 12 | [20 empty] | NBS_030-135_4P_25HP_10.63_SS | 735.3325 | [5 empty] | KPVS_4012-7/8_4P_25HP_9.91_BRZ | 1105.4
53 | 53 | 5012-7/8-4P-75HP KPVS | KPVS_5012-7/8_4P_75HP_12.00_BRZ | 2000 | 2000 | 4000 | 2 | 0 | 2 | A | KPVS_SplitCase | 6 | 5 | 6 | 10 | BranchMin6_BranchMax10 | 10 | 3 | 8 | 14 | HeaderMin8_HeaderMax14 | 8 | 4 | 12 | [20 empty] | NBS_030-135_4P_25HP_10.63_SS | 735.3325 | [5 empty] | KPVS_4012-7/8_4P_25HP_9.91_BRZ | 1105.4 | INVALID
53 | 53 | 5012-7/8-4P-75HP KPVS | KPVS_5012-7/8_4P_75HP_12.00_BRZ | 2000 | 2000 | 4000 | 2 | 0 | 2 | A | KPVS_SplitCase | 6 | 5 | 6 | 10 | BranchMin6_BranchMax10 | 10 | 3 | 8 | 14 | HeaderMin8_HeaderMax14 | 10 | 4 | 12 | [20 empty] | NBS_030-135_4P_25HP_10.63_SS | 735.3325 | [5 empty] | KPVS_4012-7/8_4P_25HP_9.91_BRZ | 1105.4 | INVALID
53 | 53 | 5012-7/8-4P-75HP KPVS | KPVS_5012-7/8_4P_75HP_12.00_BRZ | 2000 | 2000 | 4000 | 2 | 0 | 2 | A | KPVS_SplitCase | 6 | 5 | 6 | 10 | BranchMin6_BranchMax10 | 10 | 3 | 8 | 14 | HeaderMin8_HeaderMax14 | 12 | 4 | 12 | [20 empty] | NBS_030-135_4P_25HP_10.63_SS | 735.3325 | [5 empty] | KPVS_4012-7/8_4P_25HP_9.91_BRZ | 1105.4
53 | 53 | 5012-7/8-4P-75HP KPVS | KPVS_5012-7/8_4P_75HP_12.00_BRZ | 2000 | 2000 | 4000 | 2 | 0 | 2 | A | KPVS_SplitCase | 6 | 5 | 6 | 10 | BranchMin6_BranchMax10 | 10 | 3 | 8 | 14 | HeaderMin8_HeaderMax14 | 14 | 4 | 12 | [20 empty] | NBS_030-135_4P_25HP_10.63_SS | 735.3325 | [5 empty] | KPVS_4012-7/8_4P_25HP_9.91_BRZ | 1105.4
54 | 54 | 5015-9/0-4P-25HP KPVS | KPVS_5015-9/0_4P_25HP_9.03_BRZ | 1495.7 | 1495.7 | 2991.4 | 2 | 0 | 2 | A | KPVS_SplitCase | 6 | 5 | 6 | 8 | BranchMin6_BranchMax8 | 6 | 2 | 8 | 12 | HeaderMin8_HeaderMax12 | 8 | 3 | 6 | [20 empty] | NBS_030-135_4P_30HP_11.26_SS | 787.4175 | [5 empty] | KPVS_4012-7/8_4P_30HP_10.38_BRZ | 1130.9
54 | 54 | 5015-9/0-4P-25HP KPVS | KPVS_5015-9/0_4P_25HP_9.03_BRZ | 1495.7 | 1495.7 | 2991.4 | 2 | 0 | 2 | A | KPVS_SplitCase | 6 | 5 | 6 | 8 | BranchMin6_BranchMax8 | 6 | 2 | 8 | 12 | HeaderMin8_HeaderMax12 | 10 | 3 | 6 | [20 empty] | NBS_030-135_4P_30HP_11.26_SS | 787.4175 | [5 empty] | KPVS_4012-7/8_4P_30HP_10.38_BRZ | 1130.9
54 | 54 | 5015-9/0-4P-25HP KPVS | KPVS_5015-9/0_4P_25HP_9.03_BRZ | 1495.7 | 1495.7 | 2991.4 | 2 | 0 | 2 | A | KPVS_SplitCase | 6 | 5 | 6 | 8 | BranchMin6_BranchMax8 | 6 | 2 | 8 | 12 | HeaderMin8_HeaderMax12 | 12 | 3 | 6 | [20 empty] | NBS_030-135_4P_30HP_11.26_SS | 787.4175 | [5 empty] | KPVS_4012-7/8_4P_30HP_10.38_BRZ | 1130.9
54 | 54 | 5015-9/0-4P-25HP KPVS | KPVS_5015-9/0_4P_25HP_9.03_BRZ | 1495.7 | 1495.7 | 2991.4 | 2 | 0 | 2 | A | KPVS_SplitCase | 6 | 5 | 6 | 8 | BranchMin6_BranchMax8 | 8 | 2 | 8 | 12 | HeaderMin8_HeaderMax12 | 8 | 3 | 6 | [20 empty] | NBS_030-135_4P_30HP_11.26_SS | 787.4175 | [5 empty] | KPVS_4012-7/8_4P_30HP_10.38_BRZ | 1130.9 | INVALID
54 | 54 | 5015-9/0-4P-25HP KPVS | KPVS_5015-9/0_4P_25HP_9.03_BRZ | 1495.7 | 1495.7 | 2991.4 | 2 | 0 | 2 | A | KPVS_SplitCase | 6 | 5 | 6 | 8 | BranchMin6_BranchMax8 | 8 | 2 | 8 | 12 | HeaderMin8_HeaderMax12 | 10 | 3 | 6 | [20 empty] | NBS_030-135_4P_30HP_11.26_SS | 787.4175 | [5 empty] | KPVS_4012-7/8_4P_30HP_10.38_BRZ | 1130.9
54 | 54 | 5015-9/0-4P-25HP KPVS | KPVS_5015-9/0_4P_25HP_9.03_BRZ | 1495.7 | 1495.7 | 2991.4 | 2 | 0 | 2 | A | KPVS_SplitCase | 6 | 5 | 6 | 8 | BranchMin6_BranchMax8 | 8 | 2 | 8 | 12 | HeaderMin8_HeaderMax12 | 12 | 3 | 6 | [20 empty] | NBS_030-135_4P_30HP_11.26_SS | 787.4175 | [5 empty] | KPVS_4012-7/8_4P_30HP_10.38_BRZ | 1130.9
55 | 55 | 5015-9/0-4P-30HP KPVS | KPVS_5015-9/0_4P_30HP_9.62_BRZ | 1583.4 | 1583.4 | 3166.8 | 2 | 0 | 2 | A | KPVS_SplitCase | 6 | 5 | 6 | 8 | BranchMin6_BranchMax8 | 6 | 2 | 8 | 12 | HeaderMin8_HeaderMax12 | 8 | 3 | 6 | [20 empty] | NBS_030-135_4P_40HP_12.91_SS | 832.83 | [5 empty] | KPVS_4012-7/8_4P_40HP_11.39_BRZ | 1197.7
55 | 55 | 5015-9/0-4P-30HP KPVS | KPVS_5015-9/0_4P_30HP_9.62_BRZ | 1583.4 | 1583.4 | 3166.8 | 2 | 0 | 2 | A | KPVS_SplitCase | 6 | 5 | 6 | 8 | BranchMin6_BranchMax8 | 6 | 2 | 8 | 12 | HeaderMin8_HeaderMax12 | 10 | 3 | 6 | [20 empty] | NBS_030-135_4P_40HP_12.91_SS | 832.83 | [5 empty] | KPVS_4012-7/8_4P_40HP_11.39_BRZ | 1197.7
55 | 55 | 5015-9/0-4P-30HP KPVS | KPVS_5015-9/0_4P_30HP_9.62_BRZ | 1583.4 | 1583.4 | 3166.8 | 2 | 0 | 2 | A | KPVS_SplitCase | 6 | 5 | 6 | 8 | BranchMin6_BranchMax8 | 6 | 2 | 8 | 12 | HeaderMin8_HeaderMax12 | 12 | 3 | 6 | [20 empty] | NBS_030-135_4P_40HP_12.91_SS | 832.83 | [5 empty] | KPVS_4012-7/8_4P_40HP_11.39_BRZ | 1197.7
55 | 55 | 5015-9/0-4P-30HP KPVS | KPVS_5015-9/0_4P_30HP_9.62_BRZ | 1583.4 | 1583.4 | 3166.8 | 2 | 0 | 2 | A | KPVS_SplitCase | 6 | 5 | 6 | 8 | BranchMin6_BranchMax8 | 8 | 2 | 8 | 12 | HeaderMin8_HeaderMax12 | 8 | 3 | 6 | [20 empty] | NBS_030-135_4P_40HP_12.91_SS | 832.83 | [5 empty] | KPVS_4012-7/8_4P_40HP_11.39_BRZ | 1197.7 | INVALID
55 | 55 | 5015-9/0-4P-30HP KPVS | KPVS_5015-9/0_4P_30HP_9.62_BRZ | 1583.4 | 1583.4 | 3166.8 | 2 | 0 | 2 | A | KPVS_SplitCase | 6 | 5 | 6 | 8 | BranchMin6_BranchMax8 | 8 | 2 | 8 | 12 | HeaderMin8_HeaderMax12 | 10 | 3 | 6 | [20 empty] | NBS_030-135_4P_40HP_12.91_SS | 832.83 | [5 empty] | KPVS_4012-7/8_4P_40HP_11.39_BRZ | 1197.7
55 | 55 | 5015-9/0-4P-30HP KPVS | KPVS_5015-9/0_4P_30HP_9.62_BRZ | 1583.4 | 1583.4 | 3166.8 | 2 | 0 | 2 | A | KPVS_SplitCase | 6 | 5 | 6 | 8 | BranchMin6_BranchMax8 | 8 | 2 | 8 | 12 | HeaderMin8_HeaderMax12 | 12 | 3 | 6 | [20 empty] | NBS_030-135_4P_40HP_12.91_SS | 832.83 | [5 empty] | KPVS_4012-7/8_4P_40HP_11.39_BRZ | 1197.7
56 | 56 | 5015-9/0-4P-40HP KPVS | KPVS_5015-9/0_4P_40HP_10.56_BRZ | 1715.7 | 1715.7 | 3431.4 | 2 | 0 | 2 | A | KPVS_SplitCase | 6 | 5 | 6 | 10 | BranchMin6_BranchMax10 | 6 | 3 | 8 | 12 | HeaderMin8_HeaderMax12 | 8 | 3 | 9 | [20 empty] | NBS_040-070_4P_2HP_4.72_SS | 541.7729 | [5 empty] | KPVS_4012-7/8_4P_50HP_12.00_BRZ | 1259
56 | 56 | 5015-9/0-4P-40HP KPVS | KPVS_5015-9/0_4P_40HP_10.56_BRZ | 1715.7 | 1715.7 | 3431.4 | 2 | 0 | 2 | A | KPVS_SplitCase | 6 | 5 | 6 | 10 | BranchMin6_BranchMax10 | 6 | 3 | 8 | 12 | HeaderMin8_HeaderMax12 | 10 | 3 | 9 | [20 empty] | NBS_040-070_4P_2HP_4.72_SS | 541.7729 | [5 empty] | KPVS_4012-7/8_4P_50HP_12.00_BRZ | 1259
56 | 56 | 5015-9/0-4P-40HP KPVS | KPVS_5015-9/0_4P_40HP_10.56_BRZ | 1715.7 | 1715.7 | 3431.4 | 2 | 0 | 2 | A | KPVS_SplitCase | 6 | 5 | 6 | 10 | BranchMin6_BranchMax10 | 6 | 3 | 8 | 12 | HeaderMin8_HeaderMax12 | 12 | 3 | 9 | [20 empty] | NBS_040-070_4P_2HP_4.72_SS | 541.7729 | [5 empty] | KPVS_4012-7/8_4P_50HP_12.00_BRZ | 1259
56 | 56 | 5015-9/0-4P-40HP KPVS | KPVS_5015-9/0_4P_40HP_10.56_BRZ | 1715.7 | 1715.7 | 3431.4 | 2 | 0 | 2 | A | KPVS_SplitCase | 6 | 5 | 6 | 10 | BranchMin6_BranchMax10 | 8 | 3 | 8 | 12 | HeaderMin8_HeaderMax12 | 8 | 3 | 9 | [20 empty] | NBS_040-070_4P_2HP_4.72_SS | 541.7729 | [5 empty] | KPVS_4012-7/8_4P_50HP_12.00_BRZ | 1259 | INVALID
56 | 56 | 5015-9/0-4P-40HP KPVS | KPVS_5015-9/0_4P_40HP_10.56_BRZ | 1715.7 | 1715.7 | 3431.4 | 2 | 0 | 2 | A | KPVS_SplitCase | 6 | 5 | 6 | 10 | BranchMin6_BranchMax10 | 8 | 3 | 8 | 12 | HeaderMin8_HeaderMax12 | 10 | 3 | 9 | [20 empty] | NBS_040-070_4P_2HP_4.72_SS | 541.7729 | [5 empty] | KPVS_4012-7/8_4P_50HP_12.00_BRZ | 1259
56 | 56 | 5015-9/0-4P-40HP KPVS | KPVS_5015-9/0_4P_40HP_10.56_BRZ | 1715.7 | 1715.7 | 3431.4 | 2 | 0 | 2 | A | KPVS_SplitCase | 6 | 5 | 6 | 10 | BranchMin6_BranchMax10 | 8 | 3 | 8 | 12 | HeaderMin8_HeaderMax12 | 12 | 3 | 9 | [20 empty] | NBS_040-070_4P_2HP_4.72_SS | 541.7729 | [5 empty] | KPVS_4012-7/8_4P_50HP_12.00_BRZ | 1259
56 | 56 | 5015-9/0-4P-40HP KPVS | KPVS_5015-9/0_4P_40HP_10.56_BRZ | 1715.7 | 1715.7 | 3431.4 | 2 | 0 | 2 | A | KPVS_SplitCase | 6 | 5 | 6 | 10 | BranchMin6_BranchMax10 | 10 | 3 | 8 | 12 | HeaderMin8_HeaderMax12 | 8 | 3 | 9 | [20 empty] | NBS_040-070_4P_2HP_4.72_SS | 541.7729 | [5 empty] | KPVS_4012-7/8_4P_50HP_12.00_BRZ | 1259 | INVALID
56 | 56 | 5015-9/0-4P-40HP KPVS | KPVS_5015-9/0_4P_40HP_10.56_BRZ | 1715.7 | 1715.7 | 3431.4 | 2 | 0 | 2 | A | KPVS_SplitCase | 6 | 5 | 6 | 10 | BranchMin6_BranchMax10 | 10 | 3 | 8 | 12 | HeaderMin8_HeaderMax12 | 10 | 3 | 9 | [20 empty] | NBS_040-070_4P_2HP_4.72_SS | 541.7729 | [5 empty] | KPVS_4012-7/8_4P_50HP_12.00_BRZ | 1259 | INVALID
56 | 56 | 5015-9/0-4P-40HP KPVS | KPVS_5015-9/0_4P_40HP_10.56_BRZ | 1715.7 | 1715.7 | 3431.4 | 2 | 0 | 2 | A | KPVS_SplitCase | 6 | 5 | 6 | 10 | BranchMin6_BranchMax10 | 10 | 3 | 8 | 12 | HeaderMin8_HeaderMax12 | 12 | 3 | 9 | [20 empty] | NBS_040-070_4P_2HP_4.72_SS | 541.7729 | [5 empty] | KPVS_4012-7/8_4P_50HP_12.00_BRZ | 1259
57 | 57 | 5015-9/0-4P-50HP KPVS | KPVS_5015-9/0_4P_50HP_11.30_BRZ | 1813.1 | 1813.1 | 3626.2 | 2 | 0 | 2 | A | KPVS_SplitCase | 6 | 5 | 6 | 10 | BranchMin6_BranchMax10 | 6 | 3 | 8 | 14 | HeaderMin8_HeaderMax14 | 8 | 4 | 12 | [20 empty] | NBS_040-070_4P_3HP_5.43_SS | 534.0678 | [5 empty] | KPVS_4015-9/0_4P_100HP_14.44_BRZ | 1415.3
57 | 57 | 5015-9/0-4P-50HP KPVS | KPVS_5015-9/0_4P_50HP_11.30_BRZ | 1813.1 | 1813.1 | 3626.2 | 2 | 0 | 2 | A | KPVS_SplitCase | 6 | 5 | 6 | 10 | BranchMin6_BranchMax10 | 6 | 3 | 8 | 14 | HeaderMin8_HeaderMax14 | 10 | 4 | 12 | [20 empty] | NBS_040-070_4P_3HP_5.43_SS | 534.0678 | [5 empty] | KPVS_4015-9/0_4P_100HP_14.44_BRZ | 1415.3
57 | 57 | 5015-9/0-4P-50HP KPVS | KPVS_5015-9/0_4P_50HP_11.30_BRZ | 1813.1 | 1813.1 | 3626.2 | 2 | 0 | 2 | A | KPVS_SplitCase | 6 | 5 | 6 | 10 | BranchMin6_BranchMax10 | 6 | 3 | 8 | 14 | HeaderMin8_HeaderMax14 | 12 | 4 | 12 | [20 empty] | NBS_040-070_4P_3HP_5.43_SS | 534.0678 | [5 empty] | KPVS_4015-9/0_4P_100HP_14.44_BRZ | 1415.3
57 | 57 | 5015-9/0-4P-50HP KPVS | KPVS_5015-9/0_4P_50HP_11.30_BRZ | 1813.1 | 1813.1 | 3626.2 | 2 | 0 | 2 | A | KPVS_SplitCase | 6 | 5 | 6 | 10 | BranchMin6_BranchMax10 | 6 | 3 | 8 | 14 | HeaderMin8_HeaderMax14 | 14 | 4 | 12 | [20 empty] | NBS_040-070_4P_3HP_5.43_SS | 534.0678 | [5 empty] | KPVS_4015-9/0_4P_100HP_14.44_BRZ | 1415.3
57 | 57 | 5015-9/0-4P-50HP KPVS | KPVS_5015-9/0_4P_50HP_11.30_BRZ | 1813.1 | 1813.1 | 3626.2 | 2 | 0 | 2 | A | KPVS_SplitCase | 6 | 5 | 6 | 10 | BranchMin6_BranchMax10 | 8 | 3 | 8 | 14 | HeaderMin8_HeaderMax14 | 8 | 4 | 12 | [20 empty] | NBS_040-070_4P_3HP_5.43_SS | 534.0678 | [5 empty] | KPVS_4015-9/0_4P_100HP_14.44_BRZ | 1415.3 | INVALID
57 | 57 | 5015-9/0-4P-50HP KPVS | KPVS_5015-9/0_4P_50HP_11.30_BRZ | 1813.1 | 1813.1 | 3626.2 | 2 | 0 | 2 | A | KPVS_SplitCase | 6 | 5 | 6 | 10 | BranchMin6_BranchMax10 | 8 | 3 | 8 | 14 | HeaderMin8_HeaderMax14 | 10 | 4 | 12 | [20 empty] | NBS_040-070_4P_3HP_5.43_SS | 534.0678 | [5 empty] | KPVS_4015-9/0_4P_100HP_14.44_BRZ | 1415.3
57 | 57 | 5015-9/0-4P-50HP KPVS | KPVS_5015-9/0_4P_50HP_11.30_BRZ | 1813.1 | 1813.1 | 3626.2 | 2 | 0 | 2 | A | KPVS_SplitCase | 6 | 5 | 6 | 10 | BranchMin6_BranchMax10 | 8 | 3 | 8 | 14 | HeaderMin8_HeaderMax14 | 12 | 4 | 12 | [20 empty] | NBS_040-070_4P_3HP_5.43_SS | 534.0678 | [5 empty] | KPVS_4015-9/0_4P_100HP_14.44_BRZ | 1415.3
57 | 57 | 5015-9/0-4P-50HP KPVS | KPVS_5015-9/0_4P_50HP_11.30_BRZ | 1813.1 | 1813.1 | 3626.2 | 2 | 0 | 2 | A | KPVS_SplitCase | 6 | 5 | 6 | 10 | BranchMin6_BranchMax10 | 8 | 3 | 8 | 14 | HeaderMin8_HeaderMax14 | 14 | 4 | 12 | [20 empty] | NBS_040-070_4P_3HP_5.43_SS | 534.0678 | [5 empty] | KPVS_4015-9/0_4P_100HP_14.44_BRZ | 1415.3
57 | 57 | 5015-9/0-4P-50HP KPVS | KPVS_5015-9/0_4P_50HP_11.30_BRZ | 1813.1 | 1813.1 | 3626.2 | 2 | 0 | 2 | A | KPVS_SplitCase | 6 | 5 | 6 | 10 | BranchMin6_BranchMax10 | 10 | 3 | 8 | 14 | HeaderMin8_HeaderMax14 | 8 | 4 | 12 | [20 empty] | NBS_040-070_4P_3HP_5.43_SS | 534.0678 | [5 empty] | KPVS_4015-9/0_4P_100HP_14.44_BRZ | 1415.3 | INVALID
57 | 57 | 5015-9/0-4P-50HP KPVS | KPVS_5015-9/0_4P_50HP_11.30_BRZ | 1813.1 | 1813.1 | 3626.2 | 2 | 0 | 2 | A | KPVS_SplitCase | 6 | 5 | 6 | 10 | BranchMin6_BranchMax10 | 10 | 3 | 8 | 14 | HeaderMin8_HeaderMax14 | 10 | 4 | 12 | [20 empty] | NBS_040-070_4P_3HP_5.43_SS | 534.0678 | [5 empty] | KPVS_4015-9/0_4P_100HP_14.44_BRZ | 1415.3 | INVALID
57 | 57 | 5015-9/0-4P-50HP KPVS | KPVS_5015-9/0_4P_50HP_11.30_BRZ | 1813.1 | 1813.1 | 3626.2 | 2 | 0 | 2 | A | KPVS_SplitCase | 6 | 5 | 6 | 10 | BranchMin6_BranchMax10 | 10 | 3 | 8 | 14 | HeaderMin8_HeaderMax14 | 12 | 4 | 12 | [20 empty] | NBS_040-070_4P_3HP_5.43_SS | 534.0678 | [5 empty] | KPVS_4015-9/0_4P_100HP_14.44_BRZ | 1415.3
57 | 57 | 5015-9/0-4P-50HP KPVS | KPVS_5015-9/0_4P_50HP_11.30_BRZ | 1813.1 | 1813.1 | 3626.2 | 2 | 0 | 2 | A | KPVS_SplitCase | 6 | 5 | 6 | 10 | BranchMin6_BranchMax10 | 10 | 3 | 8 | 14 | HeaderMin8_HeaderMax14 | 14 | 4 | 12 | [20 empty] | NBS_040-070_4P_3HP_5.43_SS | 534.0678 | [5 empty] | KPVS_4015-9/0_4P_100HP_14.44_BRZ | 1415.3
58 | 58 | 5015-9/0-4P-60HP KPVS | KPVS_5015-9/0_4P_60HP_11.87_BRZ | 1884.3 | 1884.3 | 3768.6 | 2 | 0 | 2 | A | KPVS_SplitCase | 6 | 5 | 6 | 10 | BranchMin6_BranchMax10 | 6 | 3 | 8 | 14 | HeaderMin8_HeaderMax14 | 8 | 4 | 12 | [20 empty] | NBS_040-070_4P_5HP_6.30_SS | 695.2568 | [5 empty] | KPVS_4015-9/0_4P_125HP_15.25_BRZ | 1500
58 | 58 | 5015-9/0-4P-60HP KPVS | KPVS_5015-9/0_4P_60HP_11.87_BRZ | 1884.3 | 1884.3 | 3768.6 | 2 | 0 | 2 | A | KPVS_SplitCase | 6 | 5 | 6 | 10 | BranchMin6_BranchMax10 | 6 | 3 | 8 | 14 | HeaderMin8_HeaderMax14 | 10 | 4 | 12 | [20 empty] | NBS_040-070_4P_5HP_6.30_SS | 695.2568 | [5 empty] | KPVS_4015-9/0_4P_125HP_15.25_BRZ | 1500
58 | 58 | 5015-9/0-4P-60HP KPVS | KPVS_5015-9/0_4P_60HP_11.87_BRZ | 1884.3 | 1884.3 | 3768.6 | 2 | 0 | 2 | A | KPVS_SplitCase | 6 | 5 | 6 | 10 | BranchMin6_BranchMax10 | 6 | 3 | 8 | 14 | HeaderMin8_HeaderMax14 | 12 | 4 | 12 | [20 empty] | NBS_040-070_4P_5HP_6.30_SS | 695.2568 | [5 empty] | KPVS_4015-9/0_4P_125HP_15.25_BRZ | 1500
58 | 58 | 5015-9/0-4P-60HP KPVS | KPVS_5015-9/0_4P_60HP_11.87_BRZ | 1884.3 | 1884.3 | 3768.6 | 2 | 0 | 2 | A | KPVS_SplitCase | 6 | 5 | 6 | 10 | BranchMin6_BranchMax10 | 6 | 3 | 8 | 14 | HeaderMin8_HeaderMax14 | 14 | 4 | 12 | [20 empty] | NBS_040-070_4P_5HP_6.30_SS | 695.2568 | [5 empty] | KPVS_4015-9/0_4P_125HP_15.25_BRZ | 1500
58 | 58 | 5015-9/0-4P-60HP KPVS | KPVS_5015-9/0_4P_60HP_11.87_BRZ | 1884.3 | 1884.3 | 3768.6 | 2 | 0 | 2 | A | KPVS_SplitCase | 6 | 5 | 6 | 10 | BranchMin6_BranchMax10 | 8 | 3 | 8 | 14 | HeaderMin8_HeaderMax14 | 8 | 4 | 12 | [20 empty] | NBS_040-070_4P_5HP_6.30_SS | 695.2568 | [5 empty] | KPVS_4015-9/0_4P_125HP_15.25_BRZ | 1500 | INVALID
58 | 58 | 5015-9/0-4P-60HP KPVS | KPVS_5015-9/0_4P_60HP_11.87_BRZ | 1884.3 | 1884.3 | 3768.6 | 2 | 0 | 2 | A | KPVS_SplitCase | 6 | 5 | 6 | 10 | BranchMin6_BranchMax10 | 8 | 3 | 8 | 14 | HeaderMin8_HeaderMax14 | 10 | 4 | 12 | [20 empty] | NBS_040-070_4P_5HP_6.30_SS | 695.2568 | [5 empty] | KPVS_4015-9/0_4P_125HP_15.25_BRZ | 1500
58 | 58 | 5015-9/0-4P-60HP KPVS | KPVS_5015-9/0_4P_60HP_11.87_BRZ | 1884.3 | 1884.3 | 3768.6 | 2 | 0 | 2 | A | KPVS_SplitCase | 6 | 5 | 6 | 10 | BranchMin6_BranchMax10 | 8 | 3 | 8 | 14 | HeaderMin8_HeaderMax14 | 12 | 4 | 12 | [20 empty] | NBS_040-070_4P_5HP_6.30_SS | 695.2568 | [5 empty] | KPVS_4015-9/0_4P_125HP_15.25_BRZ | 1500
58 | 58 | 5015-9/0-4P-60HP KPVS | KPVS_5015-9/0_4P_60HP_11.87_BRZ | 1884.3 | 1884.3 | 3768.6 | 2 | 0 | 2 | A | KPVS_SplitCase | 6 | 5 | 6 | 10 | BranchMin6_BranchMax10 | 8 | 3 | 8 | 14 | HeaderMin8_HeaderMax14 | 14 | 4 | 12 | [20 empty] | NBS_040-070_4P_5HP_6.30_SS | 695.2568 | [5 empty] | KPVS_4015-9/0_4P_125HP_15.25_BRZ | 1500
58 | 58 | 5015-9/0-4P-60HP KPVS | KPVS_5015-9/0_4P_60HP_11.87_BRZ | 1884.3 | 1884.3 | 3768.6 | 2 | 0 | 2 | A | KPVS_SplitCase | 6 | 5 | 6 | 10 | BranchMin6_BranchMax10 | 10 | 3 | 8 | 14 | HeaderMin8_HeaderMax14 | 8 | 4 | 12 | [20 empty] | NBS_040-070_4P_5HP_6.30_SS | 695.2568 | [5 empty] | KPVS_4015-9/0_4P_125HP_15.25_BRZ | 1500 | INVALID
58 | 58 | 5015-9/0-4P-60HP KPVS | KPVS_5015-9/0_4P_60HP_11.87_BRZ | 1884.3 | 1884.3 | 3768.6 | 2 | 0 | 2 | A | KPVS_SplitCase | 6 | 5 | 6 | 10 | BranchMin6_BranchMax10 | 10 | 3 | 8 | 14 | HeaderMin8_HeaderMax14 | 10 | 4 | 12 | [20 empty] | NBS_040-070_4P_5HP_6.30_SS | 695.2568 | [5 empty] | KPVS_4015-9/0_4P_125HP_15.25_BRZ | 1500 | INVALID
58 | 58 | 5015-9/0-4P-60HP KPVS | KPVS_5015-9/0_4P_60HP_11.87_BRZ | 1884.3 | 1884.3 | 3768.6 | 2 | 0 | 2 | A | KPVS_SplitCase | 6 | 5 | 6 | 10 | BranchMin6_BranchMax10 | 10 | 3 | 8 | 14 | HeaderMin8_HeaderMax14 | 12 | 4 | 12 | [20 empty] | NBS_040-070_4P_5HP_6.30_SS | 695.2568 | [5 empty] | KPVS_4015-9/0_4P_125HP_15.25_BRZ | 1500
58 | 58 | 5015-9/0-4P-60HP KPVS | KPVS_5015-9/0_4P_60HP_11.87_BRZ | 1884.3 | 1884.3 | 3768.6 | 2 | 0 | 2 | A | KPVS_SplitCase | 6 | 5 | 6 | 10 | BranchMin6_BranchMax10 | 10 | 3 | 8 | 14 | HeaderMin8_HeaderMax14 | 14 | 4 | 12 | [20 empty] | NBS_040-070_4P_5HP_6.30_SS | 695.2568 | [5 empty] | KPVS_4015-9/0_4P_125HP_15.25_BRZ | 1500
59 | 59 | 5015-9/0-4P-75HP KPVS | KPVS_5015-9/0_4P_75HP_12.61_BRZ | 1998.6 | 1998.6 | 3997.2 | 2 | 0 | 2 | A | KPVS_SplitCase | 6 | 5 | 6 | 10 | BranchMin6_BranchMax10 | 6 | 3 | 8 | 14 | HeaderMin8_HeaderMax14 | 8 | 4 | 12 | [20 empty] | NBS_040-070_4P_7.5HP_6.85_SS | 724.1837 | [5 empty] | KPVS_4015-9/0_4P_25HP_9.71_BRZ | 786.3
59 | 59 | 5015-9/0-4P-75HP KPVS | KPVS_5015-9/0_4P_75HP_12.61_BRZ | 1998.6 | 1998.6 | 3997.2 | 2 | 0 | 2 | A | KPVS_SplitCase | 6 | 5 | 6 | 10 | BranchMin6_BranchMax10 | 6 | 3 | 8 | 14 | HeaderMin8_HeaderMax14 | 10 | 4 | 12 | [20 empty] | NBS_040-070_4P_7.5HP_6.85_SS | 724.1837 | [5 empty] | KPVS_4015-9/0_4P_25HP_9.71_BRZ | 786.3
59 | 59 | 5015-9/0-4P-75HP KPVS | KPVS_5015-9/0_4P_75HP_12.61_BRZ | 1998.6 | 1998.6 | 3997.2 | 2 | 0 | 2 | A | KPVS_SplitCase | 6 | 5 | 6 | 10 | BranchMin6_BranchMax10 | 6 | 3 | 8 | 14 | HeaderMin8_HeaderMax14 | 12 | 4 | 12 | [20 empty] | NBS_040-070_4P_7.5HP_6.85_SS | 724.1837 | [5 empty] | KPVS_4015-9/0_4P_25HP_9.71_BRZ | 786.3
59 | 59 | 5015-9/0-4P-75HP KPVS | KPVS_5015-9/0_4P_75HP_12.61_BRZ | 1998.6 | 1998.6 | 3997.2 | 2 | 0 | 2 | A | KPVS_SplitCase | 6 | 5 | 6 | 10 | BranchMin6_BranchMax10 | 6 | 3 | 8 | 14 | HeaderMin8_HeaderMax14 | 14 | 4 | 12 | [20 empty] | NBS_040-070_4P_7.5HP_6.85_SS | 724.1837 | [5 empty] | KPVS_4015-9/0_4P_25HP_9.71_BRZ | 786.3
59 | 59 | 5015-9/0-4P-75HP KPVS | KPVS_5015-9/0_4P_75HP_12.61_BRZ | 1998.6 | 1998.6 | 3997.2 | 2 | 0 | 2 | A | KPVS_SplitCase | 6 | 5 | 6 | 10 | BranchMin6_BranchMax10 | 8 | 3 | 8 | 14 | HeaderMin8_HeaderMax14 | 8 | 4 | 12 | [20 empty] | NBS_040-070_4P_7.5HP_6.85_SS | 724.1837 | [5 empty] | KPVS_4015-9/0_4P_25HP_9.71_BRZ | 786.3 | INVALID
59 | 59 | 5015-9/0-4P-75HP KPVS | KPVS_5015-9/0_4P_75HP_12.61_BRZ | 1998.6 | 1998.6 | 3997.2 | 2 | 0 | 2 | A | KPVS_SplitCase | 6 | 5 | 6 | 10 | BranchMin6_BranchMax10 | 8 | 3 | 8 | 14 | HeaderMin8_HeaderMax14 | 10 | 4 | 12 | [20 empty] | NBS_040-070_4P_7.5HP_6.85_SS | 724.1837 | [5 empty] | KPVS_4015-9/0_4P_25HP_9.71_BRZ | 786.3
59 | 59 | 5015-9/0-4P-75HP KPVS | KPVS_5015-9/0_4P_75HP_12.61_BRZ | 1998.6 | 1998.6 | 3997.2 | 2 | 0 | 2 | A | KPVS_SplitCase | 6 | 5 | 6 | 10 | BranchMin6_BranchMax10 | 8 | 3 | 8 | 14 | HeaderMin8_HeaderMax14 | 12 | 4 | 12 | [20 empty] | NBS_040-070_4P_7.5HP_6.85_SS | 724.1837 | [5 empty] | KPVS_4015-9/0_4P_25HP_9.71_BRZ | 786.3
59 | 59 | 5015-9/0-4P-75HP KPVS | KPVS_5015-9/0_4P_75HP_12.61_BRZ | 1998.6 | 1998.6 | 3997.2 | 2 | 0 | 2 | A | KPVS_SplitCase | 6 | 5 | 6 | 10 | BranchMin6_BranchMax10 | 8 | 3 | 8 | 14 | HeaderMin8_HeaderMax14 | 14 | 4 | 12 | [20 empty] | NBS_040-070_4P_7.5HP_6.85_SS | 724.1837 | [5 empty] | KPVS_4015-9/0_4P_25HP_9.71_BRZ | 786.3
59 | 59 | 5015-9/0-4P-75HP KPVS | KPVS_5015-9/0_4P_75HP_12.61_BRZ | 1998.6 | 1998.6 | 3997.2 | 2 | 0 | 2 | A | KPVS_SplitCase | 6 | 5 | 6 | 10 | BranchMin6_BranchMax10 | 10 | 3 | 8 | 14 | HeaderMin8_HeaderMax14 | 8 | 4 | 12 | [20 empty] | NBS_040-070_4P_7.5HP_6.85_SS | 724.1837 | [5 empty] | KPVS_4015-9/0_4P_25HP_9.71_BRZ | 786.3 | INVALID
59 | 59 | 5015-9/0-4P-75HP KPVS | KPVS_5015-9/0_4P_75HP_12.61_BRZ | 1998.6 | 1998.6 | 3997.2 | 2 | 0 | 2 | A | KPVS_SplitCase | 6 | 5 | 6 | 10 | BranchMin6_BranchMax10 | 10 | 3 | 8 | 14 | HeaderMin8_HeaderMax14 | 10 | 4 | 12 | [20 empty] | NBS_040-070_4P_7.5HP_6.85_SS | 724.1837 | [5 empty] | KPVS_4015-9/0_4P_25HP_9.71_BRZ | 786.3 | INVALID
59 | 59 | 5015-9/0-4P-75HP KPVS | KPVS_5015-9/0_4P_75HP_12.61_BRZ | 1998.6 | 1998.6 | 3997.2 | 2 | 0 | 2 | A | KPVS_SplitCase | 6 | 5 | 6 | 10 | BranchMin6_BranchMax10 | 10 | 3 | 8 | 14 | HeaderMin8_HeaderMax14 | 12 | 4 | 12 | [20 empty] | NBS_040-070_4P_7.5HP_6.85_SS | 724.1837 | [5 empty] | KPVS_4015-9/0_4P_25HP_9.71_BRZ | 786.3
59 | 59 | 5015-9/0-4P-75HP KPVS | KPVS_5015-9/0_4P_75HP_12.61_BRZ | 1998.6 | 1998.6 | 3997.2 | 2 | 0 | 2 | A | KPVS_SplitCase | 6 | 5 | 6 | 10 | BranchMin6_BranchMax10 | 10 | 3 | 8 | 14 | HeaderMin8_HeaderMax14 | 14 | 4 | 12 | [20 empty] | NBS_040-070_4P_7.5HP_6.85_SS | 724.1837 | [5 empty] | KPVS_4015-9/0_4P_25HP_9.71_BRZ | 786.3
60 | 60 | 5015-9/0-4P-100HP KPVS | KPVS_5015-9/0_4P_100HP_13.60_BRZ | 2182.4 | 2182.4 | 4364.8 | 2 | 0 | 2 | A | KPVS_SplitCase | 6 | 5 | 6 | 10 | BranchMin6_BranchMax10 | 6 | 3 | 8 | 16 | HeaderMin8_HeaderMax16 | 8 | 5 | 15 | [20 empty] | NBS_040-095_4P_7.5HP_6.38_SS | 864.0628 | [5 empty] | KPVS_4015-9/0_4P_30HP_10.24_BRZ | 848.4
60 | 60 | 5015-9/0-4P-100HP KPVS | KPVS_5015-9/0_4P_100HP_13.60_BRZ | 2182.4 | 2182.4 | 4364.8 | 2 | 0 | 2 | A | KPVS_SplitCase | 6 | 5 | 6 | 10 | BranchMin6_BranchMax10 | 6 | 3 | 8 | 16 | HeaderMin8_HeaderMax16 | 10 | 5 | 15 | [20 empty] | NBS_040-095_4P_7.5HP_6.38_SS | 864.0628 | [5 empty] | KPVS_4015-9/0_4P_30HP_10.24_BRZ | 848.4
60 | 60 | 5015-9/0-4P-100HP KPVS | KPVS_5015-9/0_4P_100HP_13.60_BRZ | 2182.4 | 2182.4 | 4364.8 | 2 | 0 | 2 | A | KPVS_SplitCase | 6 | 5 | 6 | 10 | BranchMin6_BranchMax10 | 6 | 3 | 8 | 16 | HeaderMin8_HeaderMax16 | 12 | 5 | 15 | [20 empty] | NBS_040-095_4P_7.5HP_6.38_SS | 864.0628 | [5 empty] | KPVS_4015-9/0_4P_30HP_10.24_BRZ | 848.4
60 | 60 | 5015-9/0-4P-100HP KPVS | KPVS_5015-9/0_4P_100HP_13.60_BRZ | 2182.4 | 2182.4 | 4364.8 | 2 | 0 | 2 | A | KPVS_SplitCase | 6 | 5 | 6 | 10 | BranchMin6_BranchMax10 | 6 | 3 | 8 | 16 | HeaderMin8_HeaderMax16 | 14 | 5 | 15 | [20 empty] | NBS_040-095_4P_7.5HP_6.38_SS | 864.0628 | [5 empty] | KPVS_4015-9/0_4P_30HP_10.24_BRZ | 848.4
60 | 60 | 5015-9/0-4P-100HP KPVS | KPVS_5015-9/0_4P_100HP_13.60_BRZ | 2182.4 | 2182.4 | 4364.8 | 2 | 0 | 2 | A | KPVS_SplitCase | 6 | 5 | 6 | 10 | BranchMin6_BranchMax10 | 6 | 3 | 8 | 16 | HeaderMin8_HeaderMax16 | 16 | 5 | 15 | [20 empty] | NBS_040-095_4P_7.5HP_6.38_SS | 864.0628 | [5 empty] | KPVS_4015-9/0_4P_30HP_10.24_BRZ | 848.4
60 | 60 | 5015-9/0-4P-100HP KPVS | KPVS_5015-9/0_4P_100HP_13.60_BRZ | 2182.4 | 2182.4 | 4364.8 | 2 | 0 | 2 | A | KPVS_SplitCase | 6 | 5 | 6 | 10 | BranchMin6_BranchMax10 | 8 | 3 | 8 | 16 | HeaderMin8_HeaderMax16 | 8 | 5 | 15 | [20 empty] | NBS_040-095_4P_7.5HP_6.38_SS | 864.0628 | [5 empty] | KPVS_4015-9/0_4P_30HP_10.24_BRZ | 848.4 | INVALID
60 | 60 | 5015-9/0-4P-100HP KPVS | KPVS_5015-9/0_4P_100HP_13.60_BRZ | 2182.4 | 2182.4 | 4364.8 | 2 | 0 | 2 | A | KPVS_SplitCase | 6 | 5 | 6 | 10 | BranchMin6_BranchMax10 | 8 | 3 | 8 | 16 | HeaderMin8_HeaderMax16 | 10 | 5 | 15 | [20 empty] | NBS_040-095_4P_7.5HP_6.38_SS | 864.0628 | [5 empty] | KPVS_4015-9/0_4P_30HP_10.24_BRZ | 848.4
60 | 60 | 5015-9/0-4P-100HP KPVS | KPVS_5015-9/0_4P_100HP_13.60_BRZ | 2182.4 | 2182.4 | 4364.8 | 2 | 0 | 2 | A | KPVS_SplitCase | 6 | 5 | 6 | 10 | BranchMin6_BranchMax10 | 8 | 3 | 8 | 16 | HeaderMin8_HeaderMax16 | 12 | 5 | 15 | [20 empty] | NBS_040-095_4P_7.5HP_6.38_SS | 864.0628 | [5 empty] | KPVS_4015-9/0_4P_30HP_10.24_BRZ | 848.4
60 | 60 | 5015-9/0-4P-100HP KPVS | KPVS_5015-9/0_4P_100HP_13.60_BRZ | 2182.4 | 2182.4 | 4364.8 | 2 | 0 | 2 | A | KPVS_SplitCase | 6 | 5 | 6 | 10 | BranchMin6_BranchMax10 | 8 | 3 | 8 | 16 | HeaderMin8_HeaderMax16 | 14 | 5 | 15 | [20 empty] | NBS_040-095_4P_7.5HP_6.38_SS | 864.0628 | [5 empty] | KPVS_4015-9/0_4P_30HP_10.24_BRZ | 848.4
60 | 60 | 5015-9/0-4P-100HP KPVS | KPVS_5015-9/0_4P_100HP_13.60_BRZ | 2182.4 | 2182.4 | 4364.8 | 2 | 0 | 2 | A | KPVS_SplitCase | 6 | 5 | 6 | 10 | BranchMin6_BranchMax10 | 8 | 3 | 8 | 16 | HeaderMin8_HeaderMax16 | 16 | 5 | 15 | [20 empty] | NBS_040-095_4P_7.5HP_6.38_SS | 864.0628 | [5 empty] | KPVS_4015-9/0_4P_30HP_10.24_BRZ | 848.4
60 | 60 | 5015-9/0-4P-100HP KPVS | KPVS_5015-9/0_4P_100HP_13.60_BRZ | 2182.4 | 2182.4 | 4364.8 | 2 | 0 | 2 | A | KPVS_SplitCase | 6 | 5 | 6 | 10 | BranchMin6_BranchMax10 | 10 | 3 | 8 | 16 | HeaderMin8_HeaderMax16 | 8 | 5 | 15 | [20 empty] | NBS_040-095_4P_7.5HP_6.38_SS | 864.0628 | [5 empty] | KPVS_4015-9/0_4P_30HP_10.24_BRZ | 848.4 | INVALID
60 | 60 | 5015-9/0-4P-100HP KPVS | KPVS_5015-9/0_4P_100HP_13.60_BRZ | 2182.4 | 2182.4 | 4364.8 | 2 | 0 | 2 | A | KPVS_SplitCase | 6 | 5 | 6 | 10 | BranchMin6_BranchMax10 | 10 | 3 | 8 | 16 | HeaderMin8_HeaderMax16 | 10 | 5 | 15 | [20 empty] | NBS_040-095_4P_7.5HP_6.38_SS | 864.0628 | [5 empty] | KPVS_4015-9/0_4P_30HP_10.24_BRZ | 848.4 | INVALID
60 | 60 | 5015-9/0-4P-100HP KPVS | KPVS_5015-9/0_4P_100HP_13.60_BRZ | 2182.4 | 2182.4 | 4364.8 | 2 | 0 | 2 | A | KPVS_SplitCase | 6 | 5 | 6 | 10 | BranchMin6_BranchMax10 | 10 | 3 | 8 | 16 | HeaderMin8_HeaderMax16 | 12 | 5 | 15 | [20 empty] | NBS_040-095_4P_7.5HP_6.38_SS | 864.0628 | [5 empty] | KPVS_4015-9/0_4P_30HP_10.24_BRZ | 848.4
60 | 60 | 5015-9/0-4P-100HP KPVS | KPVS_5015-9/0_4P_100HP_13.60_BRZ | 2182.4 | 2182.4 | 4364.8 | 2 | 0 | 2 | A | KPVS_SplitCase | 6 | 5 | 6 | 10 | BranchMin6_BranchMax10 | 10 | 3 | 8 | 16 | HeaderMin8_HeaderMax16 | 14 | 5 | 15 | [20 empty] | NBS_040-095_4P_7.5HP_6.38_SS | 864.0628 | [5 empty] | KPVS_4015-9/0_4P_30HP_10.24_BRZ | 848.4
60 | 60 | 5015-9/0-4P-100HP KPVS | KPVS_5015-9/0_4P_100HP_13.60_BRZ | 2182.4 | 2182.4 | 4364.8 | 2 | 0 | 2 | A | KPVS_SplitCase | 6 | 5 | 6 | 10 | BranchMin6_BranchMax10 | 10 | 3 | 8 | 16 | HeaderMin8_HeaderMax16 | 16 | 5 | 15 | [20 empty] | NBS_040-095_4P_7.5HP_6.38_SS | 864.0628 | [5 empty] | KPVS_4015-9/0_4P_30HP_10.24_BRZ | 848.4
61 | 61 | 5015-9/0-4P-125HP KPVS | KPVS_5015-9/0_4P_125HP_14.35_BRZ | 2327.6 | 2327.6 | 4655.2 | 2 | 0 | 2 | A | KPVS_SplitCase | 6 | 5 | 6 | 10 | BranchMin6_BranchMax10 | 6 | 3 | 8 | 16 | HeaderMin8_HeaderMax16 | 8 | 5 | 15 | [20 empty] | NBS_040-095_4P_10HP_7.09_SS | 924.6022 | [5 empty] | KPVS_4015-9/0_4P_40HP_11.17_BRZ | 960.9
61 | 61 | 5015-9/0-4P-125HP KPVS | KPVS_5015-9/0_4P_125HP_14.35_BRZ | 2327.6 | 2327.6 | 4655.2 | 2 | 0 | 2 | A | KPVS_SplitCase | 6 | 5 | 6 | 10 | BranchMin6_BranchMax10 | 6 | 3 | 8 | 16 | HeaderMin8_HeaderMax16 | 10 | 5 | 15 | [20 empty] | NBS_040-095_4P_10HP_7.09_SS | 924.6022 | [5 empty] | KPVS_4015-9/0_4P_40HP_11.17_BRZ | 960.9
61 | 61 | 5015-9/0-4P-125HP KPVS | KPVS_5015-9/0_4P_125HP_14.35_BRZ | 2327.6 | 2327.6 | 4655.2 | 2 | 0 | 2 | A | KPVS_SplitCase | 6 | 5 | 6 | 10 | BranchMin6_BranchMax10 | 6 | 3 | 8 | 16 | HeaderMin8_HeaderMax16 | 12 | 5 | 15 | [20 empty] | NBS_040-095_4P_10HP_7.09_SS | 924.6022 | [5 empty] | KPVS_4015-9/0_4P_40HP_11.17_BRZ | 960.9
61 | 61 | 5015-9/0-4P-125HP KPVS | KPVS_5015-9/0_4P_125HP_14.35_BRZ | 2327.6 | 2327.6 | 4655.2 | 2 | 0 | 2 | A | KPVS_SplitCase | 6 | 5 | 6 | 10 | BranchMin6_BranchMax10 | 6 | 3 | 8 | 16 | HeaderMin8_HeaderMax16 | 14 | 5 | 15 | [20 empty] | NBS_040-095_4P_10HP_7.09_SS | 924.6022 | [5 empty] | KPVS_4015-9/0_4P_40HP_11.17_BRZ | 960.9
61 | 61 | 5015-9/0-4P-125HP KPVS | KPVS_5015-9/0_4P_125HP_14.35_BRZ | 2327.6 | 2327.6 | 4655.2 | 2 | 0 | 2 | A | KPVS_SplitCase | 6 | 5 | 6 | 10 | BranchMin6_BranchMax10 | 6 | 3 | 8 | 16 | HeaderMin8_HeaderMax16 | 16 | 5 | 15 | [20 empty] | NBS_040-095_4P_10HP_7.09_SS | 924.6022 | [5 empty] | KPVS_4015-9/0_4P_40HP_11.17_BRZ | 960.9
61 | 61 | 5015-9/0-4P-125HP KPVS | KPVS_5015-9/0_4P_125HP_14.35_BRZ | 2327.6 | 2327.6 | 4655.2 | 2 | 0 | 2 | A | KPVS_SplitCase | 6 | 5 | 6 | 10 | BranchMin6_BranchMax10 | 8 | 3 | 8 | 16 | HeaderMin8_HeaderMax16 | 8 | 5 | 15 | [20 empty] | NBS_040-095_4P_10HP_7.09_SS | 924.6022 | [5 empty] | KPVS_4015-9/0_4P_40HP_11.17_BRZ | 960.9 | INVALID
61 | 61 | 5015-9/0-4P-125HP KPVS | KPVS_5015-9/0_4P_125HP_14.35_BRZ | 2327.6 | 2327.6 | 4655.2 | 2 | 0 | 2 | A | KPVS_SplitCase | 6 | 5 | 6 | 10 | BranchMin6_BranchMax10 | 8 | 3 | 8 | 16 | HeaderMin8_HeaderMax16 | 10 | 5 | 15 | [20 empty] | NBS_040-095_4P_10HP_7.09_SS | 924.6022 | [5 empty] | KPVS_4015-9/0_4P_40HP_11.17_BRZ | 960.9
61 | 61 | 5015-9/0-4P-125HP KPVS | KPVS_5015-9/0_4P_125HP_14.35_BRZ | 2327.6 | 2327.6 | 4655.2 | 2 | 0 | 2 | A | KPVS_SplitCase | 6 | 5 | 6 | 10 | BranchMin6_BranchMax10 | 8 | 3 | 8 | 16 | HeaderMin8_HeaderMax16 | 12 | 5 | 15 | [20 empty] | NBS_040-095_4P_10HP_7.09_SS | 924.6022 | [5 empty] | KPVS_4015-9/0_4P_40HP_11.17_BRZ | 960.9
61 | 61 | 5015-9/0-4P-125HP KPVS | KPVS_5015-9/0_4P_125HP_14.35_BRZ | 2327.6 | 2327.6 | 4655.2 | 2 | 0 | 2 | A | KPVS_SplitCase | 6 | 5 | 6 | 10 | BranchMin6_BranchMax10 | 8 | 3 | 8 | 16 | HeaderMin8_HeaderMax16 | 14 | 5 | 15 | [20 empty] | NBS_040-095_4P_10HP_7.09_SS | 924.6022 | [5 empty] | KPVS_4015-9/0_4P_40HP_11.17_BRZ | 960.9
61 | 61 | 5015-9/0-4P-125HP KPVS | KPVS_5015-9/0_4P_125HP_14.35_BRZ | 2327.6 | 2327.6 | 4655.2 | 2 | 0 | 2 | A | KPVS_SplitCase | 6 | 5 | 6 | 10 | BranchMin6_BranchMax10 | 8 | 3 | 8 | 16 | HeaderMin8_HeaderMax16 | 16 | 5 | 15 | [20 empty] | NBS_040-095_4P_10HP_7.09_SS | 924.6022 | [5 empty] | KPVS_4015-9/0_4P_40HP_11.17_BRZ | 960.9
61 | 61 | 5015-9/0-4P-125HP KPVS | KPVS_5015-9/0_4P_125HP_14.35_BRZ | 2327.6 | 2327.6 | 4655.2 | 2 | 0 | 2 | A | KPVS_SplitCase | 6 | 5 | 6 | 10 | BranchMin6_BranchMax10 | 10 | 3 | 8 | 16 | HeaderMin8_HeaderMax16 | 8 | 5 | 15 | [20 empty] | NBS_040-095_4P_10HP_7.09_SS | 924.6022 | [5 empty] | KPVS_4015-9/0_4P_40HP_11.17_BRZ | 960.9 | INVALID
61 | 61 | 5015-9/0-4P-125HP KPVS | KPVS_5015-9/0_4P_125HP_14.35_BRZ | 2327.6 | 2327.6 | 4655.2 | 2 | 0 | 2 | A | KPVS_SplitCase | 6 | 5 | 6 | 10 | BranchMin6_BranchMax10 | 10 | 3 | 8 | 16 | HeaderMin8_HeaderMax16 | 10 | 5 | 15 | [20 empty] | NBS_040-095_4P_10HP_7.09_SS | 924.6022 | [5 empty] | KPVS_4015-9/0_4P_40HP_11.17_BRZ | 960.9 | INVALID
61 | 61 | 5015-9/0-4P-125HP KPVS | KPVS_5015-9/0_4P_125HP_14.35_BRZ | 2327.6 | 2327.6 | 4655.2 | 2 | 0 | 2 | A | KPVS_SplitCase | 6 | 5 | 6 | 10 | BranchMin6_BranchMax10 | 10 | 3 | 8 | 16 | HeaderMin8_HeaderMax16 | 12 | 5 | 15 | [20 empty] | NBS_040-095_4P_10HP_7.09_SS | 924.6022 | [5 empty] | KPVS_4015-9/0_4P_40HP_11.17_BRZ | 960.9
61 | 61 | 5015-9/0-4P-125HP KPVS | KPVS_5015-9/0_4P_125HP_14.35_BRZ | 2327.6 | 2327.6 | 4655.2 | 2 | 0 | 2 | A | KPVS_SplitCase | 6 | 5 | 6 | 10 | BranchMin6_BranchMax10 | 10 | 3 | 8 | 16 | HeaderMin8_HeaderMax16 | 14 | 5 | 15 | [20 empty] | NBS_040-095_4P_10HP_7.09_SS | 924.6022 | [5 empty] | KPVS_4015-9/0_4P_40HP_11.17_BRZ | 960.9
61 | 61 | 5015-9/0-4P-125HP KPVS | KPVS_5015-9/0_4P_125HP_14.35_BRZ | 2327.6 | 2327.6 | 4655.2 | 2 | 0 | 2 | A | KPVS_SplitCase | 6 | 5 | 6 | 10 | BranchMin6_BranchMax10 | 10 | 3 | 8 | 16 | HeaderMin8_HeaderMax16 | 16 | 5 | 15 | [20 empty] | NBS_040-095_4P_10HP_7.09_SS | 924.6022 | [5 empty] | KPVS_4015-9/0_4P_40HP_11.17_BRZ | 960.9
62 | 62 | 5015-9/0-4P-150HP KPVS | KPVS_5015-9/0_4P_150HP_15.00_BRZ | 2460 | 2460 | 4920 | 2 | 0 | 2 | A | KPVS_SplitCase | 6 | 5 | 6 | 10 | BranchMin6_BranchMax10 | 6 | 3 | 8 | 16 | HeaderMin8_HeaderMax16 | 8 | 5 | 15 | [20 empty] | NBS_040-095_4P_15HP_8.35_SS | 1036.8753 | [5 empty] | KPVS_4015-9/0_4P_50HP_11.92_BRZ | 1054.6
62 | 62 | 5015-9/0-4P-150HP KPVS | KPVS_5015-9/0_4P_150HP_15.00_BRZ | 2460 | 2460 | 4920 | 2 | 0 | 2 | A | KPVS_SplitCase | 6 | 5 | 6 | 10 | BranchMin6_BranchMax10 | 6 | 3 | 8 | 16 | HeaderMin8_HeaderMax16 | 10 | 5 | 15 | [20 empty] | NBS_040-095_4P_15HP_8.35_SS | 1036.8753 | [5 empty] | KPVS_4015-9/0_4P_50HP_11.92_BRZ | 1054.6
62 | 62 | 5015-9/0-4P-150HP KPVS | KPVS_5015-9/0_4P_150HP_15.00_BRZ | 2460 | 2460 | 4920 | 2 | 0 | 2 | A | KPVS_SplitCase | 6 | 5 | 6 | 10 | BranchMin6_BranchMax10 | 6 | 3 | 8 | 16 | HeaderMin8_HeaderMax16 | 12 | 5 | 15 | [20 empty] | NBS_040-095_4P_15HP_8.35_SS | 1036.8753 | [5 empty] | KPVS_4015-9/0_4P_50HP_11.92_BRZ | 1054.6
62 | 62 | 5015-9/0-4P-150HP KPVS | KPVS_5015-9/0_4P_150HP_15.00_BRZ | 2460 | 2460 | 4920 | 2 | 0 | 2 | A | KPVS_SplitCase | 6 | 5 | 6 | 10 | BranchMin6_BranchMax10 | 6 | 3 | 8 | 16 | HeaderMin8_HeaderMax16 | 14 | 5 | 15 | [20 empty] | NBS_040-095_4P_15HP_8.35_SS | 1036.8753 | [5 empty] | KPVS_4015-9/0_4P_50HP_11.92_BRZ | 1054.6
62 | 62 | 5015-9/0-4P-150HP KPVS | KPVS_5015-9/0_4P_150HP_15.00_BRZ | 2460 | 2460 | 4920 | 2 | 0 | 2 | A | KPVS_SplitCase | 6 | 5 | 6 | 10 | BranchMin6_BranchMax10 | 6 | 3 | 8 | 16 | HeaderMin8_HeaderMax16 | 16 | 5 | 15 | [20 empty] | NBS_040-095_4P_15HP_8.35_SS | 1036.8753 | [5 empty] | KPVS_4015-9/0_4P_50HP_11.92_BRZ | 1054.6
62 | 62 | 5015-9/0-4P-150HP KPVS | KPVS_5015-9/0_4P_150HP_15.00_BRZ | 2460 | 2460 | 4920 | 2 | 0 | 2 | A | KPVS_SplitCase | 6 | 5 | 6 | 10 | BranchMin6_BranchMax10 | 8 | 3 | 8 | 16 | HeaderMin8_HeaderMax16 | 8 | 5 | 15 | [20 empty] | NBS_040-095_4P_15HP_8.35_SS | 1036.8753 | [5 empty] | KPVS_4015-9/0_4P_50HP_11.92_BRZ | 1054.6 | INVALID
62 | 62 | 5015-9/0-4P-150HP KPVS | KPVS_5015-9/0_4P_150HP_15.00_BRZ | 2460 | 2460 | 4920 | 2 | 0 | 2 | A | KPVS_SplitCase | 6 | 5 | 6 | 10 | BranchMin6_BranchMax10 | 8 | 3 | 8 | 16 | HeaderMin8_HeaderMax16 | 10 | 5 | 15 | [20 empty] | NBS_040-095_4P_15HP_8.35_SS | 1036.8753 | [5 empty] | KPVS_4015-9/0_4P_50HP_11.92_BRZ | 1054.6
62 | 62 | 5015-9/0-4P-150HP KPVS | KPVS_5015-9/0_4P_150HP_15.00_BRZ | 2460 | 2460 | 4920 | 2 | 0 | 2 | A | KPVS_SplitCase | 6 | 5 | 6 | 10 | BranchMin6_BranchMax10 | 8 | 3 | 8 | 16 | HeaderMin8_HeaderMax16 | 12 | 5 | 15 | [20 empty] | NBS_040-095_4P_15HP_8.35_SS | 1036.8753 | [5 empty] | KPVS_4015-9/0_4P_50HP_11.92_BRZ | 1054.6
62 | 62 | 5015-9/0-4P-150HP KPVS | KPVS_5015-9/0_4P_150HP_15.00_BRZ | 2460 | 2460 | 4920 | 2 | 0 | 2 | A | KPVS_SplitCase | 6 | 5 | 6 | 10 | BranchMin6_BranchMax10 | 8 | 3 | 8 | 16 | HeaderMin8_HeaderMax16 | 14 | 5 | 15 | [20 empty] | NBS_040-095_4P_15HP_8.35_SS | 1036.8753 | [5 empty] | KPVS_4015-9/0_4P_50HP_11.92_BRZ | 1054.6
62 | 62 | 5015-9/0-4P-150HP KPVS | KPVS_5015-9/0_4P_150HP_15.00_BRZ | 2460 | 2460 | 4920 | 2 | 0 | 2 | A | KPVS_SplitCase | 6 | 5 | 6 | 10 | BranchMin6_BranchMax10 | 8 | 3 | 8 | 16 | HeaderMin8_HeaderMax16 | 16 | 5 | 15 | [20 empty] | NBS_040-095_4P_15HP_8.35_SS | 1036.8753 | [5 empty] | KPVS_4015-9/0_4P_50HP_11.92_BRZ | 1054.6
62 | 62 | 5015-9/0-4P-150HP KPVS | KPVS_5015-9/0_4P_150HP_15.00_BRZ | 2460 | 2460 | 4920 | 2 | 0 | 2 | A | KPVS_SplitCase | 6 | 5 | 6 | 10 | BranchMin6_BranchMax10 | 10 | 3 | 8 | 16 | HeaderMin8_HeaderMax16 | 8 | 5 | 15 | [20 empty] | NBS_040-095_4P_15HP_8.35_SS | 1036.8753 | [5 empty] | KPVS_4015-9/0_4P_50HP_11.92_BRZ | 1054.6 | INVALID
62 | 62 | 5015-9/0-4P-150HP KPVS | KPVS_5015-9/0_4P_150HP_15.00_BRZ | 2460 | 2460 | 4920 | 2 | 0 | 2 | A | KPVS_SplitCase | 6 | 5 | 6 | 10 | BranchMin6_BranchMax10 | 10 | 3 | 8 | 16 | HeaderMin8_HeaderMax16 | 10 | 5 | 15 | [20 empty] | NBS_040-095_4P_15HP_8.35_SS | 1036.8753 | [5 empty] | KPVS_4015-9/0_4P_50HP_11.92_BRZ | 1054.6 | INVALID
62 | 62 | 5015-9/0-4P-150HP KPVS | KPVS_5015-9/0_4P_150HP_15.00_BRZ | 2460 | 2460 | 4920 | 2 | 0 | 2 | A | KPVS_SplitCase | 6 | 5 | 6 | 10 | BranchMin6_BranchMax10 | 10 | 3 | 8 | 16 | HeaderMin8_HeaderMax16 | 12 | 5 | 15 | [20 empty] | NBS_040-095_4P_15HP_8.35_SS | 1036.8753 | [5 empty] | KPVS_4015-9/0_4P_50HP_11.92_BRZ | 1054.6
62 | 62 | 5015-9/0-4P-150HP KPVS | KPVS_5015-9/0_4P_150HP_15.00_BRZ | 2460 | 2460 | 4920 | 2 | 0 | 2 | A | KPVS_SplitCase | 6 | 5 | 6 | 10 | BranchMin6_BranchMax10 | 10 | 3 | 8 | 16 | HeaderMin8_HeaderMax16 | 14 | 5 | 15 | [20 empty] | NBS_040-095_4P_15HP_8.35_SS | 1036.8753 | [5 empty] | KPVS_4015-9/0_4P_50HP_11.92_BRZ | 1054.6
62 | 62 | 5015-9/0-4P-150HP KPVS | KPVS_5015-9/0_4P_150HP_15.00_BRZ | 2460 | 2460 | 4920 | 2 | 0 | 2 | A | KPVS_SplitCase | 6 | 5 | 6 | 10 | BranchMin6_BranchMax10 | 10 | 3 | 8 | 16 | HeaderMin8_HeaderMax16 | 16 | 5 | 15 | [20 empty] | NBS_040-095_4P_15HP_8.35_SS | 1036.8753 | [5 empty] | KPVS_4015-9/0_4P_50HP_11.92_BRZ | 1054.6
63 | 63 | 6012-3/4-4P-20HP KPVS | KPVS_6012-3/4_4P_20HP_7.18_BRZ | 1948.3 | 1948.3 | 3896.6 | 2 | 0 | 2 | A | KPVS_SplitCase | 8 | 6 | 8 | 10 | BranchMin8_BranchMax10 | 8 | 2 | 10 | 14 | HeaderMin10_HeaderMax14 | 10 | 3 | 6 | [20 empty] | NBS_040-095_4P_20HP_9.37_SS | 1098.4714 | [5 empty] | KPVS_4015-9/0_4P_60HP_12.56_BRZ | 1137.7
63 | 63 | 6012-3/4-4P-20HP KPVS | KPVS_6012-3/4_4P_20HP_7.18_BRZ | 1948.3 | 1948.3 | 3896.6 | 2 | 0 | 2 | A | KPVS_SplitCase | 8 | 6 | 8 | 10 | BranchMin8_BranchMax10 | 8 | 2 | 10 | 14 | HeaderMin10_HeaderMax14 | 12 | 3 | 6 | [20 empty] | NBS_040-095_4P_20HP_9.37_SS | 1098.4714 | [5 empty] | KPVS_4015-9/0_4P_60HP_12.56_BRZ | 1137.7
63 | 63 | 6012-3/4-4P-20HP KPVS | KPVS_6012-3/4_4P_20HP_7.18_BRZ | 1948.3 | 1948.3 | 3896.6 | 2 | 0 | 2 | A | KPVS_SplitCase | 8 | 6 | 8 | 10 | BranchMin8_BranchMax10 | 8 | 2 | 10 | 14 | HeaderMin10_HeaderMax14 | 14 | 3 | 6 | [20 empty] | NBS_040-095_4P_20HP_9.37_SS | 1098.4714 | [5 empty] | KPVS_4015-9/0_4P_60HP_12.56_BRZ | 1137.7
63 | 63 | 6012-3/4-4P-20HP KPVS | KPVS_6012-3/4_4P_20HP_7.18_BRZ | 1948.3 | 1948.3 | 3896.6 | 2 | 0 | 2 | A | KPVS_SplitCase | 8 | 6 | 8 | 10 | BranchMin8_BranchMax10 | 10 | 2 | 10 | 14 | HeaderMin10_HeaderMax14 | 10 | 3 | 6 | [20 empty] | NBS_040-095_4P_20HP_9.37_SS | 1098.4714 | [5 empty] | KPVS_4015-9/0_4P_60HP_12.56_BRZ | 1137.7 | INVALID
63 | 63 | 6012-3/4-4P-20HP KPVS | KPVS_6012-3/4_4P_20HP_7.18_BRZ | 1948.3 | 1948.3 | 3896.6 | 2 | 0 | 2 | A | KPVS_SplitCase | 8 | 6 | 8 | 10 | BranchMin8_BranchMax10 | 10 | 2 | 10 | 14 | HeaderMin10_HeaderMax14 | 12 | 3 | 6 | [20 empty] | NBS_040-095_4P_20HP_9.37_SS | 1098.4714 | [5 empty] | KPVS_4015-9/0_4P_60HP_12.56_BRZ | 1137.7
63 | 63 | 6012-3/4-4P-20HP KPVS | KPVS_6012-3/4_4P_20HP_7.18_BRZ | 1948.3 | 1948.3 | 3896.6 | 2 | 0 | 2 | A | KPVS_SplitCase | 8 | 6 | 8 | 10 | BranchMin8_BranchMax10 | 10 | 2 | 10 | 14 | HeaderMin10_HeaderMax14 | 14 | 3 | 6 | [20 empty] | NBS_040-095_4P_20HP_9.37_SS | 1098.4714 | [5 empty] | KPVS_4015-9/0_4P_60HP_12.56_BRZ | 1137.7
64 | 64 | 6012-3/4-4P-25HP KPVS | KPVS_6012-3/4_4P_25HP_7.66_BRZ | 2103.8 | 2103.8 | 4207.6 | 2 | 0 | 2 | A | KPVS_SplitCase | 8 | 6 | 8 | 10 | BranchMin8_BranchMax10 | 8 | 2 | 10 | 14 | HeaderMin10_HeaderMax14 | 10 | 3 | 6 | [20 empty] | NBS_040-110_4P_15HP_8.11_SS | 877.0156 | [5 empty] | KPVS_4015-9/0_4P_75HP_13.30_BRZ | 1251.5
64 | 64 | 6012-3/4-4P-25HP KPVS | KPVS_6012-3/4_4P_25HP_7.66_BRZ | 2103.8 | 2103.8 | 4207.6 | 2 | 0 | 2 | A | KPVS_SplitCase | 8 | 6 | 8 | 10 | BranchMin8_BranchMax10 | 8 | 2 | 10 | 14 | HeaderMin10_HeaderMax14 | 12 | 3 | 6 | [20 empty] | NBS_040-110_4P_15HP_8.11_SS | 877.0156 | [5 empty] | KPVS_4015-9/0_4P_75HP_13.30_BRZ | 1251.5
64 | 64 | 6012-3/4-4P-25HP KPVS | KPVS_6012-3/4_4P_25HP_7.66_BRZ | 2103.8 | 2103.8 | 4207.6 | 2 | 0 | 2 | A | KPVS_SplitCase | 8 | 6 | 8 | 10 | BranchMin8_BranchMax10 | 8 | 2 | 10 | 14 | HeaderMin10_HeaderMax14 | 14 | 3 | 6 | [20 empty] | NBS_040-110_4P_15HP_8.11_SS | 877.0156 | [5 empty] | KPVS_4015-9/0_4P_75HP_13.30_BRZ | 1251.5
64 | 64 | 6012-3/4-4P-25HP KPVS | KPVS_6012-3/4_4P_25HP_7.66_BRZ | 2103.8 | 2103.8 | 4207.6 | 2 | 0 | 2 | A | KPVS_SplitCase | 8 | 6 | 8 | 10 | BranchMin8_BranchMax10 | 10 | 2 | 10 | 14 | HeaderMin10_HeaderMax14 | 10 | 3 | 6 | [20 empty] | NBS_040-110_4P_15HP_8.11_SS | 877.0156 | [5 empty] | KPVS_4015-9/0_4P_75HP_13.30_BRZ | 1251.5 | INVALID
64 | 64 | 6012-3/4-4P-25HP KPVS | KPVS_6012-3/4_4P_25HP_7.66_BRZ | 2103.8 | 2103.8 | 4207.6 | 2 | 0 | 2 | A | KPVS_SplitCase | 8 | 6 | 8 | 10 | BranchMin8_BranchMax10 | 10 | 2 | 10 | 14 | HeaderMin10_HeaderMax14 | 12 | 3 | 6 | [20 empty] | NBS_040-110_4P_15HP_8.11_SS | 877.0156 | [5 empty] | KPVS_4015-9/0_4P_75HP_13.30_BRZ | 1251.5
64 | 64 | 6012-3/4-4P-25HP KPVS | KPVS_6012-3/4_4P_25HP_7.66_BRZ | 2103.8 | 2103.8 | 4207.6 | 2 | 0 | 2 | A | KPVS_SplitCase | 8 | 6 | 8 | 10 | BranchMin8_BranchMax10 | 10 | 2 | 10 | 14 | HeaderMin10_HeaderMax14 | 14 | 3 | 6 | [20 empty] | NBS_040-110_4P_15HP_8.11_SS | 877.0156 | [5 empty] | KPVS_4015-9/0_4P_75HP_13.30_BRZ | 1251.5
65 | 65 | 6012-3/4-4P-30HP KPVS | KPVS_6012-3/4_4P_30HP_8.02_BRZ | 2220.5 | 2220.5 | 4441 | 2 | 0 | 2 | A | KPVS_SplitCase | 8 | 6 | 8 | 10 | BranchMin8_BranchMax10 | 8 | 2 | 10 | 16 | HeaderMin10_HeaderMax16 | 10 | 4 | 8 | [20 empty] | NBS_040-110_4P_20HP_8.74_SS | 948.7162 | [5 empty] | KPVS_5012-7/8_4P_15HP_7.65_BRZ | 1236.1
65 | 65 | 6012-3/4-4P-30HP KPVS | KPVS_6012-3/4_4P_30HP_8.02_BRZ | 2220.5 | 2220.5 | 4441 | 2 | 0 | 2 | A | KPVS_SplitCase | 8 | 6 | 8 | 10 | BranchMin8_BranchMax10 | 8 | 2 | 10 | 16 | HeaderMin10_HeaderMax16 | 12 | 4 | 8 | [20 empty] | NBS_040-110_4P_20HP_8.74_SS | 948.7162 | [5 empty] | KPVS_5012-7/8_4P_15HP_7.65_BRZ | 1236.1
65 | 65 | 6012-3/4-4P-30HP KPVS | KPVS_6012-3/4_4P_30HP_8.02_BRZ | 2220.5 | 2220.5 | 4441 | 2 | 0 | 2 | A | KPVS_SplitCase | 8 | 6 | 8 | 10 | BranchMin8_BranchMax10 | 8 | 2 | 10 | 16 | HeaderMin10_HeaderMax16 | 14 | 4 | 8 | [20 empty] | NBS_040-110_4P_20HP_8.74_SS | 948.7162 | [5 empty] | KPVS_5012-7/8_4P_15HP_7.65_BRZ | 1236.1
65 | 65 | 6012-3/4-4P-30HP KPVS | KPVS_6012-3/4_4P_30HP_8.02_BRZ | 2220.5 | 2220.5 | 4441 | 2 | 0 | 2 | A | KPVS_SplitCase | 8 | 6 | 8 | 10 | BranchMin8_BranchMax10 | 8 | 2 | 10 | 16 | HeaderMin10_HeaderMax16 | 16 | 4 | 8 | [20 empty] | NBS_040-110_4P_20HP_8.74_SS | 948.7162 | [5 empty] | KPVS_5012-7/8_4P_15HP_7.65_BRZ | 1236.1
65 | 65 | 6012-3/4-4P-30HP KPVS | KPVS_6012-3/4_4P_30HP_8.02_BRZ | 2220.5 | 2220.5 | 4441 | 2 | 0 | 2 | A | KPVS_SplitCase | 8 | 6 | 8 | 10 | BranchMin8_BranchMax10 | 10 | 2 | 10 | 16 | HeaderMin10_HeaderMax16 | 10 | 4 | 8 | [20 empty] | NBS_040-110_4P_20HP_8.74_SS | 948.7162 | [5 empty] | KPVS_5012-7/8_4P_15HP_7.65_BRZ | 1236.1 | INVALID
65 | 65 | 6012-3/4-4P-30HP KPVS | KPVS_6012-3/4_4P_30HP_8.02_BRZ | 2220.5 | 2220.5 | 4441 | 2 | 0 | 2 | A | KPVS_SplitCase | 8 | 6 | 8 | 10 | BranchMin8_BranchMax10 | 10 | 2 | 10 | 16 | HeaderMin10_HeaderMax16 | 12 | 4 | 8 | [20 empty] | NBS_040-110_4P_20HP_8.74_SS | 948.7162 | [5 empty] | KPVS_5012-7/8_4P_15HP_7.65_BRZ | 1236.1
65 | 65 | 6012-3/4-4P-30HP KPVS | KPVS_6012-3/4_4P_30HP_8.02_BRZ | 2220.5 | 2220.5 | 4441 | 2 | 0 | 2 | A | KPVS_SplitCase | 8 | 6 | 8 | 10 | BranchMin8_BranchMax10 | 10 | 2 | 10 | 16 | HeaderMin10_HeaderMax16 | 14 | 4 | 8 | [20 empty] | NBS_040-110_4P_20HP_8.74_SS | 948.7162 | [5 empty] | KPVS_5012-7/8_4P_15HP_7.65_BRZ | 1236.1
65 | 65 | 6012-3/4-4P-30HP KPVS | KPVS_6012-3/4_4P_30HP_8.02_BRZ | 2220.5 | 2220.5 | 4441 | 2 | 0 | 2 | A | KPVS_SplitCase | 8 | 6 | 8 | 10 | BranchMin8_BranchMax10 | 10 | 2 | 10 | 16 | HeaderMin10_HeaderMax16 | 16 | 4 | 8 | [20 empty] | NBS_040-110_4P_20HP_8.74_SS | 948.7162 | [5 empty] | KPVS_5012-7/8_4P_15HP_7.65_BRZ | 1236.1
66 | 66 | 6012-3/4-4P-40HP KPVS | KPVS_6012-3/4_4P_40HP_8.86_BRZ | 2492.6 | 2492.6 | 4985.2 | 2 | 0 | 2 | A | KPVS_SplitCase | 8 | 6 | 8 | 10 | BranchMin8_BranchMax10 | 8 | 2 | 10 | 16 | HeaderMin10_HeaderMax16 | 10 | 4 | 8 | [20 empty] | NBS_040-110_4P_25HP_9.45_SS | 981.9574 | [5 empty] | KPVS_5012-7/8_4P_20HP_8.38_BRZ | 1345.4
66 | 66 | 6012-3/4-4P-40HP KPVS | KPVS_6012-3/4_4P_40HP_8.86_BRZ | 2492.6 | 2492.6 | 4985.2 | 2 | 0 | 2 | A | KPVS_SplitCase | 8 | 6 | 8 | 10 | BranchMin8_BranchMax10 | 8 | 2 | 10 | 16 | HeaderMin10_HeaderMax16 | 12 | 4 | 8 | [20 empty] | NBS_040-110_4P_25HP_9.45_SS | 981.9574 | [5 empty] | KPVS_5012-7/8_4P_20HP_8.38_BRZ | 1345.4
66 | 66 | 6012-3/4-4P-40HP KPVS | KPVS_6012-3/4_4P_40HP_8.86_BRZ | 2492.6 | 2492.6 | 4985.2 | 2 | 0 | 2 | A | KPVS_SplitCase | 8 | 6 | 8 | 10 | BranchMin8_BranchMax10 | 8 | 2 | 10 | 16 | HeaderMin10_HeaderMax16 | 14 | 4 | 8 | [20 empty] | NBS_040-110_4P_25HP_9.45_SS | 981.9574 | [5 empty] | KPVS_5012-7/8_4P_20HP_8.38_BRZ | 1345.4
66 | 66 | 6012-3/4-4P-40HP KPVS | KPVS_6012-3/4_4P_40HP_8.86_BRZ | 2492.6 | 2492.6 | 4985.2 | 2 | 0 | 2 | A | KPVS_SplitCase | 8 | 6 | 8 | 10 | BranchMin8_BranchMax10 | 8 | 2 | 10 | 16 | HeaderMin10_HeaderMax16 | 16 | 4 | 8 | [20 empty] | NBS_040-110_4P_25HP_9.45_SS | 981.9574 | [5 empty] | KPVS_5012-7/8_4P_20HP_8.38_BRZ | 1345.4
66 | 66 | 6012-3/4-4P-40HP KPVS | KPVS_6012-3/4_4P_40HP_8.86_BRZ | 2492.6 | 2492.6 | 4985.2 | 2 | 0 | 2 | A | KPVS_SplitCase | 8 | 6 | 8 | 10 | BranchMin8_BranchMax10 | 10 | 2 | 10 | 16 | HeaderMin10_HeaderMax16 | 10 | 4 | 8 | [20 empty] | NBS_040-110_4P_25HP_9.45_SS | 981.9574 | [5 empty] | KPVS_5012-7/8_4P_20HP_8.38_BRZ | 1345.4 | INVALID
66 | 66 | 6012-3/4-4P-40HP KPVS | KPVS_6012-3/4_4P_40HP_8.86_BRZ | 2492.6 | 2492.6 | 4985.2 | 2 | 0 | 2 | A | KPVS_SplitCase | 8 | 6 | 8 | 10 | BranchMin8_BranchMax10 | 10 | 2 | 10 | 16 | HeaderMin10_HeaderMax16 | 12 | 4 | 8 | [20 empty] | NBS_040-110_4P_25HP_9.45_SS | 981.9574 | [5 empty] | KPVS_5012-7/8_4P_20HP_8.38_BRZ | 1345.4
66 | 66 | 6012-3/4-4P-40HP KPVS | KPVS_6012-3/4_4P_40HP_8.86_BRZ | 2492.6 | 2492.6 | 4985.2 | 2 | 0 | 2 | A | KPVS_SplitCase | 8 | 6 | 8 | 10 | BranchMin8_BranchMax10 | 10 | 2 | 10 | 16 | HeaderMin10_HeaderMax16 | 14 | 4 | 8 | [20 empty] | NBS_040-110_4P_25HP_9.45_SS | 981.9574 | [5 empty] | KPVS_5012-7/8_4P_20HP_8.38_BRZ | 1345.4
66 | 66 | 6012-3/4-4P-40HP KPVS | KPVS_6012-3/4_4P_40HP_8.86_BRZ | 2492.6 | 2492.6 | 4985.2 | 2 | 0 | 2 | A | KPVS_SplitCase | 8 | 6 | 8 | 10 | BranchMin8_BranchMax10 | 10 | 2 | 10 | 16 | HeaderMin10_HeaderMax16 | 16 | 4 | 8 | [20 empty] | NBS_040-110_4P_25HP_9.45_SS | 981.9574 | [5 empty] | KPVS_5012-7/8_4P_20HP_8.38_BRZ | 1345.4
67 | 67 | 6012-3/4-4P-50HP KPVS | KPVS_6012-3/4_4P_50HP_9.85_BRZ | 2801.3 | 2801.3 | 5602.6 | 2 | 0 | 2 | A | KPVS_SplitCase | 8 | 6 | 8 | 12 | BranchMin8_BranchMax12 | 8 | 3 | 10 | 18 | HeaderMin10_HeaderMax18 | 10 | 5 | 15 | [20 empty] | NBS_040-110_4P_30HP_10.08_SS | 1058.92 | [5 empty] | KPVS_5012-7/8_4P_25HP_8.96_BRZ | 1441.8
67 | 67 | 6012-3/4-4P-50HP KPVS | KPVS_6012-3/4_4P_50HP_9.85_BRZ | 2801.3 | 2801.3 | 5602.6 | 2 | 0 | 2 | A | KPVS_SplitCase | 8 | 6 | 8 | 12 | BranchMin8_BranchMax12 | 8 | 3 | 10 | 18 | HeaderMin10_HeaderMax18 | 12 | 5 | 15 | [20 empty] | NBS_040-110_4P_30HP_10.08_SS | 1058.92 | [5 empty] | KPVS_5012-7/8_4P_25HP_8.96_BRZ | 1441.8
67 | 67 | 6012-3/4-4P-50HP KPVS | KPVS_6012-3/4_4P_50HP_9.85_BRZ | 2801.3 | 2801.3 | 5602.6 | 2 | 0 | 2 | A | KPVS_SplitCase | 8 | 6 | 8 | 12 | BranchMin8_BranchMax12 | 8 | 3 | 10 | 18 | HeaderMin10_HeaderMax18 | 14 | 5 | 15 | [20 empty] | NBS_040-110_4P_30HP_10.08_SS | 1058.92 | [5 empty] | KPVS_5012-7/8_4P_25HP_8.96_BRZ | 1441.8
67 | 67 | 6012-3/4-4P-50HP KPVS | KPVS_6012-3/4_4P_50HP_9.85_BRZ | 2801.3 | 2801.3 | 5602.6 | 2 | 0 | 2 | A | KPVS_SplitCase | 8 | 6 | 8 | 12 | BranchMin8_BranchMax12 | 8 | 3 | 10 | 18 | HeaderMin10_HeaderMax18 | 16 | 5 | 15 | [20 empty] | NBS_040-110_4P_30HP_10.08_SS | 1058.92 | [5 empty] | KPVS_5012-7/8_4P_25HP_8.96_BRZ | 1441.8
67 | 67 | 6012-3/4-4P-50HP KPVS | KPVS_6012-3/4_4P_50HP_9.85_BRZ | 2801.3 | 2801.3 | 5602.6 | 2 | 0 | 2 | A | KPVS_SplitCase | 8 | 6 | 8 | 12 | BranchMin8_BranchMax12 | 8 | 3 | 10 | 18 | HeaderMin10_HeaderMax18 | 18 | 5 | 15 | [20 empty] | NBS_040-110_4P_30HP_10.08_SS | 1058.92 | [5 empty] | KPVS_5012-7/8_4P_25HP_8.96_BRZ | 1441.8
67 | 67 | 6012-3/4-4P-50HP KPVS | KPVS_6012-3/4_4P_50HP_9.85_BRZ | 2801.3 | 2801.3 | 5602.6 | 2 | 0 | 2 | A | KPVS_SplitCase | 8 | 6 | 8 | 12 | BranchMin8_BranchMax12 | 10 | 3 | 10 | 18 | HeaderMin10_HeaderMax18 | 10 | 5 | 15 | [20 empty] | NBS_040-110_4P_30HP_10.08_SS | 1058.92 | [5 empty] | KPVS_5012-7/8_4P_25HP_8.96_BRZ | 1441.8 | INVALID
67 | 67 | 6012-3/4-4P-50HP KPVS | KPVS_6012-3/4_4P_50HP_9.85_BRZ | 2801.3 | 2801.3 | 5602.6 | 2 | 0 | 2 | A | KPVS_SplitCase | 8 | 6 | 8 | 12 | BranchMin8_BranchMax12 | 10 | 3 | 10 | 18 | HeaderMin10_HeaderMax18 | 12 | 5 | 15 | [20 empty] | NBS_040-110_4P_30HP_10.08_SS | 1058.92 | [5 empty] | KPVS_5012-7/8_4P_25HP_8.96_BRZ | 1441.8
67 | 67 | 6012-3/4-4P-50HP KPVS | KPVS_6012-3/4_4P_50HP_9.85_BRZ | 2801.3 | 2801.3 | 5602.6 | 2 | 0 | 2 | A | KPVS_SplitCase | 8 | 6 | 8 | 12 | BranchMin8_BranchMax12 | 10 | 3 | 10 | 18 | HeaderMin10_HeaderMax18 | 14 | 5 | 15 | [20 empty] | NBS_040-110_4P_30HP_10.08_SS | 1058.92 | [5 empty] | KPVS_5012-7/8_4P_25HP_8.96_BRZ | 1441.8
67 | 67 | 6012-3/4-4P-50HP KPVS | KPVS_6012-3/4_4P_50HP_9.85_BRZ | 2801.3 | 2801.3 | 5602.6 | 2 | 0 | 2 | A | KPVS_SplitCase | 8 | 6 | 8 | 12 | BranchMin8_BranchMax12 | 10 | 3 | 10 | 18 | HeaderMin10_HeaderMax18 | 16 | 5 | 15 | [20 empty] | NBS_040-110_4P_30HP_10.08_SS | 1058.92 | [5 empty] | KPVS_5012-7/8_4P_25HP_8.96_BRZ | 1441.8
67 | 67 | 6012-3/4-4P-50HP KPVS | KPVS_6012-3/4_4P_50HP_9.85_BRZ | 2801.3 | 2801.3 | 5602.6 | 2 | 0 | 2 | A | KPVS_SplitCase | 8 | 6 | 8 | 12 | BranchMin8_BranchMax12 | 10 | 3 | 10 | 18 | HeaderMin10_HeaderMax18 | 18 | 5 | 15 | [20 empty] | NBS_040-110_4P_30HP_10.08_SS | 1058.92 | [5 empty] | KPVS_5012-7/8_4P_25HP_8.96_BRZ | 1441.8
67 | 67 | 6012-3/4-4P-50HP KPVS | KPVS_6012-3/4_4P_50HP_9.85_BRZ | 2801.3 | 2801.3 | 5602.6 | 2 | 0 | 2 | A | KPVS_SplitCase | 8 | 6 | 8 | 12 | BranchMin8_BranchMax12 | 12 | 3 | 10 | 18 | HeaderMin10_HeaderMax18 | 10 | 5 | 15 | [20 empty] | NBS_040-110_4P_30HP_10.08_SS | 1058.92 | [5 empty] | KPVS_5012-7/8_4P_25HP_8.96_BRZ | 1441.8 | INVALID
67 | 67 | 6012-3/4-4P-50HP KPVS | KPVS_6012-3/4_4P_50HP_9.85_BRZ | 2801.3 | 2801.3 | 5602.6 | 2 | 0 | 2 | A | KPVS_SplitCase | 8 | 6 | 8 | 12 | BranchMin8_BranchMax12 | 12 | 3 | 10 | 18 | HeaderMin10_HeaderMax18 | 12 | 5 | 15 | [20 empty] | NBS_040-110_4P_30HP_10.08_SS | 1058.92 | [5 empty] | KPVS_5012-7/8_4P_25HP_8.96_BRZ | 1441.8 | INVALID
67 | 67 | 6012-3/4-4P-50HP KPVS | KPVS_6012-3/4_4P_50HP_9.85_BRZ | 2801.3 | 2801.3 | 5602.6 | 2 | 0 | 2 | A | KPVS_SplitCase | 8 | 6 | 8 | 12 | BranchMin8_BranchMax12 | 12 | 3 | 10 | 18 | HeaderMin10_HeaderMax18 | 14 | 5 | 15 | [20 empty] | NBS_040-110_4P_30HP_10.08_SS | 1058.92 | [5 empty] | KPVS_5012-7/8_4P_25HP_8.96_BRZ | 1441.8
67 | 67 | 6012-3/4-4P-50HP KPVS | KPVS_6012-3/4_4P_50HP_9.85_BRZ | 2801.3 | 2801.3 | 5602.6 | 2 | 0 | 2 | A | KPVS_SplitCase | 8 | 6 | 8 | 12 | BranchMin8_BranchMax12 | 12 | 3 | 10 | 18 | HeaderMin10_HeaderMax18 | 16 | 5 | 15 | [20 empty] | NBS_040-110_4P_30HP_10.08_SS | 1058.92 | [5 empty] | KPVS_5012-7/8_4P_25HP_8.96_BRZ | 1441.8
67 | 67 | 6012-3/4-4P-50HP KPVS | KPVS_6012-3/4_4P_50HP_9.85_BRZ | 2801.3 | 2801.3 | 5602.6 | 2 | 0 | 2 | A | KPVS_SplitCase | 8 | 6 | 8 | 12 | BranchMin8_BranchMax12 | 12 | 3 | 10 | 18 | HeaderMin10_HeaderMax18 | 18 | 5 | 15 | [20 empty] | NBS_040-110_4P_30HP_10.08_SS | 1058.92 | [5 empty] | KPVS_5012-7/8_4P_25HP_8.96_BRZ | 1441.8
68 | 68 | 6012-3/4-4P-60HP KPVS | KPVS_6012-3/4_4P_60HP_10.38_BRZ | 2944.6 | 2944.6 | 5889.2 | 2 | 0 | 2 | A | KPVS_SplitCase | 8 | 6 | 8 | 12 | BranchMin8_BranchMax12 | 8 | 3 | 10 | 18 | HeaderMin10_HeaderMax18 | 10 | 5 | 15 | [20 empty] | NBS_040-135_4P_20HP_9.29_SS | 812.9455 | [5 empty] | KPVS_5012-7/8_4P_30HP_9.45_BRZ | 1529.7
68 | 68 | 6012-3/4-4P-60HP KPVS | KPVS_6012-3/4_4P_60HP_10.38_BRZ | 2944.6 | 2944.6 | 5889.2 | 2 | 0 | 2 | A | KPVS_SplitCase | 8 | 6 | 8 | 12 | BranchMin8_BranchMax12 | 8 | 3 | 10 | 18 | HeaderMin10_HeaderMax18 | 12 | 5 | 15 | [20 empty] | NBS_040-135_4P_20HP_9.29_SS | 812.9455 | [5 empty] | KPVS_5012-7/8_4P_30HP_9.45_BRZ | 1529.7
68 | 68 | 6012-3/4-4P-60HP KPVS | KPVS_6012-3/4_4P_60HP_10.38_BRZ | 2944.6 | 2944.6 | 5889.2 | 2 | 0 | 2 | A | KPVS_SplitCase | 8 | 6 | 8 | 12 | BranchMin8_BranchMax12 | 8 | 3 | 10 | 18 | HeaderMin10_HeaderMax18 | 14 | 5 | 15 | [20 empty] | NBS_040-135_4P_20HP_9.29_SS | 812.9455 | [5 empty] | KPVS_5012-7/8_4P_30HP_9.45_BRZ | 1529.7
68 | 68 | 6012-3/4-4P-60HP KPVS | KPVS_6012-3/4_4P_60HP_10.38_BRZ | 2944.6 | 2944.6 | 5889.2 | 2 | 0 | 2 | A | KPVS_SplitCase | 8 | 6 | 8 | 12 | BranchMin8_BranchMax12 | 8 | 3 | 10 | 18 | HeaderMin10_HeaderMax18 | 16 | 5 | 15 | [20 empty] | NBS_040-135_4P_20HP_9.29_SS | 812.9455 | [5 empty] | KPVS_5012-7/8_4P_30HP_9.45_BRZ | 1529.7
68 | 68 | 6012-3/4-4P-60HP KPVS | KPVS_6012-3/4_4P_60HP_10.38_BRZ | 2944.6 | 2944.6 | 5889.2 | 2 | 0 | 2 | A | KPVS_SplitCase | 8 | 6 | 8 | 12 | BranchMin8_BranchMax12 | 8 | 3 | 10 | 18 | HeaderMin10_HeaderMax18 | 18 | 5 | 15 | [20 empty] | NBS_040-135_4P_20HP_9.29_SS | 812.9455 | [5 empty] | KPVS_5012-7/8_4P_30HP_9.45_BRZ | 1529.7
68 | 68 | 6012-3/4-4P-60HP KPVS | KPVS_6012-3/4_4P_60HP_10.38_BRZ | 2944.6 | 2944.6 | 5889.2 | 2 | 0 | 2 | A | KPVS_SplitCase | 8 | 6 | 8 | 12 | BranchMin8_BranchMax12 | 10 | 3 | 10 | 18 | HeaderMin10_HeaderMax18 | 10 | 5 | 15 | [20 empty] | NBS_040-135_4P_20HP_9.29_SS | 812.9455 | [5 empty] | KPVS_5012-7/8_4P_30HP_9.45_BRZ | 1529.7 | INVALID
68 | 68 | 6012-3/4-4P-60HP KPVS | KPVS_6012-3/4_4P_60HP_10.38_BRZ | 2944.6 | 2944.6 | 5889.2 | 2 | 0 | 2 | A | KPVS_SplitCase | 8 | 6 | 8 | 12 | BranchMin8_BranchMax12 | 10 | 3 | 10 | 18 | HeaderMin10_HeaderMax18 | 12 | 5 | 15 | [20 empty] | NBS_040-135_4P_20HP_9.29_SS | 812.9455 | [5 empty] | KPVS_5012-7/8_4P_30HP_9.45_BRZ | 1529.7
68 | 68 | 6012-3/4-4P-60HP KPVS | KPVS_6012-3/4_4P_60HP_10.38_BRZ | 2944.6 | 2944.6 | 5889.2 | 2 | 0 | 2 | A | KPVS_SplitCase | 8 | 6 | 8 | 12 | BranchMin8_BranchMax12 | 10 | 3 | 10 | 18 | HeaderMin10_HeaderMax18 | 14 | 5 | 15 | [20 empty] | NBS_040-135_4P_20HP_9.29_SS | 812.9455 | [5 empty] | KPVS_5012-7/8_4P_30HP_9.45_BRZ | 1529.7
68 | 68 | 6012-3/4-4P-60HP KPVS | KPVS_6012-3/4_4P_60HP_10.38_BRZ | 2944.6 | 2944.6 | 5889.2 | 2 | 0 | 2 | A | KPVS_SplitCase | 8 | 6 | 8 | 12 | BranchMin8_BranchMax12 | 10 | 3 | 10 | 18 | HeaderMin10_HeaderMax18 | 16 | 5 | 15 | [20 empty] | NBS_040-135_4P_20HP_9.29_SS | 812.9455 | [5 empty] | KPVS_5012-7/8_4P_30HP_9.45_BRZ | 1529.7
68 | 68 | 6012-3/4-4P-60HP KPVS | KPVS_6012-3/4_4P_60HP_10.38_BRZ | 2944.6 | 2944.6 | 5889.2 | 2 | 0 | 2 | A | KPVS_SplitCase | 8 | 6 | 8 | 12 | BranchMin8_BranchMax12 | 10 | 3 | 10 | 18 | HeaderMin10_HeaderMax18 | 18 | 5 | 15 | [20 empty] | NBS_040-135_4P_20HP_9.29_SS | 812.9455 | [5 empty] | KPVS_5012-7/8_4P_30HP_9.45_BRZ | 1529.7
68 | 68 | 6012-3/4-4P-60HP KPVS | KPVS_6012-3/4_4P_60HP_10.38_BRZ | 2944.6 | 2944.6 | 5889.2 | 2 | 0 | 2 | A | KPVS_SplitCase | 8 | 6 | 8 | 12 | BranchMin8_BranchMax12 | 12 | 3 | 10 | 18 | HeaderMin10_HeaderMax18 | 10 | 5 | 15 | [20 empty] | NBS_040-135_4P_20HP_9.29_SS | 812.9455 | [5 empty] | KPVS_5012-7/8_4P_30HP_9.45_BRZ | 1529.7 | INVALID
68 | 68 | 6012-3/4-4P-60HP KPVS | KPVS_6012-3/4_4P_60HP_10.38_BRZ | 2944.6 | 2944.6 | 5889.2 | 2 | 0 | 2 | A | KPVS_SplitCase | 8 | 6 | 8 | 12 | BranchMin8_BranchMax12 | 12 | 3 | 10 | 18 | HeaderMin10_HeaderMax18 | 12 | 5 | 15 | [20 empty] | NBS_040-135_4P_20HP_9.29_SS | 812.9455 | [5 empty] | KPVS_5012-7/8_4P_30HP_9.45_BRZ | 1529.7 | INVALID
68 | 68 | 6012-3/4-4P-60HP KPVS | KPVS_6012-3/4_4P_60HP_10.38_BRZ | 2944.6 | 2944.6 | 5889.2 | 2 | 0 | 2 | A | KPVS_SplitCase | 8 | 6 | 8 | 12 | BranchMin8_BranchMax12 | 12 | 3 | 10 | 18 | HeaderMin10_HeaderMax18 | 14 | 5 | 15 | [20 empty] | NBS_040-135_4P_20HP_9.29_SS | 812.9455 | [5 empty] | KPVS_5012-7/8_4P_30HP_9.45_BRZ | 1529.7
68 | 68 | 6012-3/4-4P-60HP KPVS | KPVS_6012-3/4_4P_60HP_10.38_BRZ | 2944.6 | 2944.6 | 5889.2 | 2 | 0 | 2 | A | KPVS_SplitCase | 8 | 6 | 8 | 12 | BranchMin8_BranchMax12 | 12 | 3 | 10 | 18 | HeaderMin10_HeaderMax18 | 16 | 5 | 15 | [20 empty] | NBS_040-135_4P_20HP_9.29_SS | 812.9455 | [5 empty] | KPVS_5012-7/8_4P_30HP_9.45_BRZ | 1529.7
68 | 68 | 6012-3/4-4P-60HP KPVS | KPVS_6012-3/4_4P_60HP_10.38_BRZ | 2944.6 | 2944.6 | 5889.2 | 2 | 0 | 2 | A | KPVS_SplitCase | 8 | 6 | 8 | 12 | BranchMin8_BranchMax12 | 12 | 3 | 10 | 18 | HeaderMin10_HeaderMax18 | 18 | 5 | 15 | [20 empty] | NBS_040-135_4P_20HP_9.29_SS | 812.9455 | [5 empty] | KPVS_5012-7/8_4P_30HP_9.45_BRZ | 1529.7
69 | 69 | 6012-3/4-4P-75HP KPVS | KPVS_6012-3/4_4P_75HP_11.05_BRZ | 3118.5 | 3118.5 | 6237 | 2 | 0 | 2 | A | KPVS_SplitCase | 8 | 6 | 8 | 12 | BranchMin8_BranchMax12 | 8 | 3 | 10 | 18 | HeaderMin10_HeaderMax18 | 10 | 5 | 15 | [20 empty] | NBS_040-135_4P_25HP_10.24_SS | 894.4426 | [5 empty] | KPVS_5012-7/8_4P_40HP_10.20_BRZ | 1658
69 | 69 | 6012-3/4-4P-75HP KPVS | KPVS_6012-3/4_4P_75HP_11.05_BRZ | 3118.5 | 3118.5 | 6237 | 2 | 0 | 2 | A | KPVS_SplitCase | 8 | 6 | 8 | 12 | BranchMin8_BranchMax12 | 8 | 3 | 10 | 18 | HeaderMin10_HeaderMax18 | 12 | 5 | 15 | [20 empty] | NBS_040-135_4P_25HP_10.24_SS | 894.4426 | [5 empty] | KPVS_5012-7/8_4P_40HP_10.20_BRZ | 1658
69 | 69 | 6012-3/4-4P-75HP KPVS | KPVS_6012-3/4_4P_75HP_11.05_BRZ | 3118.5 | 3118.5 | 6237 | 2 | 0 | 2 | A | KPVS_SplitCase | 8 | 6 | 8 | 12 | BranchMin8_BranchMax12 | 8 | 3 | 10 | 18 | HeaderMin10_HeaderMax18 | 14 | 5 | 15 | [20 empty] | NBS_040-135_4P_25HP_10.24_SS | 894.4426 | [5 empty] | KPVS_5012-7/8_4P_40HP_10.20_BRZ | 1658
69 | 69 | 6012-3/4-4P-75HP KPVS | KPVS_6012-3/4_4P_75HP_11.05_BRZ | 3118.5 | 3118.5 | 6237 | 2 | 0 | 2 | A | KPVS_SplitCase | 8 | 6 | 8 | 12 | BranchMin8_BranchMax12 | 8 | 3 | 10 | 18 | HeaderMin10_HeaderMax18 | 16 | 5 | 15 | [20 empty] | NBS_040-135_4P_25HP_10.24_SS | 894.4426 | [5 empty] | KPVS_5012-7/8_4P_40HP_10.20_BRZ | 1658
69 | 69 | 6012-3/4-4P-75HP KPVS | KPVS_6012-3/4_4P_75HP_11.05_BRZ | 3118.5 | 3118.5 | 6237 | 2 | 0 | 2 | A | KPVS_SplitCase | 8 | 6 | 8 | 12 | BranchMin8_BranchMax12 | 8 | 3 | 10 | 18 | HeaderMin10_HeaderMax18 | 18 | 5 | 15 | [20 empty] | NBS_040-135_4P_25HP_10.24_SS | 894.4426 | [5 empty] | KPVS_5012-7/8_4P_40HP_10.20_BRZ | 1658
69 | 69 | 6012-3/4-4P-75HP KPVS | KPVS_6012-3/4_4P_75HP_11.05_BRZ | 3118.5 | 3118.5 | 6237 | 2 | 0 | 2 | A | KPVS_SplitCase | 8 | 6 | 8 | 12 | BranchMin8_BranchMax12 | 10 | 3 | 10 | 18 | HeaderMin10_HeaderMax18 | 10 | 5 | 15 | [20 empty] | NBS_040-135_4P_25HP_10.24_SS | 894.4426 | [5 empty] | KPVS_5012-7/8_4P_40HP_10.20_BRZ | 1658 | INVALID
69 | 69 | 6012-3/4-4P-75HP KPVS | KPVS_6012-3/4_4P_75HP_11.05_BRZ | 3118.5 | 3118.5 | 6237 | 2 | 0 | 2 | A | KPVS_SplitCase | 8 | 6 | 8 | 12 | BranchMin8_BranchMax12 | 10 | 3 | 10 | 18 | HeaderMin10_HeaderMax18 | 12 | 5 | 15 | [20 empty] | NBS_040-135_4P_25HP_10.24_SS | 894.4426 | [5 empty] | KPVS_5012-7/8_4P_40HP_10.20_BRZ | 1658
69 | 69 | 6012-3/4-4P-75HP KPVS | KPVS_6012-3/4_4P_75HP_11.05_BRZ | 3118.5 | 3118.5 | 6237 | 2 | 0 | 2 | A | KPVS_SplitCase | 8 | 6 | 8 | 12 | BranchMin8_BranchMax12 | 10 | 3 | 10 | 18 | HeaderMin10_HeaderMax18 | 14 | 5 | 15 | [20 empty] | NBS_040-135_4P_25HP_10.24_SS | 894.4426 | [5 empty] | KPVS_5012-7/8_4P_40HP_10.20_BRZ | 1658
69 | 69 | 6012-3/4-4P-75HP KPVS | KPVS_6012-3/4_4P_75HP_11.05_BRZ | 3118.5 | 3118.5 | 6237 | 2 | 0 | 2 | A | KPVS_SplitCase | 8 | 6 | 8 | 12 | BranchMin8_BranchMax12 | 10 | 3 | 10 | 18 | HeaderMin10_HeaderMax18 | 16 | 5 | 15 | [20 empty] | NBS_040-135_4P_25HP_10.24_SS | 894.4426 | [5 empty] | KPVS_5012-7/8_4P_40HP_10.20_BRZ | 1658
69 | 69 | 6012-3/4-4P-75HP KPVS | KPVS_6012-3/4_4P_75HP_11.05_BRZ | 3118.5 | 3118.5 | 6237 | 2 | 0 | 2 | A | KPVS_SplitCase | 8 | 6 | 8 | 12 | BranchMin8_BranchMax12 | 10 | 3 | 10 | 18 | HeaderMin10_HeaderMax18 | 18 | 5 | 15 | [20 empty] | NBS_040-135_4P_25HP_10.24_SS | 894.4426 | [5 empty] | KPVS_5012-7/8_4P_40HP_10.20_BRZ | 1658
69 | 69 | 6012-3/4-4P-75HP KPVS | KPVS_6012-3/4_4P_75HP_11.05_BRZ | 3118.5 | 3118.5 | 6237 | 2 | 0 | 2 | A | KPVS_SplitCase | 8 | 6 | 8 | 12 | BranchMin8_BranchMax12 | 12 | 3 | 10 | 18 | HeaderMin10_HeaderMax18 | 10 | 5 | 15 | [20 empty] | NBS_040-135_4P_25HP_10.24_SS | 894.4426 | [5 empty] | KPVS_5012-7/8_4P_40HP_10.20_BRZ | 1658 | INVALID
69 | 69 | 6012-3/4-4P-75HP KPVS | KPVS_6012-3/4_4P_75HP_11.05_BRZ | 3118.5 | 3118.5 | 6237 | 2 | 0 | 2 | A | KPVS_SplitCase | 8 | 6 | 8 | 12 | BranchMin8_BranchMax12 | 12 | 3 | 10 | 18 | HeaderMin10_HeaderMax18 | 12 | 5 | 15 | [20 empty] | NBS_040-135_4P_25HP_10.24_SS | 894.4426 | [5 empty] | KPVS_5012-7/8_4P_40HP_10.20_BRZ | 1658 | INVALID
69 | 69 | 6012-3/4-4P-75HP KPVS | KPVS_6012-3/4_4P_75HP_11.05_BRZ | 3118.5 | 3118.5 | 6237 | 2 | 0 | 2 | A | KPVS_SplitCase | 8 | 6 | 8 | 12 | BranchMin8_BranchMax12 | 12 | 3 | 10 | 18 | HeaderMin10_HeaderMax18 | 14 | 5 | 15 | [20 empty] | NBS_040-135_4P_25HP_10.24_SS | 894.4426 | [5 empty] | KPVS_5012-7/8_4P_40HP_10.20_BRZ | 1658
69 | 69 | 6012-3/4-4P-75HP KPVS | KPVS_6012-3/4_4P_75HP_11.05_BRZ | 3118.5 | 3118.5 | 6237 | 2 | 0 | 2 | A | KPVS_SplitCase | 8 | 6 | 8 | 12 | BranchMin8_BranchMax12 | 12 | 3 | 10 | 18 | HeaderMin10_HeaderMax18 | 16 | 5 | 15 | [20 empty] | NBS_040-135_4P_25HP_10.24_SS | 894.4426 | [5 empty] | KPVS_5012-7/8_4P_40HP_10.20_BRZ | 1658
69 | 69 | 6012-3/4-4P-75HP KPVS | KPVS_6012-3/4_4P_75HP_11.05_BRZ | 3118.5 | 3118.5 | 6237 | 2 | 0 | 2 | A | KPVS_SplitCase | 8 | 6 | 8 | 12 | BranchMin8_BranchMax12 | 12 | 3 | 10 | 18 | HeaderMin10_HeaderMax18 | 18 | 5 | 15 | [20 empty] | NBS_040-135_4P_25HP_10.24_SS | 894.4426 | [5 empty] | KPVS_5012-7/8_4P_40HP_10.20_BRZ | 1658
70 | 70 | 6012-3/4-4P-100HP KPVS | KPVS_6012-3/4_4P_100HP_12.00_BRZ | 3375 | 3375 | 6750 | 2 | 0 | 2 | A | KPVS_SplitCase | 8 | 6 | 8 | 12 | BranchMin8_BranchMax12 | 8 | 3 | 10 | 18 | HeaderMin10_HeaderMax18 | 10 | 5 | 15 | [20 empty] | NBS_040-135_4P_30HP_10.94_SS | 958.5264 | [5 empty] | KPVS_5012-7/8_4P_50HP_10.79_BRZ | 1758.4
70 | 70 | 6012-3/4-4P-100HP KPVS | KPVS_6012-3/4_4P_100HP_12.00_BRZ | 3375 | 3375 | 6750 | 2 | 0 | 2 | A | KPVS_SplitCase | 8 | 6 | 8 | 12 | BranchMin8_BranchMax12 | 8 | 3 | 10 | 18 | HeaderMin10_HeaderMax18 | 12 | 5 | 15 | [20 empty] | NBS_040-135_4P_30HP_10.94_SS | 958.5264 | [5 empty] | KPVS_5012-7/8_4P_50HP_10.79_BRZ | 1758.4
70 | 70 | 6012-3/4-4P-100HP KPVS | KPVS_6012-3/4_4P_100HP_12.00_BRZ | 3375 | 3375 | 6750 | 2 | 0 | 2 | A | KPVS_SplitCase | 8 | 6 | 8 | 12 | BranchMin8_BranchMax12 | 8 | 3 | 10 | 18 | HeaderMin10_HeaderMax18 | 14 | 5 | 15 | [20 empty] | NBS_040-135_4P_30HP_10.94_SS | 958.5264 | [5 empty] | KPVS_5012-7/8_4P_50HP_10.79_BRZ | 1758.4
70 | 70 | 6012-3/4-4P-100HP KPVS | KPVS_6012-3/4_4P_100HP_12.00_BRZ | 3375 | 3375 | 6750 | 2 | 0 | 2 | A | KPVS_SplitCase | 8 | 6 | 8 | 12 | BranchMin8_BranchMax12 | 8 | 3 | 10 | 18 | HeaderMin10_HeaderMax18 | 16 | 5 | 15 | [20 empty] | NBS_040-135_4P_30HP_10.94_SS | 958.5264 | [5 empty] | KPVS_5012-7/8_4P_50HP_10.79_BRZ | 1758.4
70 | 70 | 6012-3/4-4P-100HP KPVS | KPVS_6012-3/4_4P_100HP_12.00_BRZ | 3375 | 3375 | 6750 | 2 | 0 | 2 | A | KPVS_SplitCase | 8 | 6 | 8 | 12 | BranchMin8_BranchMax12 | 8 | 3 | 10 | 18 | HeaderMin10_HeaderMax18 | 18 | 5 | 15 | [20 empty] | NBS_040-135_4P_30HP_10.94_SS | 958.5264 | [5 empty] | KPVS_5012-7/8_4P_50HP_10.79_BRZ | 1758.4
70 | 70 | 6012-3/4-4P-100HP KPVS | KPVS_6012-3/4_4P_100HP_12.00_BRZ | 3375 | 3375 | 6750 | 2 | 0 | 2 | A | KPVS_SplitCase | 8 | 6 | 8 | 12 | BranchMin8_BranchMax12 | 10 | 3 | 10 | 18 | HeaderMin10_HeaderMax18 | 10 | 5 | 15 | [20 empty] | NBS_040-135_4P_30HP_10.94_SS | 958.5264 | [5 empty] | KPVS_5012-7/8_4P_50HP_10.79_BRZ | 1758.4 | INVALID
70 | 70 | 6012-3/4-4P-100HP KPVS | KPVS_6012-3/4_4P_100HP_12.00_BRZ | 3375 | 3375 | 6750 | 2 | 0 | 2 | A | KPVS_SplitCase | 8 | 6 | 8 | 12 | BranchMin8_BranchMax12 | 10 | 3 | 10 | 18 | HeaderMin10_HeaderMax18 | 12 | 5 | 15 | [20 empty] | NBS_040-135_4P_30HP_10.94_SS | 958.5264 | [5 empty] | KPVS_5012-7/8_4P_50HP_10.79_BRZ | 1758.4
70 | 70 | 6012-3/4-4P-100HP KPVS | KPVS_6012-3/4_4P_100HP_12.00_BRZ | 3375 | 3375 | 6750 | 2 | 0 | 2 | A | KPVS_SplitCase | 8 | 6 | 8 | 12 | BranchMin8_BranchMax12 | 10 | 3 | 10 | 18 | HeaderMin10_HeaderMax18 | 14 | 5 | 15 | [20 empty] | NBS_040-135_4P_30HP_10.94_SS | 958.5264 | [5 empty] | KPVS_5012-7/8_4P_50HP_10.79_BRZ | 1758.4
70 | 70 | 6012-3/4-4P-100HP KPVS | KPVS_6012-3/4_4P_100HP_12.00_BRZ | 3375 | 3375 | 6750 | 2 | 0 | 2 | A | KPVS_SplitCase | 8 | 6 | 8 | 12 | BranchMin8_BranchMax12 | 10 | 3 | 10 | 18 | HeaderMin10_HeaderMax18 | 16 | 5 | 15 | [20 empty] | NBS_040-135_4P_30HP_10.94_SS | 958.5264 | [5 empty] | KPVS_5012-7/8_4P_50HP_10.79_BRZ | 1758.4
70 | 70 | 6012-3/4-4P-100HP KPVS | KPVS_6012-3/4_4P_100HP_12.00_BRZ | 3375 | 3375 | 6750 | 2 | 0 | 2 | A | KPVS_SplitCase | 8 | 6 | 8 | 12 | BranchMin8_BranchMax12 | 10 | 3 | 10 | 18 | HeaderMin10_HeaderMax18 | 18 | 5 | 15 | [20 empty] | NBS_040-135_4P_30HP_10.94_SS | 958.5264 | [5 empty] | KPVS_5012-7/8_4P_50HP_10.79_BRZ | 1758.4
70 | 70 | 6012-3/4-4P-100HP KPVS | KPVS_6012-3/4_4P_100HP_12.00_BRZ | 3375 | 3375 | 6750 | 2 | 0 | 2 | A | KPVS_SplitCase | 8 | 6 | 8 | 12 | BranchMin8_BranchMax12 | 12 | 3 | 10 | 18 | HeaderMin10_HeaderMax18 | 10 | 5 | 15 | [20 empty] | NBS_040-135_4P_30HP_10.94_SS | 958.5264 | [5 empty] | KPVS_5012-7/8_4P_50HP_10.79_BRZ | 1758.4 | INVALID
70 | 70 | 6012-3/4-4P-100HP KPVS | KPVS_6012-3/4_4P_100HP_12.00_BRZ | 3375 | 3375 | 6750 | 2 | 0 | 2 | A | KPVS_SplitCase | 8 | 6 | 8 | 12 | BranchMin8_BranchMax12 | 12 | 3 | 10 | 18 | HeaderMin10_HeaderMax18 | 12 | 5 | 15 | [20 empty] | NBS_040-135_4P_30HP_10.94_SS | 958.5264 | [5 empty] | KPVS_5012-7/8_4P_50HP_10.79_BRZ | 1758.4 | INVALID
70 | 70 | 6012-3/4-4P-100HP KPVS | KPVS_6012-3/4_4P_100HP_12.00_BRZ | 3375 | 3375 | 6750 | 2 | 0 | 2 | A | KPVS_SplitCase | 8 | 6 | 8 | 12 | BranchMin8_BranchMax12 | 12 | 3 | 10 | 18 | HeaderMin10_HeaderMax18 | 14 | 5 | 15 | [20 empty] | NBS_040-135_4P_30HP_10.94_SS | 958.5264 | [5 empty] | KPVS_5012-7/8_4P_50HP_10.79_BRZ | 1758.4
70 | 70 | 6012-3/4-4P-100HP KPVS | KPVS_6012-3/4_4P_100HP_12.00_BRZ | 3375 | 3375 | 6750 | 2 | 0 | 2 | A | KPVS_SplitCase | 8 | 6 | 8 | 12 | BranchMin8_BranchMax12 | 12 | 3 | 10 | 18 | HeaderMin10_HeaderMax18 | 16 | 5 | 15 | [20 empty] | NBS_040-135_4P_30HP_10.94_SS | 958.5264 | [5 empty] | KPVS_5012-7/8_4P_50HP_10.79_BRZ | 1758.4
70 | 70 | 6012-3/4-4P-100HP KPVS | KPVS_6012-3/4_4P_100HP_12.00_BRZ | 3375 | 3375 | 6750 | 2 | 0 | 2 | A | KPVS_SplitCase | 8 | 6 | 8 | 12 | BranchMin8_BranchMax12 | 12 | 3 | 10 | 18 | HeaderMin10_HeaderMax18 | 18 | 5 | 15 | [20 empty] | NBS_040-135_4P_30HP_10.94_SS | 958.5264 | [5 empty] | KPVS_5012-7/8_4P_50HP_10.79_BRZ | 1758.4
71 | 71 | 6015-3/4-4P-40HP KPVS | KPVS_6015-3/4_4P_40HP_9.03_BRZ | 2242.4 | 2242.4 | 4484.8 | 2 | 0 | 2 | A | KPVS_SplitCase | 8 | 6 | 8 | 10 | BranchMin8_BranchMax10 | 8 | 2 | 10 | 16 | HeaderMin10_HeaderMax16 | 10 | 4 | 8 | [20 empty] | NBS_040-135_4P_40HP_11.81_SS | 1092.3955 | [5 empty] | KPVS_5012-7/8_4P_60HP_11.37_BRZ | 1869.9
71 | 71 | 6015-3/4-4P-40HP KPVS | KPVS_6015-3/4_4P_40HP_9.03_BRZ | 2242.4 | 2242.4 | 4484.8 | 2 | 0 | 2 | A | KPVS_SplitCase | 8 | 6 | 8 | 10 | BranchMin8_BranchMax10 | 8 | 2 | 10 | 16 | HeaderMin10_HeaderMax16 | 12 | 4 | 8 | [20 empty] | NBS_040-135_4P_40HP_11.81_SS | 1092.3955 | [5 empty] | KPVS_5012-7/8_4P_60HP_11.37_BRZ | 1869.9
71 | 71 | 6015-3/4-4P-40HP KPVS | KPVS_6015-3/4_4P_40HP_9.03_BRZ | 2242.4 | 2242.4 | 4484.8 | 2 | 0 | 2 | A | KPVS_SplitCase | 8 | 6 | 8 | 10 | BranchMin8_BranchMax10 | 8 | 2 | 10 | 16 | HeaderMin10_HeaderMax16 | 14 | 4 | 8 | [20 empty] | NBS_040-135_4P_40HP_11.81_SS | 1092.3955 | [5 empty] | KPVS_5012-7/8_4P_60HP_11.37_BRZ | 1869.9
71 | 71 | 6015-3/4-4P-40HP KPVS | KPVS_6015-3/4_4P_40HP_9.03_BRZ | 2242.4 | 2242.4 | 4484.8 | 2 | 0 | 2 | A | KPVS_SplitCase | 8 | 6 | 8 | 10 | BranchMin8_BranchMax10 | 8 | 2 | 10 | 16 | HeaderMin10_HeaderMax16 | 16 | 4 | 8 | [20 empty] | NBS_040-135_4P_40HP_11.81_SS | 1092.3955 | [5 empty] | KPVS_5012-7/8_4P_60HP_11.37_BRZ | 1869.9
71 | 71 | 6015-3/4-4P-40HP KPVS | KPVS_6015-3/4_4P_40HP_9.03_BRZ | 2242.4 | 2242.4 | 4484.8 | 2 | 0 | 2 | A | KPVS_SplitCase | 8 | 6 | 8 | 10 | BranchMin8_BranchMax10 | 10 | 2 | 10 | 16 | HeaderMin10_HeaderMax16 | 10 | 4 | 8 | [20 empty] | NBS_040-135_4P_40HP_11.81_SS | 1092.3955 | [5 empty] | KPVS_5012-7/8_4P_60HP_11.37_BRZ | 1869.9 | INVALID
71 | 71 | 6015-3/4-4P-40HP KPVS | KPVS_6015-3/4_4P_40HP_9.03_BRZ | 2242.4 | 2242.4 | 4484.8 | 2 | 0 | 2 | A | KPVS_SplitCase | 8 | 6 | 8 | 10 | BranchMin8_BranchMax10 | 10 | 2 | 10 | 16 | HeaderMin10_HeaderMax16 | 12 | 4 | 8 | [20 empty] | NBS_040-135_4P_40HP_11.81_SS | 1092.3955 | [5 empty] | KPVS_5012-7/8_4P_60HP_11.37_BRZ | 1869.9
71 | 71 | 6015-3/4-4P-40HP KPVS | KPVS_6015-3/4_4P_40HP_9.03_BRZ | 2242.4 | 2242.4 | 4484.8 | 2 | 0 | 2 | A | KPVS_SplitCase | 8 | 6 | 8 | 10 | BranchMin8_BranchMax10 | 10 | 2 | 10 | 16 | HeaderMin10_HeaderMax16 | 14 | 4 | 8 | [20 empty] | NBS_040-135_4P_40HP_11.81_SS | 1092.3955 | [5 empty] | KPVS_5012-7/8_4P_60HP_11.37_BRZ | 1869.9
71 | 71 | 6015-3/4-4P-40HP KPVS | KPVS_6015-3/4_4P_40HP_9.03_BRZ | 2242.4 | 2242.4 | 4484.8 | 2 | 0 | 2 | A | KPVS_SplitCase | 8 | 6 | 8 | 10 | BranchMin8_BranchMax10 | 10 | 2 | 10 | 16 | HeaderMin10_HeaderMax16 | 16 | 4 | 8 | [20 empty] | NBS_040-135_4P_40HP_11.81_SS | 1092.3955 | [5 empty] | KPVS_5012-7/8_4P_60HP_11.37_BRZ | 1869.9
72 | 72 | 6015-3/4-4P-50HP KPVS | KPVS_6015-3/4_4P_50HP_9.58_BRZ | 2378.6 | 2378.6 | 4757.2 | 2 | 0 | 2 | A | KPVS_SplitCase | 8 | 6 | 8 | 10 | BranchMin8_BranchMax10 | 8 | 2 | 10 | 16 | HeaderMin10_HeaderMax16 | 10 | 4 | 8 | [20 empty] | NBS_040-135_4P_50HP_12.83_SS | 1108.1578 | [5 empty] | KPVS_5012-7/8_4P_75HP_12.00_BRZ | 2000
72 | 72 | 6015-3/4-4P-50HP KPVS | KPVS_6015-3/4_4P_50HP_9.58_BRZ | 2378.6 | 2378.6 | 4757.2 | 2 | 0 | 2 | A | KPVS_SplitCase | 8 | 6 | 8 | 10 | BranchMin8_BranchMax10 | 8 | 2 | 10 | 16 | HeaderMin10_HeaderMax16 | 12 | 4 | 8 | [20 empty] | NBS_040-135_4P_50HP_12.83_SS | 1108.1578 | [5 empty] | KPVS_5012-7/8_4P_75HP_12.00_BRZ | 2000
72 | 72 | 6015-3/4-4P-50HP KPVS | KPVS_6015-3/4_4P_50HP_9.58_BRZ | 2378.6 | 2378.6 | 4757.2 | 2 | 0 | 2 | A | KPVS_SplitCase | 8 | 6 | 8 | 10 | BranchMin8_BranchMax10 | 8 | 2 | 10 | 16 | HeaderMin10_HeaderMax16 | 14 | 4 | 8 | [20 empty] | NBS_040-135_4P_50HP_12.83_SS | 1108.1578 | [5 empty] | KPVS_5012-7/8_4P_75HP_12.00_BRZ | 2000
72 | 72 | 6015-3/4-4P-50HP KPVS | KPVS_6015-3/4_4P_50HP_9.58_BRZ | 2378.6 | 2378.6 | 4757.2 | 2 | 0 | 2 | A | KPVS_SplitCase | 8 | 6 | 8 | 10 | BranchMin8_BranchMax10 | 8 | 2 | 10 | 16 | HeaderMin10_HeaderMax16 | 16 | 4 | 8 | [20 empty] | NBS_040-135_4P_50HP_12.83_SS | 1108.1578 | [5 empty] | KPVS_5012-7/8_4P_75HP_12.00_BRZ | 2000
72 | 72 | 6015-3/4-4P-50HP KPVS | KPVS_6015-3/4_4P_50HP_9.58_BRZ | 2378.6 | 2378.6 | 4757.2 | 2 | 0 | 2 | A | KPVS_SplitCase | 8 | 6 | 8 | 10 | BranchMin8_BranchMax10 | 10 | 2 | 10 | 16 | HeaderMin10_HeaderMax16 | 10 | 4 | 8 | [20 empty] | NBS_040-135_4P_50HP_12.83_SS | 1108.1578 | [5 empty] | KPVS_5012-7/8_4P_75HP_12.00_BRZ | 2000 | INVALID
72 | 72 | 6015-3/4-4P-50HP KPVS | KPVS_6015-3/4_4P_50HP_9.58_BRZ | 2378.6 | 2378.6 | 4757.2 | 2 | 0 | 2 | A | KPVS_SplitCase | 8 | 6 | 8 | 10 | BranchMin8_BranchMax10 | 10 | 2 | 10 | 16 | HeaderMin10_HeaderMax16 | 12 | 4 | 8 | [20 empty] | NBS_040-135_4P_50HP_12.83_SS | 1108.1578 | [5 empty] | KPVS_5012-7/8_4P_75HP_12.00_BRZ | 2000
72 | 72 | 6015-3/4-4P-50HP KPVS | KPVS_6015-3/4_4P_50HP_9.58_BRZ | 2378.6 | 2378.6 | 4757.2 | 2 | 0 | 2 | A | KPVS_SplitCase | 8 | 6 | 8 | 10 | BranchMin8_BranchMax10 | 10 | 2 | 10 | 16 | HeaderMin10_HeaderMax16 | 14 | 4 | 8 | [20 empty] | NBS_040-135_4P_50HP_12.83_SS | 1108.1578 | [5 empty] | KPVS_5012-7/8_4P_75HP_12.00_BRZ | 2000
72 | 72 | 6015-3/4-4P-50HP KPVS | KPVS_6015-3/4_4P_50HP_9.58_BRZ | 2378.6 | 2378.6 | 4757.2 | 2 | 0 | 2 | A | KPVS_SplitCase | 8 | 6 | 8 | 10 | BranchMin8_BranchMax10 | 10 | 2 | 10 | 16 | HeaderMin10_HeaderMax16 | 16 | 4 | 8 | [20 empty] | NBS_040-135_4P_50HP_12.83_SS | 1108.1578 | [5 empty] | KPVS_5012-7/8_4P_75HP_12.00_BRZ | 2000
73 | 73 | 6015-3/4-4P-60HP KPVS | KPVS_6015-3/4_4P_60HP_10.10_BRZ | 2507.3 | 2507.3 | 5014.6 | 2 | 0 | 2 | A | KPVS_SplitCase | 8 | 6 | 8 | 12 | BranchMin8_BranchMax12 | 8 | 3 | 10 | 16 | HeaderMin10_HeaderMax16 | 10 | 4 | 12 | [20 empty] | NBS_040-150_4P_50HP_12.36_SS | 1179.7044 | [5 empty] | KPVS_5015-9/0_4P_100HP_13.60_BRZ | 2182.4
73 | 73 | 6015-3/4-4P-60HP KPVS | KPVS_6015-3/4_4P_60HP_10.10_BRZ | 2507.3 | 2507.3 | 5014.6 | 2 | 0 | 2 | A | KPVS_SplitCase | 8 | 6 | 8 | 12 | BranchMin8_BranchMax12 | 8 | 3 | 10 | 16 | HeaderMin10_HeaderMax16 | 12 | 4 | 12 | [20 empty] | NBS_040-150_4P_50HP_12.36_SS | 1179.7044 | [5 empty] | KPVS_5015-9/0_4P_100HP_13.60_BRZ | 2182.4
73 | 73 | 6015-3/4-4P-60HP KPVS | KPVS_6015-3/4_4P_60HP_10.10_BRZ | 2507.3 | 2507.3 | 5014.6 | 2 | 0 | 2 | A | KPVS_SplitCase | 8 | 6 | 8 | 12 | BranchMin8_BranchMax12 | 8 | 3 | 10 | 16 | HeaderMin10_HeaderMax16 | 14 | 4 | 12 | [20 empty] | NBS_040-150_4P_50HP_12.36_SS | 1179.7044 | [5 empty] | KPVS_5015-9/0_4P_100HP_13.60_BRZ | 2182.4
73 | 73 | 6015-3/4-4P-60HP KPVS | KPVS_6015-3/4_4P_60HP_10.10_BRZ | 2507.3 | 2507.3 | 5014.6 | 2 | 0 | 2 | A | KPVS_SplitCase | 8 | 6 | 8 | 12 | BranchMin8_BranchMax12 | 8 | 3 | 10 | 16 | HeaderMin10_HeaderMax16 | 16 | 4 | 12 | [20 empty] | NBS_040-150_4P_50HP_12.36_SS | 1179.7044 | [5 empty] | KPVS_5015-9/0_4P_100HP_13.60_BRZ | 2182.4
73 | 73 | 6015-3/4-4P-60HP KPVS | KPVS_6015-3/4_4P_60HP_10.10_BRZ | 2507.3 | 2507.3 | 5014.6 | 2 | 0 | 2 | A | KPVS_SplitCase | 8 | 6 | 8 | 12 | BranchMin8_BranchMax12 | 10 | 3 | 10 | 16 | HeaderMin10_HeaderMax16 | 10 | 4 | 12 | [20 empty] | NBS_040-150_4P_50HP_12.36_SS | 1179.7044 | [5 empty] | KPVS_5015-9/0_4P_100HP_13.60_BRZ | 2182.4 | INVALID
73 | 73 | 6015-3/4-4P-60HP KPVS | KPVS_6015-3/4_4P_60HP_10.10_BRZ | 2507.3 | 2507.3 | 5014.6 | 2 | 0 | 2 | A | KPVS_SplitCase | 8 | 6 | 8 | 12 | BranchMin8_BranchMax12 | 10 | 3 | 10 | 16 | HeaderMin10_HeaderMax16 | 12 | 4 | 12 | [20 empty] | NBS_040-150_4P_50HP_12.36_SS | 1179.7044 | [5 empty] | KPVS_5015-9/0_4P_100HP_13.60_BRZ | 2182.4
73 | 73 | 6015-3/4-4P-60HP KPVS | KPVS_6015-3/4_4P_60HP_10.10_BRZ | 2507.3 | 2507.3 | 5014.6 | 2 | 0 | 2 | A | KPVS_SplitCase | 8 | 6 | 8 | 12 | BranchMin8_BranchMax12 | 10 | 3 | 10 | 16 | HeaderMin10_HeaderMax16 | 14 | 4 | 12 | [20 empty] | NBS_040-150_4P_50HP_12.36_SS | 1179.7044 | [5 empty] | KPVS_5015-9/0_4P_100HP_13.60_BRZ | 2182.4
73 | 73 | 6015-3/4-4P-60HP KPVS | KPVS_6015-3/4_4P_60HP_10.10_BRZ | 2507.3 | 2507.3 | 5014.6 | 2 | 0 | 2 | A | KPVS_SplitCase | 8 | 6 | 8 | 12 | BranchMin8_BranchMax12 | 10 | 3 | 10 | 16 | HeaderMin10_HeaderMax16 | 16 | 4 | 12 | [20 empty] | NBS_040-150_4P_50HP_12.36_SS | 1179.7044 | [5 empty] | KPVS_5015-9/0_4P_100HP_13.60_BRZ | 2182.4
73 | 73 | 6015-3/4-4P-60HP KPVS | KPVS_6015-3/4_4P_60HP_10.10_BRZ | 2507.3 | 2507.3 | 5014.6 | 2 | 0 | 2 | A | KPVS_SplitCase | 8 | 6 | 8 | 12 | BranchMin8_BranchMax12 | 12 | 3 | 10 | 16 | HeaderMin10_HeaderMax16 | 10 | 4 | 12 | [20 empty] | NBS_040-150_4P_50HP_12.36_SS | 1179.7044 | [5 empty] | KPVS_5015-9/0_4P_100HP_13.60_BRZ | 2182.4 | INVALID
73 | 73 | 6015-3/4-4P-60HP KPVS | KPVS_6015-3/4_4P_60HP_10.10_BRZ | 2507.3 | 2507.3 | 5014.6 | 2 | 0 | 2 | A | KPVS_SplitCase | 8 | 6 | 8 | 12 | BranchMin8_BranchMax12 | 12 | 3 | 10 | 16 | HeaderMin10_HeaderMax16 | 12 | 4 | 12 | [20 empty] | NBS_040-150_4P_50HP_12.36_SS | 1179.7044 | [5 empty] | KPVS_5015-9/0_4P_100HP_13.60_BRZ | 2182.4 | INVALID
73 | 73 | 6015-3/4-4P-60HP KPVS | KPVS_6015-3/4_4P_60HP_10.10_BRZ | 2507.3 | 2507.3 | 5014.6 | 2 | 0 | 2 | A | KPVS_SplitCase | 8 | 6 | 8 | 12 | BranchMin8_BranchMax12 | 12 | 3 | 10 | 16 | HeaderMin10_HeaderMax16 | 14 | 4 | 12 | [20 empty] | NBS_040-150_4P_50HP_12.36_SS | 1179.7044 | [5 empty] | KPVS_5015-9/0_4P_100HP_13.60_BRZ | 2182.4
73 | 73 | 6015-3/4-4P-60HP KPVS | KPVS_6015-3/4_4P_60HP_10.10_BRZ | 2507.3 | 2507.3 | 5014.6 | 2 | 0 | 2 | A | KPVS_SplitCase | 8 | 6 | 8 | 12 | BranchMin8_BranchMax12 | 12 | 3 | 10 | 16 | HeaderMin10_HeaderMax16 | 16 | 4 | 12 | [20 empty] | NBS_040-150_4P_50HP_12.36_SS | 1179.7044 | [5 empty] | KPVS_5015-9/0_4P_100HP_13.60_BRZ | 2182.4
74 | 74 | 6015-3/4-4P-75HP KPVS | KPVS_6015-3/4_4P_75HP_10.82_BRZ | 2685.5 | 2685.5 | 5371 | 2 | 0 | 2 | A | KPVS_SplitCase | 8 | 6 | 8 | 12 | BranchMin8_BranchMax12 | 8 | 3 | 10 | 16 | HeaderMin10_HeaderMax16 | 10 | 4 | 12 | [20 empty] | NBS_040-150_4P_60HP_13.07_SS | 1257.8884 | [5 empty] | KPVS_5015-9/0_4P_125HP_14.35_BRZ | 2327.6
74 | 74 | 6015-3/4-4P-75HP KPVS | KPVS_6015-3/4_4P_75HP_10.82_BRZ | 2685.5 | 2685.5 | 5371 | 2 | 0 | 2 | A | KPVS_SplitCase | 8 | 6 | 8 | 12 | BranchMin8_BranchMax12 | 8 | 3 | 10 | 16 | HeaderMin10_HeaderMax16 | 12 | 4 | 12 | [20 empty] | NBS_040-150_4P_60HP_13.07_SS | 1257.8884 | [5 empty] | KPVS_5015-9/0_4P_125HP_14.35_BRZ | 2327.6
74 | 74 | 6015-3/4-4P-75HP KPVS | KPVS_6015-3/4_4P_75HP_10.82_BRZ | 2685.5 | 2685.5 | 5371 | 2 | 0 | 2 | A | KPVS_SplitCase | 8 | 6 | 8 | 12 | BranchMin8_BranchMax12 | 8 | 3 | 10 | 16 | HeaderMin10_HeaderMax16 | 14 | 4 | 12 | [20 empty] | NBS_040-150_4P_60HP_13.07_SS | 1257.8884 | [5 empty] | KPVS_5015-9/0_4P_125HP_14.35_BRZ | 2327.6
74 | 74 | 6015-3/4-4P-75HP KPVS | KPVS_6015-3/4_4P_75HP_10.82_BRZ | 2685.5 | 2685.5 | 5371 | 2 | 0 | 2 | A | KPVS_SplitCase | 8 | 6 | 8 | 12 | BranchMin8_BranchMax12 | 8 | 3 | 10 | 16 | HeaderMin10_HeaderMax16 | 16 | 4 | 12 | [20 empty] | NBS_040-150_4P_60HP_13.07_SS | 1257.8884 | [5 empty] | KPVS_5015-9/0_4P_125HP_14.35_BRZ | 2327.6
74 | 74 | 6015-3/4-4P-75HP KPVS | KPVS_6015-3/4_4P_75HP_10.82_BRZ | 2685.5 | 2685.5 | 5371 | 2 | 0 | 2 | A | KPVS_SplitCase | 8 | 6 | 8 | 12 | BranchMin8_BranchMax12 | 10 | 3 | 10 | 16 | HeaderMin10_HeaderMax16 | 10 | 4 | 12 | [20 empty] | NBS_040-150_4P_60HP_13.07_SS | 1257.8884 | [5 empty] | KPVS_5015-9/0_4P_125HP_14.35_BRZ | 2327.6 | INVALID
74 | 74 | 6015-3/4-4P-75HP KPVS | KPVS_6015-3/4_4P_75HP_10.82_BRZ | 2685.5 | 2685.5 | 5371 | 2 | 0 | 2 | A | KPVS_SplitCase | 8 | 6 | 8 | 12 | BranchMin8_BranchMax12 | 10 | 3 | 10 | 16 | HeaderMin10_HeaderMax16 | 12 | 4 | 12 | [20 empty] | NBS_040-150_4P_60HP_13.07_SS | 1257.8884 | [5 empty] | KPVS_5015-9/0_4P_125HP_14.35_BRZ | 2327.6
74 | 74 | 6015-3/4-4P-75HP KPVS | KPVS_6015-3/4_4P_75HP_10.82_BRZ | 2685.5 | 2685.5 | 5371 | 2 | 0 | 2 | A | KPVS_SplitCase | 8 | 6 | 8 | 12 | BranchMin8_BranchMax12 | 10 | 3 | 10 | 16 | HeaderMin10_HeaderMax16 | 14 | 4 | 12 | [20 empty] | NBS_040-150_4P_60HP_13.07_SS | 1257.8884 | [5 empty] | KPVS_5015-9/0_4P_125HP_14.35_BRZ | 2327.6
74 | 74 | 6015-3/4-4P-75HP KPVS | KPVS_6015-3/4_4P_75HP_10.82_BRZ | 2685.5 | 2685.5 | 5371 | 2 | 0 | 2 | A | KPVS_SplitCase | 8 | 6 | 8 | 12 | BranchMin8_BranchMax12 | 10 | 3 | 10 | 16 | HeaderMin10_HeaderMax16 | 16 | 4 | 12 | [20 empty] | NBS_040-150_4P_60HP_13.07_SS | 1257.8884 | [5 empty] | KPVS_5015-9/0_4P_125HP_14.35_BRZ | 2327.6
74 | 74 | 6015-3/4-4P-75HP KPVS | KPVS_6015-3/4_4P_75HP_10.82_BRZ | 2685.5 | 2685.5 | 5371 | 2 | 0 | 2 | A | KPVS_SplitCase | 8 | 6 | 8 | 12 | BranchMin8_BranchMax12 | 12 | 3 | 10 | 16 | HeaderMin10_HeaderMax16 | 10 | 4 | 12 | [20 empty] | NBS_040-150_4P_60HP_13.07_SS | 1257.8884 | [5 empty] | KPVS_5015-9/0_4P_125HP_14.35_BRZ | 2327.6 | INVALID
74 | 74 | 6015-3/4-4P-75HP KPVS | KPVS_6015-3/4_4P_75HP_10.82_BRZ | 2685.5 | 2685.5 | 5371 | 2 | 0 | 2 | A | KPVS_SplitCase | 8 | 6 | 8 | 12 | BranchMin8_BranchMax12 | 12 | 3 | 10 | 16 | HeaderMin10_HeaderMax16 | 12 | 4 | 12 | [20 empty] | NBS_040-150_4P_60HP_13.07_SS | 1257.8884 | [5 empty] | KPVS_5015-9/0_4P_125HP_14.35_BRZ | 2327.6 | INVALID
74 | 74 | 6015-3/4-4P-75HP KPVS | KPVS_6015-3/4_4P_75HP_10.82_BRZ | 2685.5 | 2685.5 | 5371 | 2 | 0 | 2 | A | KPVS_SplitCase | 8 | 6 | 8 | 12 | BranchMin8_BranchMax12 | 12 | 3 | 10 | 16 | HeaderMin10_HeaderMax16 | 14 | 4 | 12 | [20 empty] | NBS_040-150_4P_60HP_13.07_SS | 1257.8884 | [5 empty] | KPVS_5015-9/0_4P_125HP_14.35_BRZ | 2327.6
74 | 74 | 6015-3/4-4P-75HP KPVS | KPVS_6015-3/4_4P_75HP_10.82_BRZ | 2685.5 | 2685.5 | 5371 | 2 | 0 | 2 | A | KPVS_SplitCase | 8 | 6 | 8 | 12 | BranchMin8_BranchMax12 | 12 | 3 | 10 | 16 | HeaderMin10_HeaderMax16 | 16 | 4 | 12 | [20 empty] | NBS_040-150_4P_60HP_13.07_SS | 1257.8884 | [5 empty] | KPVS_5015-9/0_4P_125HP_14.35_BRZ | 2327.6
75 | 75 | 6015-3/4-4P-100HP KPVS | KPVS_6015-3/4_4P_100HP_11.99_BRZ | 2975 | 2975 | 5950 | 2 | 0 | 2 | A | KPVS_SplitCase | 8 | 6 | 8 | 12 | BranchMin8_BranchMax12 | 8 | 3 | 10 | 18 | HeaderMin10_HeaderMax18 | 10 | 5 | 15 | [20 empty] | NBS_040-150_4P_75HP_14.02_SS | 1397.6463 | [5 empty] | KPVS_5015-9/0_4P_150HP_15.00_BRZ | 2460
75 | 75 | 6015-3/4-4P-100HP KPVS | KPVS_6015-3/4_4P_100HP_11.99_BRZ | 2975 | 2975 | 5950 | 2 | 0 | 2 | A | KPVS_SplitCase | 8 | 6 | 8 | 12 | BranchMin8_BranchMax12 | 8 | 3 | 10 | 18 | HeaderMin10_HeaderMax18 | 12 | 5 | 15 | [20 empty] | NBS_040-150_4P_75HP_14.02_SS | 1397.6463 | [5 empty] | KPVS_5015-9/0_4P_150HP_15.00_BRZ | 2460
75 | 75 | 6015-3/4-4P-100HP KPVS | KPVS_6015-3/4_4P_100HP_11.99_BRZ | 2975 | 2975 | 5950 | 2 | 0 | 2 | A | KPVS_SplitCase | 8 | 6 | 8 | 12 | BranchMin8_BranchMax12 | 8 | 3 | 10 | 18 | HeaderMin10_HeaderMax18 | 14 | 5 | 15 | [20 empty] | NBS_040-150_4P_75HP_14.02_SS | 1397.6463 | [5 empty] | KPVS_5015-9/0_4P_150HP_15.00_BRZ | 2460
75 | 75 | 6015-3/4-4P-100HP KPVS | KPVS_6015-3/4_4P_100HP_11.99_BRZ | 2975 | 2975 | 5950 | 2 | 0 | 2 | A | KPVS_SplitCase | 8 | 6 | 8 | 12 | BranchMin8_BranchMax12 | 8 | 3 | 10 | 18 | HeaderMin10_HeaderMax18 | 16 | 5 | 15 | [20 empty] | NBS_040-150_4P_75HP_14.02_SS | 1397.6463 | [5 empty] | KPVS_5015-9/0_4P_150HP_15.00_BRZ | 2460
75 | 75 | 6015-3/4-4P-100HP KPVS | KPVS_6015-3/4_4P_100HP_11.99_BRZ | 2975 | 2975 | 5950 | 2 | 0 | 2 | A | KPVS_SplitCase | 8 | 6 | 8 | 12 | BranchMin8_BranchMax12 | 8 | 3 | 10 | 18 | HeaderMin10_HeaderMax18 | 18 | 5 | 15 | [20 empty] | NBS_040-150_4P_75HP_14.02_SS | 1397.6463 | [5 empty] | KPVS_5015-9/0_4P_150HP_15.00_BRZ | 2460
75 | 75 | 6015-3/4-4P-100HP KPVS | KPVS_6015-3/4_4P_100HP_11.99_BRZ | 2975 | 2975 | 5950 | 2 | 0 | 2 | A | KPVS_SplitCase | 8 | 6 | 8 | 12 | BranchMin8_BranchMax12 | 10 | 3 | 10 | 18 | HeaderMin10_HeaderMax18 | 10 | 5 | 15 | [20 empty] | NBS_040-150_4P_75HP_14.02_SS | 1397.6463 | [5 empty] | KPVS_5015-9/0_4P_150HP_15.00_BRZ | 2460 | INVALID
75 | 75 | 6015-3/4-4P-100HP KPVS | KPVS_6015-3/4_4P_100HP_11.99_BRZ | 2975 | 2975 | 5950 | 2 | 0 | 2 | A | KPVS_SplitCase | 8 | 6 | 8 | 12 | BranchMin8_BranchMax12 | 10 | 3 | 10 | 18 | HeaderMin10_HeaderMax18 | 12 | 5 | 15 | [20 empty] | NBS_040-150_4P_75HP_14.02_SS | 1397.6463 | [5 empty] | KPVS_5015-9/0_4P_150HP_15.00_BRZ | 2460
75 | 75 | 6015-3/4-4P-100HP KPVS | KPVS_6015-3/4_4P_100HP_11.99_BRZ | 2975 | 2975 | 5950 | 2 | 0 | 2 | A | KPVS_SplitCase | 8 | 6 | 8 | 12 | BranchMin8_BranchMax12 | 10 | 3 | 10 | 18 | HeaderMin10_HeaderMax18 | 14 | 5 | 15 | [20 empty] | NBS_040-150_4P_75HP_14.02_SS | 1397.6463 | [5 empty] | KPVS_5015-9/0_4P_150HP_15.00_BRZ | 2460
75 | 75 | 6015-3/4-4P-100HP KPVS | KPVS_6015-3/4_4P_100HP_11.99_BRZ | 2975 | 2975 | 5950 | 2 | 0 | 2 | A | KPVS_SplitCase | 8 | 6 | 8 | 12 | BranchMin8_BranchMax12 | 10 | 3 | 10 | 18 | HeaderMin10_HeaderMax18 | 16 | 5 | 15 | [20 empty] | NBS_040-150_4P_75HP_14.02_SS | 1397.6463 | [5 empty] | KPVS_5015-9/0_4P_150HP_15.00_BRZ | 2460
75 | 75 | 6015-3/4-4P-100HP KPVS | KPVS_6015-3/4_4P_100HP_11.99_BRZ | 2975 | 2975 | 5950 | 2 | 0 | 2 | A | KPVS_SplitCase | 8 | 6 | 8 | 12 | BranchMin8_BranchMax12 | 10 | 3 | 10 | 18 | HeaderMin10_HeaderMax18 | 18 | 5 | 15 | [20 empty] | NBS_040-150_4P_75HP_14.02_SS | 1397.6463 | [5 empty] | KPVS_5015-9/0_4P_150HP_15.00_BRZ | 2460
75 | 75 | 6015-3/4-4P-100HP KPVS | KPVS_6015-3/4_4P_100HP_11.99_BRZ | 2975 | 2975 | 5950 | 2 | 0 | 2 | A | KPVS_SplitCase | 8 | 6 | 8 | 12 | BranchMin8_BranchMax12 | 12 | 3 | 10 | 18 | HeaderMin10_HeaderMax18 | 10 | 5 | 15 | [20 empty] | NBS_040-150_4P_75HP_14.02_SS | 1397.6463 | [5 empty] | KPVS_5015-9/0_4P_150HP_15.00_BRZ | 2460 | INVALID
75 | 75 | 6015-3/4-4P-100HP KPVS | KPVS_6015-3/4_4P_100HP_11.99_BRZ | 2975 | 2975 | 5950 | 2 | 0 | 2 | A | KPVS_SplitCase | 8 | 6 | 8 | 12 | BranchMin8_BranchMax12 | 12 | 3 | 10 | 18 | HeaderMin10_HeaderMax18 | 12 | 5 | 15 | [20 empty] | NBS_040-150_4P_75HP_14.02_SS | 1397.6463 | [5 empty] | KPVS_5015-9/0_4P_150HP_15.00_BRZ | 2460 | INVALID
75 | 75 | 6015-3/4-4P-100HP KPVS | KPVS_6015-3/4_4P_100HP_11.99_BRZ | 2975 | 2975 | 5950 | 2 | 0 | 2 | A | KPVS_SplitCase | 8 | 6 | 8 | 12 | BranchMin8_BranchMax12 | 12 | 3 | 10 | 18 | HeaderMin10_HeaderMax18 | 14 | 5 | 15 | [20 empty] | NBS_040-150_4P_75HP_14.02_SS | 1397.6463 | [5 empty] | KPVS_5015-9/0_4P_150HP_15.00_BRZ | 2460
75 | 75 | 6015-3/4-4P-100HP KPVS | KPVS_6015-3/4_4P_100HP_11.99_BRZ | 2975 | 2975 | 5950 | 2 | 0 | 2 | A | KPVS_SplitCase | 8 | 6 | 8 | 12 | BranchMin8_BranchMax12 | 12 | 3 | 10 | 18 | HeaderMin10_HeaderMax18 | 16 | 5 | 15 | [20 empty] | NBS_040-150_4P_75HP_14.02_SS | 1397.6463 | [5 empty] | KPVS_5015-9/0_4P_150HP_15.00_BRZ | 2460
75 | 75 | 6015-3/4-4P-100HP KPVS | KPVS_6015-3/4_4P_100HP_11.99_BRZ | 2975 | 2975 | 5950 | 2 | 0 | 2 | A | KPVS_SplitCase | 8 | 6 | 8 | 12 | BranchMin8_BranchMax12 | 12 | 3 | 10 | 18 | HeaderMin10_HeaderMax18 | 18 | 5 | 15 | [20 empty] | NBS_040-150_4P_75HP_14.02_SS | 1397.6463 | [5 empty] | KPVS_5015-9/0_4P_150HP_15.00_BRZ | 2460
76 | 76 | 6015-3/4-4P-125HP KPVS | KPVS_6015-3/4_4P_125HP_12.84_BRZ | 3257.5 | 3257.5 | 6515 | 2 | 0 | 2 | A | KPVS_SplitCase | 8 | 6 | 8 | 12 | BranchMin8_BranchMax12 | 8 | 3 | 10 | 18 | HeaderMin10_HeaderMax18 | 10 | 5 | 15 | [20 empty] | NBS_040-150_4P_100HP_15.28_SS | 1556.5458 | [5 empty] | KPVS_5015-9/0_4P_25HP_9.03_BRZ | 1495.7
76 | 76 | 6015-3/4-4P-125HP KPVS | KPVS_6015-3/4_4P_125HP_12.84_BRZ | 3257.5 | 3257.5 | 6515 | 2 | 0 | 2 | A | KPVS_SplitCase | 8 | 6 | 8 | 12 | BranchMin8_BranchMax12 | 8 | 3 | 10 | 18 | HeaderMin10_HeaderMax18 | 12 | 5 | 15 | [20 empty] | NBS_040-150_4P_100HP_15.28_SS | 1556.5458 | [5 empty] | KPVS_5015-9/0_4P_25HP_9.03_BRZ | 1495.7
76 | 76 | 6015-3/4-4P-125HP KPVS | KPVS_6015-3/4_4P_125HP_12.84_BRZ | 3257.5 | 3257.5 | 6515 | 2 | 0 | 2 | A | KPVS_SplitCase | 8 | 6 | 8 | 12 | BranchMin8_BranchMax12 | 8 | 3 | 10 | 18 | HeaderMin10_HeaderMax18 | 14 | 5 | 15 | [20 empty] | NBS_040-150_4P_100HP_15.28_SS | 1556.5458 | [5 empty] | KPVS_5015-9/0_4P_25HP_9.03_BRZ | 1495.7
76 | 76 | 6015-3/4-4P-125HP KPVS | KPVS_6015-3/4_4P_125HP_12.84_BRZ | 3257.5 | 3257.5 | 6515 | 2 | 0 | 2 | A | KPVS_SplitCase | 8 | 6 | 8 | 12 | BranchMin8_BranchMax12 | 8 | 3 | 10 | 18 | HeaderMin10_HeaderMax18 | 16 | 5 | 15 | [20 empty] | NBS_040-150_4P_100HP_15.28_SS | 1556.5458 | [5 empty] | KPVS_5015-9/0_4P_25HP_9.03_BRZ | 1495.7
76 | 76 | 6015-3/4-4P-125HP KPVS | KPVS_6015-3/4_4P_125HP_12.84_BRZ | 3257.5 | 3257.5 | 6515 | 2 | 0 | 2 | A | KPVS_SplitCase | 8 | 6 | 8 | 12 | BranchMin8_BranchMax12 | 8 | 3 | 10 | 18 | HeaderMin10_HeaderMax18 | 18 | 5 | 15 | [20 empty] | NBS_040-150_4P_100HP_15.28_SS | 1556.5458 | [5 empty] | KPVS_5015-9/0_4P_25HP_9.03_BRZ | 1495.7
76 | 76 | 6015-3/4-4P-125HP KPVS | KPVS_6015-3/4_4P_125HP_12.84_BRZ | 3257.5 | 3257.5 | 6515 | 2 | 0 | 2 | A | KPVS_SplitCase | 8 | 6 | 8 | 12 | BranchMin8_BranchMax12 | 10 | 3 | 10 | 18 | HeaderMin10_HeaderMax18 | 10 | 5 | 15 | [20 empty] | NBS_040-150_4P_100HP_15.28_SS | 1556.5458 | [5 empty] | KPVS_5015-9/0_4P_25HP_9.03_BRZ | 1495.7 | INVALID
76 | 76 | 6015-3/4-4P-125HP KPVS | KPVS_6015-3/4_4P_125HP_12.84_BRZ | 3257.5 | 3257.5 | 6515 | 2 | 0 | 2 | A | KPVS_SplitCase | 8 | 6 | 8 | 12 | BranchMin8_BranchMax12 | 10 | 3 | 10 | 18 | HeaderMin10_HeaderMax18 | 12 | 5 | 15 | [20 empty] | NBS_040-150_4P_100HP_15.28_SS | 1556.5458 | [5 empty] | KPVS_5015-9/0_4P_25HP_9.03_BRZ | 1495.7
76 | 76 | 6015-3/4-4P-125HP KPVS | KPVS_6015-3/4_4P_125HP_12.84_BRZ | 3257.5 | 3257.5 | 6515 | 2 | 0 | 2 | A | KPVS_SplitCase | 8 | 6 | 8 | 12 | BranchMin8_BranchMax12 | 10 | 3 | 10 | 18 | HeaderMin10_HeaderMax18 | 14 | 5 | 15 | [20 empty] | NBS_040-150_4P_100HP_15.28_SS | 1556.5458 | [5 empty] | KPVS_5015-9/0_4P_25HP_9.03_BRZ | 1495.7
76 | 76 | 6015-3/4-4P-125HP KPVS | KPVS_6015-3/4_4P_125HP_12.84_BRZ | 3257.5 | 3257.5 | 6515 | 2 | 0 | 2 | A | KPVS_SplitCase | 8 | 6 | 8 | 12 | BranchMin8_BranchMax12 | 10 | 3 | 10 | 18 | HeaderMin10_HeaderMax18 | 16 | 5 | 15 | [20 empty] | NBS_040-150_4P_100HP_15.28_SS | 1556.5458 | [5 empty] | KPVS_5015-9/0_4P_25HP_9.03_BRZ | 1495.7
76 | 76 | 6015-3/4-4P-125HP KPVS | KPVS_6015-3/4_4P_125HP_12.84_BRZ | 3257.5 | 3257.5 | 6515 | 2 | 0 | 2 | A | KPVS_SplitCase | 8 | 6 | 8 | 12 | BranchMin8_BranchMax12 | 10 | 3 | 10 | 18 | HeaderMin10_HeaderMax18 | 18 | 5 | 15 | [20 empty] | NBS_040-150_4P_100HP_15.28_SS | 1556.5458 | [5 empty] | KPVS_5015-9/0_4P_25HP_9.03_BRZ | 1495.7
76 | 76 | 6015-3/4-4P-125HP KPVS | KPVS_6015-3/4_4P_125HP_12.84_BRZ | 3257.5 | 3257.5 | 6515 | 2 | 0 | 2 | A | KPVS_SplitCase | 8 | 6 | 8 | 12 | BranchMin8_BranchMax12 | 12 | 3 | 10 | 18 | HeaderMin10_HeaderMax18 | 10 | 5 | 15 | [20 empty] | NBS_040-150_4P_100HP_15.28_SS | 1556.5458 | [5 empty] | KPVS_5015-9/0_4P_25HP_9.03_BRZ | 1495.7 | INVALID
76 | 76 | 6015-3/4-4P-125HP KPVS | KPVS_6015-3/4_4P_125HP_12.84_BRZ | 3257.5 | 3257.5 | 6515 | 2 | 0 | 2 | A | KPVS_SplitCase | 8 | 6 | 8 | 12 | BranchMin8_BranchMax12 | 12 | 3 | 10 | 18 | HeaderMin10_HeaderMax18 | 12 | 5 | 15 | [20 empty] | NBS_040-150_4P_100HP_15.28_SS | 1556.5458 | [5 empty] | KPVS_5015-9/0_4P_25HP_9.03_BRZ | 1495.7 | INVALID
76 | 76 | 6015-3/4-4P-125HP KPVS | KPVS_6015-3/4_4P_125HP_12.84_BRZ | 3257.5 | 3257.5 | 6515 | 2 | 0 | 2 | A | KPVS_SplitCase | 8 | 6 | 8 | 12 | BranchMin8_BranchMax12 | 12 | 3 | 10 | 18 | HeaderMin10_HeaderMax18 | 14 | 5 | 15 | [20 empty] | NBS_040-150_4P_100HP_15.28_SS | 1556.5458 | [5 empty] | KPVS_5015-9/0_4P_25HP_9.03_BRZ | 1495.7
76 | 76 | 6015-3/4-4P-125HP KPVS | KPVS_6015-3/4_4P_125HP_12.84_BRZ | 3257.5 | 3257.5 | 6515 | 2 | 0 | 2 | A | KPVS_SplitCase | 8 | 6 | 8 | 12 | BranchMin8_BranchMax12 | 12 | 3 | 10 | 18 | HeaderMin10_HeaderMax18 | 16 | 5 | 15 | [20 empty] | NBS_040-150_4P_100HP_15.28_SS | 1556.5458 | [5 empty] | KPVS_5015-9/0_4P_25HP_9.03_BRZ | 1495.7
76 | 76 | 6015-3/4-4P-125HP KPVS | KPVS_6015-3/4_4P_125HP_12.84_BRZ | 3257.5 | 3257.5 | 6515 | 2 | 0 | 2 | A | KPVS_SplitCase | 8 | 6 | 8 | 12 | BranchMin8_BranchMax12 | 12 | 3 | 10 | 18 | HeaderMin10_HeaderMax18 | 18 | 5 | 15 | [20 empty] | NBS_040-150_4P_100HP_15.28_SS | 1556.5458 | [5 empty] | KPVS_5015-9/0_4P_25HP_9.03_BRZ | 1495.7
77 | 77 | 6015-3/4-4P-150HP KPVS | KPVS_6015-3/4_4P_150HP_13.50_BRZ | 3513.8 | 3513.8 | 7027.6 | 2 | 0 | 2 | A | KPVS_SplitCase | 8 | 6 | 8 | 12 | BranchMin8_BranchMax12 | 8 | 3 | 10 | 18 | HeaderMin10_HeaderMax18 | 10 | 5 | 15 | [20 empty] | NBS_040-150_4P_125HP_16.14_SS | 1658.4722 | [5 empty] | KPVS_5015-9/0_4P_30HP_9.62_BRZ | 1583.4
77 | 77 | 6015-3/4-4P-150HP KPVS | KPVS_6015-3/4_4P_150HP_13.50_BRZ | 3513.8 | 3513.8 | 7027.6 | 2 | 0 | 2 | A | KPVS_SplitCase | 8 | 6 | 8 | 12 | BranchMin8_BranchMax12 | 8 | 3 | 10 | 18 | HeaderMin10_HeaderMax18 | 12 | 5 | 15 | [20 empty] | NBS_040-150_4P_125HP_16.14_SS | 1658.4722 | [5 empty] | KPVS_5015-9/0_4P_30HP_9.62_BRZ | 1583.4
77 | 77 | 6015-3/4-4P-150HP KPVS | KPVS_6015-3/4_4P_150HP_13.50_BRZ | 3513.8 | 3513.8 | 7027.6 | 2 | 0 | 2 | A | KPVS_SplitCase | 8 | 6 | 8 | 12 | BranchMin8_BranchMax12 | 8 | 3 | 10 | 18 | HeaderMin10_HeaderMax18 | 14 | 5 | 15 | [20 empty] | NBS_040-150_4P_125HP_16.14_SS | 1658.4722 | [5 empty] | KPVS_5015-9/0_4P_30HP_9.62_BRZ | 1583.4
77 | 77 | 6015-3/4-4P-150HP KPVS | KPVS_6015-3/4_4P_150HP_13.50_BRZ | 3513.8 | 3513.8 | 7027.6 | 2 | 0 | 2 | A | KPVS_SplitCase | 8 | 6 | 8 | 12 | BranchMin8_BranchMax12 | 8 | 3 | 10 | 18 | HeaderMin10_HeaderMax18 | 16 | 5 | 15 | [20 empty] | NBS_040-150_4P_125HP_16.14_SS | 1658.4722 | [5 empty] | KPVS_5015-9/0_4P_30HP_9.62_BRZ | 1583.4
77 | 77 | 6015-3/4-4P-150HP KPVS | KPVS_6015-3/4_4P_150HP_13.50_BRZ | 3513.8 | 3513.8 | 7027.6 | 2 | 0 | 2 | A | KPVS_SplitCase | 8 | 6 | 8 | 12 | BranchMin8_BranchMax12 | 8 | 3 | 10 | 18 | HeaderMin10_HeaderMax18 | 18 | 5 | 15 | [20 empty] | NBS_040-150_4P_125HP_16.14_SS | 1658.4722 | [5 empty] | KPVS_5015-9/0_4P_30HP_9.62_BRZ | 1583.4
77 | 77 | 6015-3/4-4P-150HP KPVS | KPVS_6015-3/4_4P_150HP_13.50_BRZ | 3513.8 | 3513.8 | 7027.6 | 2 | 0 | 2 | A | KPVS_SplitCase | 8 | 6 | 8 | 12 | BranchMin8_BranchMax12 | 10 | 3 | 10 | 18 | HeaderMin10_HeaderMax18 | 10 | 5 | 15 | [20 empty] | NBS_040-150_4P_125HP_16.14_SS | 1658.4722 | [5 empty] | KPVS_5015-9/0_4P_30HP_9.62_BRZ | 1583.4 | INVALID
77 | 77 | 6015-3/4-4P-150HP KPVS | KPVS_6015-3/4_4P_150HP_13.50_BRZ | 3513.8 | 3513.8 | 7027.6 | 2 | 0 | 2 | A | KPVS_SplitCase | 8 | 6 | 8 | 12 | BranchMin8_BranchMax12 | 10 | 3 | 10 | 18 | HeaderMin10_HeaderMax18 | 12 | 5 | 15 | [20 empty] | NBS_040-150_4P_125HP_16.14_SS | 1658.4722 | [5 empty] | KPVS_5015-9/0_4P_30HP_9.62_BRZ | 1583.4
77 | 77 | 6015-3/4-4P-150HP KPVS | KPVS_6015-3/4_4P_150HP_13.50_BRZ | 3513.8 | 3513.8 | 7027.6 | 2 | 0 | 2 | A | KPVS_SplitCase | 8 | 6 | 8 | 12 | BranchMin8_BranchMax12 | 10 | 3 | 10 | 18 | HeaderMin10_HeaderMax18 | 14 | 5 | 15 | [20 empty] | NBS_040-150_4P_125HP_16.14_SS | 1658.4722 | [5 empty] | KPVS_5015-9/0_4P_30HP_9.62_BRZ | 1583.4
77 | 77 | 6015-3/4-4P-150HP KPVS | KPVS_6015-3/4_4P_150HP_13.50_BRZ | 3513.8 | 3513.8 | 7027.6 | 2 | 0 | 2 | A | KPVS_SplitCase | 8 | 6 | 8 | 12 | BranchMin8_BranchMax12 | 10 | 3 | 10 | 18 | HeaderMin10_HeaderMax18 | 16 | 5 | 15 | [20 empty] | NBS_040-150_4P_125HP_16.14_SS | 1658.4722 | [5 empty] | KPVS_5015-9/0_4P_30HP_9.62_BRZ | 1583.4
77 | 77 | 6015-3/4-4P-150HP KPVS | KPVS_6015-3/4_4P_150HP_13.50_BRZ | 3513.8 | 3513.8 | 7027.6 | 2 | 0 | 2 | A | KPVS_SplitCase | 8 | 6 | 8 | 12 | BranchMin8_BranchMax12 | 10 | 3 | 10 | 18 | HeaderMin10_HeaderMax18 | 18 | 5 | 15 | [20 empty] | NBS_040-150_4P_125HP_16.14_SS | 1658.4722 | [5 empty] | KPVS_5015-9/0_4P_30HP_9.62_BRZ | 1583.4
77 | 77 | 6015-3/4-4P-150HP KPVS | KPVS_6015-3/4_4P_150HP_13.50_BRZ | 3513.8 | 3513.8 | 7027.6 | 2 | 0 | 2 | A | KPVS_SplitCase | 8 | 6 | 8 | 12 | BranchMin8_BranchMax12 | 12 | 3 | 10 | 18 | HeaderMin10_HeaderMax18 | 10 | 5 | 15 | [20 empty] | NBS_040-150_4P_125HP_16.14_SS | 1658.4722 | [5 empty] | KPVS_5015-9/0_4P_30HP_9.62_BRZ | 1583.4 | INVALID
77 | 77 | 6015-3/4-4P-150HP KPVS | KPVS_6015-3/4_4P_150HP_13.50_BRZ | 3513.8 | 3513.8 | 7027.6 | 2 | 0 | 2 | A | KPVS_SplitCase | 8 | 6 | 8 | 12 | BranchMin8_BranchMax12 | 12 | 3 | 10 | 18 | HeaderMin10_HeaderMax18 | 12 | 5 | 15 | [20 empty] | NBS_040-150_4P_125HP_16.14_SS | 1658.4722 | [5 empty] | KPVS_5015-9/0_4P_30HP_9.62_BRZ | 1583.4 | INVALID
77 | 77 | 6015-3/4-4P-150HP KPVS | KPVS_6015-3/4_4P_150HP_13.50_BRZ | 3513.8 | 3513.8 | 7027.6 | 2 | 0 | 2 | A | KPVS_SplitCase | 8 | 6 | 8 | 12 | BranchMin8_BranchMax12 | 12 | 3 | 10 | 18 | HeaderMin10_HeaderMax18 | 14 | 5 | 15 | [20 empty] | NBS_040-150_4P_125HP_16.14_SS | 1658.4722 | [5 empty] | KPVS_5015-9/0_4P_30HP_9.62_BRZ | 1583.4
77 | 77 | 6015-3/4-4P-150HP KPVS | KPVS_6015-3/4_4P_150HP_13.50_BRZ | 3513.8 | 3513.8 | 7027.6 | 2 | 0 | 2 | A | KPVS_SplitCase | 8 | 6 | 8 | 12 | BranchMin8_BranchMax12 | 12 | 3 | 10 | 18 | HeaderMin10_HeaderMax18 | 16 | 5 | 15 | [20 empty] | NBS_040-150_4P_125HP_16.14_SS | 1658.4722 | [5 empty] | KPVS_5015-9/0_4P_30HP_9.62_BRZ | 1583.4
77 | 77 | 6015-3/4-4P-150HP KPVS | KPVS_6015-3/4_4P_150HP_13.50_BRZ | 3513.8 | 3513.8 | 7027.6 | 2 | 0 | 2 | A | KPVS_SplitCase | 8 | 6 | 8 | 12 | BranchMin8_BranchMax12 | 12 | 3 | 10 | 18 | HeaderMin10_HeaderMax18 | 18 | 5 | 15 | [20 empty] | NBS_040-150_4P_125HP_16.14_SS | 1658.4722 | [5 empty] | KPVS_5015-9/0_4P_30HP_9.62_BRZ | 1583.4
78 | 78 | 6015-3/4-4P-200HP KPVS | KPVS_6015-3/4_4P_200HP_14.71_BRZ | 3946.3 | 3946.3 | 7892.6 | 2 | 0 | 2 | A | KPVS_SplitCase | 8 | 6 | 8 | 14 | BranchMin8_BranchMax14 | 8 | 4 | 10 | 20 | HeaderMin10_HeaderMax20 | 10 | 6 | 24 | [20 empty] | NBS_040-150_4P_150HP_16.77_SS | 1749.9638 | [5 empty] | KPVS_5015-9/0_4P_40HP_10.56_BRZ | 1715.7
78 | 78 | 6015-3/4-4P-200HP KPVS | KPVS_6015-3/4_4P_200HP_14.71_BRZ | 3946.3 | 3946.3 | 7892.6 | 2 | 0 | 2 | A | KPVS_SplitCase | 8 | 6 | 8 | 14 | BranchMin8_BranchMax14 | 8 | 4 | 10 | 20 | HeaderMin10_HeaderMax20 | 12 | 6 | 24 | [20 empty] | NBS_040-150_4P_150HP_16.77_SS | 1749.9638 | [5 empty] | KPVS_5015-9/0_4P_40HP_10.56_BRZ | 1715.7
78 | 78 | 6015-3/4-4P-200HP KPVS | KPVS_6015-3/4_4P_200HP_14.71_BRZ | 3946.3 | 3946.3 | 7892.6 | 2 | 0 | 2 | A | KPVS_SplitCase | 8 | 6 | 8 | 14 | BranchMin8_BranchMax14 | 8 | 4 | 10 | 20 | HeaderMin10_HeaderMax20 | 14 | 6 | 24 | [20 empty] | NBS_040-150_4P_150HP_16.77_SS | 1749.9638 | [5 empty] | KPVS_5015-9/0_4P_40HP_10.56_BRZ | 1715.7
78 | 78 | 6015-3/4-4P-200HP KPVS | KPVS_6015-3/4_4P_200HP_14.71_BRZ | 3946.3 | 3946.3 | 7892.6 | 2 | 0 | 2 | A | KPVS_SplitCase | 8 | 6 | 8 | 14 | BranchMin8_BranchMax14 | 8 | 4 | 10 | 20 | HeaderMin10_HeaderMax20 | 16 | 6 | 24 | [20 empty] | NBS_040-150_4P_150HP_16.77_SS | 1749.9638 | [5 empty] | KPVS_5015-9/0_4P_40HP_10.56_BRZ | 1715.7
78 | 78 | 6015-3/4-4P-200HP KPVS | KPVS_6015-3/4_4P_200HP_14.71_BRZ | 3946.3 | 3946.3 | 7892.6 | 2 | 0 | 2 | A | KPVS_SplitCase | 8 | 6 | 8 | 14 | BranchMin8_BranchMax14 | 8 | 4 | 10 | 20 | HeaderMin10_HeaderMax20 | 18 | 6 | 24 | [20 empty] | NBS_040-150_4P_150HP_16.77_SS | 1749.9638 | [5 empty] | KPVS_5015-9/0_4P_40HP_10.56_BRZ | 1715.7
78 | 78 | 6015-3/4-4P-200HP KPVS | KPVS_6015-3/4_4P_200HP_14.71_BRZ | 3946.3 | 3946.3 | 7892.6 | 2 | 0 | 2 | A | KPVS_SplitCase | 8 | 6 | 8 | 14 | BranchMin8_BranchMax14 | 8 | 4 | 10 | 20 | HeaderMin10_HeaderMax20 | 20 | 6 | 24 | [20 empty] | NBS_040-150_4P_150HP_16.77_SS | 1749.9638 | [5 empty] | KPVS_5015-9/0_4P_40HP_10.56_BRZ | 1715.7
78 | 78 | 6015-3/4-4P-200HP KPVS | KPVS_6015-3/4_4P_200HP_14.71_BRZ | 3946.3 | 3946.3 | 7892.6 | 2 | 0 | 2 | A | KPVS_SplitCase | 8 | 6 | 8 | 14 | BranchMin8_BranchMax14 | 10 | 4 | 10 | 20 | HeaderMin10_HeaderMax20 | 10 | 6 | 24 | [20 empty] | NBS_040-150_4P_150HP_16.77_SS | 1749.9638 | [5 empty] | KPVS_5015-9/0_4P_40HP_10.56_BRZ | 1715.7 | INVALID
78 | 78 | 6015-3/4-4P-200HP KPVS | KPVS_6015-3/4_4P_200HP_14.71_BRZ | 3946.3 | 3946.3 | 7892.6 | 2 | 0 | 2 | A | KPVS_SplitCase | 8 | 6 | 8 | 14 | BranchMin8_BranchMax14 | 10 | 4 | 10 | 20 | HeaderMin10_HeaderMax20 | 12 | 6 | 24 | [20 empty] | NBS_040-150_4P_150HP_16.77_SS | 1749.9638 | [5 empty] | KPVS_5015-9/0_4P_40HP_10.56_BRZ | 1715.7
78 | 78 | 6015-3/4-4P-200HP KPVS | KPVS_6015-3/4_4P_200HP_14.71_BRZ | 3946.3 | 3946.3 | 7892.6 | 2 | 0 | 2 | A | KPVS_SplitCase | 8 | 6 | 8 | 14 | BranchMin8_BranchMax14 | 10 | 4 | 10 | 20 | HeaderMin10_HeaderMax20 | 14 | 6 | 24 | [20 empty] | NBS_040-150_4P_150HP_16.77_SS | 1749.9638 | [5 empty] | KPVS_5015-9/0_4P_40HP_10.56_BRZ | 1715.7
78 | 78 | 6015-3/4-4P-200HP KPVS | KPVS_6015-3/4_4P_200HP_14.71_BRZ | 3946.3 | 3946.3 | 7892.6 | 2 | 0 | 2 | A | KPVS_SplitCase | 8 | 6 | 8 | 14 | BranchMin8_BranchMax14 | 10 | 4 | 10 | 20 | HeaderMin10_HeaderMax20 | 16 | 6 | 24 | [20 empty] | NBS_040-150_4P_150HP_16.77_SS | 1749.9638 | [5 empty] | KPVS_5015-9/0_4P_40HP_10.56_BRZ | 1715.7
78 | 78 | 6015-3/4-4P-200HP KPVS | KPVS_6015-3/4_4P_200HP_14.71_BRZ | 3946.3 | 3946.3 | 7892.6 | 2 | 0 | 2 | A | KPVS_SplitCase | 8 | 6 | 8 | 14 | BranchMin8_BranchMax14 | 10 | 4 | 10 | 20 | HeaderMin10_HeaderMax20 | 18 | 6 | 24 | [20 empty] | NBS_040-150_4P_150HP_16.77_SS | 1749.9638 | [5 empty] | KPVS_5015-9/0_4P_40HP_10.56_BRZ | 1715.7
78 | 78 | 6015-3/4-4P-200HP KPVS | KPVS_6015-3/4_4P_200HP_14.71_BRZ | 3946.3 | 3946.3 | 7892.6 | 2 | 0 | 2 | A | KPVS_SplitCase | 8 | 6 | 8 | 14 | BranchMin8_BranchMax14 | 10 | 4 | 10 | 20 | HeaderMin10_HeaderMax20 | 20 | 6 | 24 | [20 empty] | NBS_040-150_4P_150HP_16.77_SS | 1749.9638 | [5 empty] | KPVS_5015-9/0_4P_40HP_10.56_BRZ | 1715.7
78 | 78 | 6015-3/4-4P-200HP KPVS | KPVS_6015-3/4_4P_200HP_14.71_BRZ | 3946.3 | 3946.3 | 7892.6 | 2 | 0 | 2 | A | KPVS_SplitCase | 8 | 6 | 8 | 14 | BranchMin8_BranchMax14 | 12 | 4 | 10 | 20 | HeaderMin10_HeaderMax20 | 10 | 6 | 24 | [20 empty] | NBS_040-150_4P_150HP_16.77_SS | 1749.9638 | [5 empty] | KPVS_5015-9/0_4P_40HP_10.56_BRZ | 1715.7 | INVALID
78 | 78 | 6015-3/4-4P-200HP KPVS | KPVS_6015-3/4_4P_200HP_14.71_BRZ | 3946.3 | 3946.3 | 7892.6 | 2 | 0 | 2 | A | KPVS_SplitCase | 8 | 6 | 8 | 14 | BranchMin8_BranchMax14 | 12 | 4 | 10 | 20 | HeaderMin10_HeaderMax20 | 12 | 6 | 24 | [20 empty] | NBS_040-150_4P_150HP_16.77_SS | 1749.9638 | [5 empty] | KPVS_5015-9/0_4P_40HP_10.56_BRZ | 1715.7 | INVALID
78 | 78 | 6015-3/4-4P-200HP KPVS | KPVS_6015-3/4_4P_200HP_14.71_BRZ | 3946.3 | 3946.3 | 7892.6 | 2 | 0 | 2 | A | KPVS_SplitCase | 8 | 6 | 8 | 14 | BranchMin8_BranchMax14 | 12 | 4 | 10 | 20 | HeaderMin10_HeaderMax20 | 14 | 6 | 24 | [20 empty] | NBS_040-150_4P_150HP_16.77_SS | 1749.9638 | [5 empty] | KPVS_5015-9/0_4P_40HP_10.56_BRZ | 1715.7
78 | 78 | 6015-3/4-4P-200HP KPVS | KPVS_6015-3/4_4P_200HP_14.71_BRZ | 3946.3 | 3946.3 | 7892.6 | 2 | 0 | 2 | A | KPVS_SplitCase | 8 | 6 | 8 | 14 | BranchMin8_BranchMax14 | 12 | 4 | 10 | 20 | HeaderMin10_HeaderMax20 | 16 | 6 | 24 | [20 empty] | NBS_040-150_4P_150HP_16.77_SS | 1749.9638 | [5 empty] | KPVS_5015-9/0_4P_40HP_10.56_BRZ | 1715.7
78 | 78 | 6015-3/4-4P-200HP KPVS | KPVS_6015-3/4_4P_200HP_14.71_BRZ | 3946.3 | 3946.3 | 7892.6 | 2 | 0 | 2 | A | KPVS_SplitCase | 8 | 6 | 8 | 14 | BranchMin8_BranchMax14 | 12 | 4 | 10 | 20 | HeaderMin10_HeaderMax20 | 18 | 6 | 24 | [20 empty] | NBS_040-150_4P_150HP_16.77_SS | 1749.9638 | [5 empty] | KPVS_5015-9/0_4P_40HP_10.56_BRZ | 1715.7
78 | 78 | 6015-3/4-4P-200HP KPVS | KPVS_6015-3/4_4P_200HP_14.71_BRZ | 3946.3 | 3946.3 | 7892.6 | 2 | 0 | 2 | A | KPVS_SplitCase | 8 | 6 | 8 | 14 | BranchMin8_BranchMax14 | 12 | 4 | 10 | 20 | HeaderMin10_HeaderMax20 | 20 | 6 | 24 | [20 empty] | NBS_040-150_4P_150HP_16.77_SS | 1749.9638 | [5 empty] | KPVS_5015-9/0_4P_40HP_10.56_BRZ | 1715.7
78 | 78 | 6015-3/4-4P-200HP KPVS | KPVS_6015-3/4_4P_200HP_14.71_BRZ | 3946.3 | 3946.3 | 7892.6 | 2 | 0 | 2 | A | KPVS_SplitCase | 8 | 6 | 8 | 14 | BranchMin8_BranchMax14 | 14 | 4 | 10 | 20 | HeaderMin10_HeaderMax20 | 10 | 6 | 24 | [20 empty] | NBS_040-150_4P_150HP_16.77_SS | 1749.9638 | [5 empty] | KPVS_5015-9/0_4P_40HP_10.56_BRZ | 1715.7 | INVALID
78 | 78 | 6015-3/4-4P-200HP KPVS | KPVS_6015-3/4_4P_200HP_14.71_BRZ | 3946.3 | 3946.3 | 7892.6 | 2 | 0 | 2 | A | KPVS_SplitCase | 8 | 6 | 8 | 14 | BranchMin8_BranchMax14 | 14 | 4 | 10 | 20 | HeaderMin10_HeaderMax20 | 12 | 6 | 24 | [20 empty] | NBS_040-150_4P_150HP_16.77_SS | 1749.9638 | [5 empty] | KPVS_5015-9/0_4P_40HP_10.56_BRZ | 1715.7 | INVALID
78 | 78 | 6015-3/4-4P-200HP KPVS | KPVS_6015-3/4_4P_200HP_14.71_BRZ | 3946.3 | 3946.3 | 7892.6 | 2 | 0 | 2 | A | KPVS_SplitCase | 8 | 6 | 8 | 14 | BranchMin8_BranchMax14 | 14 | 4 | 10 | 20 | HeaderMin10_HeaderMax20 | 14 | 6 | 24 | [20 empty] | NBS_040-150_4P_150HP_16.77_SS | 1749.9638 | [5 empty] | KPVS_5015-9/0_4P_40HP_10.56_BRZ | 1715.7 | INVALID
78 | 78 | 6015-3/4-4P-200HP KPVS | KPVS_6015-3/4_4P_200HP_14.71_BRZ | 3946.3 | 3946.3 | 7892.6 | 2 | 0 | 2 | A | KPVS_SplitCase | 8 | 6 | 8 | 14 | BranchMin8_BranchMax14 | 14 | 4 | 10 | 20 | HeaderMin10_HeaderMax20 | 16 | 6 | 24 | [20 empty] | NBS_040-150_4P_150HP_16.77_SS | 1749.9638 | [5 empty] | KPVS_5015-9/0_4P_40HP_10.56_BRZ | 1715.7
78 | 78 | 6015-3/4-4P-200HP KPVS | KPVS_6015-3/4_4P_200HP_14.71_BRZ | 3946.3 | 3946.3 | 7892.6 | 2 | 0 | 2 | A | KPVS_SplitCase | 8 | 6 | 8 | 14 | BranchMin8_BranchMax14 | 14 | 4 | 10 | 20 | HeaderMin10_HeaderMax20 | 18 | 6 | 24 | [20 empty] | NBS_040-150_4P_150HP_16.77_SS | 1749.9638 | [5 empty] | KPVS_5015-9/0_4P_40HP_10.56_BRZ | 1715.7
78 | 78 | 6015-3/4-4P-200HP KPVS | KPVS_6015-3/4_4P_200HP_14.71_BRZ | 3946.3 | 3946.3 | 7892.6 | 2 | 0 | 2 | A | KPVS_SplitCase | 8 | 6 | 8 | 14 | BranchMin8_BranchMax14 | 14 | 4 | 10 | 20 | HeaderMin10_HeaderMax20 | 20 | 6 | 24 | [20 empty] | NBS_040-150_4P_150HP_16.77_SS | 1749.9638 | [5 empty] | KPVS_5015-9/0_4P_40HP_10.56_BRZ | 1715.7
79 | 79 | 6015-3/4-4P-250HP KPVS | KPVS_6015-3/4_4P_250HP_15.00_BRZ | 4050 | 4050 | 8100 | 2 | 0 | 2 | A | KPVS_SplitCase | 8 | 6 | 8 | 14 | BranchMin8_BranchMax14 | 8 | 4 | 10 | 20 | HeaderMin10_HeaderMax20 | 10 | 6 | 24 | [20 empty] | NBS_050-070_4P_3HP_4.88_SS | 840.0118 | [5 empty] | KPVS_5015-9/0_4P_50HP_11.30_BRZ | 1813.1
79 | 79 | 6015-3/4-4P-250HP KPVS | KPVS_6015-3/4_4P_250HP_15.00_BRZ | 4050 | 4050 | 8100 | 2 | 0 | 2 | A | KPVS_SplitCase | 8 | 6 | 8 | 14 | BranchMin8_BranchMax14 | 8 | 4 | 10 | 20 | HeaderMin10_HeaderMax20 | 12 | 6 | 24 | [20 empty] | NBS_050-070_4P_3HP_4.88_SS | 840.0118 | [5 empty] | KPVS_5015-9/0_4P_50HP_11.30_BRZ | 1813.1
79 | 79 | 6015-3/4-4P-250HP KPVS | KPVS_6015-3/4_4P_250HP_15.00_BRZ | 4050 | 4050 | 8100 | 2 | 0 | 2 | A | KPVS_SplitCase | 8 | 6 | 8 | 14 | BranchMin8_BranchMax14 | 8 | 4 | 10 | 20 | HeaderMin10_HeaderMax20 | 14 | 6 | 24 | [20 empty] | NBS_050-070_4P_3HP_4.88_SS | 840.0118 | [5 empty] | KPVS_5015-9/0_4P_50HP_11.30_BRZ | 1813.1
79 | 79 | 6015-3/4-4P-250HP KPVS | KPVS_6015-3/4_4P_250HP_15.00_BRZ | 4050 | 4050 | 8100 | 2 | 0 | 2 | A | KPVS_SplitCase | 8 | 6 | 8 | 14 | BranchMin8_BranchMax14 | 8 | 4 | 10 | 20 | HeaderMin10_HeaderMax20 | 16 | 6 | 24 | [20 empty] | NBS_050-070_4P_3HP_4.88_SS | 840.0118 | [5 empty] | KPVS_5015-9/0_4P_50HP_11.30_BRZ | 1813.1
79 | 79 | 6015-3/4-4P-250HP KPVS | KPVS_6015-3/4_4P_250HP_15.00_BRZ | 4050 | 4050 | 8100 | 2 | 0 | 2 | A | KPVS_SplitCase | 8 | 6 | 8 | 14 | BranchMin8_BranchMax14 | 8 | 4 | 10 | 20 | HeaderMin10_HeaderMax20 | 18 | 6 | 24 | [20 empty] | NBS_050-070_4P_3HP_4.88_SS | 840.0118 | [5 empty] | KPVS_5015-9/0_4P_50HP_11.30_BRZ | 1813.1
79 | 79 | 6015-3/4-4P-250HP KPVS | KPVS_6015-3/4_4P_250HP_15.00_BRZ | 4050 | 4050 | 8100 | 2 | 0 | 2 | A | KPVS_SplitCase | 8 | 6 | 8 | 14 | BranchMin8_BranchMax14 | 8 | 4 | 10 | 20 | HeaderMin10_HeaderMax20 | 20 | 6 | 24 | [20 empty] | NBS_050-070_4P_3HP_4.88_SS | 840.0118 | [5 empty] | KPVS_5015-9/0_4P_50HP_11.30_BRZ | 1813.1
79 | 79 | 6015-3/4-4P-250HP KPVS | KPVS_6015-3/4_4P_250HP_15.00_BRZ | 4050 | 4050 | 8100 | 2 | 0 | 2 | A | KPVS_SplitCase | 8 | 6 | 8 | 14 | BranchMin8_BranchMax14 | 10 | 4 | 10 | 20 | HeaderMin10_HeaderMax20 | 10 | 6 | 24 | [20 empty] | NBS_050-070_4P_3HP_4.88_SS | 840.0118 | [5 empty] | KPVS_5015-9/0_4P_50HP_11.30_BRZ | 1813.1 | INVALID
79 | 79 | 6015-3/4-4P-250HP KPVS | KPVS_6015-3/4_4P_250HP_15.00_BRZ | 4050 | 4050 | 8100 | 2 | 0 | 2 | A | KPVS_SplitCase | 8 | 6 | 8 | 14 | BranchMin8_BranchMax14 | 10 | 4 | 10 | 20 | HeaderMin10_HeaderMax20 | 12 | 6 | 24 | [20 empty] | NBS_050-070_4P_3HP_4.88_SS | 840.0118 | [5 empty] | KPVS_5015-9/0_4P_50HP_11.30_BRZ | 1813.1
79 | 79 | 6015-3/4-4P-250HP KPVS | KPVS_6015-3/4_4P_250HP_15.00_BRZ | 4050 | 4050 | 8100 | 2 | 0 | 2 | A | KPVS_SplitCase | 8 | 6 | 8 | 14 | BranchMin8_BranchMax14 | 10 | 4 | 10 | 20 | HeaderMin10_HeaderMax20 | 14 | 6 | 24 | [20 empty] | NBS_050-070_4P_3HP_4.88_SS | 840.0118 | [5 empty] | KPVS_5015-9/0_4P_50HP_11.30_BRZ | 1813.1
79 | 79 | 6015-3/4-4P-250HP KPVS | KPVS_6015-3/4_4P_250HP_15.00_BRZ | 4050 | 4050 | 8100 | 2 | 0 | 2 | A | KPVS_SplitCase | 8 | 6 | 8 | 14 | BranchMin8_BranchMax14 | 10 | 4 | 10 | 20 | HeaderMin10_HeaderMax20 | 16 | 6 | 24 | [20 empty] | NBS_050-070_4P_3HP_4.88_SS | 840.0118 | [5 empty] | KPVS_5015-9/0_4P_50HP_11.30_BRZ | 1813.1
79 | 79 | 6015-3/4-4P-250HP KPVS | KPVS_6015-3/4_4P_250HP_15.00_BRZ | 4050 | 4050 | 8100 | 2 | 0 | 2 | A | KPVS_SplitCase | 8 | 6 | 8 | 14 | BranchMin8_BranchMax14 | 10 | 4 | 10 | 20 | HeaderMin10_HeaderMax20 | 18 | 6 | 24 | [20 empty] | NBS_050-070_4P_3HP_4.88_SS | 840.0118 | [5 empty] | KPVS_5015-9/0_4P_50HP_11.30_BRZ | 1813.1
79 | 79 | 6015-3/4-4P-250HP KPVS | KPVS_6015-3/4_4P_250HP_15.00_BRZ | 4050 | 4050 | 8100 | 2 | 0 | 2 | A | KPVS_SplitCase | 8 | 6 | 8 | 14 | BranchMin8_BranchMax14 | 10 | 4 | 10 | 20 | HeaderMin10_HeaderMax20 | 20 | 6 | 24 | [20 empty] | NBS_050-070_4P_3HP_4.88_SS | 840.0118 | [5 empty] | KPVS_5015-9/0_4P_50HP_11.30_BRZ | 1813.1
79 | 79 | 6015-3/4-4P-250HP KPVS | KPVS_6015-3/4_4P_250HP_15.00_BRZ | 4050 | 4050 | 8100 | 2 | 0 | 2 | A | KPVS_SplitCase | 8 | 6 | 8 | 14 | BranchMin8_BranchMax14 | 12 | 4 | 10 | 20 | HeaderMin10_HeaderMax20 | 10 | 6 | 24 | [20 empty] | NBS_050-070_4P_3HP_4.88_SS | 840.0118 | [5 empty] | KPVS_5015-9/0_4P_50HP_11.30_BRZ | 1813.1 | INVALID
79 | 79 | 6015-3/4-4P-250HP KPVS | KPVS_6015-3/4_4P_250HP_15.00_BRZ | 4050 | 4050 | 8100 | 2 | 0 | 2 | A | KPVS_SplitCase | 8 | 6 | 8 | 14 | BranchMin8_BranchMax14 | 12 | 4 | 10 | 20 | HeaderMin10_HeaderMax20 | 12 | 6 | 24 | [20 empty] | NBS_050-070_4P_3HP_4.88_SS | 840.0118 | [5 empty] | KPVS_5015-9/0_4P_50HP_11.30_BRZ | 1813.1 | INVALID
79 | 79 | 6015-3/4-4P-250HP KPVS | KPVS_6015-3/4_4P_250HP_15.00_BRZ | 4050 | 4050 | 8100 | 2 | 0 | 2 | A | KPVS_SplitCase | 8 | 6 | 8 | 14 | BranchMin8_BranchMax14 | 12 | 4 | 10 | 20 | HeaderMin10_HeaderMax20 | 14 | 6 | 24 | [20 empty] | NBS_050-070_4P_3HP_4.88_SS | 840.0118 | [5 empty] | KPVS_5015-9/0_4P_50HP_11.30_BRZ | 1813.1
79 | 79 | 6015-3/4-4P-250HP KPVS | KPVS_6015-3/4_4P_250HP_15.00_BRZ | 4050 | 4050 | 8100 | 2 | 0 | 2 | A | KPVS_SplitCase | 8 | 6 | 8 | 14 | BranchMin8_BranchMax14 | 12 | 4 | 10 | 20 | HeaderMin10_HeaderMax20 | 16 | 6 | 24 | [20 empty] | NBS_050-070_4P_3HP_4.88_SS | 840.0118 | [5 empty] | KPVS_5015-9/0_4P_50HP_11.30_BRZ | 1813.1
79 | 79 | 6015-3/4-4P-250HP KPVS | KPVS_6015-3/4_4P_250HP_15.00_BRZ | 4050 | 4050 | 8100 | 2 | 0 | 2 | A | KPVS_SplitCase | 8 | 6 | 8 | 14 | BranchMin8_BranchMax14 | 12 | 4 | 10 | 20 | HeaderMin10_HeaderMax20 | 18 | 6 | 24 | [20 empty] | NBS_050-070_4P_3HP_4.88_SS | 840.0118 | [5 empty] | KPVS_5015-9/0_4P_50HP_11.30_BRZ | 1813.1
79 | 79 | 6015-3/4-4P-250HP KPVS | KPVS_6015-3/4_4P_250HP_15.00_BRZ | 4050 | 4050 | 8100 | 2 | 0 | 2 | A | KPVS_SplitCase | 8 | 6 | 8 | 14 | BranchMin8_BranchMax14 | 12 | 4 | 10 | 20 | HeaderMin10_HeaderMax20 | 20 | 6 | 24 | [20 empty] | NBS_050-070_4P_3HP_4.88_SS | 840.0118 | [5 empty] | KPVS_5015-9/0_4P_50HP_11.30_BRZ | 1813.1
79 | 79 | 6015-3/4-4P-250HP KPVS | KPVS_6015-3/4_4P_250HP_15.00_BRZ | 4050 | 4050 | 8100 | 2 | 0 | 2 | A | KPVS_SplitCase | 8 | 6 | 8 | 14 | BranchMin8_BranchMax14 | 14 | 4 | 10 | 20 | HeaderMin10_HeaderMax20 | 10 | 6 | 24 | [20 empty] | NBS_050-070_4P_3HP_4.88_SS | 840.0118 | [5 empty] | KPVS_5015-9/0_4P_50HP_11.30_BRZ | 1813.1 | INVALID
79 | 79 | 6015-3/4-4P-250HP KPVS | KPVS_6015-3/4_4P_250HP_15.00_BRZ | 4050 | 4050 | 8100 | 2 | 0 | 2 | A | KPVS_SplitCase | 8 | 6 | 8 | 14 | BranchMin8_BranchMax14 | 14 | 4 | 10 | 20 | HeaderMin10_HeaderMax20 | 12 | 6 | 24 | [20 empty] | NBS_050-070_4P_3HP_4.88_SS | 840.0118 | [5 empty] | KPVS_5015-9/0_4P_50HP_11.30_BRZ | 1813.1 | INVALID
79 | 79 | 6015-3/4-4P-250HP KPVS | KPVS_6015-3/4_4P_250HP_15.00_BRZ | 4050 | 4050 | 8100 | 2 | 0 | 2 | A | KPVS_SplitCase | 8 | 6 | 8 | 14 | BranchMin8_BranchMax14 | 14 | 4 | 10 | 20 | HeaderMin10_HeaderMax20 | 14 | 6 | 24 | [20 empty] | NBS_050-070_4P_3HP_4.88_SS | 840.0118 | [5 empty] | KPVS_5015-9/0_4P_50HP_11.30_BRZ | 1813.1 | INVALID
79 | 79 | 6015-3/4-4P-250HP KPVS | KPVS_6015-3/4_4P_250HP_15.00_BRZ | 4050 | 4050 | 8100 | 2 | 0 | 2 | A | KPVS_SplitCase | 8 | 6 | 8 | 14 | BranchMin8_BranchMax14 | 14 | 4 | 10 | 20 | HeaderMin10_HeaderMax20 | 16 | 6 | 24 | [20 empty] | NBS_050-070_4P_3HP_4.88_SS | 840.0118 | [5 empty] | KPVS_5015-9/0_4P_50HP_11.30_BRZ | 1813.1
79 | 79 | 6015-3/4-4P-250HP KPVS | KPVS_6015-3/4_4P_250HP_15.00_BRZ | 4050 | 4050 | 8100 | 2 | 0 | 2 | A | KPVS_SplitCase | 8 | 6 | 8 | 14 | BranchMin8_BranchMax14 | 14 | 4 | 10 | 20 | HeaderMin10_HeaderMax20 | 18 | 6 | 24 | [20 empty] | NBS_050-070_4P_3HP_4.88_SS | 840.0118 | [5 empty] | KPVS_5015-9/0_4P_50HP_11.30_BRZ | 1813.1
79 | 79 | 6015-3/4-4P-250HP KPVS | KPVS_6015-3/4_4P_250HP_15.00_BRZ | 4050 | 4050 | 8100 | 2 | 0 | 2 | A | KPVS_SplitCase | 8 | 6 | 8 | 14 | BranchMin8_BranchMax14 | 14 | 4 | 10 | 20 | HeaderMin10_HeaderMax20 | 20 | 6 | 24 | [20 empty] | NBS_050-070_4P_3HP_4.88_SS | 840.0118 | [5 empty] | KPVS_5015-9/0_4P_50HP_11.30_BRZ | 1813.1
80 | 80 | 6019-7/8-4P-125HP KPVS | KPVS_6019-7/8_4P_125HP_15.17_BRZ | 2174.5 | 2174.5 | 4349 | 2 | 0 | 2 | A | KPVS_SplitCase | 8 | 6 | 8 | 10 | BranchMin8_BranchMax10 | 8 | 2 | 10 | 16 | HeaderMin10_HeaderMax16 | 10 | 4 | 8 | [20 empty] | NBS_050-070_4P_5HP_6.06_SS | 912.3919 | [5 empty] | KPVS_5015-9/0_4P_60HP_11.87_BRZ | 1884.3
80 | 80 | 6019-7/8-4P-125HP KPVS | KPVS_6019-7/8_4P_125HP_15.17_BRZ | 2174.5 | 2174.5 | 4349 | 2 | 0 | 2 | A | KPVS_SplitCase | 8 | 6 | 8 | 10 | BranchMin8_BranchMax10 | 8 | 2 | 10 | 16 | HeaderMin10_HeaderMax16 | 12 | 4 | 8 | [20 empty] | NBS_050-070_4P_5HP_6.06_SS | 912.3919 | [5 empty] | KPVS_5015-9/0_4P_60HP_11.87_BRZ | 1884.3
80 | 80 | 6019-7/8-4P-125HP KPVS | KPVS_6019-7/8_4P_125HP_15.17_BRZ | 2174.5 | 2174.5 | 4349 | 2 | 0 | 2 | A | KPVS_SplitCase | 8 | 6 | 8 | 10 | BranchMin8_BranchMax10 | 8 | 2 | 10 | 16 | HeaderMin10_HeaderMax16 | 14 | 4 | 8 | [20 empty] | NBS_050-070_4P_5HP_6.06_SS | 912.3919 | [5 empty] | KPVS_5015-9/0_4P_60HP_11.87_BRZ | 1884.3
80 | 80 | 6019-7/8-4P-125HP KPVS | KPVS_6019-7/8_4P_125HP_15.17_BRZ | 2174.5 | 2174.5 | 4349 | 2 | 0 | 2 | A | KPVS_SplitCase | 8 | 6 | 8 | 10 | BranchMin8_BranchMax10 | 8 | 2 | 10 | 16 | HeaderMin10_HeaderMax16 | 16 | 4 | 8 | [20 empty] | NBS_050-070_4P_5HP_6.06_SS | 912.3919 | [5 empty] | KPVS_5015-9/0_4P_60HP_11.87_BRZ | 1884.3
80 | 80 | 6019-7/8-4P-125HP KPVS | KPVS_6019-7/8_4P_125HP_15.17_BRZ | 2174.5 | 2174.5 | 4349 | 2 | 0 | 2 | A | KPVS_SplitCase | 8 | 6 | 8 | 10 | BranchMin8_BranchMax10 | 10 | 2 | 10 | 16 | HeaderMin10_HeaderMax16 | 10 | 4 | 8 | [20 empty] | NBS_050-070_4P_5HP_6.06_SS | 912.3919 | [5 empty] | KPVS_5015-9/0_4P_60HP_11.87_BRZ | 1884.3 | INVALID
80 | 80 | 6019-7/8-4P-125HP KPVS | KPVS_6019-7/8_4P_125HP_15.17_BRZ | 2174.5 | 2174.5 | 4349 | 2 | 0 | 2 | A | KPVS_SplitCase | 8 | 6 | 8 | 10 | BranchMin8_BranchMax10 | 10 | 2 | 10 | 16 | HeaderMin10_HeaderMax16 | 12 | 4 | 8 | [20 empty] | NBS_050-070_4P_5HP_6.06_SS | 912.3919 | [5 empty] | KPVS_5015-9/0_4P_60HP_11.87_BRZ | 1884.3
80 | 80 | 6019-7/8-4P-125HP KPVS | KPVS_6019-7/8_4P_125HP_15.17_BRZ | 2174.5 | 2174.5 | 4349 | 2 | 0 | 2 | A | KPVS_SplitCase | 8 | 6 | 8 | 10 | BranchMin8_BranchMax10 | 10 | 2 | 10 | 16 | HeaderMin10_HeaderMax16 | 14 | 4 | 8 | [20 empty] | NBS_050-070_4P_5HP_6.06_SS | 912.3919 | [5 empty] | KPVS_5015-9/0_4P_60HP_11.87_BRZ | 1884.3
80 | 80 | 6019-7/8-4P-125HP KPVS | KPVS_6019-7/8_4P_125HP_15.17_BRZ | 2174.5 | 2174.5 | 4349 | 2 | 0 | 2 | A | KPVS_SplitCase | 8 | 6 | 8 | 10 | BranchMin8_BranchMax10 | 10 | 2 | 10 | 16 | HeaderMin10_HeaderMax16 | 16 | 4 | 8 | [20 empty] | NBS_050-070_4P_5HP_6.06_SS | 912.3919 | [5 empty] | KPVS_5015-9/0_4P_60HP_11.87_BRZ | 1884.3
81 | 81 | 6019-7/8-4P-150HP KPVS | KPVS_6019-7/8_4P_150HP_15.81_BRZ | 2306.3 | 2306.3 | 4612.6 | 2 | 0 | 2 | A | KPVS_SplitCase | 8 | 6 | 8 | 10 | BranchMin8_BranchMax10 | 8 | 2 | 10 | 16 | HeaderMin10_HeaderMax16 | 10 | 4 | 8 | [20 empty] | NBS_050-070_4P_7.5HP_6.61_SS | 963.4895 | [5 empty] | KPVS_5015-9/0_4P_75HP_12.61_BRZ | 1998.6
81 | 81 | 6019-7/8-4P-150HP KPVS | KPVS_6019-7/8_4P_150HP_15.81_BRZ | 2306.3 | 2306.3 | 4612.6 | 2 | 0 | 2 | A | KPVS_SplitCase | 8 | 6 | 8 | 10 | BranchMin8_BranchMax10 | 8 | 2 | 10 | 16 | HeaderMin10_HeaderMax16 | 12 | 4 | 8 | [20 empty] | NBS_050-070_4P_7.5HP_6.61_SS | 963.4895 | [5 empty] | KPVS_5015-9/0_4P_75HP_12.61_BRZ | 1998.6
81 | 81 | 6019-7/8-4P-150HP KPVS | KPVS_6019-7/8_4P_150HP_15.81_BRZ | 2306.3 | 2306.3 | 4612.6 | 2 | 0 | 2 | A | KPVS_SplitCase | 8 | 6 | 8 | 10 | BranchMin8_BranchMax10 | 8 | 2 | 10 | 16 | HeaderMin10_HeaderMax16 | 14 | 4 | 8 | [20 empty] | NBS_050-070_4P_7.5HP_6.61_SS | 963.4895 | [5 empty] | KPVS_5015-9/0_4P_75HP_12.61_BRZ | 1998.6
81 | 81 | 6019-7/8-4P-150HP KPVS | KPVS_6019-7/8_4P_150HP_15.81_BRZ | 2306.3 | 2306.3 | 4612.6 | 2 | 0 | 2 | A | KPVS_SplitCase | 8 | 6 | 8 | 10 | BranchMin8_BranchMax10 | 8 | 2 | 10 | 16 | HeaderMin10_HeaderMax16 | 16 | 4 | 8 | [20 empty] | NBS_050-070_4P_7.5HP_6.61_SS | 963.4895 | [5 empty] | KPVS_5015-9/0_4P_75HP_12.61_BRZ | 1998.6
81 | 81 | 6019-7/8-4P-150HP KPVS | KPVS_6019-7/8_4P_150HP_15.81_BRZ | 2306.3 | 2306.3 | 4612.6 | 2 | 0 | 2 | A | KPVS_SplitCase | 8 | 6 | 8 | 10 | BranchMin8_BranchMax10 | 10 | 2 | 10 | 16 | HeaderMin10_HeaderMax16 | 10 | 4 | 8 | [20 empty] | NBS_050-070_4P_7.5HP_6.61_SS | 963.4895 | [5 empty] | KPVS_5015-9/0_4P_75HP_12.61_BRZ | 1998.6 | INVALID
81 | 81 | 6019-7/8-4P-150HP KPVS | KPVS_6019-7/8_4P_150HP_15.81_BRZ | 2306.3 | 2306.3 | 4612.6 | 2 | 0 | 2 | A | KPVS_SplitCase | 8 | 6 | 8 | 10 | BranchMin8_BranchMax10 | 10 | 2 | 10 | 16 | HeaderMin10_HeaderMax16 | 12 | 4 | 8 | [20 empty] | NBS_050-070_4P_7.5HP_6.61_SS | 963.4895 | [5 empty] | KPVS_5015-9/0_4P_75HP_12.61_BRZ | 1998.6
81 | 81 | 6019-7/8-4P-150HP KPVS | KPVS_6019-7/8_4P_150HP_15.81_BRZ | 2306.3 | 2306.3 | 4612.6 | 2 | 0 | 2 | A | KPVS_SplitCase | 8 | 6 | 8 | 10 | BranchMin8_BranchMax10 | 10 | 2 | 10 | 16 | HeaderMin10_HeaderMax16 | 14 | 4 | 8 | [20 empty] | NBS_050-070_4P_7.5HP_6.61_SS | 963.4895 | [5 empty] | KPVS_5015-9/0_4P_75HP_12.61_BRZ | 1998.6
81 | 81 | 6019-7/8-4P-150HP KPVS | KPVS_6019-7/8_4P_150HP_15.81_BRZ | 2306.3 | 2306.3 | 4612.6 | 2 | 0 | 2 | A | KPVS_SplitCase | 8 | 6 | 8 | 10 | BranchMin8_BranchMax10 | 10 | 2 | 10 | 16 | HeaderMin10_HeaderMax16 | 16 | 4 | 8 | [20 empty] | NBS_050-070_4P_7.5HP_6.61_SS | 963.4895 | [5 empty] | KPVS_5015-9/0_4P_75HP_12.61_BRZ | 1998.6
82 | 82 | 6019-7/8-4P-200HP KPVS | KPVS_6019-7/8_4P_200HP_17.26_BRZ | 2615.2 | 2615.2 | 5230.4 | 2 | 0 | 2 | A | KPVS_SplitCase | 8 | 6 | 8 | 12 | BranchMin8_BranchMax12 | 8 | 3 | 10 | 16 | HeaderMin10_HeaderMax16 | 10 | 4 | 12 | [20 empty] | NBS_050-070_4P_10HP_6.93_SS | 1003.339 | [5 empty] | KPVS_6012-3/4_4P_100HP_12.00_BRZ | 3375
82 | 82 | 6019-7/8-4P-200HP KPVS | KPVS_6019-7/8_4P_200HP_17.26_BRZ | 2615.2 | 2615.2 | 5230.4 | 2 | 0 | 2 | A | KPVS_SplitCase | 8 | 6 | 8 | 12 | BranchMin8_BranchMax12 | 8 | 3 | 10 | 16 | HeaderMin10_HeaderMax16 | 12 | 4 | 12 | [20 empty] | NBS_050-070_4P_10HP_6.93_SS | 1003.339 | [5 empty] | KPVS_6012-3/4_4P_100HP_12.00_BRZ | 3375
82 | 82 | 6019-7/8-4P-200HP KPVS | KPVS_6019-7/8_4P_200HP_17.26_BRZ | 2615.2 | 2615.2 | 5230.4 | 2 | 0 | 2 | A | KPVS_SplitCase | 8 | 6 | 8 | 12 | BranchMin8_BranchMax12 | 8 | 3 | 10 | 16 | HeaderMin10_HeaderMax16 | 14 | 4 | 12 | [20 empty] | NBS_050-070_4P_10HP_6.93_SS | 1003.339 | [5 empty] | KPVS_6012-3/4_4P_100HP_12.00_BRZ | 3375
82 | 82 | 6019-7/8-4P-200HP KPVS | KPVS_6019-7/8_4P_200HP_17.26_BRZ | 2615.2 | 2615.2 | 5230.4 | 2 | 0 | 2 | A | KPVS_SplitCase | 8 | 6 | 8 | 12 | BranchMin8_BranchMax12 | 8 | 3 | 10 | 16 | HeaderMin10_HeaderMax16 | 16 | 4 | 12 | [20 empty] | NBS_050-070_4P_10HP_6.93_SS | 1003.339 | [5 empty] | KPVS_6012-3/4_4P_100HP_12.00_BRZ | 3375
82 | 82 | 6019-7/8-4P-200HP KPVS | KPVS_6019-7/8_4P_200HP_17.26_BRZ | 2615.2 | 2615.2 | 5230.4 | 2 | 0 | 2 | A | KPVS_SplitCase | 8 | 6 | 8 | 12 | BranchMin8_BranchMax12 | 10 | 3 | 10 | 16 | HeaderMin10_HeaderMax16 | 10 | 4 | 12 | [20 empty] | NBS_050-070_4P_10HP_6.93_SS | 1003.339 | [5 empty] | KPVS_6012-3/4_4P_100HP_12.00_BRZ | 3375 | INVALID
82 | 82 | 6019-7/8-4P-200HP KPVS | KPVS_6019-7/8_4P_200HP_17.26_BRZ | 2615.2 | 2615.2 | 5230.4 | 2 | 0 | 2 | A | KPVS_SplitCase | 8 | 6 | 8 | 12 | BranchMin8_BranchMax12 | 10 | 3 | 10 | 16 | HeaderMin10_HeaderMax16 | 12 | 4 | 12 | [20 empty] | NBS_050-070_4P_10HP_6.93_SS | 1003.339 | [5 empty] | KPVS_6012-3/4_4P_100HP_12.00_BRZ | 3375
82 | 82 | 6019-7/8-4P-200HP KPVS | KPVS_6019-7/8_4P_200HP_17.26_BRZ | 2615.2 | 2615.2 | 5230.4 | 2 | 0 | 2 | A | KPVS_SplitCase | 8 | 6 | 8 | 12 | BranchMin8_BranchMax12 | 10 | 3 | 10 | 16 | HeaderMin10_HeaderMax16 | 14 | 4 | 12 | [20 empty] | NBS_050-070_4P_10HP_6.93_SS | 1003.339 | [5 empty] | KPVS_6012-3/4_4P_100HP_12.00_BRZ | 3375
82 | 82 | 6019-7/8-4P-200HP KPVS | KPVS_6019-7/8_4P_200HP_17.26_BRZ | 2615.2 | 2615.2 | 5230.4 | 2 | 0 | 2 | A | KPVS_SplitCase | 8 | 6 | 8 | 12 | BranchMin8_BranchMax12 | 10 | 3 | 10 | 16 | HeaderMin10_HeaderMax16 | 16 | 4 | 12 | [20 empty] | NBS_050-070_4P_10HP_6.93_SS | 1003.339 | [5 empty] | KPVS_6012-3/4_4P_100HP_12.00_BRZ | 3375
82 | 82 | 6019-7/8-4P-200HP KPVS | KPVS_6019-7/8_4P_200HP_17.26_BRZ | 2615.2 | 2615.2 | 5230.4 | 2 | 0 | 2 | A | KPVS_SplitCase | 8 | 6 | 8 | 12 | BranchMin8_BranchMax12 | 12 | 3 | 10 | 16 | HeaderMin10_HeaderMax16 | 10 | 4 | 12 | [20 empty] | NBS_050-070_4P_10HP_6.93_SS | 1003.339 | [5 empty] | KPVS_6012-3/4_4P_100HP_12.00_BRZ | 3375 | INVALID
82 | 82 | 6019-7/8-4P-200HP KPVS | KPVS_6019-7/8_4P_200HP_17.26_BRZ | 2615.2 | 2615.2 | 5230.4 | 2 | 0 | 2 | A | KPVS_SplitCase | 8 | 6 | 8 | 12 | BranchMin8_BranchMax12 | 12 | 3 | 10 | 16 | HeaderMin10_HeaderMax16 | 12 | 4 | 12 | [20 empty] | NBS_050-070_4P_10HP_6.93_SS | 1003.339 | [5 empty] | KPVS_6012-3/4_4P_100HP_12.00_BRZ | 3375 | INVALID
82 | 82 | 6019-7/8-4P-200HP KPVS | KPVS_6019-7/8_4P_200HP_17.26_BRZ | 2615.2 | 2615.2 | 5230.4 | 2 | 0 | 2 | A | KPVS_SplitCase | 8 | 6 | 8 | 12 | BranchMin8_BranchMax12 | 12 | 3 | 10 | 16 | HeaderMin10_HeaderMax16 | 14 | 4 | 12 | [20 empty] | NBS_050-070_4P_10HP_6.93_SS | 1003.339 | [5 empty] | KPVS_6012-3/4_4P_100HP_12.00_BRZ | 3375
82 | 82 | 6019-7/8-4P-200HP KPVS | KPVS_6019-7/8_4P_200HP_17.26_BRZ | 2615.2 | 2615.2 | 5230.4 | 2 | 0 | 2 | A | KPVS_SplitCase | 8 | 6 | 8 | 12 | BranchMin8_BranchMax12 | 12 | 3 | 10 | 16 | HeaderMin10_HeaderMax16 | 16 | 4 | 12 | [20 empty] | NBS_050-070_4P_10HP_6.93_SS | 1003.339 | [5 empty] | KPVS_6012-3/4_4P_100HP_12.00_BRZ | 3375
83 | 83 | 6019-7/8-4P-250HP KPVS | KPVS_6019-7/8_4P_250HP_18.44_BRZ | 2874.5 | 2874.5 | 5749 | 2 | 0 | 2 | A | KPVS_SplitCase | 8 | 6 | 8 | 12 | BranchMin8_BranchMax12 | 8 | 3 | 10 | 18 | HeaderMin10_HeaderMax18 | 10 | 5 | 15 | [20 empty] | NBS_050-095_4P_10HP_6.46_SS | 1234.2559 | [5 empty] | KPVS_6012-3/4_4P_20HP_7.18_BRZ | 1948.3
83 | 83 | 6019-7/8-4P-250HP KPVS | KPVS_6019-7/8_4P_250HP_18.44_BRZ | 2874.5 | 2874.5 | 5749 | 2 | 0 | 2 | A | KPVS_SplitCase | 8 | 6 | 8 | 12 | BranchMin8_BranchMax12 | 8 | 3 | 10 | 18 | HeaderMin10_HeaderMax18 | 12 | 5 | 15 | [20 empty] | NBS_050-095_4P_10HP_6.46_SS | 1234.2559 | [5 empty] | KPVS_6012-3/4_4P_20HP_7.18_BRZ | 1948.3
83 | 83 | 6019-7/8-4P-250HP KPVS | KPVS_6019-7/8_4P_250HP_18.44_BRZ | 2874.5 | 2874.5 | 5749 | 2 | 0 | 2 | A | KPVS_SplitCase | 8 | 6 | 8 | 12 | BranchMin8_BranchMax12 | 8 | 3 | 10 | 18 | HeaderMin10_HeaderMax18 | 14 | 5 | 15 | [20 empty] | NBS_050-095_4P_10HP_6.46_SS | 1234.2559 | [5 empty] | KPVS_6012-3/4_4P_20HP_7.18_BRZ | 1948.3
83 | 83 | 6019-7/8-4P-250HP KPVS | KPVS_6019-7/8_4P_250HP_18.44_BRZ | 2874.5 | 2874.5 | 5749 | 2 | 0 | 2 | A | KPVS_SplitCase | 8 | 6 | 8 | 12 | BranchMin8_BranchMax12 | 8 | 3 | 10 | 18 | HeaderMin10_HeaderMax18 | 16 | 5 | 15 | [20 empty] | NBS_050-095_4P_10HP_6.46_SS | 1234.2559 | [5 empty] | KPVS_6012-3/4_4P_20HP_7.18_BRZ | 1948.3
83 | 83 | 6019-7/8-4P-250HP KPVS | KPVS_6019-7/8_4P_250HP_18.44_BRZ | 2874.5 | 2874.5 | 5749 | 2 | 0 | 2 | A | KPVS_SplitCase | 8 | 6 | 8 | 12 | BranchMin8_BranchMax12 | 8 | 3 | 10 | 18 | HeaderMin10_HeaderMax18 | 18 | 5 | 15 | [20 empty] | NBS_050-095_4P_10HP_6.46_SS | 1234.2559 | [5 empty] | KPVS_6012-3/4_4P_20HP_7.18_BRZ | 1948.3
83 | 83 | 6019-7/8-4P-250HP KPVS | KPVS_6019-7/8_4P_250HP_18.44_BRZ | 2874.5 | 2874.5 | 5749 | 2 | 0 | 2 | A | KPVS_SplitCase | 8 | 6 | 8 | 12 | BranchMin8_BranchMax12 | 10 | 3 | 10 | 18 | HeaderMin10_HeaderMax18 | 10 | 5 | 15 | [20 empty] | NBS_050-095_4P_10HP_6.46_SS | 1234.2559 | [5 empty] | KPVS_6012-3/4_4P_20HP_7.18_BRZ | 1948.3 | INVALID
83 | 83 | 6019-7/8-4P-250HP KPVS | KPVS_6019-7/8_4P_250HP_18.44_BRZ | 2874.5 | 2874.5 | 5749 | 2 | 0 | 2 | A | KPVS_SplitCase | 8 | 6 | 8 | 12 | BranchMin8_BranchMax12 | 10 | 3 | 10 | 18 | HeaderMin10_HeaderMax18 | 12 | 5 | 15 | [20 empty] | NBS_050-095_4P_10HP_6.46_SS | 1234.2559 | [5 empty] | KPVS_6012-3/4_4P_20HP_7.18_BRZ | 1948.3
83 | 83 | 6019-7/8-4P-250HP KPVS | KPVS_6019-7/8_4P_250HP_18.44_BRZ | 2874.5 | 2874.5 | 5749 | 2 | 0 | 2 | A | KPVS_SplitCase | 8 | 6 | 8 | 12 | BranchMin8_BranchMax12 | 10 | 3 | 10 | 18 | HeaderMin10_HeaderMax18 | 14 | 5 | 15 | [20 empty] | NBS_050-095_4P_10HP_6.46_SS | 1234.2559 | [5 empty] | KPVS_6012-3/4_4P_20HP_7.18_BRZ | 1948.3
83 | 83 | 6019-7/8-4P-250HP KPVS | KPVS_6019-7/8_4P_250HP_18.44_BRZ | 2874.5 | 2874.5 | 5749 | 2 | 0 | 2 | A | KPVS_SplitCase | 8 | 6 | 8 | 12 | BranchMin8_BranchMax12 | 10 | 3 | 10 | 18 | HeaderMin10_HeaderMax18 | 16 | 5 | 15 | [20 empty] | NBS_050-095_4P_10HP_6.46_SS | 1234.2559 | [5 empty] | KPVS_6012-3/4_4P_20HP_7.18_BRZ | 1948.3
83 | 83 | 6019-7/8-4P-250HP KPVS | KPVS_6019-7/8_4P_250HP_18.44_BRZ | 2874.5 | 2874.5 | 5749 | 2 | 0 | 2 | A | KPVS_SplitCase | 8 | 6 | 8 | 12 | BranchMin8_BranchMax12 | 10 | 3 | 10 | 18 | HeaderMin10_HeaderMax18 | 18 | 5 | 15 | [20 empty] | NBS_050-095_4P_10HP_6.46_SS | 1234.2559 | [5 empty] | KPVS_6012-3/4_4P_20HP_7.18_BRZ | 1948.3
83 | 83 | 6019-7/8-4P-250HP KPVS | KPVS_6019-7/8_4P_250HP_18.44_BRZ | 2874.5 | 2874.5 | 5749 | 2 | 0 | 2 | A | KPVS_SplitCase | 8 | 6 | 8 | 12 | BranchMin8_BranchMax12 | 12 | 3 | 10 | 18 | HeaderMin10_HeaderMax18 | 10 | 5 | 15 | [20 empty] | NBS_050-095_4P_10HP_6.46_SS | 1234.2559 | [5 empty] | KPVS_6012-3/4_4P_20HP_7.18_BRZ | 1948.3 | INVALID
83 | 83 | 6019-7/8-4P-250HP KPVS | KPVS_6019-7/8_4P_250HP_18.44_BRZ | 2874.5 | 2874.5 | 5749 | 2 | 0 | 2 | A | KPVS_SplitCase | 8 | 6 | 8 | 12 | BranchMin8_BranchMax12 | 12 | 3 | 10 | 18 | HeaderMin10_HeaderMax18 | 12 | 5 | 15 | [20 empty] | NBS_050-095_4P_10HP_6.46_SS | 1234.2559 | [5 empty] | KPVS_6012-3/4_4P_20HP_7.18_BRZ | 1948.3 | INVALID
83 | 83 | 6019-7/8-4P-250HP KPVS | KPVS_6019-7/8_4P_250HP_18.44_BRZ | 2874.5 | 2874.5 | 5749 | 2 | 0 | 2 | A | KPVS_SplitCase | 8 | 6 | 8 | 12 | BranchMin8_BranchMax12 | 12 | 3 | 10 | 18 | HeaderMin10_HeaderMax18 | 14 | 5 | 15 | [20 empty] | NBS_050-095_4P_10HP_6.46_SS | 1234.2559 | [5 empty] | KPVS_6012-3/4_4P_20HP_7.18_BRZ | 1948.3
83 | 83 | 6019-7/8-4P-250HP KPVS | KPVS_6019-7/8_4P_250HP_18.44_BRZ | 2874.5 | 2874.5 | 5749 | 2 | 0 | 2 | A | KPVS_SplitCase | 8 | 6 | 8 | 12 | BranchMin8_BranchMax12 | 12 | 3 | 10 | 18 | HeaderMin10_HeaderMax18 | 16 | 5 | 15 | [20 empty] | NBS_050-095_4P_10HP_6.46_SS | 1234.2559 | [5 empty] | KPVS_6012-3/4_4P_20HP_7.18_BRZ | 1948.3
83 | 83 | 6019-7/8-4P-250HP KPVS | KPVS_6019-7/8_4P_250HP_18.44_BRZ | 2874.5 | 2874.5 | 5749 | 2 | 0 | 2 | A | KPVS_SplitCase | 8 | 6 | 8 | 12 | BranchMin8_BranchMax12 | 12 | 3 | 10 | 18 | HeaderMin10_HeaderMax18 | 18 | 5 | 15 | [20 empty] | NBS_050-095_4P_10HP_6.46_SS | 1234.2559 | [5 empty] | KPVS_6012-3/4_4P_20HP_7.18_BRZ | 1948.3
84 | 84 | 6019-7/8-4P-300HP KPVS | KPVS_6019-7/8_4P_300HP_19.00_BRZ | 3000 | 3000 | 6000 | 2 | 0 | 2 | A | KPVS_SplitCase | 8 | 6 | 8 | 12 | BranchMin8_BranchMax12 | 8 | 3 | 10 | 18 | HeaderMin10_HeaderMax18 | 10 | 5 | 15 | [20 empty] | NBS_050-095_4P_15HP_7.40_SS | 1338.3397 | [5 empty] | KPVS_6012-3/4_4P_25HP_7.66_BRZ | 2103.8
84 | 84 | 6019-7/8-4P-300HP KPVS | KPVS_6019-7/8_4P_300HP_19.00_BRZ | 3000 | 3000 | 6000 | 2 | 0 | 2 | A | KPVS_SplitCase | 8 | 6 | 8 | 12 | BranchMin8_BranchMax12 | 8 | 3 | 10 | 18 | HeaderMin10_HeaderMax18 | 12 | 5 | 15 | [20 empty] | NBS_050-095_4P_15HP_7.40_SS | 1338.3397 | [5 empty] | KPVS_6012-3/4_4P_25HP_7.66_BRZ | 2103.8
84 | 84 | 6019-7/8-4P-300HP KPVS | KPVS_6019-7/8_4P_300HP_19.00_BRZ | 3000 | 3000 | 6000 | 2 | 0 | 2 | A | KPVS_SplitCase | 8 | 6 | 8 | 12 | BranchMin8_BranchMax12 | 8 | 3 | 10 | 18 | HeaderMin10_HeaderMax18 | 14 | 5 | 15 | [20 empty] | NBS_050-095_4P_15HP_7.40_SS | 1338.3397 | [5 empty] | KPVS_6012-3/4_4P_25HP_7.66_BRZ | 2103.8
84 | 84 | 6019-7/8-4P-300HP KPVS | KPVS_6019-7/8_4P_300HP_19.00_BRZ | 3000 | 3000 | 6000 | 2 | 0 | 2 | A | KPVS_SplitCase | 8 | 6 | 8 | 12 | BranchMin8_BranchMax12 | 8 | 3 | 10 | 18 | HeaderMin10_HeaderMax18 | 16 | 5 | 15 | [20 empty] | NBS_050-095_4P_15HP_7.40_SS | 1338.3397 | [5 empty] | KPVS_6012-3/4_4P_25HP_7.66_BRZ | 2103.8
84 | 84 | 6019-7/8-4P-300HP KPVS | KPVS_6019-7/8_4P_300HP_19.00_BRZ | 3000 | 3000 | 6000 | 2 | 0 | 2 | A | KPVS_SplitCase | 8 | 6 | 8 | 12 | BranchMin8_BranchMax12 | 8 | 3 | 10 | 18 | HeaderMin10_HeaderMax18 | 18 | 5 | 15 | [20 empty] | NBS_050-095_4P_15HP_7.40_SS | 1338.3397 | [5 empty] | KPVS_6012-3/4_4P_25HP_7.66_BRZ | 2103.8
84 | 84 | 6019-7/8-4P-300HP KPVS | KPVS_6019-7/8_4P_300HP_19.00_BRZ | 3000 | 3000 | 6000 | 2 | 0 | 2 | A | KPVS_SplitCase | 8 | 6 | 8 | 12 | BranchMin8_BranchMax12 | 10 | 3 | 10 | 18 | HeaderMin10_HeaderMax18 | 10 | 5 | 15 | [20 empty] | NBS_050-095_4P_15HP_7.40_SS | 1338.3397 | [5 empty] | KPVS_6012-3/4_4P_25HP_7.66_BRZ | 2103.8 | INVALID
84 | 84 | 6019-7/8-4P-300HP KPVS | KPVS_6019-7/8_4P_300HP_19.00_BRZ | 3000 | 3000 | 6000 | 2 | 0 | 2 | A | KPVS_SplitCase | 8 | 6 | 8 | 12 | BranchMin8_BranchMax12 | 10 | 3 | 10 | 18 | HeaderMin10_HeaderMax18 | 12 | 5 | 15 | [20 empty] | NBS_050-095_4P_15HP_7.40_SS | 1338.3397 | [5 empty] | KPVS_6012-3/4_4P_25HP_7.66_BRZ | 2103.8
84 | 84 | 6019-7/8-4P-300HP KPVS | KPVS_6019-7/8_4P_300HP_19.00_BRZ | 3000 | 3000 | 6000 | 2 | 0 | 2 | A | KPVS_SplitCase | 8 | 6 | 8 | 12 | BranchMin8_BranchMax12 | 10 | 3 | 10 | 18 | HeaderMin10_HeaderMax18 | 14 | 5 | 15 | [20 empty] | NBS_050-095_4P_15HP_7.40_SS | 1338.3397 | [5 empty] | KPVS_6012-3/4_4P_25HP_7.66_BRZ | 2103.8
84 | 84 | 6019-7/8-4P-300HP KPVS | KPVS_6019-7/8_4P_300HP_19.00_BRZ | 3000 | 3000 | 6000 | 2 | 0 | 2 | A | KPVS_SplitCase | 8 | 6 | 8 | 12 | BranchMin8_BranchMax12 | 10 | 3 | 10 | 18 | HeaderMin10_HeaderMax18 | 16 | 5 | 15 | [20 empty] | NBS_050-095_4P_15HP_7.40_SS | 1338.3397 | [5 empty] | KPVS_6012-3/4_4P_25HP_7.66_BRZ | 2103.8
84 | 84 | 6019-7/8-4P-300HP KPVS | KPVS_6019-7/8_4P_300HP_19.00_BRZ | 3000 | 3000 | 6000 | 2 | 0 | 2 | A | KPVS_SplitCase | 8 | 6 | 8 | 12 | BranchMin8_BranchMax12 | 10 | 3 | 10 | 18 | HeaderMin10_HeaderMax18 | 18 | 5 | 15 | [20 empty] | NBS_050-095_4P_15HP_7.40_SS | 1338.3397 | [5 empty] | KPVS_6012-3/4_4P_25HP_7.66_BRZ | 2103.8
84 | 84 | 6019-7/8-4P-300HP KPVS | KPVS_6019-7/8_4P_300HP_19.00_BRZ | 3000 | 3000 | 6000 | 2 | 0 | 2 | A | KPVS_SplitCase | 8 | 6 | 8 | 12 | BranchMin8_BranchMax12 | 12 | 3 | 10 | 18 | HeaderMin10_HeaderMax18 | 10 | 5 | 15 | [20 empty] | NBS_050-095_4P_15HP_7.40_SS | 1338.3397 | [5 empty] | KPVS_6012-3/4_4P_25HP_7.66_BRZ | 2103.8 | INVALID
84 | 84 | 6019-7/8-4P-300HP KPVS | KPVS_6019-7/8_4P_300HP_19.00_BRZ | 3000 | 3000 | 6000 | 2 | 0 | 2 | A | KPVS_SplitCase | 8 | 6 | 8 | 12 | BranchMin8_BranchMax12 | 12 | 3 | 10 | 18 | HeaderMin10_HeaderMax18 | 12 | 5 | 15 | [20 empty] | NBS_050-095_4P_15HP_7.40_SS | 1338.3397 | [5 empty] | KPVS_6012-3/4_4P_25HP_7.66_BRZ | 2103.8 | INVALID
84 | 84 | 6019-7/8-4P-300HP KPVS | KPVS_6019-7/8_4P_300HP_19.00_BRZ | 3000 | 3000 | 6000 | 2 | 0 | 2 | A | KPVS_SplitCase | 8 | 6 | 8 | 12 | BranchMin8_BranchMax12 | 12 | 3 | 10 | 18 | HeaderMin10_HeaderMax18 | 14 | 5 | 15 | [20 empty] | NBS_050-095_4P_15HP_7.40_SS | 1338.3397 | [5 empty] | KPVS_6012-3/4_4P_25HP_7.66_BRZ | 2103.8
84 | 84 | 6019-7/8-4P-300HP KPVS | KPVS_6019-7/8_4P_300HP_19.00_BRZ | 3000 | 3000 | 6000 | 2 | 0 | 2 | A | KPVS_SplitCase | 8 | 6 | 8 | 12 | BranchMin8_BranchMax12 | 12 | 3 | 10 | 18 | HeaderMin10_HeaderMax18 | 16 | 5 | 15 | [20 empty] | NBS_050-095_4P_15HP_7.40_SS | 1338.3397 | [5 empty] | KPVS_6012-3/4_4P_25HP_7.66_BRZ | 2103.8
84 | 84 | 6019-7/8-4P-300HP KPVS | KPVS_6019-7/8_4P_300HP_19.00_BRZ | 3000 | 3000 | 6000 | 2 | 0 | 2 | A | KPVS_SplitCase | 8 | 6 | 8 | 12 | BranchMin8_BranchMax12 | 12 | 3 | 10 | 18 | HeaderMin10_HeaderMax18 | 18 | 5 | 15 | [20 empty] | NBS_050-095_4P_15HP_7.40_SS | 1338.3397 | [5 empty] | KPVS_6012-3/4_4P_25HP_7.66_BRZ | 2103.8
85 | 85 | 8012-5/6-4P-30HP KPVS | KPVS_8012-5/6_4P_30HP_7.25_BRZ | 2655.1 | 2655.1 | 5310.2 | 2 | 0 | 2 | A | KPVS_SplitCase | 10 | 8 | 10 | 12 | BranchMin10_BranchMax12 | 10 | 2 | 12 | 16 | HeaderMin12_HeaderMax16 | 12 | 3 | 6 | [20 empty] | NBS_050-095_4P_20HP_8.19_SS | 1409.7542 | [5 empty] | KPVS_6012-3/4_4P_30HP_8.02_BRZ | 2220.5
85 | 85 | 8012-5/6-4P-30HP KPVS | KPVS_8012-5/6_4P_30HP_7.25_BRZ | 2655.1 | 2655.1 | 5310.2 | 2 | 0 | 2 | A | KPVS_SplitCase | 10 | 8 | 10 | 12 | BranchMin10_BranchMax12 | 10 | 2 | 12 | 16 | HeaderMin12_HeaderMax16 | 14 | 3 | 6 | [20 empty] | NBS_050-095_4P_20HP_8.19_SS | 1409.7542 | [5 empty] | KPVS_6012-3/4_4P_30HP_8.02_BRZ | 2220.5
85 | 85 | 8012-5/6-4P-30HP KPVS | KPVS_8012-5/6_4P_30HP_7.25_BRZ | 2655.1 | 2655.1 | 5310.2 | 2 | 0 | 2 | A | KPVS_SplitCase | 10 | 8 | 10 | 12 | BranchMin10_BranchMax12 | 10 | 2 | 12 | 16 | HeaderMin12_HeaderMax16 | 16 | 3 | 6 | [20 empty] | NBS_050-095_4P_20HP_8.19_SS | 1409.7542 | [5 empty] | KPVS_6012-3/4_4P_30HP_8.02_BRZ | 2220.5
85 | 85 | 8012-5/6-4P-30HP KPVS | KPVS_8012-5/6_4P_30HP_7.25_BRZ | 2655.1 | 2655.1 | 5310.2 | 2 | 0 | 2 | A | KPVS_SplitCase | 10 | 8 | 10 | 12 | BranchMin10_BranchMax12 | 12 | 2 | 12 | 16 | HeaderMin12_HeaderMax16 | 12 | 3 | 6 | [20 empty] | NBS_050-095_4P_20HP_8.19_SS | 1409.7542 | [5 empty] | KPVS_6012-3/4_4P_30HP_8.02_BRZ | 2220.5 | INVALID
85 | 85 | 8012-5/6-4P-30HP KPVS | KPVS_8012-5/6_4P_30HP_7.25_BRZ | 2655.1 | 2655.1 | 5310.2 | 2 | 0 | 2 | A | KPVS_SplitCase | 10 | 8 | 10 | 12 | BranchMin10_BranchMax12 | 12 | 2 | 12 | 16 | HeaderMin12_HeaderMax16 | 14 | 3 | 6 | [20 empty] | NBS_050-095_4P_20HP_8.19_SS | 1409.7542 | [5 empty] | KPVS_6012-3/4_4P_30HP_8.02_BRZ | 2220.5
85 | 85 | 8012-5/6-4P-30HP KPVS | KPVS_8012-5/6_4P_30HP_7.25_BRZ | 2655.1 | 2655.1 | 5310.2 | 2 | 0 | 2 | A | KPVS_SplitCase | 10 | 8 | 10 | 12 | BranchMin10_BranchMax12 | 12 | 2 | 12 | 16 | HeaderMin12_HeaderMax16 | 16 | 3 | 6 | [20 empty] | NBS_050-095_4P_20HP_8.19_SS | 1409.7542 | [5 empty] | KPVS_6012-3/4_4P_30HP_8.02_BRZ | 2220.5
86 | 86 | 8012-5/6-4P-40HP KPVS | KPVS_8012-5/6_4P_40HP_8.36_BRZ | 3152.9 | 3152.9 | 6305.8 | 2 | 0 | 2 | A | KPVS_SplitCase | 10 | 8 | 10 | 12 | BranchMin10_BranchMax12 | 10 | 2 | 12 | 18 | HeaderMin12_HeaderMax18 | 12 | 4 | 8 | [20 empty] | NBS_050-095_4P_25HP_8.74_SS | 1493.981 | [5 empty] | KPVS_6012-3/4_4P_40HP_8.86_BRZ | 2492.6
86 | 86 | 8012-5/6-4P-40HP KPVS | KPVS_8012-5/6_4P_40HP_8.36_BRZ | 3152.9 | 3152.9 | 6305.8 | 2 | 0 | 2 | A | KPVS_SplitCase | 10 | 8 | 10 | 12 | BranchMin10_BranchMax12 | 10 | 2 | 12 | 18 | HeaderMin12_HeaderMax18 | 14 | 4 | 8 | [20 empty] | NBS_050-095_4P_25HP_8.74_SS | 1493.981 | [5 empty] | KPVS_6012-3/4_4P_40HP_8.86_BRZ | 2492.6
86 | 86 | 8012-5/6-4P-40HP KPVS | KPVS_8012-5/6_4P_40HP_8.36_BRZ | 3152.9 | 3152.9 | 6305.8 | 2 | 0 | 2 | A | KPVS_SplitCase | 10 | 8 | 10 | 12 | BranchMin10_BranchMax12 | 10 | 2 | 12 | 18 | HeaderMin12_HeaderMax18 | 16 | 4 | 8 | [20 empty] | NBS_050-095_4P_25HP_8.74_SS | 1493.981 | [5 empty] | KPVS_6012-3/4_4P_40HP_8.86_BRZ | 2492.6
86 | 86 | 8012-5/6-4P-40HP KPVS | KPVS_8012-5/6_4P_40HP_8.36_BRZ | 3152.9 | 3152.9 | 6305.8 | 2 | 0 | 2 | A | KPVS_SplitCase | 10 | 8 | 10 | 12 | BranchMin10_BranchMax12 | 10 | 2 | 12 | 18 | HeaderMin12_HeaderMax18 | 18 | 4 | 8 | [20 empty] | NBS_050-095_4P_25HP_8.74_SS | 1493.981 | [5 empty] | KPVS_6012-3/4_4P_40HP_8.86_BRZ | 2492.6
86 | 86 | 8012-5/6-4P-40HP KPVS | KPVS_8012-5/6_4P_40HP_8.36_BRZ | 3152.9 | 3152.9 | 6305.8 | 2 | 0 | 2 | A | KPVS_SplitCase | 10 | 8 | 10 | 12 | BranchMin10_BranchMax12 | 12 | 2 | 12 | 18 | HeaderMin12_HeaderMax18 | 12 | 4 | 8 | [20 empty] | NBS_050-095_4P_25HP_8.74_SS | 1493.981 | [5 empty] | KPVS_6012-3/4_4P_40HP_8.86_BRZ | 2492.6 | INVALID
86 | 86 | 8012-5/6-4P-40HP KPVS | KPVS_8012-5/6_4P_40HP_8.36_BRZ | 3152.9 | 3152.9 | 6305.8 | 2 | 0 | 2 | A | KPVS_SplitCase | 10 | 8 | 10 | 12 | BranchMin10_BranchMax12 | 12 | 2 | 12 | 18 | HeaderMin12_HeaderMax18 | 14 | 4 | 8 | [20 empty] | NBS_050-095_4P_25HP_8.74_SS | 1493.981 | [5 empty] | KPVS_6012-3/4_4P_40HP_8.86_BRZ | 2492.6
86 | 86 | 8012-5/6-4P-40HP KPVS | KPVS_8012-5/6_4P_40HP_8.36_BRZ | 3152.9 | 3152.9 | 6305.8 | 2 | 0 | 2 | A | KPVS_SplitCase | 10 | 8 | 10 | 12 | BranchMin10_BranchMax12 | 12 | 2 | 12 | 18 | HeaderMin12_HeaderMax18 | 16 | 4 | 8 | [20 empty] | NBS_050-095_4P_25HP_8.74_SS | 1493.981 | [5 empty] | KPVS_6012-3/4_4P_40HP_8.86_BRZ | 2492.6
86 | 86 | 8012-5/6-4P-40HP KPVS | KPVS_8012-5/6_4P_40HP_8.36_BRZ | 3152.9 | 3152.9 | 6305.8 | 2 | 0 | 2 | A | KPVS_SplitCase | 10 | 8 | 10 | 12 | BranchMin10_BranchMax12 | 12 | 2 | 12 | 18 | HeaderMin12_HeaderMax18 | 18 | 4 | 8 | [20 empty] | NBS_050-095_4P_25HP_8.74_SS | 1493.981 | [5 empty] | KPVS_6012-3/4_4P_40HP_8.86_BRZ | 2492.6
87 | 87 | 8012-5/6-4P-50HP KPVS | KPVS_8012-5/6_4P_50HP_9.16_BRZ | 3509.4 | 3509.4 | 7018.8 | 2 | 0 | 2 | A | KPVS_SplitCase | 10 | 8 | 10 | 12 | BranchMin10_BranchMax12 | 10 | 2 | 12 | 18 | HeaderMin12_HeaderMax18 | 12 | 4 | 8 | [20 empty] | NBS_050-095_4P_30HP_9.13_SS | 1550.69 | [5 empty] | KPVS_6012-3/4_4P_50HP_9.85_BRZ | 2801.3
87 | 87 | 8012-5/6-4P-50HP KPVS | KPVS_8012-5/6_4P_50HP_9.16_BRZ | 3509.4 | 3509.4 | 7018.8 | 2 | 0 | 2 | A | KPVS_SplitCase | 10 | 8 | 10 | 12 | BranchMin10_BranchMax12 | 10 | 2 | 12 | 18 | HeaderMin12_HeaderMax18 | 14 | 4 | 8 | [20 empty] | NBS_050-095_4P_30HP_9.13_SS | 1550.69 | [5 empty] | KPVS_6012-3/4_4P_50HP_9.85_BRZ | 2801.3
87 | 87 | 8012-5/6-4P-50HP KPVS | KPVS_8012-5/6_4P_50HP_9.16_BRZ | 3509.4 | 3509.4 | 7018.8 | 2 | 0 | 2 | A | KPVS_SplitCase | 10 | 8 | 10 | 12 | BranchMin10_BranchMax12 | 10 | 2 | 12 | 18 | HeaderMin12_HeaderMax18 | 16 | 4 | 8 | [20 empty] | NBS_050-095_4P_30HP_9.13_SS | 1550.69 | [5 empty] | KPVS_6012-3/4_4P_50HP_9.85_BRZ | 2801.3
87 | 87 | 8012-5/6-4P-50HP KPVS | KPVS_8012-5/6_4P_50HP_9.16_BRZ | 3509.4 | 3509.4 | 7018.8 | 2 | 0 | 2 | A | KPVS_SplitCase | 10 | 8 | 10 | 12 | BranchMin10_BranchMax12 | 10 | 2 | 12 | 18 | HeaderMin12_HeaderMax18 | 18 | 4 | 8 | [20 empty] | NBS_050-095_4P_30HP_9.13_SS | 1550.69 | [5 empty] | KPVS_6012-3/4_4P_50HP_9.85_BRZ | 2801.3
87 | 87 | 8012-5/6-4P-50HP KPVS | KPVS_8012-5/6_4P_50HP_9.16_BRZ | 3509.4 | 3509.4 | 7018.8 | 2 | 0 | 2 | A | KPVS_SplitCase | 10 | 8 | 10 | 12 | BranchMin10_BranchMax12 | 12 | 2 | 12 | 18 | HeaderMin12_HeaderMax18 | 12 | 4 | 8 | [20 empty] | NBS_050-095_4P_30HP_9.13_SS | 1550.69 | [5 empty] | KPVS_6012-3/4_4P_50HP_9.85_BRZ | 2801.3 | INVALID
87 | 87 | 8012-5/6-4P-50HP KPVS | KPVS_8012-5/6_4P_50HP_9.16_BRZ | 3509.4 | 3509.4 | 7018.8 | 2 | 0 | 2 | A | KPVS_SplitCase | 10 | 8 | 10 | 12 | BranchMin10_BranchMax12 | 12 | 2 | 12 | 18 | HeaderMin12_HeaderMax18 | 14 | 4 | 8 | [20 empty] | NBS_050-095_4P_30HP_9.13_SS | 1550.69 | [5 empty] | KPVS_6012-3/4_4P_50HP_9.85_BRZ | 2801.3
87 | 87 | 8012-5/6-4P-50HP KPVS | KPVS_8012-5/6_4P_50HP_9.16_BRZ | 3509.4 | 3509.4 | 7018.8 | 2 | 0 | 2 | A | KPVS_SplitCase | 10 | 8 | 10 | 12 | BranchMin10_BranchMax12 | 12 | 2 | 12 | 18 | HeaderMin12_HeaderMax18 | 16 | 4 | 8 | [20 empty] | NBS_050-095_4P_30HP_9.13_SS | 1550.69 | [5 empty] | KPVS_6012-3/4_4P_50HP_9.85_BRZ | 2801.3
87 | 87 | 8012-5/6-4P-50HP KPVS | KPVS_8012-5/6_4P_50HP_9.16_BRZ | 3509.4 | 3509.4 | 7018.8 | 2 | 0 | 2 | A | KPVS_SplitCase | 10 | 8 | 10 | 12 | BranchMin10_BranchMax12 | 12 | 2 | 12 | 18 | HeaderMin12_HeaderMax18 | 18 | 4 | 8 | [20 empty] | NBS_050-095_4P_30HP_9.13_SS | 1550.69 | [5 empty] | KPVS_6012-3/4_4P_50HP_9.85_BRZ | 2801.3
88 | 88 | 8012-5/6-4P-60HP KPVS | KPVS_8012-5/6_4P_60HP_9.76_BRZ | 3787.8 | 3787.8 | 7575.6 | 2 | 0 | 2 | A | KPVS_SplitCase | 10 | 8 | 10 | 14 | BranchMin10_BranchMax14 | 10 | 3 | 12 | 20 | HeaderMin12_HeaderMax20 | 12 | 5 | 15 | [20 empty] | NBS_050-110_4P_20HP_8.35_SS | 1352.693 | [5 empty] | KPVS_6012-3/4_4P_60HP_10.38_BRZ | 2944.6
88 | 88 | 8012-5/6-4P-60HP KPVS | KPVS_8012-5/6_4P_60HP_9.76_BRZ | 3787.8 | 3787.8 | 7575.6 | 2 | 0 | 2 | A | KPVS_SplitCase | 10 | 8 | 10 | 14 | BranchMin10_BranchMax14 | 10 | 3 | 12 | 20 | HeaderMin12_HeaderMax20 | 14 | 5 | 15 | [20 empty] | NBS_050-110_4P_20HP_8.35_SS | 1352.693 | [5 empty] | KPVS_6012-3/4_4P_60HP_10.38_BRZ | 2944.6
88 | 88 | 8012-5/6-4P-60HP KPVS | KPVS_8012-5/6_4P_60HP_9.76_BRZ | 3787.8 | 3787.8 | 7575.6 | 2 | 0 | 2 | A | KPVS_SplitCase | 10 | 8 | 10 | 14 | BranchMin10_BranchMax14 | 10 | 3 | 12 | 20 | HeaderMin12_HeaderMax20 | 16 | 5 | 15 | [20 empty] | NBS_050-110_4P_20HP_8.35_SS | 1352.693 | [5 empty] | KPVS_6012-3/4_4P_60HP_10.38_BRZ | 2944.6
88 | 88 | 8012-5/6-4P-60HP KPVS | KPVS_8012-5/6_4P_60HP_9.76_BRZ | 3787.8 | 3787.8 | 7575.6 | 2 | 0 | 2 | A | KPVS_SplitCase | 10 | 8 | 10 | 14 | BranchMin10_BranchMax14 | 10 | 3 | 12 | 20 | HeaderMin12_HeaderMax20 | 18 | 5 | 15 | [20 empty] | NBS_050-110_4P_20HP_8.35_SS | 1352.693 | [5 empty] | KPVS_6012-3/4_4P_60HP_10.38_BRZ | 2944.6
88 | 88 | 8012-5/6-4P-60HP KPVS | KPVS_8012-5/6_4P_60HP_9.76_BRZ | 3787.8 | 3787.8 | 7575.6 | 2 | 0 | 2 | A | KPVS_SplitCase | 10 | 8 | 10 | 14 | BranchMin10_BranchMax14 | 10 | 3 | 12 | 20 | HeaderMin12_HeaderMax20 | 20 | 5 | 15 | [20 empty] | NBS_050-110_4P_20HP_8.35_SS | 1352.693 | [5 empty] | KPVS_6012-3/4_4P_60HP_10.38_BRZ | 2944.6
88 | 88 | 8012-5/6-4P-60HP KPVS | KPVS_8012-5/6_4P_60HP_9.76_BRZ | 3787.8 | 3787.8 | 7575.6 | 2 | 0 | 2 | A | KPVS_SplitCase | 10 | 8 | 10 | 14 | BranchMin10_BranchMax14 | 12 | 3 | 12 | 20 | HeaderMin12_HeaderMax20 | 12 | 5 | 15 | [20 empty] | NBS_050-110_4P_20HP_8.35_SS | 1352.693 | [5 empty] | KPVS_6012-3/4_4P_60HP_10.38_BRZ | 2944.6 | INVALID
88 | 88 | 8012-5/6-4P-60HP KPVS | KPVS_8012-5/6_4P_60HP_9.76_BRZ | 3787.8 | 3787.8 | 7575.6 | 2 | 0 | 2 | A | KPVS_SplitCase | 10 | 8 | 10 | 14 | BranchMin10_BranchMax14 | 12 | 3 | 12 | 20 | HeaderMin12_HeaderMax20 | 14 | 5 | 15 | [20 empty] | NBS_050-110_4P_20HP_8.35_SS | 1352.693 | [5 empty] | KPVS_6012-3/4_4P_60HP_10.38_BRZ | 2944.6
88 | 88 | 8012-5/6-4P-60HP KPVS | KPVS_8012-5/6_4P_60HP_9.76_BRZ | 3787.8 | 3787.8 | 7575.6 | 2 | 0 | 2 | A | KPVS_SplitCase | 10 | 8 | 10 | 14 | BranchMin10_BranchMax14 | 12 | 3 | 12 | 20 | HeaderMin12_HeaderMax20 | 16 | 5 | 15 | [20 empty] | NBS_050-110_4P_20HP_8.35_SS | 1352.693 | [5 empty] | KPVS_6012-3/4_4P_60HP_10.38_BRZ | 2944.6
88 | 88 | 8012-5/6-4P-60HP KPVS | KPVS_8012-5/6_4P_60HP_9.76_BRZ | 3787.8 | 3787.8 | 7575.6 | 2 | 0 | 2 | A | KPVS_SplitCase | 10 | 8 | 10 | 14 | BranchMin10_BranchMax14 | 12 | 3 | 12 | 20 | HeaderMin12_HeaderMax20 | 18 | 5 | 15 | [20 empty] | NBS_050-110_4P_20HP_8.35_SS | 1352.693 | [5 empty] | KPVS_6012-3/4_4P_60HP_10.38_BRZ | 2944.6
88 | 88 | 8012-5/6-4P-60HP KPVS | KPVS_8012-5/6_4P_60HP_9.76_BRZ | 3787.8 | 3787.8 | 7575.6 | 2 | 0 | 2 | A | KPVS_SplitCase | 10 | 8 | 10 | 14 | BranchMin10_BranchMax14 | 12 | 3 | 12 | 20 | HeaderMin12_HeaderMax20 | 20 | 5 | 15 | [20 empty] | NBS_050-110_4P_20HP_8.35_SS | 1352.693 | [5 empty] | KPVS_6012-3/4_4P_60HP_10.38_BRZ | 2944.6
88 | 88 | 8012-5/6-4P-60HP KPVS | KPVS_8012-5/6_4P_60HP_9.76_BRZ | 3787.8 | 3787.8 | 7575.6 | 2 | 0 | 2 | A | KPVS_SplitCase | 10 | 8 | 10 | 14 | BranchMin10_BranchMax14 | 14 | 3 | 12 | 20 | HeaderMin12_HeaderMax20 | 12 | 5 | 15 | [20 empty] | NBS_050-110_4P_20HP_8.35_SS | 1352.693 | [5 empty] | KPVS_6012-3/4_4P_60HP_10.38_BRZ | 2944.6 | INVALID
88 | 88 | 8012-5/6-4P-60HP KPVS | KPVS_8012-5/6_4P_60HP_9.76_BRZ | 3787.8 | 3787.8 | 7575.6 | 2 | 0 | 2 | A | KPVS_SplitCase | 10 | 8 | 10 | 14 | BranchMin10_BranchMax14 | 14 | 3 | 12 | 20 | HeaderMin12_HeaderMax20 | 14 | 5 | 15 | [20 empty] | NBS_050-110_4P_20HP_8.35_SS | 1352.693 | [5 empty] | KPVS_6012-3/4_4P_60HP_10.38_BRZ | 2944.6 | INVALID
88 | 88 | 8012-5/6-4P-60HP KPVS | KPVS_8012-5/6_4P_60HP_9.76_BRZ | 3787.8 | 3787.8 | 7575.6 | 2 | 0 | 2 | A | KPVS_SplitCase | 10 | 8 | 10 | 14 | BranchMin10_BranchMax14 | 14 | 3 | 12 | 20 | HeaderMin12_HeaderMax20 | 16 | 5 | 15 | [20 empty] | NBS_050-110_4P_20HP_8.35_SS | 1352.693 | [5 empty] | KPVS_6012-3/4_4P_60HP_10.38_BRZ | 2944.6
88 | 88 | 8012-5/6-4P-60HP KPVS | KPVS_8012-5/6_4P_60HP_9.76_BRZ | 3787.8 | 3787.8 | 7575.6 | 2 | 0 | 2 | A | KPVS_SplitCase | 10 | 8 | 10 | 14 | BranchMin10_BranchMax14 | 14 | 3 | 12 | 20 | HeaderMin12_HeaderMax20 | 18 | 5 | 15 | [20 empty] | NBS_050-110_4P_20HP_8.35_SS | 1352.693 | [5 empty] | KPVS_6012-3/4_4P_60HP_10.38_BRZ | 2944.6
88 | 88 | 8012-5/6-4P-60HP KPVS | KPVS_8012-5/6_4P_60HP_9.76_BRZ | 3787.8 | 3787.8 | 7575.6 | 2 | 0 | 2 | A | KPVS_SplitCase | 10 | 8 | 10 | 14 | BranchMin10_BranchMax14 | 14 | 3 | 12 | 20 | HeaderMin12_HeaderMax20 | 20 | 5 | 15 | [20 empty] | NBS_050-110_4P_20HP_8.35_SS | 1352.693 | [5 empty] | KPVS_6012-3/4_4P_60HP_10.38_BRZ | 2944.6
89 | 89 | 8012-5/6-4P-75HP KPVS | KPVS_8012-5/6_4P_75HP_10.38_BRZ | 4118.9 | 4118.9 | 8237.8 | 2 | 0 | 2 | A | KPVS_SplitCase | 10 | 8 | 10 | 14 | BranchMin10_BranchMax14 | 10 | 3 | 12 | 20 | HeaderMin12_HeaderMax20 | 12 | 5 | 15 | [20 empty] | NBS_050-110_4P_25HP_9.06_SS | 1398.703 | [5 empty] | KPVS_6012-3/4_4P_75HP_11.05_BRZ | 3118.5
89 | 89 | 8012-5/6-4P-75HP KPVS | KPVS_8012-5/6_4P_75HP_10.38_BRZ | 4118.9 | 4118.9 | 8237.8 | 2 | 0 | 2 | A | KPVS_SplitCase | 10 | 8 | 10 | 14 | BranchMin10_BranchMax14 | 10 | 3 | 12 | 20 | HeaderMin12_HeaderMax20 | 14 | 5 | 15 | [20 empty] | NBS_050-110_4P_25HP_9.06_SS | 1398.703 | [5 empty] | KPVS_6012-3/4_4P_75HP_11.05_BRZ | 3118.5
89 | 89 | 8012-5/6-4P-75HP KPVS | KPVS_8012-5/6_4P_75HP_10.38_BRZ | 4118.9 | 4118.9 | 8237.8 | 2 | 0 | 2 | A | KPVS_SplitCase | 10 | 8 | 10 | 14 | BranchMin10_BranchMax14 | 10 | 3 | 12 | 20 | HeaderMin12_HeaderMax20 | 16 | 5 | 15 | [20 empty] | NBS_050-110_4P_25HP_9.06_SS | 1398.703 | [5 empty] | KPVS_6012-3/4_4P_75HP_11.05_BRZ | 3118.5
89 | 89 | 8012-5/6-4P-75HP KPVS | KPVS_8012-5/6_4P_75HP_10.38_BRZ | 4118.9 | 4118.9 | 8237.8 | 2 | 0 | 2 | A | KPVS_SplitCase | 10 | 8 | 10 | 14 | BranchMin10_BranchMax14 | 10 | 3 | 12 | 20 | HeaderMin12_HeaderMax20 | 18 | 5 | 15 | [20 empty] | NBS_050-110_4P_25HP_9.06_SS | 1398.703 | [5 empty] | KPVS_6012-3/4_4P_75HP_11.05_BRZ | 3118.5
89 | 89 | 8012-5/6-4P-75HP KPVS | KPVS_8012-5/6_4P_75HP_10.38_BRZ | 4118.9 | 4118.9 | 8237.8 | 2 | 0 | 2 | A | KPVS_SplitCase | 10 | 8 | 10 | 14 | BranchMin10_BranchMax14 | 10 | 3 | 12 | 20 | HeaderMin12_HeaderMax20 | 20 | 5 | 15 | [20 empty] | NBS_050-110_4P_25HP_9.06_SS | 1398.703 | [5 empty] | KPVS_6012-3/4_4P_75HP_11.05_BRZ | 3118.5
89 | 89 | 8012-5/6-4P-75HP KPVS | KPVS_8012-5/6_4P_75HP_10.38_BRZ | 4118.9 | 4118.9 | 8237.8 | 2 | 0 | 2 | A | KPVS_SplitCase | 10 | 8 | 10 | 14 | BranchMin10_BranchMax14 | 12 | 3 | 12 | 20 | HeaderMin12_HeaderMax20 | 12 | 5 | 15 | [20 empty] | NBS_050-110_4P_25HP_9.06_SS | 1398.703 | [5 empty] | KPVS_6012-3/4_4P_75HP_11.05_BRZ | 3118.5 | INVALID
89 | 89 | 8012-5/6-4P-75HP KPVS | KPVS_8012-5/6_4P_75HP_10.38_BRZ | 4118.9 | 4118.9 | 8237.8 | 2 | 0 | 2 | A | KPVS_SplitCase | 10 | 8 | 10 | 14 | BranchMin10_BranchMax14 | 12 | 3 | 12 | 20 | HeaderMin12_HeaderMax20 | 14 | 5 | 15 | [20 empty] | NBS_050-110_4P_25HP_9.06_SS | 1398.703 | [5 empty] | KPVS_6012-3/4_4P_75HP_11.05_BRZ | 3118.5
89 | 89 | 8012-5/6-4P-75HP KPVS | KPVS_8012-5/6_4P_75HP_10.38_BRZ | 4118.9 | 4118.9 | 8237.8 | 2 | 0 | 2 | A | KPVS_SplitCase | 10 | 8 | 10 | 14 | BranchMin10_BranchMax14 | 12 | 3 | 12 | 20 | HeaderMin12_HeaderMax20 | 16 | 5 | 15 | [20 empty] | NBS_050-110_4P_25HP_9.06_SS | 1398.703 | [5 empty] | KPVS_6012-3/4_4P_75HP_11.05_BRZ | 3118.5
89 | 89 | 8012-5/6-4P-75HP KPVS | KPVS_8012-5/6_4P_75HP_10.38_BRZ | 4118.9 | 4118.9 | 8237.8 | 2 | 0 | 2 | A | KPVS_SplitCase | 10 | 8 | 10 | 14 | BranchMin10_BranchMax14 | 12 | 3 | 12 | 20 | HeaderMin12_HeaderMax20 | 18 | 5 | 15 | [20 empty] | NBS_050-110_4P_25HP_9.06_SS | 1398.703 | [5 empty] | KPVS_6012-3/4_4P_75HP_11.05_BRZ | 3118.5
89 | 89 | 8012-5/6-4P-75HP KPVS | KPVS_8012-5/6_4P_75HP_10.38_BRZ | 4118.9 | 4118.9 | 8237.8 | 2 | 0 | 2 | A | KPVS_SplitCase | 10 | 8 | 10 | 14 | BranchMin10_BranchMax14 | 12 | 3 | 12 | 20 | HeaderMin12_HeaderMax20 | 20 | 5 | 15 | [20 empty] | NBS_050-110_4P_25HP_9.06_SS | 1398.703 | [5 empty] | KPVS_6012-3/4_4P_75HP_11.05_BRZ | 3118.5
89 | 89 | 8012-5/6-4P-75HP KPVS | KPVS_8012-5/6_4P_75HP_10.38_BRZ | 4118.9 | 4118.9 | 8237.8 | 2 | 0 | 2 | A | KPVS_SplitCase | 10 | 8 | 10 | 14 | BranchMin10_BranchMax14 | 14 | 3 | 12 | 20 | HeaderMin12_HeaderMax20 | 12 | 5 | 15 | [20 empty] | NBS_050-110_4P_25HP_9.06_SS | 1398.703 | [5 empty] | KPVS_6012-3/4_4P_75HP_11.05_BRZ | 3118.5 | INVALID
89 | 89 | 8012-5/6-4P-75HP KPVS | KPVS_8012-5/6_4P_75HP_10.38_BRZ | 4118.9 | 4118.9 | 8237.8 | 2 | 0 | 2 | A | KPVS_SplitCase | 10 | 8 | 10 | 14 | BranchMin10_BranchMax14 | 14 | 3 | 12 | 20 | HeaderMin12_HeaderMax20 | 14 | 5 | 15 | [20 empty] | NBS_050-110_4P_25HP_9.06_SS | 1398.703 | [5 empty] | KPVS_6012-3/4_4P_75HP_11.05_BRZ | 3118.5 | INVALID
89 | 89 | 8012-5/6-4P-75HP KPVS | KPVS_8012-5/6_4P_75HP_10.38_BRZ | 4118.9 | 4118.9 | 8237.8 | 2 | 0 | 2 | A | KPVS_SplitCase | 10 | 8 | 10 | 14 | BranchMin10_BranchMax14 | 14 | 3 | 12 | 20 | HeaderMin12_HeaderMax20 | 16 | 5 | 15 | [20 empty] | NBS_050-110_4P_25HP_9.06_SS | 1398.703 | [5 empty] | KPVS_6012-3/4_4P_75HP_11.05_BRZ | 3118.5
89 | 89 | 8012-5/6-4P-75HP KPVS | KPVS_8012-5/6_4P_75HP_10.38_BRZ | 4118.9 | 4118.9 | 8237.8 | 2 | 0 | 2 | A | KPVS_SplitCase | 10 | 8 | 10 | 14 | BranchMin10_BranchMax14 | 14 | 3 | 12 | 20 | HeaderMin12_HeaderMax20 | 18 | 5 | 15 | [20 empty] | NBS_050-110_4P_25HP_9.06_SS | 1398.703 | [5 empty] | KPVS_6012-3/4_4P_75HP_11.05_BRZ | 3118.5
89 | 89 | 8012-5/6-4P-75HP KPVS | KPVS_8012-5/6_4P_75HP_10.38_BRZ | 4118.9 | 4118.9 | 8237.8 | 2 | 0 | 2 | A | KPVS_SplitCase | 10 | 8 | 10 | 14 | BranchMin10_BranchMax14 | 14 | 3 | 12 | 20 | HeaderMin12_HeaderMax20 | 20 | 5 | 15 | [20 empty] | NBS_050-110_4P_25HP_9.06_SS | 1398.703 | [5 empty] | KPVS_6012-3/4_4P_75HP_11.05_BRZ | 3118.5
90 | 90 | 8012-5/6-4P-100HP KPVS | KPVS_8012-5/6_4P_100HP_11.25_BRZ | 4600.7 | 4600.7 | 9201.4 | 2 | 0 | 2 | A | KPVS_SplitCase | 10 | 8 | 10 | 16 | BranchMin10_BranchMax16 | 10 | 4 | 12 | 24 | HeaderMin12_HeaderMax24 | 12 | 6 | 24 | [20 empty] | NBS_050-110_4P_30HP_9.61_SS | 1508.9068 | [5 empty] | KPVS_6015-3/4_4P_100HP_11.99_BRZ | 2975
90 | 90 | 8012-5/6-4P-100HP KPVS | KPVS_8012-5/6_4P_100HP_11.25_BRZ | 4600.7 | 4600.7 | 9201.4 | 2 | 0 | 2 | A | KPVS_SplitCase | 10 | 8 | 10 | 16 | BranchMin10_BranchMax16 | 10 | 4 | 12 | 24 | HeaderMin12_HeaderMax24 | 14 | 6 | 24 | [20 empty] | NBS_050-110_4P_30HP_9.61_SS | 1508.9068 | [5 empty] | KPVS_6015-3/4_4P_100HP_11.99_BRZ | 2975
90 | 90 | 8012-5/6-4P-100HP KPVS | KPVS_8012-5/6_4P_100HP_11.25_BRZ | 4600.7 | 4600.7 | 9201.4 | 2 | 0 | 2 | A | KPVS_SplitCase | 10 | 8 | 10 | 16 | BranchMin10_BranchMax16 | 10 | 4 | 12 | 24 | HeaderMin12_HeaderMax24 | 16 | 6 | 24 | [20 empty] | NBS_050-110_4P_30HP_9.61_SS | 1508.9068 | [5 empty] | KPVS_6015-3/4_4P_100HP_11.99_BRZ | 2975
90 | 90 | 8012-5/6-4P-100HP KPVS | KPVS_8012-5/6_4P_100HP_11.25_BRZ | 4600.7 | 4600.7 | 9201.4 | 2 | 0 | 2 | A | KPVS_SplitCase | 10 | 8 | 10 | 16 | BranchMin10_BranchMax16 | 10 | 4 | 12 | 24 | HeaderMin12_HeaderMax24 | 18 | 6 | 24 | [20 empty] | NBS_050-110_4P_30HP_9.61_SS | 1508.9068 | [5 empty] | KPVS_6015-3/4_4P_100HP_11.99_BRZ | 2975
90 | 90 | 8012-5/6-4P-100HP KPVS | KPVS_8012-5/6_4P_100HP_11.25_BRZ | 4600.7 | 4600.7 | 9201.4 | 2 | 0 | 2 | A | KPVS_SplitCase | 10 | 8 | 10 | 16 | BranchMin10_BranchMax16 | 10 | 4 | 12 | 24 | HeaderMin12_HeaderMax24 | 20 | 6 | 24 | [20 empty] | NBS_050-110_4P_30HP_9.61_SS | 1508.9068 | [5 empty] | KPVS_6015-3/4_4P_100HP_11.99_BRZ | 2975
90 | 90 | 8012-5/6-4P-100HP KPVS | KPVS_8012-5/6_4P_100HP_11.25_BRZ | 4600.7 | 4600.7 | 9201.4 | 2 | 0 | 2 | A | KPVS_SplitCase | 10 | 8 | 10 | 16 | BranchMin10_BranchMax16 | 10 | 4 | 12 | 24 | HeaderMin12_HeaderMax24 | 24 | 6 | 24 | [20 empty] | NBS_050-110_4P_30HP_9.61_SS | 1508.9068 | [5 empty] | KPVS_6015-3/4_4P_100HP_11.99_BRZ | 2975
90 | 90 | 8012-5/6-4P-100HP KPVS | KPVS_8012-5/6_4P_100HP_11.25_BRZ | 4600.7 | 4600.7 | 9201.4 | 2 | 0 | 2 | A | KPVS_SplitCase | 10 | 8 | 10 | 16 | BranchMin10_BranchMax16 | 12 | 4 | 12 | 24 | HeaderMin12_HeaderMax24 | 12 | 6 | 24 | [20 empty] | NBS_050-110_4P_30HP_9.61_SS | 1508.9068 | [5 empty] | KPVS_6015-3/4_4P_100HP_11.99_BRZ | 2975 | INVALID
90 | 90 | 8012-5/6-4P-100HP KPVS | KPVS_8012-5/6_4P_100HP_11.25_BRZ | 4600.7 | 4600.7 | 9201.4 | 2 | 0 | 2 | A | KPVS_SplitCase | 10 | 8 | 10 | 16 | BranchMin10_BranchMax16 | 12 | 4 | 12 | 24 | HeaderMin12_HeaderMax24 | 14 | 6 | 24 | [20 empty] | NBS_050-110_4P_30HP_9.61_SS | 1508.9068 | [5 empty] | KPVS_6015-3/4_4P_100HP_11.99_BRZ | 2975
90 | 90 | 8012-5/6-4P-100HP KPVS | KPVS_8012-5/6_4P_100HP_11.25_BRZ | 4600.7 | 4600.7 | 9201.4 | 2 | 0 | 2 | A | KPVS_SplitCase | 10 | 8 | 10 | 16 | BranchMin10_BranchMax16 | 12 | 4 | 12 | 24 | HeaderMin12_HeaderMax24 | 16 | 6 | 24 | [20 empty] | NBS_050-110_4P_30HP_9.61_SS | 1508.9068 | [5 empty] | KPVS_6015-3/4_4P_100HP_11.99_BRZ | 2975
90 | 90 | 8012-5/6-4P-100HP KPVS | KPVS_8012-5/6_4P_100HP_11.25_BRZ | 4600.7 | 4600.7 | 9201.4 | 2 | 0 | 2 | A | KPVS_SplitCase | 10 | 8 | 10 | 16 | BranchMin10_BranchMax16 | 12 | 4 | 12 | 24 | HeaderMin12_HeaderMax24 | 18 | 6 | 24 | [20 empty] | NBS_050-110_4P_30HP_9.61_SS | 1508.9068 | [5 empty] | KPVS_6015-3/4_4P_100HP_11.99_BRZ | 2975
90 | 90 | 8012-5/6-4P-100HP KPVS | KPVS_8012-5/6_4P_100HP_11.25_BRZ | 4600.7 | 4600.7 | 9201.4 | 2 | 0 | 2 | A | KPVS_SplitCase | 10 | 8 | 10 | 16 | BranchMin10_BranchMax16 | 12 | 4 | 12 | 24 | HeaderMin12_HeaderMax24 | 20 | 6 | 24 | [20 empty] | NBS_050-110_4P_30HP_9.61_SS | 1508.9068 | [5 empty] | KPVS_6015-3/4_4P_100HP_11.99_BRZ | 2975
90 | 90 | 8012-5/6-4P-100HP KPVS | KPVS_8012-5/6_4P_100HP_11.25_BRZ | 4600.7 | 4600.7 | 9201.4 | 2 | 0 | 2 | A | KPVS_SplitCase | 10 | 8 | 10 | 16 | BranchMin10_BranchMax16 | 12 | 4 | 12 | 24 | HeaderMin12_HeaderMax24 | 24 | 6 | 24 | [20 empty] | NBS_050-110_4P_30HP_9.61_SS | 1508.9068 | [5 empty] | KPVS_6015-3/4_4P_100HP_11.99_BRZ | 2975
90 | 90 | 8012-5/6-4P-100HP KPVS | KPVS_8012-5/6_4P_100HP_11.25_BRZ | 4600.7 | 4600.7 | 9201.4 | 2 | 0 | 2 | A | KPVS_SplitCase | 10 | 8 | 10 | 16 | BranchMin10_BranchMax16 | 14 | 4 | 12 | 24 | HeaderMin12_HeaderMax24 | 12 | 6 | 24 | [20 empty] | NBS_050-110_4P_30HP_9.61_SS | 1508.9068 | [5 empty] | KPVS_6015-3/4_4P_100HP_11.99_BRZ | 2975 | INVALID
90 | 90 | 8012-5/6-4P-100HP KPVS | KPVS_8012-5/6_4P_100HP_11.25_BRZ | 4600.7 | 4600.7 | 9201.4 | 2 | 0 | 2 | A | KPVS_SplitCase | 10 | 8 | 10 | 16 | BranchMin10_BranchMax16 | 14 | 4 | 12 | 24 | HeaderMin12_HeaderMax24 | 14 | 6 | 24 | [20 empty] | NBS_050-110_4P_30HP_9.61_SS | 1508.9068 | [5 empty] | KPVS_6015-3/4_4P_100HP_11.99_BRZ | 2975 | INVALID
90 | 90 | 8012-5/6-4P-100HP KPVS | KPVS_8012-5/6_4P_100HP_11.25_BRZ | 4600.7 | 4600.7 | 9201.4 | 2 | 0 | 2 | A | KPVS_SplitCase | 10 | 8 | 10 | 16 | BranchMin10_BranchMax16 | 14 | 4 | 12 | 24 | HeaderMin12_HeaderMax24 | 16 | 6 | 24 | [20 empty] | NBS_050-110_4P_30HP_9.61_SS | 1508.9068 | [5 empty] | KPVS_6015-3/4_4P_100HP_11.99_BRZ | 2975
90 | 90 | 8012-5/6-4P-100HP KPVS | KPVS_8012-5/6_4P_100HP_11.25_BRZ | 4600.7 | 4600.7 | 9201.4 | 2 | 0 | 2 | A | KPVS_SplitCase | 10 | 8 | 10 | 16 | BranchMin10_BranchMax16 | 14 | 4 | 12 | 24 | HeaderMin12_HeaderMax24 | 18 | 6 | 24 | [20 empty] | NBS_050-110_4P_30HP_9.61_SS | 1508.9068 | [5 empty] | KPVS_6015-3/4_4P_100HP_11.99_BRZ | 2975
90 | 90 | 8012-5/6-4P-100HP KPVS | KPVS_8012-5/6_4P_100HP_11.25_BRZ | 4600.7 | 4600.7 | 9201.4 | 2 | 0 | 2 | A | KPVS_SplitCase | 10 | 8 | 10 | 16 | BranchMin10_BranchMax16 | 14 | 4 | 12 | 24 | HeaderMin12_HeaderMax24 | 20 | 6 | 24 | [20 empty] | NBS_050-110_4P_30HP_9.61_SS | 1508.9068 | [5 empty] | KPVS_6015-3/4_4P_100HP_11.99_BRZ | 2975
90 | 90 | 8012-5/6-4P-100HP KPVS | KPVS_8012-5/6_4P_100HP_11.25_BRZ | 4600.7 | 4600.7 | 9201.4 | 2 | 0 | 2 | A | KPVS_SplitCase | 10 | 8 | 10 | 16 | BranchMin10_BranchMax16 | 14 | 4 | 12 | 24 | HeaderMin12_HeaderMax24 | 24 | 6 | 24 | [20 empty] | NBS_050-110_4P_30HP_9.61_SS | 1508.9068 | [5 empty] | KPVS_6015-3/4_4P_100HP_11.99_BRZ | 2975
90 | 90 | 8012-5/6-4P-100HP KPVS | KPVS_8012-5/6_4P_100HP_11.25_BRZ | 4600.7 | 4600.7 | 9201.4 | 2 | 0 | 2 | A | KPVS_SplitCase | 10 | 8 | 10 | 16 | BranchMin10_BranchMax16 | 16 | 4 | 12 | 24 | HeaderMin12_HeaderMax24 | 12 | 6 | 24 | [20 empty] | NBS_050-110_4P_30HP_9.61_SS | 1508.9068 | [5 empty] | KPVS_6015-3/4_4P_100HP_11.99_BRZ | 2975 | INVALID
90 | 90 | 8012-5/6-4P-100HP KPVS | KPVS_8012-5/6_4P_100HP_11.25_BRZ | 4600.7 | 4600.7 | 9201.4 | 2 | 0 | 2 | A | KPVS_SplitCase | 10 | 8 | 10 | 16 | BranchMin10_BranchMax16 | 16 | 4 | 12 | 24 | HeaderMin12_HeaderMax24 | 14 | 6 | 24 | [20 empty] | NBS_050-110_4P_30HP_9.61_SS | 1508.9068 | [5 empty] | KPVS_6015-3/4_4P_100HP_11.99_BRZ | 2975 | INVALID
90 | 90 | 8012-5/6-4P-100HP KPVS | KPVS_8012-5/6_4P_100HP_11.25_BRZ | 4600.7 | 4600.7 | 9201.4 | 2 | 0 | 2 | A | KPVS_SplitCase | 10 | 8 | 10 | 16 | BranchMin10_BranchMax16 | 16 | 4 | 12 | 24 | HeaderMin12_HeaderMax24 | 16 | 6 | 24 | [20 empty] | NBS_050-110_4P_30HP_9.61_SS | 1508.9068 | [5 empty] | KPVS_6015-3/4_4P_100HP_11.99_BRZ | 2975 | INVALID
90 | 90 | 8012-5/6-4P-100HP KPVS | KPVS_8012-5/6_4P_100HP_11.25_BRZ | 4600.7 | 4600.7 | 9201.4 | 2 | 0 | 2 | A | KPVS_SplitCase | 10 | 8 | 10 | 16 | BranchMin10_BranchMax16 | 16 | 4 | 12 | 24 | HeaderMin12_HeaderMax24 | 18 | 6 | 24 | [20 empty] | NBS_050-110_4P_30HP_9.61_SS | 1508.9068 | [5 empty] | KPVS_6015-3/4_4P_100HP_11.99_BRZ | 2975
90 | 90 | 8012-5/6-4P-100HP KPVS | KPVS_8012-5/6_4P_100HP_11.25_BRZ | 4600.7 | 4600.7 | 9201.4 | 2 | 0 | 2 | A | KPVS_SplitCase | 10 | 8 | 10 | 16 | BranchMin10_BranchMax16 | 16 | 4 | 12 | 24 | HeaderMin12_HeaderMax24 | 20 | 6 | 24 | [20 empty] | NBS_050-110_4P_30HP_9.61_SS | 1508.9068 | [5 empty] | KPVS_6015-3/4_4P_100HP_11.99_BRZ | 2975
90 | 90 | 8012-5/6-4P-100HP KPVS | KPVS_8012-5/6_4P_100HP_11.25_BRZ | 4600.7 | 4600.7 | 9201.4 | 2 | 0 | 2 | A | KPVS_SplitCase | 10 | 8 | 10 | 16 | BranchMin10_BranchMax16 | 16 | 4 | 12 | 24 | HeaderMin12_HeaderMax24 | 24 | 6 | 24 | [20 empty] | NBS_050-110_4P_30HP_9.61_SS | 1508.9068 | [5 empty] | KPVS_6015-3/4_4P_100HP_11.99_BRZ | 2975
91 | 91 | 8012-5/6-4P-125HP KPVS | KPVS_8012-5/6_4P_125HP_12.00_BRZ | 5002.5 | 5002.5 | 10005 | 2 | 0 | 2 | A | KPVS_SplitCase | 10 | 8 | 10 | 16 | BranchMin10_BranchMax16 | 10 | 4 | 12 | 24 | HeaderMin12_HeaderMax24 | 12 | 6 | 24 | [20 empty] | NBS_050-110_4P_40HP_10.63_SS | 1674.3665 | [5 empty] | KPVS_6015-3/4_4P_125HP_12.84_BRZ | 3257.5
91 | 91 | 8012-5/6-4P-125HP KPVS | KPVS_8012-5/6_4P_125HP_12.00_BRZ | 5002.5 | 5002.5 | 10005 | 2 | 0 | 2 | A | KPVS_SplitCase | 10 | 8 | 10 | 16 | BranchMin10_BranchMax16 | 10 | 4 | 12 | 24 | HeaderMin12_HeaderMax24 | 14 | 6 | 24 | [20 empty] | NBS_050-110_4P_40HP_10.63_SS | 1674.3665 | [5 empty] | KPVS_6015-3/4_4P_125HP_12.84_BRZ | 3257.5
91 | 91 | 8012-5/6-4P-125HP KPVS | KPVS_8012-5/6_4P_125HP_12.00_BRZ | 5002.5 | 5002.5 | 10005 | 2 | 0 | 2 | A | KPVS_SplitCase | 10 | 8 | 10 | 16 | BranchMin10_BranchMax16 | 10 | 4 | 12 | 24 | HeaderMin12_HeaderMax24 | 16 | 6 | 24 | [20 empty] | NBS_050-110_4P_40HP_10.63_SS | 1674.3665 | [5 empty] | KPVS_6015-3/4_4P_125HP_12.84_BRZ | 3257.5
91 | 91 | 8012-5/6-4P-125HP KPVS | KPVS_8012-5/6_4P_125HP_12.00_BRZ | 5002.5 | 5002.5 | 10005 | 2 | 0 | 2 | A | KPVS_SplitCase | 10 | 8 | 10 | 16 | BranchMin10_BranchMax16 | 10 | 4 | 12 | 24 | HeaderMin12_HeaderMax24 | 18 | 6 | 24 | [20 empty] | NBS_050-110_4P_40HP_10.63_SS | 1674.3665 | [5 empty] | KPVS_6015-3/4_4P_125HP_12.84_BRZ | 3257.5
91 | 91 | 8012-5/6-4P-125HP KPVS | KPVS_8012-5/6_4P_125HP_12.00_BRZ | 5002.5 | 5002.5 | 10005 | 2 | 0 | 2 | A | KPVS_SplitCase | 10 | 8 | 10 | 16 | BranchMin10_BranchMax16 | 10 | 4 | 12 | 24 | HeaderMin12_HeaderMax24 | 20 | 6 | 24 | [20 empty] | NBS_050-110_4P_40HP_10.63_SS | 1674.3665 | [5 empty] | KPVS_6015-3/4_4P_125HP_12.84_BRZ | 3257.5
91 | 91 | 8012-5/6-4P-125HP KPVS | KPVS_8012-5/6_4P_125HP_12.00_BRZ | 5002.5 | 5002.5 | 10005 | 2 | 0 | 2 | A | KPVS_SplitCase | 10 | 8 | 10 | 16 | BranchMin10_BranchMax16 | 10 | 4 | 12 | 24 | HeaderMin12_HeaderMax24 | 24 | 6 | 24 | [20 empty] | NBS_050-110_4P_40HP_10.63_SS | 1674.3665 | [5 empty] | KPVS_6015-3/4_4P_125HP_12.84_BRZ | 3257.5
91 | 91 | 8012-5/6-4P-125HP KPVS | KPVS_8012-5/6_4P_125HP_12.00_BRZ | 5002.5 | 5002.5 | 10005 | 2 | 0 | 2 | A | KPVS_SplitCase | 10 | 8 | 10 | 16 | BranchMin10_BranchMax16 | 12 | 4 | 12 | 24 | HeaderMin12_HeaderMax24 | 12 | 6 | 24 | [20 empty] | NBS_050-110_4P_40HP_10.63_SS | 1674.3665 | [5 empty] | KPVS_6015-3/4_4P_125HP_12.84_BRZ | 3257.5 | INVALID
91 | 91 | 8012-5/6-4P-125HP KPVS | KPVS_8012-5/6_4P_125HP_12.00_BRZ | 5002.5 | 5002.5 | 10005 | 2 | 0 | 2 | A | KPVS_SplitCase | 10 | 8 | 10 | 16 | BranchMin10_BranchMax16 | 12 | 4 | 12 | 24 | HeaderMin12_HeaderMax24 | 14 | 6 | 24 | [20 empty] | NBS_050-110_4P_40HP_10.63_SS | 1674.3665 | [5 empty] | KPVS_6015-3/4_4P_125HP_12.84_BRZ | 3257.5
91 | 91 | 8012-5/6-4P-125HP KPVS | KPVS_8012-5/6_4P_125HP_12.00_BRZ | 5002.5 | 5002.5 | 10005 | 2 | 0 | 2 | A | KPVS_SplitCase | 10 | 8 | 10 | 16 | BranchMin10_BranchMax16 | 12 | 4 | 12 | 24 | HeaderMin12_HeaderMax24 | 16 | 6 | 24 | [20 empty] | NBS_050-110_4P_40HP_10.63_SS | 1674.3665 | [5 empty] | KPVS_6015-3/4_4P_125HP_12.84_BRZ | 3257.5
91 | 91 | 8012-5/6-4P-125HP KPVS | KPVS_8012-5/6_4P_125HP_12.00_BRZ | 5002.5 | 5002.5 | 10005 | 2 | 0 | 2 | A | KPVS_SplitCase | 10 | 8 | 10 | 16 | BranchMin10_BranchMax16 | 12 | 4 | 12 | 24 | HeaderMin12_HeaderMax24 | 18 | 6 | 24 | [20 empty] | NBS_050-110_4P_40HP_10.63_SS | 1674.3665 | [5 empty] | KPVS_6015-3/4_4P_125HP_12.84_BRZ | 3257.5
91 | 91 | 8012-5/6-4P-125HP KPVS | KPVS_8012-5/6_4P_125HP_12.00_BRZ | 5002.5 | 5002.5 | 10005 | 2 | 0 | 2 | A | KPVS_SplitCase | 10 | 8 | 10 | 16 | BranchMin10_BranchMax16 | 12 | 4 | 12 | 24 | HeaderMin12_HeaderMax24 | 20 | 6 | 24 | [20 empty] | NBS_050-110_4P_40HP_10.63_SS | 1674.3665 | [5 empty] | KPVS_6015-3/4_4P_125HP_12.84_BRZ | 3257.5
91 | 91 | 8012-5/6-4P-125HP KPVS | KPVS_8012-5/6_4P_125HP_12.00_BRZ | 5002.5 | 5002.5 | 10005 | 2 | 0 | 2 | A | KPVS_SplitCase | 10 | 8 | 10 | 16 | BranchMin10_BranchMax16 | 12 | 4 | 12 | 24 | HeaderMin12_HeaderMax24 | 24 | 6 | 24 | [20 empty] | NBS_050-110_4P_40HP_10.63_SS | 1674.3665 | [5 empty] | KPVS_6015-3/4_4P_125HP_12.84_BRZ | 3257.5
91 | 91 | 8012-5/6-4P-125HP KPVS | KPVS_8012-5/6_4P_125HP_12.00_BRZ | 5002.5 | 5002.5 | 10005 | 2 | 0 | 2 | A | KPVS_SplitCase | 10 | 8 | 10 | 16 | BranchMin10_BranchMax16 | 14 | 4 | 12 | 24 | HeaderMin12_HeaderMax24 | 12 | 6 | 24 | [20 empty] | NBS_050-110_4P_40HP_10.63_SS | 1674.3665 | [5 empty] | KPVS_6015-3/4_4P_125HP_12.84_BRZ | 3257.5 | INVALID
91 | 91 | 8012-5/6-4P-125HP KPVS | KPVS_8012-5/6_4P_125HP_12.00_BRZ | 5002.5 | 5002.5 | 10005 | 2 | 0 | 2 | A | KPVS_SplitCase | 10 | 8 | 10 | 16 | BranchMin10_BranchMax16 | 14 | 4 | 12 | 24 | HeaderMin12_HeaderMax24 | 14 | 6 | 24 | [20 empty] | NBS_050-110_4P_40HP_10.63_SS | 1674.3665 | [5 empty] | KPVS_6015-3/4_4P_125HP_12.84_BRZ | 3257.5 | INVALID
91 | 91 | 8012-5/6-4P-125HP KPVS | KPVS_8012-5/6_4P_125HP_12.00_BRZ | 5002.5 | 5002.5 | 10005 | 2 | 0 | 2 | A | KPVS_SplitCase | 10 | 8 | 10 | 16 | BranchMin10_BranchMax16 | 14 | 4 | 12 | 24 | HeaderMin12_HeaderMax24 | 16 | 6 | 24 | [20 empty] | NBS_050-110_4P_40HP_10.63_SS | 1674.3665 | [5 empty] | KPVS_6015-3/4_4P_125HP_12.84_BRZ | 3257.5
91 | 91 | 8012-5/6-4P-125HP KPVS | KPVS_8012-5/6_4P_125HP_12.00_BRZ | 5002.5 | 5002.5 | 10005 | 2 | 0 | 2 | A | KPVS_SplitCase | 10 | 8 | 10 | 16 | BranchMin10_BranchMax16 | 14 | 4 | 12 | 24 | HeaderMin12_HeaderMax24 | 18 | 6 | 24 | [20 empty] | NBS_050-110_4P_40HP_10.63_SS | 1674.3665 | [5 empty] | KPVS_6015-3/4_4P_125HP_12.84_BRZ | 3257.5
91 | 91 | 8012-5/6-4P-125HP KPVS | KPVS_8012-5/6_4P_125HP_12.00_BRZ | 5002.5 | 5002.5 | 10005 | 2 | 0 | 2 | A | KPVS_SplitCase | 10 | 8 | 10 | 16 | BranchMin10_BranchMax16 | 14 | 4 | 12 | 24 | HeaderMin12_HeaderMax24 | 20 | 6 | 24 | [20 empty] | NBS_050-110_4P_40HP_10.63_SS | 1674.3665 | [5 empty] | KPVS_6015-3/4_4P_125HP_12.84_BRZ | 3257.5
91 | 91 | 8012-5/6-4P-125HP KPVS | KPVS_8012-5/6_4P_125HP_12.00_BRZ | 5002.5 | 5002.5 | 10005 | 2 | 0 | 2 | A | KPVS_SplitCase | 10 | 8 | 10 | 16 | BranchMin10_BranchMax16 | 14 | 4 | 12 | 24 | HeaderMin12_HeaderMax24 | 24 | 6 | 24 | [20 empty] | NBS_050-110_4P_40HP_10.63_SS | 1674.3665 | [5 empty] | KPVS_6015-3/4_4P_125HP_12.84_BRZ | 3257.5
91 | 91 | 8012-5/6-4P-125HP KPVS | KPVS_8012-5/6_4P_125HP_12.00_BRZ | 5002.5 | 5002.5 | 10005 | 2 | 0 | 2 | A | KPVS_SplitCase | 10 | 8 | 10 | 16 | BranchMin10_BranchMax16 | 16 | 4 | 12 | 24 | HeaderMin12_HeaderMax24 | 12 | 6 | 24 | [20 empty] | NBS_050-110_4P_40HP_10.63_SS | 1674.3665 | [5 empty] | KPVS_6015-3/4_4P_125HP_12.84_BRZ | 3257.5 | INVALID
91 | 91 | 8012-5/6-4P-125HP KPVS | KPVS_8012-5/6_4P_125HP_12.00_BRZ | 5002.5 | 5002.5 | 10005 | 2 | 0 | 2 | A | KPVS_SplitCase | 10 | 8 | 10 | 16 | BranchMin10_BranchMax16 | 16 | 4 | 12 | 24 | HeaderMin12_HeaderMax24 | 14 | 6 | 24 | [20 empty] | NBS_050-110_4P_40HP_10.63_SS | 1674.3665 | [5 empty] | KPVS_6015-3/4_4P_125HP_12.84_BRZ | 3257.5 | INVALID
91 | 91 | 8012-5/6-4P-125HP KPVS | KPVS_8012-5/6_4P_125HP_12.00_BRZ | 5002.5 | 5002.5 | 10005 | 2 | 0 | 2 | A | KPVS_SplitCase | 10 | 8 | 10 | 16 | BranchMin10_BranchMax16 | 16 | 4 | 12 | 24 | HeaderMin12_HeaderMax24 | 16 | 6 | 24 | [20 empty] | NBS_050-110_4P_40HP_10.63_SS | 1674.3665 | [5 empty] | KPVS_6015-3/4_4P_125HP_12.84_BRZ | 3257.5 | INVALID
91 | 91 | 8012-5/6-4P-125HP KPVS | KPVS_8012-5/6_4P_125HP_12.00_BRZ | 5002.5 | 5002.5 | 10005 | 2 | 0 | 2 | A | KPVS_SplitCase | 10 | 8 | 10 | 16 | BranchMin10_BranchMax16 | 16 | 4 | 12 | 24 | HeaderMin12_HeaderMax24 | 18 | 6 | 24 | [20 empty] | NBS_050-110_4P_40HP_10.63_SS | 1674.3665 | [5 empty] | KPVS_6015-3/4_4P_125HP_12.84_BRZ | 3257.5
91 | 91 | 8012-5/6-4P-125HP KPVS | KPVS_8012-5/6_4P_125HP_12.00_BRZ | 5002.5 | 5002.5 | 10005 | 2 | 0 | 2 | A | KPVS_SplitCase | 10 | 8 | 10 | 16 | BranchMin10_BranchMax16 | 16 | 4 | 12 | 24 | HeaderMin12_HeaderMax24 | 20 | 6 | 24 | [20 empty] | NBS_050-110_4P_40HP_10.63_SS | 1674.3665 | [5 empty] | KPVS_6015-3/4_4P_125HP_12.84_BRZ | 3257.5
91 | 91 | 8012-5/6-4P-125HP KPVS | KPVS_8012-5/6_4P_125HP_12.00_BRZ | 5002.5 | 5002.5 | 10005 | 2 | 0 | 2 | A | KPVS_SplitCase | 10 | 8 | 10 | 16 | BranchMin10_BranchMax16 | 16 | 4 | 12 | 24 | HeaderMin12_HeaderMax24 | 24 | 6 | 24 | [20 empty] | NBS_050-110_4P_40HP_10.63_SS | 1674.3665 | [5 empty] | KPVS_6015-3/4_4P_125HP_12.84_BRZ | 3257.5
92 | 92 | 8015-3/4-4P-60HP KPVS | KPVS_8015-3/4_4P_60HP_9.15_BRZ | 3658.5 | 3658.5 | 7317 | 2 | 0 | 2 | A | KPVS_SplitCase | 10 | 8 | 10 | 14 | BranchMin10_BranchMax14 | 10 | 3 | 12 | 20 | HeaderMin12_HeaderMax20 | 12 | 5 | 15 | [20 empty] | NBS_050-135_4P_25HP_8.86_SS | 1200.4144 | [5 empty] | KPVS_6015-3/4_4P_150HP_13.50_BRZ | 3513.8
92 | 92 | 8015-3/4-4P-60HP KPVS | KPVS_8015-3/4_4P_60HP_9.15_BRZ | 3658.5 | 3658.5 | 7317 | 2 | 0 | 2 | A | KPVS_SplitCase | 10 | 8 | 10 | 14 | BranchMin10_BranchMax14 | 10 | 3 | 12 | 20 | HeaderMin12_HeaderMax20 | 14 | 5 | 15 | [20 empty] | NBS_050-135_4P_25HP_8.86_SS | 1200.4144 | [5 empty] | KPVS_6015-3/4_4P_150HP_13.50_BRZ | 3513.8
92 | 92 | 8015-3/4-4P-60HP KPVS | KPVS_8015-3/4_4P_60HP_9.15_BRZ | 3658.5 | 3658.5 | 7317 | 2 | 0 | 2 | A | KPVS_SplitCase | 10 | 8 | 10 | 14 | BranchMin10_BranchMax14 | 10 | 3 | 12 | 20 | HeaderMin12_HeaderMax20 | 16 | 5 | 15 | [20 empty] | NBS_050-135_4P_25HP_8.86_SS | 1200.4144 | [5 empty] | KPVS_6015-3/4_4P_150HP_13.50_BRZ | 3513.8
92 | 92 | 8015-3/4-4P-60HP KPVS | KPVS_8015-3/4_4P_60HP_9.15_BRZ | 3658.5 | 3658.5 | 7317 | 2 | 0 | 2 | A | KPVS_SplitCase | 10 | 8 | 10 | 14 | BranchMin10_BranchMax14 | 10 | 3 | 12 | 20 | HeaderMin12_HeaderMax20 | 18 | 5 | 15 | [20 empty] | NBS_050-135_4P_25HP_8.86_SS | 1200.4144 | [5 empty] | KPVS_6015-3/4_4P_150HP_13.50_BRZ | 3513.8
92 | 92 | 8015-3/4-4P-60HP KPVS | KPVS_8015-3/4_4P_60HP_9.15_BRZ | 3658.5 | 3658.5 | 7317 | 2 | 0 | 2 | A | KPVS_SplitCase | 10 | 8 | 10 | 14 | BranchMin10_BranchMax14 | 10 | 3 | 12 | 20 | HeaderMin12_HeaderMax20 | 20 | 5 | 15 | [20 empty] | NBS_050-135_4P_25HP_8.86_SS | 1200.4144 | [5 empty] | KPVS_6015-3/4_4P_150HP_13.50_BRZ | 3513.8
92 | 92 | 8015-3/4-4P-60HP KPVS | KPVS_8015-3/4_4P_60HP_9.15_BRZ | 3658.5 | 3658.5 | 7317 | 2 | 0 | 2 | A | KPVS_SplitCase | 10 | 8 | 10 | 14 | BranchMin10_BranchMax14 | 12 | 3 | 12 | 20 | HeaderMin12_HeaderMax20 | 12 | 5 | 15 | [20 empty] | NBS_050-135_4P_25HP_8.86_SS | 1200.4144 | [5 empty] | KPVS_6015-3/4_4P_150HP_13.50_BRZ | 3513.8 | INVALID
92 | 92 | 8015-3/4-4P-60HP KPVS | KPVS_8015-3/4_4P_60HP_9.15_BRZ | 3658.5 | 3658.5 | 7317 | 2 | 0 | 2 | A | KPVS_SplitCase | 10 | 8 | 10 | 14 | BranchMin10_BranchMax14 | 12 | 3 | 12 | 20 | HeaderMin12_HeaderMax20 | 14 | 5 | 15 | [20 empty] | NBS_050-135_4P_25HP_8.86_SS | 1200.4144 | [5 empty] | KPVS_6015-3/4_4P_150HP_13.50_BRZ | 3513.8
92 | 92 | 8015-3/4-4P-60HP KPVS | KPVS_8015-3/4_4P_60HP_9.15_BRZ | 3658.5 | 3658.5 | 7317 | 2 | 0 | 2 | A | KPVS_SplitCase | 10 | 8 | 10 | 14 | BranchMin10_BranchMax14 | 12 | 3 | 12 | 20 | HeaderMin12_HeaderMax20 | 16 | 5 | 15 | [20 empty] | NBS_050-135_4P_25HP_8.86_SS | 1200.4144 | [5 empty] | KPVS_6015-3/4_4P_150HP_13.50_BRZ | 3513.8
92 | 92 | 8015-3/4-4P-60HP KPVS | KPVS_8015-3/4_4P_60HP_9.15_BRZ | 3658.5 | 3658.5 | 7317 | 2 | 0 | 2 | A | KPVS_SplitCase | 10 | 8 | 10 | 14 | BranchMin10_BranchMax14 | 12 | 3 | 12 | 20 | HeaderMin12_HeaderMax20 | 18 | 5 | 15 | [20 empty] | NBS_050-135_4P_25HP_8.86_SS | 1200.4144 | [5 empty] | KPVS_6015-3/4_4P_150HP_13.50_BRZ | 3513.8
92 | 92 | 8015-3/4-4P-60HP KPVS | KPVS_8015-3/4_4P_60HP_9.15_BRZ | 3658.5 | 3658.5 | 7317 | 2 | 0 | 2 | A | KPVS_SplitCase | 10 | 8 | 10 | 14 | BranchMin10_BranchMax14 | 12 | 3 | 12 | 20 | HeaderMin12_HeaderMax20 | 20 | 5 | 15 | [20 empty] | NBS_050-135_4P_25HP_8.86_SS | 1200.4144 | [5 empty] | KPVS_6015-3/4_4P_150HP_13.50_BRZ | 3513.8
92 | 92 | 8015-3/4-4P-60HP KPVS | KPVS_8015-3/4_4P_60HP_9.15_BRZ | 3658.5 | 3658.5 | 7317 | 2 | 0 | 2 | A | KPVS_SplitCase | 10 | 8 | 10 | 14 | BranchMin10_BranchMax14 | 14 | 3 | 12 | 20 | HeaderMin12_HeaderMax20 | 12 | 5 | 15 | [20 empty] | NBS_050-135_4P_25HP_8.86_SS | 1200.4144 | [5 empty] | KPVS_6015-3/4_4P_150HP_13.50_BRZ | 3513.8 | INVALID
92 | 92 | 8015-3/4-4P-60HP KPVS | KPVS_8015-3/4_4P_60HP_9.15_BRZ | 3658.5 | 3658.5 | 7317 | 2 | 0 | 2 | A | KPVS_SplitCase | 10 | 8 | 10 | 14 | BranchMin10_BranchMax14 | 14 | 3 | 12 | 20 | HeaderMin12_HeaderMax20 | 14 | 5 | 15 | [20 empty] | NBS_050-135_4P_25HP_8.86_SS | 1200.4144 | [5 empty] | KPVS_6015-3/4_4P_150HP_13.50_BRZ | 3513.8 | INVALID
92 | 92 | 8015-3/4-4P-60HP KPVS | KPVS_8015-3/4_4P_60HP_9.15_BRZ | 3658.5 | 3658.5 | 7317 | 2 | 0 | 2 | A | KPVS_SplitCase | 10 | 8 | 10 | 14 | BranchMin10_BranchMax14 | 14 | 3 | 12 | 20 | HeaderMin12_HeaderMax20 | 16 | 5 | 15 | [20 empty] | NBS_050-135_4P_25HP_8.86_SS | 1200.4144 | [5 empty] | KPVS_6015-3/4_4P_150HP_13.50_BRZ | 3513.8
92 | 92 | 8015-3/4-4P-60HP KPVS | KPVS_8015-3/4_4P_60HP_9.15_BRZ | 3658.5 | 3658.5 | 7317 | 2 | 0 | 2 | A | KPVS_SplitCase | 10 | 8 | 10 | 14 | BranchMin10_BranchMax14 | 14 | 3 | 12 | 20 | HeaderMin12_HeaderMax20 | 18 | 5 | 15 | [20 empty] | NBS_050-135_4P_25HP_8.86_SS | 1200.4144 | [5 empty] | KPVS_6015-3/4_4P_150HP_13.50_BRZ | 3513.8
92 | 92 | 8015-3/4-4P-60HP KPVS | KPVS_8015-3/4_4P_60HP_9.15_BRZ | 3658.5 | 3658.5 | 7317 | 2 | 0 | 2 | A | KPVS_SplitCase | 10 | 8 | 10 | 14 | BranchMin10_BranchMax14 | 14 | 3 | 12 | 20 | HeaderMin12_HeaderMax20 | 20 | 5 | 15 | [20 empty] | NBS_050-135_4P_25HP_8.86_SS | 1200.4144 | [5 empty] | KPVS_6015-3/4_4P_150HP_13.50_BRZ | 3513.8
93 | 93 | 8015-3/4-4P-75HP KPVS | KPVS_8015-3/4_4P_75HP_9.92_BRZ | 3958.8 | 3958.8 | 7917.6 | 2 | 0 | 2 | A | KPVS_SplitCase | 10 | 8 | 10 | 14 | BranchMin10_BranchMax14 | 10 | 3 | 12 | 20 | HeaderMin12_HeaderMax20 | 12 | 5 | 15 | [20 empty] | NBS_050-135_4P_30HP_9.49_SS | 1283.8269 | [5 empty] | KPVS_6015-3/4_4P_200HP_14.71_BRZ | 3946.3
93 | 93 | 8015-3/4-4P-75HP KPVS | KPVS_8015-3/4_4P_75HP_9.92_BRZ | 3958.8 | 3958.8 | 7917.6 | 2 | 0 | 2 | A | KPVS_SplitCase | 10 | 8 | 10 | 14 | BranchMin10_BranchMax14 | 10 | 3 | 12 | 20 | HeaderMin12_HeaderMax20 | 14 | 5 | 15 | [20 empty] | NBS_050-135_4P_30HP_9.49_SS | 1283.8269 | [5 empty] | KPVS_6015-3/4_4P_200HP_14.71_BRZ | 3946.3
93 | 93 | 8015-3/4-4P-75HP KPVS | KPVS_8015-3/4_4P_75HP_9.92_BRZ | 3958.8 | 3958.8 | 7917.6 | 2 | 0 | 2 | A | KPVS_SplitCase | 10 | 8 | 10 | 14 | BranchMin10_BranchMax14 | 10 | 3 | 12 | 20 | HeaderMin12_HeaderMax20 | 16 | 5 | 15 | [20 empty] | NBS_050-135_4P_30HP_9.49_SS | 1283.8269 | [5 empty] | KPVS_6015-3/4_4P_200HP_14.71_BRZ | 3946.3
93 | 93 | 8015-3/4-4P-75HP KPVS | KPVS_8015-3/4_4P_75HP_9.92_BRZ | 3958.8 | 3958.8 | 7917.6 | 2 | 0 | 2 | A | KPVS_SplitCase | 10 | 8 | 10 | 14 | BranchMin10_BranchMax14 | 10 | 3 | 12 | 20 | HeaderMin12_HeaderMax20 | 18 | 5 | 15 | [20 empty] | NBS_050-135_4P_30HP_9.49_SS | 1283.8269 | [5 empty] | KPVS_6015-3/4_4P_200HP_14.71_BRZ | 3946.3
93 | 93 | 8015-3/4-4P-75HP KPVS | KPVS_8015-3/4_4P_75HP_9.92_BRZ | 3958.8 | 3958.8 | 7917.6 | 2 | 0 | 2 | A | KPVS_SplitCase | 10 | 8 | 10 | 14 | BranchMin10_BranchMax14 | 10 | 3 | 12 | 20 | HeaderMin12_HeaderMax20 | 20 | 5 | 15 | [20 empty] | NBS_050-135_4P_30HP_9.49_SS | 1283.8269 | [5 empty] | KPVS_6015-3/4_4P_200HP_14.71_BRZ | 3946.3
93 | 93 | 8015-3/4-4P-75HP KPVS | KPVS_8015-3/4_4P_75HP_9.92_BRZ | 3958.8 | 3958.8 | 7917.6 | 2 | 0 | 2 | A | KPVS_SplitCase | 10 | 8 | 10 | 14 | BranchMin10_BranchMax14 | 12 | 3 | 12 | 20 | HeaderMin12_HeaderMax20 | 12 | 5 | 15 | [20 empty] | NBS_050-135_4P_30HP_9.49_SS | 1283.8269 | [5 empty] | KPVS_6015-3/4_4P_200HP_14.71_BRZ | 3946.3 | INVALID
93 | 93 | 8015-3/4-4P-75HP KPVS | KPVS_8015-3/4_4P_75HP_9.92_BRZ | 3958.8 | 3958.8 | 7917.6 | 2 | 0 | 2 | A | KPVS_SplitCase | 10 | 8 | 10 | 14 | BranchMin10_BranchMax14 | 12 | 3 | 12 | 20 | HeaderMin12_HeaderMax20 | 14 | 5 | 15 | [20 empty] | NBS_050-135_4P_30HP_9.49_SS | 1283.8269 | [5 empty] | KPVS_6015-3/4_4P_200HP_14.71_BRZ | 3946.3
93 | 93 | 8015-3/4-4P-75HP KPVS | KPVS_8015-3/4_4P_75HP_9.92_BRZ | 3958.8 | 3958.8 | 7917.6 | 2 | 0 | 2 | A | KPVS_SplitCase | 10 | 8 | 10 | 14 | BranchMin10_BranchMax14 | 12 | 3 | 12 | 20 | HeaderMin12_HeaderMax20 | 16 | 5 | 15 | [20 empty] | NBS_050-135_4P_30HP_9.49_SS | 1283.8269 | [5 empty] | KPVS_6015-3/4_4P_200HP_14.71_BRZ | 3946.3
93 | 93 | 8015-3/4-4P-75HP KPVS | KPVS_8015-3/4_4P_75HP_9.92_BRZ | 3958.8 | 3958.8 | 7917.6 | 2 | 0 | 2 | A | KPVS_SplitCase | 10 | 8 | 10 | 14 | BranchMin10_BranchMax14 | 12 | 3 | 12 | 20 | HeaderMin12_HeaderMax20 | 18 | 5 | 15 | [20 empty] | NBS_050-135_4P_30HP_9.49_SS | 1283.8269 | [5 empty] | KPVS_6015-3/4_4P_200HP_14.71_BRZ | 3946.3
93 | 93 | 8015-3/4-4P-75HP KPVS | KPVS_8015-3/4_4P_75HP_9.92_BRZ | 3958.8 | 3958.8 | 7917.6 | 2 | 0 | 2 | A | KPVS_SplitCase | 10 | 8 | 10 | 14 | BranchMin10_BranchMax14 | 12 | 3 | 12 | 20 | HeaderMin12_HeaderMax20 | 20 | 5 | 15 | [20 empty] | NBS_050-135_4P_30HP_9.49_SS | 1283.8269 | [5 empty] | KPVS_6015-3/4_4P_200HP_14.71_BRZ | 3946.3
93 | 93 | 8015-3/4-4P-75HP KPVS | KPVS_8015-3/4_4P_75HP_9.92_BRZ | 3958.8 | 3958.8 | 7917.6 | 2 | 0 | 2 | A | KPVS_SplitCase | 10 | 8 | 10 | 14 | BranchMin10_BranchMax14 | 14 | 3 | 12 | 20 | HeaderMin12_HeaderMax20 | 12 | 5 | 15 | [20 empty] | NBS_050-135_4P_30HP_9.49_SS | 1283.8269 | [5 empty] | KPVS_6015-3/4_4P_200HP_14.71_BRZ | 3946.3 | INVALID
93 | 93 | 8015-3/4-4P-75HP KPVS | KPVS_8015-3/4_4P_75HP_9.92_BRZ | 3958.8 | 3958.8 | 7917.6 | 2 | 0 | 2 | A | KPVS_SplitCase | 10 | 8 | 10 | 14 | BranchMin10_BranchMax14 | 14 | 3 | 12 | 20 | HeaderMin12_HeaderMax20 | 14 | 5 | 15 | [20 empty] | NBS_050-135_4P_30HP_9.49_SS | 1283.8269 | [5 empty] | KPVS_6015-3/4_4P_200HP_14.71_BRZ | 3946.3 | INVALID
93 | 93 | 8015-3/4-4P-75HP KPVS | KPVS_8015-3/4_4P_75HP_9.92_BRZ | 3958.8 | 3958.8 | 7917.6 | 2 | 0 | 2 | A | KPVS_SplitCase | 10 | 8 | 10 | 14 | BranchMin10_BranchMax14 | 14 | 3 | 12 | 20 | HeaderMin12_HeaderMax20 | 16 | 5 | 15 | [20 empty] | NBS_050-135_4P_30HP_9.49_SS | 1283.8269 | [5 empty] | KPVS_6015-3/4_4P_200HP_14.71_BRZ | 3946.3
93 | 93 | 8015-3/4-4P-75HP KPVS | KPVS_8015-3/4_4P_75HP_9.92_BRZ | 3958.8 | 3958.8 | 7917.6 | 2 | 0 | 2 | A | KPVS_SplitCase | 10 | 8 | 10 | 14 | BranchMin10_BranchMax14 | 14 | 3 | 12 | 20 | HeaderMin12_HeaderMax20 | 18 | 5 | 15 | [20 empty] | NBS_050-135_4P_30HP_9.49_SS | 1283.8269 | [5 empty] | KPVS_6015-3/4_4P_200HP_14.71_BRZ | 3946.3
93 | 93 | 8015-3/4-4P-75HP KPVS | KPVS_8015-3/4_4P_75HP_9.92_BRZ | 3958.8 | 3958.8 | 7917.6 | 2 | 0 | 2 | A | KPVS_SplitCase | 10 | 8 | 10 | 14 | BranchMin10_BranchMax14 | 14 | 3 | 12 | 20 | HeaderMin12_HeaderMax20 | 20 | 5 | 15 | [20 empty] | NBS_050-135_4P_30HP_9.49_SS | 1283.8269 | [5 empty] | KPVS_6015-3/4_4P_200HP_14.71_BRZ | 3946.3
94 | 94 | 8015-3/4-4P-100HP KPVS | KPVS_8015-3/4_4P_100HP_10.95_BRZ | 4360.5 | 4360.5 | 8721 | 2 | 0 | 2 | A | KPVS_SplitCase | 10 | 8 | 10 | 16 | BranchMin10_BranchMax16 | 10 | 4 | 12 | 20 | HeaderMin12_HeaderMax20 | 12 | 5 | 20 | [20 empty] | NBS_050-135_4P_40HP_10.59_SS | 1416.7849 | [5 empty] | KPVS_6015-3/4_4P_250HP_15.00_BRZ | 4050
94 | 94 | 8015-3/4-4P-100HP KPVS | KPVS_8015-3/4_4P_100HP_10.95_BRZ | 4360.5 | 4360.5 | 8721 | 2 | 0 | 2 | A | KPVS_SplitCase | 10 | 8 | 10 | 16 | BranchMin10_BranchMax16 | 10 | 4 | 12 | 20 | HeaderMin12_HeaderMax20 | 14 | 5 | 20 | [20 empty] | NBS_050-135_4P_40HP_10.59_SS | 1416.7849 | [5 empty] | KPVS_6015-3/4_4P_250HP_15.00_BRZ | 4050
94 | 94 | 8015-3/4-4P-100HP KPVS | KPVS_8015-3/4_4P_100HP_10.95_BRZ | 4360.5 | 4360.5 | 8721 | 2 | 0 | 2 | A | KPVS_SplitCase | 10 | 8 | 10 | 16 | BranchMin10_BranchMax16 | 10 | 4 | 12 | 20 | HeaderMin12_HeaderMax20 | 16 | 5 | 20 | [20 empty] | NBS_050-135_4P_40HP_10.59_SS | 1416.7849 | [5 empty] | KPVS_6015-3/4_4P_250HP_15.00_BRZ | 4050
94 | 94 | 8015-3/4-4P-100HP KPVS | KPVS_8015-3/4_4P_100HP_10.95_BRZ | 4360.5 | 4360.5 | 8721 | 2 | 0 | 2 | A | KPVS_SplitCase | 10 | 8 | 10 | 16 | BranchMin10_BranchMax16 | 10 | 4 | 12 | 20 | HeaderMin12_HeaderMax20 | 18 | 5 | 20 | [20 empty] | NBS_050-135_4P_40HP_10.59_SS | 1416.7849 | [5 empty] | KPVS_6015-3/4_4P_250HP_15.00_BRZ | 4050
94 | 94 | 8015-3/4-4P-100HP KPVS | KPVS_8015-3/4_4P_100HP_10.95_BRZ | 4360.5 | 4360.5 | 8721 | 2 | 0 | 2 | A | KPVS_SplitCase | 10 | 8 | 10 | 16 | BranchMin10_BranchMax16 | 10 | 4 | 12 | 20 | HeaderMin12_HeaderMax20 | 20 | 5 | 20 | [20 empty] | NBS_050-135_4P_40HP_10.59_SS | 1416.7849 | [5 empty] | KPVS_6015-3/4_4P_250HP_15.00_BRZ | 4050
94 | 94 | 8015-3/4-4P-100HP KPVS | KPVS_8015-3/4_4P_100HP_10.95_BRZ | 4360.5 | 4360.5 | 8721 | 2 | 0 | 2 | A | KPVS_SplitCase | 10 | 8 | 10 | 16 | BranchMin10_BranchMax16 | 12 | 4 | 12 | 20 | HeaderMin12_HeaderMax20 | 12 | 5 | 20 | [20 empty] | NBS_050-135_4P_40HP_10.59_SS | 1416.7849 | [5 empty] | KPVS_6015-3/4_4P_250HP_15.00_BRZ | 4050 | INVALID
94 | 94 | 8015-3/4-4P-100HP KPVS | KPVS_8015-3/4_4P_100HP_10.95_BRZ | 4360.5 | 4360.5 | 8721 | 2 | 0 | 2 | A | KPVS_SplitCase | 10 | 8 | 10 | 16 | BranchMin10_BranchMax16 | 12 | 4 | 12 | 20 | HeaderMin12_HeaderMax20 | 14 | 5 | 20 | [20 empty] | NBS_050-135_4P_40HP_10.59_SS | 1416.7849 | [5 empty] | KPVS_6015-3/4_4P_250HP_15.00_BRZ | 4050
94 | 94 | 8015-3/4-4P-100HP KPVS | KPVS_8015-3/4_4P_100HP_10.95_BRZ | 4360.5 | 4360.5 | 8721 | 2 | 0 | 2 | A | KPVS_SplitCase | 10 | 8 | 10 | 16 | BranchMin10_BranchMax16 | 12 | 4 | 12 | 20 | HeaderMin12_HeaderMax20 | 16 | 5 | 20 | [20 empty] | NBS_050-135_4P_40HP_10.59_SS | 1416.7849 | [5 empty] | KPVS_6015-3/4_4P_250HP_15.00_BRZ | 4050
94 | 94 | 8015-3/4-4P-100HP KPVS | KPVS_8015-3/4_4P_100HP_10.95_BRZ | 4360.5 | 4360.5 | 8721 | 2 | 0 | 2 | A | KPVS_SplitCase | 10 | 8 | 10 | 16 | BranchMin10_BranchMax16 | 12 | 4 | 12 | 20 | HeaderMin12_HeaderMax20 | 18 | 5 | 20 | [20 empty] | NBS_050-135_4P_40HP_10.59_SS | 1416.7849 | [5 empty] | KPVS_6015-3/4_4P_250HP_15.00_BRZ | 4050
94 | 94 | 8015-3/4-4P-100HP KPVS | KPVS_8015-3/4_4P_100HP_10.95_BRZ | 4360.5 | 4360.5 | 8721 | 2 | 0 | 2 | A | KPVS_SplitCase | 10 | 8 | 10 | 16 | BranchMin10_BranchMax16 | 12 | 4 | 12 | 20 | HeaderMin12_HeaderMax20 | 20 | 5 | 20 | [20 empty] | NBS_050-135_4P_40HP_10.59_SS | 1416.7849 | [5 empty] | KPVS_6015-3/4_4P_250HP_15.00_BRZ | 4050
94 | 94 | 8015-3/4-4P-100HP KPVS | KPVS_8015-3/4_4P_100HP_10.95_BRZ | 4360.5 | 4360.5 | 8721 | 2 | 0 | 2 | A | KPVS_SplitCase | 10 | 8 | 10 | 16 | BranchMin10_BranchMax16 | 14 | 4 | 12 | 20 | HeaderMin12_HeaderMax20 | 12 | 5 | 20 | [20 empty] | NBS_050-135_4P_40HP_10.59_SS | 1416.7849 | [5 empty] | KPVS_6015-3/4_4P_250HP_15.00_BRZ | 4050 | INVALID
94 | 94 | 8015-3/4-4P-100HP KPVS | KPVS_8015-3/4_4P_100HP_10.95_BRZ | 4360.5 | 4360.5 | 8721 | 2 | 0 | 2 | A | KPVS_SplitCase | 10 | 8 | 10 | 16 | BranchMin10_BranchMax16 | 14 | 4 | 12 | 20 | HeaderMin12_HeaderMax20 | 14 | 5 | 20 | [20 empty] | NBS_050-135_4P_40HP_10.59_SS | 1416.7849 | [5 empty] | KPVS_6015-3/4_4P_250HP_15.00_BRZ | 4050 | INVALID
94 | 94 | 8015-3/4-4P-100HP KPVS | KPVS_8015-3/4_4P_100HP_10.95_BRZ | 4360.5 | 4360.5 | 8721 | 2 | 0 | 2 | A | KPVS_SplitCase | 10 | 8 | 10 | 16 | BranchMin10_BranchMax16 | 14 | 4 | 12 | 20 | HeaderMin12_HeaderMax20 | 16 | 5 | 20 | [20 empty] | NBS_050-135_4P_40HP_10.59_SS | 1416.7849 | [5 empty] | KPVS_6015-3/4_4P_250HP_15.00_BRZ | 4050
94 | 94 | 8015-3/4-4P-100HP KPVS | KPVS_8015-3/4_4P_100HP_10.95_BRZ | 4360.5 | 4360.5 | 8721 | 2 | 0 | 2 | A | KPVS_SplitCase | 10 | 8 | 10 | 16 | BranchMin10_BranchMax16 | 14 | 4 | 12 | 20 | HeaderMin12_HeaderMax20 | 18 | 5 | 20 | [20 empty] | NBS_050-135_4P_40HP_10.59_SS | 1416.7849 | [5 empty] | KPVS_6015-3/4_4P_250HP_15.00_BRZ | 4050
94 | 94 | 8015-3/4-4P-100HP KPVS | KPVS_8015-3/4_4P_100HP_10.95_BRZ | 4360.5 | 4360.5 | 8721 | 2 | 0 | 2 | A | KPVS_SplitCase | 10 | 8 | 10 | 16 | BranchMin10_BranchMax16 | 14 | 4 | 12 | 20 | HeaderMin12_HeaderMax20 | 20 | 5 | 20 | [20 empty] | NBS_050-135_4P_40HP_10.59_SS | 1416.7849 | [5 empty] | KPVS_6015-3/4_4P_250HP_15.00_BRZ | 4050
94 | 94 | 8015-3/4-4P-100HP KPVS | KPVS_8015-3/4_4P_100HP_10.95_BRZ | 4360.5 | 4360.5 | 8721 | 2 | 0 | 2 | A | KPVS_SplitCase | 10 | 8 | 10 | 16 | BranchMin10_BranchMax16 | 16 | 4 | 12 | 20 | HeaderMin12_HeaderMax20 | 12 | 5 | 20 | [20 empty] | NBS_050-135_4P_40HP_10.59_SS | 1416.7849 | [5 empty] | KPVS_6015-3/4_4P_250HP_15.00_BRZ | 4050 | INVALID
94 | 94 | 8015-3/4-4P-100HP KPVS | KPVS_8015-3/4_4P_100HP_10.95_BRZ | 4360.5 | 4360.5 | 8721 | 2 | 0 | 2 | A | KPVS_SplitCase | 10 | 8 | 10 | 16 | BranchMin10_BranchMax16 | 16 | 4 | 12 | 20 | HeaderMin12_HeaderMax20 | 14 | 5 | 20 | [20 empty] | NBS_050-135_4P_40HP_10.59_SS | 1416.7849 | [5 empty] | KPVS_6015-3/4_4P_250HP_15.00_BRZ | 4050 | INVALID
94 | 94 | 8015-3/4-4P-100HP KPVS | KPVS_8015-3/4_4P_100HP_10.95_BRZ | 4360.5 | 4360.5 | 8721 | 2 | 0 | 2 | A | KPVS_SplitCase | 10 | 8 | 10 | 16 | BranchMin10_BranchMax16 | 16 | 4 | 12 | 20 | HeaderMin12_HeaderMax20 | 16 | 5 | 20 | [20 empty] | NBS_050-135_4P_40HP_10.59_SS | 1416.7849 | [5 empty] | KPVS_6015-3/4_4P_250HP_15.00_BRZ | 4050 | INVALID
94 | 94 | 8015-3/4-4P-100HP KPVS | KPVS_8015-3/4_4P_100HP_10.95_BRZ | 4360.5 | 4360.5 | 8721 | 2 | 0 | 2 | A | KPVS_SplitCase | 10 | 8 | 10 | 16 | BranchMin10_BranchMax16 | 16 | 4 | 12 | 20 | HeaderMin12_HeaderMax20 | 18 | 5 | 20 | [20 empty] | NBS_050-135_4P_40HP_10.59_SS | 1416.7849 | [5 empty] | KPVS_6015-3/4_4P_250HP_15.00_BRZ | 4050
94 | 94 | 8015-3/4-4P-100HP KPVS | KPVS_8015-3/4_4P_100HP_10.95_BRZ | 4360.5 | 4360.5 | 8721 | 2 | 0 | 2 | A | KPVS_SplitCase | 10 | 8 | 10 | 16 | BranchMin10_BranchMax16 | 16 | 4 | 12 | 20 | HeaderMin12_HeaderMax20 | 20 | 5 | 20 | [20 empty] | NBS_050-135_4P_40HP_10.59_SS | 1416.7849 | [5 empty] | KPVS_6015-3/4_4P_250HP_15.00_BRZ | 4050
95 | 95 | 8015-3/4-4P-125HP KPVS | KPVS_8015-3/4_4P_125HP_11.69_BRZ | 4649.1 | 4649.1 | 9298.2 | 2 | 0 | 2 | A | KPVS_SplitCase | 10 | 8 | 10 | 16 | BranchMin10_BranchMax16 | 10 | 4 | 12 | 24 | HeaderMin12_HeaderMax24 | 12 | 6 | 24 | [20 empty] | NBS_050-135_4P_50HP_11.30_SS | 1508.8665 | [5 empty] | KPVS_6015-3/4_4P_40HP_9.03_BRZ | 2242.4
95 | 95 | 8015-3/4-4P-125HP KPVS | KPVS_8015-3/4_4P_125HP_11.69_BRZ | 4649.1 | 4649.1 | 9298.2 | 2 | 0 | 2 | A | KPVS_SplitCase | 10 | 8 | 10 | 16 | BranchMin10_BranchMax16 | 10 | 4 | 12 | 24 | HeaderMin12_HeaderMax24 | 14 | 6 | 24 | [20 empty] | NBS_050-135_4P_50HP_11.30_SS | 1508.8665 | [5 empty] | KPVS_6015-3/4_4P_40HP_9.03_BRZ | 2242.4
95 | 95 | 8015-3/4-4P-125HP KPVS | KPVS_8015-3/4_4P_125HP_11.69_BRZ | 4649.1 | 4649.1 | 9298.2 | 2 | 0 | 2 | A | KPVS_SplitCase | 10 | 8 | 10 | 16 | BranchMin10_BranchMax16 | 10 | 4 | 12 | 24 | HeaderMin12_HeaderMax24 | 16 | 6 | 24 | [20 empty] | NBS_050-135_4P_50HP_11.30_SS | 1508.8665 | [5 empty] | KPVS_6015-3/4_4P_40HP_9.03_BRZ | 2242.4
95 | 95 | 8015-3/4-4P-125HP KPVS | KPVS_8015-3/4_4P_125HP_11.69_BRZ | 4649.1 | 4649.1 | 9298.2 | 2 | 0 | 2 | A | KPVS_SplitCase | 10 | 8 | 10 | 16 | BranchMin10_BranchMax16 | 10 | 4 | 12 | 24 | HeaderMin12_HeaderMax24 | 18 | 6 | 24 | [20 empty] | NBS_050-135_4P_50HP_11.30_SS | 1508.8665 | [5 empty] | KPVS_6015-3/4_4P_40HP_9.03_BRZ | 2242.4
95 | 95 | 8015-3/4-4P-125HP KPVS | KPVS_8015-3/4_4P_125HP_11.69_BRZ | 4649.1 | 4649.1 | 9298.2 | 2 | 0 | 2 | A | KPVS_SplitCase | 10 | 8 | 10 | 16 | BranchMin10_BranchMax16 | 10 | 4 | 12 | 24 | HeaderMin12_HeaderMax24 | 20 | 6 | 24 | [20 empty] | NBS_050-135_4P_50HP_11.30_SS | 1508.8665 | [5 empty] | KPVS_6015-3/4_4P_40HP_9.03_BRZ | 2242.4
95 | 95 | 8015-3/4-4P-125HP KPVS | KPVS_8015-3/4_4P_125HP_11.69_BRZ | 4649.1 | 4649.1 | 9298.2 | 2 | 0 | 2 | A | KPVS_SplitCase | 10 | 8 | 10 | 16 | BranchMin10_BranchMax16 | 10 | 4 | 12 | 24 | HeaderMin12_HeaderMax24 | 24 | 6 | 24 | [20 empty] | NBS_050-135_4P_50HP_11.30_SS | 1508.8665 | [5 empty] | KPVS_6015-3/4_4P_40HP_9.03_BRZ | 2242.4
95 | 95 | 8015-3/4-4P-125HP KPVS | KPVS_8015-3/4_4P_125HP_11.69_BRZ | 4649.1 | 4649.1 | 9298.2 | 2 | 0 | 2 | A | KPVS_SplitCase | 10 | 8 | 10 | 16 | BranchMin10_BranchMax16 | 12 | 4 | 12 | 24 | HeaderMin12_HeaderMax24 | 12 | 6 | 24 | [20 empty] | NBS_050-135_4P_50HP_11.30_SS | 1508.8665 | [5 empty] | KPVS_6015-3/4_4P_40HP_9.03_BRZ | 2242.4 | INVALID
95 | 95 | 8015-3/4-4P-125HP KPVS | KPVS_8015-3/4_4P_125HP_11.69_BRZ | 4649.1 | 4649.1 | 9298.2 | 2 | 0 | 2 | A | KPVS_SplitCase | 10 | 8 | 10 | 16 | BranchMin10_BranchMax16 | 12 | 4 | 12 | 24 | HeaderMin12_HeaderMax24 | 14 | 6 | 24 | [20 empty] | NBS_050-135_4P_50HP_11.30_SS | 1508.8665 | [5 empty] | KPVS_6015-3/4_4P_40HP_9.03_BRZ | 2242.4
95 | 95 | 8015-3/4-4P-125HP KPVS | KPVS_8015-3/4_4P_125HP_11.69_BRZ | 4649.1 | 4649.1 | 9298.2 | 2 | 0 | 2 | A | KPVS_SplitCase | 10 | 8 | 10 | 16 | BranchMin10_BranchMax16 | 12 | 4 | 12 | 24 | HeaderMin12_HeaderMax24 | 16 | 6 | 24 | [20 empty] | NBS_050-135_4P_50HP_11.30_SS | 1508.8665 | [5 empty] | KPVS_6015-3/4_4P_40HP_9.03_BRZ | 2242.4
95 | 95 | 8015-3/4-4P-125HP KPVS | KPVS_8015-3/4_4P_125HP_11.69_BRZ | 4649.1 | 4649.1 | 9298.2 | 2 | 0 | 2 | A | KPVS_SplitCase | 10 | 8 | 10 | 16 | BranchMin10_BranchMax16 | 12 | 4 | 12 | 24 | HeaderMin12_HeaderMax24 | 18 | 6 | 24 | [20 empty] | NBS_050-135_4P_50HP_11.30_SS | 1508.8665 | [5 empty] | KPVS_6015-3/4_4P_40HP_9.03_BRZ | 2242.4
95 | 95 | 8015-3/4-4P-125HP KPVS | KPVS_8015-3/4_4P_125HP_11.69_BRZ | 4649.1 | 4649.1 | 9298.2 | 2 | 0 | 2 | A | KPVS_SplitCase | 10 | 8 | 10 | 16 | BranchMin10_BranchMax16 | 12 | 4 | 12 | 24 | HeaderMin12_HeaderMax24 | 20 | 6 | 24 | [20 empty] | NBS_050-135_4P_50HP_11.30_SS | 1508.8665 | [5 empty] | KPVS_6015-3/4_4P_40HP_9.03_BRZ | 2242.4
95 | 95 | 8015-3/4-4P-125HP KPVS | KPVS_8015-3/4_4P_125HP_11.69_BRZ | 4649.1 | 4649.1 | 9298.2 | 2 | 0 | 2 | A | KPVS_SplitCase | 10 | 8 | 10 | 16 | BranchMin10_BranchMax16 | 12 | 4 | 12 | 24 | HeaderMin12_HeaderMax24 | 24 | 6 | 24 | [20 empty] | NBS_050-135_4P_50HP_11.30_SS | 1508.8665 | [5 empty] | KPVS_6015-3/4_4P_40HP_9.03_BRZ | 2242.4
95 | 95 | 8015-3/4-4P-125HP KPVS | KPVS_8015-3/4_4P_125HP_11.69_BRZ | 4649.1 | 4649.1 | 9298.2 | 2 | 0 | 2 | A | KPVS_SplitCase | 10 | 8 | 10 | 16 | BranchMin10_BranchMax16 | 14 | 4 | 12 | 24 | HeaderMin12_HeaderMax24 | 12 | 6 | 24 | [20 empty] | NBS_050-135_4P_50HP_11.30_SS | 1508.8665 | [5 empty] | KPVS_6015-3/4_4P_40HP_9.03_BRZ | 2242.4 | INVALID
95 | 95 | 8015-3/4-4P-125HP KPVS | KPVS_8015-3/4_4P_125HP_11.69_BRZ | 4649.1 | 4649.1 | 9298.2 | 2 | 0 | 2 | A | KPVS_SplitCase | 10 | 8 | 10 | 16 | BranchMin10_BranchMax16 | 14 | 4 | 12 | 24 | HeaderMin12_HeaderMax24 | 14 | 6 | 24 | [20 empty] | NBS_050-135_4P_50HP_11.30_SS | 1508.8665 | [5 empty] | KPVS_6015-3/4_4P_40HP_9.03_BRZ | 2242.4 | INVALID
95 | 95 | 8015-3/4-4P-125HP KPVS | KPVS_8015-3/4_4P_125HP_11.69_BRZ | 4649.1 | 4649.1 | 9298.2 | 2 | 0 | 2 | A | KPVS_SplitCase | 10 | 8 | 10 | 16 | BranchMin10_BranchMax16 | 14 | 4 | 12 | 24 | HeaderMin12_HeaderMax24 | 16 | 6 | 24 | [20 empty] | NBS_050-135_4P_50HP_11.30_SS | 1508.8665 | [5 empty] | KPVS_6015-3/4_4P_40HP_9.03_BRZ | 2242.4
95 | 95 | 8015-3/4-4P-125HP KPVS | KPVS_8015-3/4_4P_125HP_11.69_BRZ | 4649.1 | 4649.1 | 9298.2 | 2 | 0 | 2 | A | KPVS_SplitCase | 10 | 8 | 10 | 16 | BranchMin10_BranchMax16 | 14 | 4 | 12 | 24 | HeaderMin12_HeaderMax24 | 18 | 6 | 24 | [20 empty] | NBS_050-135_4P_50HP_11.30_SS | 1508.8665 | [5 empty] | KPVS_6015-3/4_4P_40HP_9.03_BRZ | 2242.4
95 | 95 | 8015-3/4-4P-125HP KPVS | KPVS_8015-3/4_4P_125HP_11.69_BRZ | 4649.1 | 4649.1 | 9298.2 | 2 | 0 | 2 | A | KPVS_SplitCase | 10 | 8 | 10 | 16 | BranchMin10_BranchMax16 | 14 | 4 | 12 | 24 | HeaderMin12_HeaderMax24 | 20 | 6 | 24 | [20 empty] | NBS_050-135_4P_50HP_11.30_SS | 1508.8665 | [5 empty] | KPVS_6015-3/4_4P_40HP_9.03_BRZ | 2242.4
95 | 95 | 8015-3/4-4P-125HP KPVS | KPVS_8015-3/4_4P_125HP_11.69_BRZ | 4649.1 | 4649.1 | 9298.2 | 2 | 0 | 2 | A | KPVS_SplitCase | 10 | 8 | 10 | 16 | BranchMin10_BranchMax16 | 14 | 4 | 12 | 24 | HeaderMin12_HeaderMax24 | 24 | 6 | 24 | [20 empty] | NBS_050-135_4P_50HP_11.30_SS | 1508.8665 | [5 empty] | KPVS_6015-3/4_4P_40HP_9.03_BRZ | 2242.4
95 | 95 | 8015-3/4-4P-125HP KPVS | KPVS_8015-3/4_4P_125HP_11.69_BRZ | 4649.1 | 4649.1 | 9298.2 | 2 | 0 | 2 | A | KPVS_SplitCase | 10 | 8 | 10 | 16 | BranchMin10_BranchMax16 | 16 | 4 | 12 | 24 | HeaderMin12_HeaderMax24 | 12 | 6 | 24 | [20 empty] | NBS_050-135_4P_50HP_11.30_SS | 1508.8665 | [5 empty] | KPVS_6015-3/4_4P_40HP_9.03_BRZ | 2242.4 | INVALID
95 | 95 | 8015-3/4-4P-125HP KPVS | KPVS_8015-3/4_4P_125HP_11.69_BRZ | 4649.1 | 4649.1 | 9298.2 | 2 | 0 | 2 | A | KPVS_SplitCase | 10 | 8 | 10 | 16 | BranchMin10_BranchMax16 | 16 | 4 | 12 | 24 | HeaderMin12_HeaderMax24 | 14 | 6 | 24 | [20 empty] | NBS_050-135_4P_50HP_11.30_SS | 1508.8665 | [5 empty] | KPVS_6015-3/4_4P_40HP_9.03_BRZ | 2242.4 | INVALID
95 | 95 | 8015-3/4-4P-125HP KPVS | KPVS_8015-3/4_4P_125HP_11.69_BRZ | 4649.1 | 4649.1 | 9298.2 | 2 | 0 | 2 | A | KPVS_SplitCase | 10 | 8 | 10 | 16 | BranchMin10_BranchMax16 | 16 | 4 | 12 | 24 | HeaderMin12_HeaderMax24 | 16 | 6 | 24 | [20 empty] | NBS_050-135_4P_50HP_11.30_SS | 1508.8665 | [5 empty] | KPVS_6015-3/4_4P_40HP_9.03_BRZ | 2242.4 | INVALID
95 | 95 | 8015-3/4-4P-125HP KPVS | KPVS_8015-3/4_4P_125HP_11.69_BRZ | 4649.1 | 4649.1 | 9298.2 | 2 | 0 | 2 | A | KPVS_SplitCase | 10 | 8 | 10 | 16 | BranchMin10_BranchMax16 | 16 | 4 | 12 | 24 | HeaderMin12_HeaderMax24 | 18 | 6 | 24 | [20 empty] | NBS_050-135_4P_50HP_11.30_SS | 1508.8665 | [5 empty] | KPVS_6015-3/4_4P_40HP_9.03_BRZ | 2242.4
95 | 95 | 8015-3/4-4P-125HP KPVS | KPVS_8015-3/4_4P_125HP_11.69_BRZ | 4649.1 | 4649.1 | 9298.2 | 2 | 0 | 2 | A | KPVS_SplitCase | 10 | 8 | 10 | 16 | BranchMin10_BranchMax16 | 16 | 4 | 12 | 24 | HeaderMin12_HeaderMax24 | 20 | 6 | 24 | [20 empty] | NBS_050-135_4P_50HP_11.30_SS | 1508.8665 | [5 empty] | KPVS_6015-3/4_4P_40HP_9.03_BRZ | 2242.4
95 | 95 | 8015-3/4-4P-125HP KPVS | KPVS_8015-3/4_4P_125HP_11.69_BRZ | 4649.1 | 4649.1 | 9298.2 | 2 | 0 | 2 | A | KPVS_SplitCase | 10 | 8 | 10 | 16 | BranchMin10_BranchMax16 | 16 | 4 | 12 | 24 | HeaderMin12_HeaderMax24 | 24 | 6 | 24 | [20 empty] | NBS_050-135_4P_50HP_11.30_SS | 1508.8665 | [5 empty] | KPVS_6015-3/4_4P_40HP_9.03_BRZ | 2242.4
96 | 96 | 8015-3/4-4P-150HP KPVS | KPVS_8015-3/4_4P_150HP_12.23_BRZ | 4862.4 | 4862.4 | 9724.8 | 2 | 0 | 2 | A | KPVS_SplitCase | 10 | 8 | 10 | 16 | BranchMin10_BranchMax16 | 10 | 4 | 12 | 24 | HeaderMin12_HeaderMax24 | 12 | 6 | 24 | [20 empty] | NBS_050-135_4P_60HP_12.01_SS | 1598.8017 | [5 empty] | KPVS_6015-3/4_4P_50HP_9.58_BRZ | 2378.6
96 | 96 | 8015-3/4-4P-150HP KPVS | KPVS_8015-3/4_4P_150HP_12.23_BRZ | 4862.4 | 4862.4 | 9724.8 | 2 | 0 | 2 | A | KPVS_SplitCase | 10 | 8 | 10 | 16 | BranchMin10_BranchMax16 | 10 | 4 | 12 | 24 | HeaderMin12_HeaderMax24 | 14 | 6 | 24 | [20 empty] | NBS_050-135_4P_60HP_12.01_SS | 1598.8017 | [5 empty] | KPVS_6015-3/4_4P_50HP_9.58_BRZ | 2378.6
96 | 96 | 8015-3/4-4P-150HP KPVS | KPVS_8015-3/4_4P_150HP_12.23_BRZ | 4862.4 | 4862.4 | 9724.8 | 2 | 0 | 2 | A | KPVS_SplitCase | 10 | 8 | 10 | 16 | BranchMin10_BranchMax16 | 10 | 4 | 12 | 24 | HeaderMin12_HeaderMax24 | 16 | 6 | 24 | [20 empty] | NBS_050-135_4P_60HP_12.01_SS | 1598.8017 | [5 empty] | KPVS_6015-3/4_4P_50HP_9.58_BRZ | 2378.6
96 | 96 | 8015-3/4-4P-150HP KPVS | KPVS_8015-3/4_4P_150HP_12.23_BRZ | 4862.4 | 4862.4 | 9724.8 | 2 | 0 | 2 | A | KPVS_SplitCase | 10 | 8 | 10 | 16 | BranchMin10_BranchMax16 | 10 | 4 | 12 | 24 | HeaderMin12_HeaderMax24 | 18 | 6 | 24 | [20 empty] | NBS_050-135_4P_60HP_12.01_SS | 1598.8017 | [5 empty] | KPVS_6015-3/4_4P_50HP_9.58_BRZ | 2378.6
96 | 96 | 8015-3/4-4P-150HP KPVS | KPVS_8015-3/4_4P_150HP_12.23_BRZ | 4862.4 | 4862.4 | 9724.8 | 2 | 0 | 2 | A | KPVS_SplitCase | 10 | 8 | 10 | 16 | BranchMin10_BranchMax16 | 10 | 4 | 12 | 24 | HeaderMin12_HeaderMax24 | 20 | 6 | 24 | [20 empty] | NBS_050-135_4P_60HP_12.01_SS | 1598.8017 | [5 empty] | KPVS_6015-3/4_4P_50HP_9.58_BRZ | 2378.6
96 | 96 | 8015-3/4-4P-150HP KPVS | KPVS_8015-3/4_4P_150HP_12.23_BRZ | 4862.4 | 4862.4 | 9724.8 | 2 | 0 | 2 | A | KPVS_SplitCase | 10 | 8 | 10 | 16 | BranchMin10_BranchMax16 | 10 | 4 | 12 | 24 | HeaderMin12_HeaderMax24 | 24 | 6 | 24 | [20 empty] | NBS_050-135_4P_60HP_12.01_SS | 1598.8017 | [5 empty] | KPVS_6015-3/4_4P_50HP_9.58_BRZ | 2378.6
96 | 96 | 8015-3/4-4P-150HP KPVS | KPVS_8015-3/4_4P_150HP_12.23_BRZ | 4862.4 | 4862.4 | 9724.8 | 2 | 0 | 2 | A | KPVS_SplitCase | 10 | 8 | 10 | 16 | BranchMin10_BranchMax16 | 12 | 4 | 12 | 24 | HeaderMin12_HeaderMax24 | 12 | 6 | 24 | [20 empty] | NBS_050-135_4P_60HP_12.01_SS | 1598.8017 | [5 empty] | KPVS_6015-3/4_4P_50HP_9.58_BRZ | 2378.6 | INVALID
96 | 96 | 8015-3/4-4P-150HP KPVS | KPVS_8015-3/4_4P_150HP_12.23_BRZ | 4862.4 | 4862.4 | 9724.8 | 2 | 0 | 2 | A | KPVS_SplitCase | 10 | 8 | 10 | 16 | BranchMin10_BranchMax16 | 12 | 4 | 12 | 24 | HeaderMin12_HeaderMax24 | 14 | 6 | 24 | [20 empty] | NBS_050-135_4P_60HP_12.01_SS | 1598.8017 | [5 empty] | KPVS_6015-3/4_4P_50HP_9.58_BRZ | 2378.6
96 | 96 | 8015-3/4-4P-150HP KPVS | KPVS_8015-3/4_4P_150HP_12.23_BRZ | 4862.4 | 4862.4 | 9724.8 | 2 | 0 | 2 | A | KPVS_SplitCase | 10 | 8 | 10 | 16 | BranchMin10_BranchMax16 | 12 | 4 | 12 | 24 | HeaderMin12_HeaderMax24 | 16 | 6 | 24 | [20 empty] | NBS_050-135_4P_60HP_12.01_SS | 1598.8017 | [5 empty] | KPVS_6015-3/4_4P_50HP_9.58_BRZ | 2378.6
96 | 96 | 8015-3/4-4P-150HP KPVS | KPVS_8015-3/4_4P_150HP_12.23_BRZ | 4862.4 | 4862.4 | 9724.8 | 2 | 0 | 2 | A | KPVS_SplitCase | 10 | 8 | 10 | 16 | BranchMin10_BranchMax16 | 12 | 4 | 12 | 24 | HeaderMin12_HeaderMax24 | 18 | 6 | 24 | [20 empty] | NBS_050-135_4P_60HP_12.01_SS | 1598.8017 | [5 empty] | KPVS_6015-3/4_4P_50HP_9.58_BRZ | 2378.6
96 | 96 | 8015-3/4-4P-150HP KPVS | KPVS_8015-3/4_4P_150HP_12.23_BRZ | 4862.4 | 4862.4 | 9724.8 | 2 | 0 | 2 | A | KPVS_SplitCase | 10 | 8 | 10 | 16 | BranchMin10_BranchMax16 | 12 | 4 | 12 | 24 | HeaderMin12_HeaderMax24 | 20 | 6 | 24 | [20 empty] | NBS_050-135_4P_60HP_12.01_SS | 1598.8017 | [5 empty] | KPVS_6015-3/4_4P_50HP_9.58_BRZ | 2378.6
96 | 96 | 8015-3/4-4P-150HP KPVS | KPVS_8015-3/4_4P_150HP_12.23_BRZ | 4862.4 | 4862.4 | 9724.8 | 2 | 0 | 2 | A | KPVS_SplitCase | 10 | 8 | 10 | 16 | BranchMin10_BranchMax16 | 12 | 4 | 12 | 24 | HeaderMin12_HeaderMax24 | 24 | 6 | 24 | [20 empty] | NBS_050-135_4P_60HP_12.01_SS | 1598.8017 | [5 empty] | KPVS_6015-3/4_4P_50HP_9.58_BRZ | 2378.6
96 | 96 | 8015-3/4-4P-150HP KPVS | KPVS_8015-3/4_4P_150HP_12.23_BRZ | 4862.4 | 4862.4 | 9724.8 | 2 | 0 | 2 | A | KPVS_SplitCase | 10 | 8 | 10 | 16 | BranchMin10_BranchMax16 | 14 | 4 | 12 | 24 | HeaderMin12_HeaderMax24 | 12 | 6 | 24 | [20 empty] | NBS_050-135_4P_60HP_12.01_SS | 1598.8017 | [5 empty] | KPVS_6015-3/4_4P_50HP_9.58_BRZ | 2378.6 | INVALID
96 | 96 | 8015-3/4-4P-150HP KPVS | KPVS_8015-3/4_4P_150HP_12.23_BRZ | 4862.4 | 4862.4 | 9724.8 | 2 | 0 | 2 | A | KPVS_SplitCase | 10 | 8 | 10 | 16 | BranchMin10_BranchMax16 | 14 | 4 | 12 | 24 | HeaderMin12_HeaderMax24 | 14 | 6 | 24 | [20 empty] | NBS_050-135_4P_60HP_12.01_SS | 1598.8017 | [5 empty] | KPVS_6015-3/4_4P_50HP_9.58_BRZ | 2378.6 | INVALID
96 | 96 | 8015-3/4-4P-150HP KPVS | KPVS_8015-3/4_4P_150HP_12.23_BRZ | 4862.4 | 4862.4 | 9724.8 | 2 | 0 | 2 | A | KPVS_SplitCase | 10 | 8 | 10 | 16 | BranchMin10_BranchMax16 | 14 | 4 | 12 | 24 | HeaderMin12_HeaderMax24 | 16 | 6 | 24 | [20 empty] | NBS_050-135_4P_60HP_12.01_SS | 1598.8017 | [5 empty] | KPVS_6015-3/4_4P_50HP_9.58_BRZ | 2378.6
96 | 96 | 8015-3/4-4P-150HP KPVS | KPVS_8015-3/4_4P_150HP_12.23_BRZ | 4862.4 | 4862.4 | 9724.8 | 2 | 0 | 2 | A | KPVS_SplitCase | 10 | 8 | 10 | 16 | BranchMin10_BranchMax16 | 14 | 4 | 12 | 24 | HeaderMin12_HeaderMax24 | 18 | 6 | 24 | [20 empty] | NBS_050-135_4P_60HP_12.01_SS | 1598.8017 | [5 empty] | KPVS_6015-3/4_4P_50HP_9.58_BRZ | 2378.6
96 | 96 | 8015-3/4-4P-150HP KPVS | KPVS_8015-3/4_4P_150HP_12.23_BRZ | 4862.4 | 4862.4 | 9724.8 | 2 | 0 | 2 | A | KPVS_SplitCase | 10 | 8 | 10 | 16 | BranchMin10_BranchMax16 | 14 | 4 | 12 | 24 | HeaderMin12_HeaderMax24 | 20 | 6 | 24 | [20 empty] | NBS_050-135_4P_60HP_12.01_SS | 1598.8017 | [5 empty] | KPVS_6015-3/4_4P_50HP_9.58_BRZ | 2378.6
96 | 96 | 8015-3/4-4P-150HP KPVS | KPVS_8015-3/4_4P_150HP_12.23_BRZ | 4862.4 | 4862.4 | 9724.8 | 2 | 0 | 2 | A | KPVS_SplitCase | 10 | 8 | 10 | 16 | BranchMin10_BranchMax16 | 14 | 4 | 12 | 24 | HeaderMin12_HeaderMax24 | 24 | 6 | 24 | [20 empty] | NBS_050-135_4P_60HP_12.01_SS | 1598.8017 | [5 empty] | KPVS_6015-3/4_4P_50HP_9.58_BRZ | 2378.6
96 | 96 | 8015-3/4-4P-150HP KPVS | KPVS_8015-3/4_4P_150HP_12.23_BRZ | 4862.4 | 4862.4 | 9724.8 | 2 | 0 | 2 | A | KPVS_SplitCase | 10 | 8 | 10 | 16 | BranchMin10_BranchMax16 | 16 | 4 | 12 | 24 | HeaderMin12_HeaderMax24 | 12 | 6 | 24 | [20 empty] | NBS_050-135_4P_60HP_12.01_SS | 1598.8017 | [5 empty] | KPVS_6015-3/4_4P_50HP_9.58_BRZ | 2378.6 | INVALID
96 | 96 | 8015-3/4-4P-150HP KPVS | KPVS_8015-3/4_4P_150HP_12.23_BRZ | 4862.4 | 4862.4 | 9724.8 | 2 | 0 | 2 | A | KPVS_SplitCase | 10 | 8 | 10 | 16 | BranchMin10_BranchMax16 | 16 | 4 | 12 | 24 | HeaderMin12_HeaderMax24 | 14 | 6 | 24 | [20 empty] | NBS_050-135_4P_60HP_12.01_SS | 1598.8017 | [5 empty] | KPVS_6015-3/4_4P_50HP_9.58_BRZ | 2378.6 | INVALID
96 | 96 | 8015-3/4-4P-150HP KPVS | KPVS_8015-3/4_4P_150HP_12.23_BRZ | 4862.4 | 4862.4 | 9724.8 | 2 | 0 | 2 | A | KPVS_SplitCase | 10 | 8 | 10 | 16 | BranchMin10_BranchMax16 | 16 | 4 | 12 | 24 | HeaderMin12_HeaderMax24 | 16 | 6 | 24 | [20 empty] | NBS_050-135_4P_60HP_12.01_SS | 1598.8017 | [5 empty] | KPVS_6015-3/4_4P_50HP_9.58_BRZ | 2378.6 | INVALID
96 | 96 | 8015-3/4-4P-150HP KPVS | KPVS_8015-3/4_4P_150HP_12.23_BRZ | 4862.4 | 4862.4 | 9724.8 | 2 | 0 | 2 | A | KPVS_SplitCase | 10 | 8 | 10 | 16 | BranchMin10_BranchMax16 | 16 | 4 | 12 | 24 | HeaderMin12_HeaderMax24 | 18 | 6 | 24 | [20 empty] | NBS_050-135_4P_60HP_12.01_SS | 1598.8017 | [5 empty] | KPVS_6015-3/4_4P_50HP_9.58_BRZ | 2378.6
96 | 96 | 8015-3/4-4P-150HP KPVS | KPVS_8015-3/4_4P_150HP_12.23_BRZ | 4862.4 | 4862.4 | 9724.8 | 2 | 0 | 2 | A | KPVS_SplitCase | 10 | 8 | 10 | 16 | BranchMin10_BranchMax16 | 16 | 4 | 12 | 24 | HeaderMin12_HeaderMax24 | 20 | 6 | 24 | [20 empty] | NBS_050-135_4P_60HP_12.01_SS | 1598.8017 | [5 empty] | KPVS_6015-3/4_4P_50HP_9.58_BRZ | 2378.6
96 | 96 | 8015-3/4-4P-150HP KPVS | KPVS_8015-3/4_4P_150HP_12.23_BRZ | 4862.4 | 4862.4 | 9724.8 | 2 | 0 | 2 | A | KPVS_SplitCase | 10 | 8 | 10 | 16 | BranchMin10_BranchMax16 | 16 | 4 | 12 | 24 | HeaderMin12_HeaderMax24 | 24 | 6 | 24 | [20 empty] | NBS_050-135_4P_60HP_12.01_SS | 1598.8017 | [5 empty] | KPVS_6015-3/4_4P_50HP_9.58_BRZ | 2378.6
97 | 97 | 8015-3/4-4P-200HP KPVS | KPVS_8015-3/4_4P_200HP_13.29_BRZ | 5297.1 | 5297.1 | 10594.2 | 2 | 0 | 2 | A | KPVS_SplitCase | 10 | 8 | 10 | 16 | BranchMin10_BranchMax16 | 10 | 4 | 12 | 24 | HeaderMin12_HeaderMax24 | 12 | 6 | 24 | [20 empty] | NBS_050-135_4P_75HP_13.03_SS | 1689.4197 | [5 empty] | KPVS_6015-3/4_4P_60HP_10.10_BRZ | 2507.3
97 | 97 | 8015-3/4-4P-200HP KPVS | KPVS_8015-3/4_4P_200HP_13.29_BRZ | 5297.1 | 5297.1 | 10594.2 | 2 | 0 | 2 | A | KPVS_SplitCase | 10 | 8 | 10 | 16 | BranchMin10_BranchMax16 | 10 | 4 | 12 | 24 | HeaderMin12_HeaderMax24 | 14 | 6 | 24 | [20 empty] | NBS_050-135_4P_75HP_13.03_SS | 1689.4197 | [5 empty] | KPVS_6015-3/4_4P_60HP_10.10_BRZ | 2507.3
97 | 97 | 8015-3/4-4P-200HP KPVS | KPVS_8015-3/4_4P_200HP_13.29_BRZ | 5297.1 | 5297.1 | 10594.2 | 2 | 0 | 2 | A | KPVS_SplitCase | 10 | 8 | 10 | 16 | BranchMin10_BranchMax16 | 10 | 4 | 12 | 24 | HeaderMin12_HeaderMax24 | 16 | 6 | 24 | [20 empty] | NBS_050-135_4P_75HP_13.03_SS | 1689.4197 | [5 empty] | KPVS_6015-3/4_4P_60HP_10.10_BRZ | 2507.3
97 | 97 | 8015-3/4-4P-200HP KPVS | KPVS_8015-3/4_4P_200HP_13.29_BRZ | 5297.1 | 5297.1 | 10594.2 | 2 | 0 | 2 | A | KPVS_SplitCase | 10 | 8 | 10 | 16 | BranchMin10_BranchMax16 | 10 | 4 | 12 | 24 | HeaderMin12_HeaderMax24 | 18 | 6 | 24 | [20 empty] | NBS_050-135_4P_75HP_13.03_SS | 1689.4197 | [5 empty] | KPVS_6015-3/4_4P_60HP_10.10_BRZ | 2507.3
97 | 97 | 8015-3/4-4P-200HP KPVS | KPVS_8015-3/4_4P_200HP_13.29_BRZ | 5297.1 | 5297.1 | 10594.2 | 2 | 0 | 2 | A | KPVS_SplitCase | 10 | 8 | 10 | 16 | BranchMin10_BranchMax16 | 10 | 4 | 12 | 24 | HeaderMin12_HeaderMax24 | 20 | 6 | 24 | [20 empty] | NBS_050-135_4P_75HP_13.03_SS | 1689.4197 | [5 empty] | KPVS_6015-3/4_4P_60HP_10.10_BRZ | 2507.3
97 | 97 | 8015-3/4-4P-200HP KPVS | KPVS_8015-3/4_4P_200HP_13.29_BRZ | 5297.1 | 5297.1 | 10594.2 | 2 | 0 | 2 | A | KPVS_SplitCase | 10 | 8 | 10 | 16 | BranchMin10_BranchMax16 | 10 | 4 | 12 | 24 | HeaderMin12_HeaderMax24 | 24 | 6 | 24 | [20 empty] | NBS_050-135_4P_75HP_13.03_SS | 1689.4197 | [5 empty] | KPVS_6015-3/4_4P_60HP_10.10_BRZ | 2507.3
97 | 97 | 8015-3/4-4P-200HP KPVS | KPVS_8015-3/4_4P_200HP_13.29_BRZ | 5297.1 | 5297.1 | 10594.2 | 2 | 0 | 2 | A | KPVS_SplitCase | 10 | 8 | 10 | 16 | BranchMin10_BranchMax16 | 12 | 4 | 12 | 24 | HeaderMin12_HeaderMax24 | 12 | 6 | 24 | [20 empty] | NBS_050-135_4P_75HP_13.03_SS | 1689.4197 | [5 empty] | KPVS_6015-3/4_4P_60HP_10.10_BRZ | 2507.3 | INVALID
97 | 97 | 8015-3/4-4P-200HP KPVS | KPVS_8015-3/4_4P_200HP_13.29_BRZ | 5297.1 | 5297.1 | 10594.2 | 2 | 0 | 2 | A | KPVS_SplitCase | 10 | 8 | 10 | 16 | BranchMin10_BranchMax16 | 12 | 4 | 12 | 24 | HeaderMin12_HeaderMax24 | 14 | 6 | 24 | [20 empty] | NBS_050-135_4P_75HP_13.03_SS | 1689.4197 | [5 empty] | KPVS_6015-3/4_4P_60HP_10.10_BRZ | 2507.3
97 | 97 | 8015-3/4-4P-200HP KPVS | KPVS_8015-3/4_4P_200HP_13.29_BRZ | 5297.1 | 5297.1 | 10594.2 | 2 | 0 | 2 | A | KPVS_SplitCase | 10 | 8 | 10 | 16 | BranchMin10_BranchMax16 | 12 | 4 | 12 | 24 | HeaderMin12_HeaderMax24 | 16 | 6 | 24 | [20 empty] | NBS_050-135_4P_75HP_13.03_SS | 1689.4197 | [5 empty] | KPVS_6015-3/4_4P_60HP_10.10_BRZ | 2507.3
97 | 97 | 8015-3/4-4P-200HP KPVS | KPVS_8015-3/4_4P_200HP_13.29_BRZ | 5297.1 | 5297.1 | 10594.2 | 2 | 0 | 2 | A | KPVS_SplitCase | 10 | 8 | 10 | 16 | BranchMin10_BranchMax16 | 12 | 4 | 12 | 24 | HeaderMin12_HeaderMax24 | 18 | 6 | 24 | [20 empty] | NBS_050-135_4P_75HP_13.03_SS | 1689.4197 | [5 empty] | KPVS_6015-3/4_4P_60HP_10.10_BRZ | 2507.3
97 | 97 | 8015-3/4-4P-200HP KPVS | KPVS_8015-3/4_4P_200HP_13.29_BRZ | 5297.1 | 5297.1 | 10594.2 | 2 | 0 | 2 | A | KPVS_SplitCase | 10 | 8 | 10 | 16 | BranchMin10_BranchMax16 | 12 | 4 | 12 | 24 | HeaderMin12_HeaderMax24 | 20 | 6 | 24 | [20 empty] | NBS_050-135_4P_75HP_13.03_SS | 1689.4197 | [5 empty] | KPVS_6015-3/4_4P_60HP_10.10_BRZ | 2507.3
97 | 97 | 8015-3/4-4P-200HP KPVS | KPVS_8015-3/4_4P_200HP_13.29_BRZ | 5297.1 | 5297.1 | 10594.2 | 2 | 0 | 2 | A | KPVS_SplitCase | 10 | 8 | 10 | 16 | BranchMin10_BranchMax16 | 12 | 4 | 12 | 24 | HeaderMin12_HeaderMax24 | 24 | 6 | 24 | [20 empty] | NBS_050-135_4P_75HP_13.03_SS | 1689.4197 | [5 empty] | KPVS_6015-3/4_4P_60HP_10.10_BRZ | 2507.3
97 | 97 | 8015-3/4-4P-200HP KPVS | KPVS_8015-3/4_4P_200HP_13.29_BRZ | 5297.1 | 5297.1 | 10594.2 | 2 | 0 | 2 | A | KPVS_SplitCase | 10 | 8 | 10 | 16 | BranchMin10_BranchMax16 | 14 | 4 | 12 | 24 | HeaderMin12_HeaderMax24 | 12 | 6 | 24 | [20 empty] | NBS_050-135_4P_75HP_13.03_SS | 1689.4197 | [5 empty] | KPVS_6015-3/4_4P_60HP_10.10_BRZ | 2507.3 | INVALID
97 | 97 | 8015-3/4-4P-200HP KPVS | KPVS_8015-3/4_4P_200HP_13.29_BRZ | 5297.1 | 5297.1 | 10594.2 | 2 | 0 | 2 | A | KPVS_SplitCase | 10 | 8 | 10 | 16 | BranchMin10_BranchMax16 | 14 | 4 | 12 | 24 | HeaderMin12_HeaderMax24 | 14 | 6 | 24 | [20 empty] | NBS_050-135_4P_75HP_13.03_SS | 1689.4197 | [5 empty] | KPVS_6015-3/4_4P_60HP_10.10_BRZ | 2507.3 | INVALID
97 | 97 | 8015-3/4-4P-200HP KPVS | KPVS_8015-3/4_4P_200HP_13.29_BRZ | 5297.1 | 5297.1 | 10594.2 | 2 | 0 | 2 | A | KPVS_SplitCase | 10 | 8 | 10 | 16 | BranchMin10_BranchMax16 | 14 | 4 | 12 | 24 | HeaderMin12_HeaderMax24 | 16 | 6 | 24 | [20 empty] | NBS_050-135_4P_75HP_13.03_SS | 1689.4197 | [5 empty] | KPVS_6015-3/4_4P_60HP_10.10_BRZ | 2507.3
97 | 97 | 8015-3/4-4P-200HP KPVS | KPVS_8015-3/4_4P_200HP_13.29_BRZ | 5297.1 | 5297.1 | 10594.2 | 2 | 0 | 2 | A | KPVS_SplitCase | 10 | 8 | 10 | 16 | BranchMin10_BranchMax16 | 14 | 4 | 12 | 24 | HeaderMin12_HeaderMax24 | 18 | 6 | 24 | [20 empty] | NBS_050-135_4P_75HP_13.03_SS | 1689.4197 | [5 empty] | KPVS_6015-3/4_4P_60HP_10.10_BRZ | 2507.3
97 | 97 | 8015-3/4-4P-200HP KPVS | KPVS_8015-3/4_4P_200HP_13.29_BRZ | 5297.1 | 5297.1 | 10594.2 | 2 | 0 | 2 | A | KPVS_SplitCase | 10 | 8 | 10 | 16 | BranchMin10_BranchMax16 | 14 | 4 | 12 | 24 | HeaderMin12_HeaderMax24 | 20 | 6 | 24 | [20 empty] | NBS_050-135_4P_75HP_13.03_SS | 1689.4197 | [5 empty] | KPVS_6015-3/4_4P_60HP_10.10_BRZ | 2507.3
97 | 97 | 8015-3/4-4P-200HP KPVS | KPVS_8015-3/4_4P_200HP_13.29_BRZ | 5297.1 | 5297.1 | 10594.2 | 2 | 0 | 2 | A | KPVS_SplitCase | 10 | 8 | 10 | 16 | BranchMin10_BranchMax16 | 14 | 4 | 12 | 24 | HeaderMin12_HeaderMax24 | 24 | 6 | 24 | [20 empty] | NBS_050-135_4P_75HP_13.03_SS | 1689.4197 | [5 empty] | KPVS_6015-3/4_4P_60HP_10.10_BRZ | 2507.3
97 | 97 | 8015-3/4-4P-200HP KPVS | KPVS_8015-3/4_4P_200HP_13.29_BRZ | 5297.1 | 5297.1 | 10594.2 | 2 | 0 | 2 | A | KPVS_SplitCase | 10 | 8 | 10 | 16 | BranchMin10_BranchMax16 | 16 | 4 | 12 | 24 | HeaderMin12_HeaderMax24 | 12 | 6 | 24 | [20 empty] | NBS_050-135_4P_75HP_13.03_SS | 1689.4197 | [5 empty] | KPVS_6015-3/4_4P_60HP_10.10_BRZ | 2507.3 | INVALID
97 | 97 | 8015-3/4-4P-200HP KPVS | KPVS_8015-3/4_4P_200HP_13.29_BRZ | 5297.1 | 5297.1 | 10594.2 | 2 | 0 | 2 | A | KPVS_SplitCase | 10 | 8 | 10 | 16 | BranchMin10_BranchMax16 | 16 | 4 | 12 | 24 | HeaderMin12_HeaderMax24 | 14 | 6 | 24 | [20 empty] | NBS_050-135_4P_75HP_13.03_SS | 1689.4197 | [5 empty] | KPVS_6015-3/4_4P_60HP_10.10_BRZ | 2507.3 | INVALID
97 | 97 | 8015-3/4-4P-200HP KPVS | KPVS_8015-3/4_4P_200HP_13.29_BRZ | 5297.1 | 5297.1 | 10594.2 | 2 | 0 | 2 | A | KPVS_SplitCase | 10 | 8 | 10 | 16 | BranchMin10_BranchMax16 | 16 | 4 | 12 | 24 | HeaderMin12_HeaderMax24 | 16 | 6 | 24 | [20 empty] | NBS_050-135_4P_75HP_13.03_SS | 1689.4197 | [5 empty] | KPVS_6015-3/4_4P_60HP_10.10_BRZ | 2507.3 | INVALID
97 | 97 | 8015-3/4-4P-200HP KPVS | KPVS_8015-3/4_4P_200HP_13.29_BRZ | 5297.1 | 5297.1 | 10594.2 | 2 | 0 | 2 | A | KPVS_SplitCase | 10 | 8 | 10 | 16 | BranchMin10_BranchMax16 | 16 | 4 | 12 | 24 | HeaderMin12_HeaderMax24 | 18 | 6 | 24 | [20 empty] | NBS_050-135_4P_75HP_13.03_SS | 1689.4197 | [5 empty] | KPVS_6015-3/4_4P_60HP_10.10_BRZ | 2507.3
97 | 97 | 8015-3/4-4P-200HP KPVS | KPVS_8015-3/4_4P_200HP_13.29_BRZ | 5297.1 | 5297.1 | 10594.2 | 2 | 0 | 2 | A | KPVS_SplitCase | 10 | 8 | 10 | 16 | BranchMin10_BranchMax16 | 16 | 4 | 12 | 24 | HeaderMin12_HeaderMax24 | 20 | 6 | 24 | [20 empty] | NBS_050-135_4P_75HP_13.03_SS | 1689.4197 | [5 empty] | KPVS_6015-3/4_4P_60HP_10.10_BRZ | 2507.3
97 | 97 | 8015-3/4-4P-200HP KPVS | KPVS_8015-3/4_4P_200HP_13.29_BRZ | 5297.1 | 5297.1 | 10594.2 | 2 | 0 | 2 | A | KPVS_SplitCase | 10 | 8 | 10 | 16 | BranchMin10_BranchMax16 | 16 | 4 | 12 | 24 | HeaderMin12_HeaderMax24 | 24 | 6 | 24 | [20 empty] | NBS_050-135_4P_75HP_13.03_SS | 1689.4197 | [5 empty] | KPVS_6015-3/4_4P_60HP_10.10_BRZ | 2507.3
98 | 98 | 8015-3/4-4P-250HP KPVS | KPVS_8015-3/4_4P_250HP_14.19_BRZ | 5667.9 | 5667.9 | 11335.8 | 2 | 0 | 2 | A | KPVS_SplitCase | 10 | 8 | 10 | 18 | BranchMin10_BranchMax18 | 10 | 5 | 12 | 24 | HeaderMin12_HeaderMax24 | 12 | 6 | 30 | [20 empty] | NBS_050-150_4P_75HP_11.73_SS | 2092.9884 | [5 empty] | KPVS_6015-3/4_4P_75HP_10.82_BRZ | 2685.5
98 | 98 | 8015-3/4-4P-250HP KPVS | KPVS_8015-3/4_4P_250HP_14.19_BRZ | 5667.9 | 5667.9 | 11335.8 | 2 | 0 | 2 | A | KPVS_SplitCase | 10 | 8 | 10 | 18 | BranchMin10_BranchMax18 | 10 | 5 | 12 | 24 | HeaderMin12_HeaderMax24 | 14 | 6 | 30 | [20 empty] | NBS_050-150_4P_75HP_11.73_SS | 2092.9884 | [5 empty] | KPVS_6015-3/4_4P_75HP_10.82_BRZ | 2685.5
98 | 98 | 8015-3/4-4P-250HP KPVS | KPVS_8015-3/4_4P_250HP_14.19_BRZ | 5667.9 | 5667.9 | 11335.8 | 2 | 0 | 2 | A | KPVS_SplitCase | 10 | 8 | 10 | 18 | BranchMin10_BranchMax18 | 10 | 5 | 12 | 24 | HeaderMin12_HeaderMax24 | 16 | 6 | 30 | [20 empty] | NBS_050-150_4P_75HP_11.73_SS | 2092.9884 | [5 empty] | KPVS_6015-3/4_4P_75HP_10.82_BRZ | 2685.5
98 | 98 | 8015-3/4-4P-250HP KPVS | KPVS_8015-3/4_4P_250HP_14.19_BRZ | 5667.9 | 5667.9 | 11335.8 | 2 | 0 | 2 | A | KPVS_SplitCase | 10 | 8 | 10 | 18 | BranchMin10_BranchMax18 | 10 | 5 | 12 | 24 | HeaderMin12_HeaderMax24 | 18 | 6 | 30 | [20 empty] | NBS_050-150_4P_75HP_11.73_SS | 2092.9884 | [5 empty] | KPVS_6015-3/4_4P_75HP_10.82_BRZ | 2685.5
98 | 98 | 8015-3/4-4P-250HP KPVS | KPVS_8015-3/4_4P_250HP_14.19_BRZ | 5667.9 | 5667.9 | 11335.8 | 2 | 0 | 2 | A | KPVS_SplitCase | 10 | 8 | 10 | 18 | BranchMin10_BranchMax18 | 10 | 5 | 12 | 24 | HeaderMin12_HeaderMax24 | 20 | 6 | 30 | [20 empty] | NBS_050-150_4P_75HP_11.73_SS | 2092.9884 | [5 empty] | KPVS_6015-3/4_4P_75HP_10.82_BRZ | 2685.5
98 | 98 | 8015-3/4-4P-250HP KPVS | KPVS_8015-3/4_4P_250HP_14.19_BRZ | 5667.9 | 5667.9 | 11335.8 | 2 | 0 | 2 | A | KPVS_SplitCase | 10 | 8 | 10 | 18 | BranchMin10_BranchMax18 | 10 | 5 | 12 | 24 | HeaderMin12_HeaderMax24 | 24 | 6 | 30 | [20 empty] | NBS_050-150_4P_75HP_11.73_SS | 2092.9884 | [5 empty] | KPVS_6015-3/4_4P_75HP_10.82_BRZ | 2685.5
98 | 98 | 8015-3/4-4P-250HP KPVS | KPVS_8015-3/4_4P_250HP_14.19_BRZ | 5667.9 | 5667.9 | 11335.8 | 2 | 0 | 2 | A | KPVS_SplitCase | 10 | 8 | 10 | 18 | BranchMin10_BranchMax18 | 12 | 5 | 12 | 24 | HeaderMin12_HeaderMax24 | 12 | 6 | 30 | [20 empty] | NBS_050-150_4P_75HP_11.73_SS | 2092.9884 | [5 empty] | KPVS_6015-3/4_4P_75HP_10.82_BRZ | 2685.5 | INVALID
98 | 98 | 8015-3/4-4P-250HP KPVS | KPVS_8015-3/4_4P_250HP_14.19_BRZ | 5667.9 | 5667.9 | 11335.8 | 2 | 0 | 2 | A | KPVS_SplitCase | 10 | 8 | 10 | 18 | BranchMin10_BranchMax18 | 12 | 5 | 12 | 24 | HeaderMin12_HeaderMax24 | 14 | 6 | 30 | [20 empty] | NBS_050-150_4P_75HP_11.73_SS | 2092.9884 | [5 empty] | KPVS_6015-3/4_4P_75HP_10.82_BRZ | 2685.5
98 | 98 | 8015-3/4-4P-250HP KPVS | KPVS_8015-3/4_4P_250HP_14.19_BRZ | 5667.9 | 5667.9 | 11335.8 | 2 | 0 | 2 | A | KPVS_SplitCase | 10 | 8 | 10 | 18 | BranchMin10_BranchMax18 | 12 | 5 | 12 | 24 | HeaderMin12_HeaderMax24 | 16 | 6 | 30 | [20 empty] | NBS_050-150_4P_75HP_11.73_SS | 2092.9884 | [5 empty] | KPVS_6015-3/4_4P_75HP_10.82_BRZ | 2685.5
98 | 98 | 8015-3/4-4P-250HP KPVS | KPVS_8015-3/4_4P_250HP_14.19_BRZ | 5667.9 | 5667.9 | 11335.8 | 2 | 0 | 2 | A | KPVS_SplitCase | 10 | 8 | 10 | 18 | BranchMin10_BranchMax18 | 12 | 5 | 12 | 24 | HeaderMin12_HeaderMax24 | 18 | 6 | 30 | [20 empty] | NBS_050-150_4P_75HP_11.73_SS | 2092.9884 | [5 empty] | KPVS_6015-3/4_4P_75HP_10.82_BRZ | 2685.5
98 | 98 | 8015-3/4-4P-250HP KPVS | KPVS_8015-3/4_4P_250HP_14.19_BRZ | 5667.9 | 5667.9 | 11335.8 | 2 | 0 | 2 | A | KPVS_SplitCase | 10 | 8 | 10 | 18 | BranchMin10_BranchMax18 | 12 | 5 | 12 | 24 | HeaderMin12_HeaderMax24 | 20 | 6 | 30 | [20 empty] | NBS_050-150_4P_75HP_11.73_SS | 2092.9884 | [5 empty] | KPVS_6015-3/4_4P_75HP_10.82_BRZ | 2685.5
98 | 98 | 8015-3/4-4P-250HP KPVS | KPVS_8015-3/4_4P_250HP_14.19_BRZ | 5667.9 | 5667.9 | 11335.8 | 2 | 0 | 2 | A | KPVS_SplitCase | 10 | 8 | 10 | 18 | BranchMin10_BranchMax18 | 12 | 5 | 12 | 24 | HeaderMin12_HeaderMax24 | 24 | 6 | 30 | [20 empty] | NBS_050-150_4P_75HP_11.73_SS | 2092.9884 | [5 empty] | KPVS_6015-3/4_4P_75HP_10.82_BRZ | 2685.5
98 | 98 | 8015-3/4-4P-250HP KPVS | KPVS_8015-3/4_4P_250HP_14.19_BRZ | 5667.9 | 5667.9 | 11335.8 | 2 | 0 | 2 | A | KPVS_SplitCase | 10 | 8 | 10 | 18 | BranchMin10_BranchMax18 | 14 | 5 | 12 | 24 | HeaderMin12_HeaderMax24 | 12 | 6 | 30 | [20 empty] | NBS_050-150_4P_75HP_11.73_SS | 2092.9884 | [5 empty] | KPVS_6015-3/4_4P_75HP_10.82_BRZ | 2685.5 | INVALID
98 | 98 | 8015-3/4-4P-250HP KPVS | KPVS_8015-3/4_4P_250HP_14.19_BRZ | 5667.9 | 5667.9 | 11335.8 | 2 | 0 | 2 | A | KPVS_SplitCase | 10 | 8 | 10 | 18 | BranchMin10_BranchMax18 | 14 | 5 | 12 | 24 | HeaderMin12_HeaderMax24 | 14 | 6 | 30 | [20 empty] | NBS_050-150_4P_75HP_11.73_SS | 2092.9884 | [5 empty] | KPVS_6015-3/4_4P_75HP_10.82_BRZ | 2685.5 | INVALID
98 | 98 | 8015-3/4-4P-250HP KPVS | KPVS_8015-3/4_4P_250HP_14.19_BRZ | 5667.9 | 5667.9 | 11335.8 | 2 | 0 | 2 | A | KPVS_SplitCase | 10 | 8 | 10 | 18 | BranchMin10_BranchMax18 | 14 | 5 | 12 | 24 | HeaderMin12_HeaderMax24 | 16 | 6 | 30 | [20 empty] | NBS_050-150_4P_75HP_11.73_SS | 2092.9884 | [5 empty] | KPVS_6015-3/4_4P_75HP_10.82_BRZ | 2685.5
98 | 98 | 8015-3/4-4P-250HP KPVS | KPVS_8015-3/4_4P_250HP_14.19_BRZ | 5667.9 | 5667.9 | 11335.8 | 2 | 0 | 2 | A | KPVS_SplitCase | 10 | 8 | 10 | 18 | BranchMin10_BranchMax18 | 14 | 5 | 12 | 24 | HeaderMin12_HeaderMax24 | 18 | 6 | 30 | [20 empty] | NBS_050-150_4P_75HP_11.73_SS | 2092.9884 | [5 empty] | KPVS_6015-3/4_4P_75HP_10.82_BRZ | 2685.5
98 | 98 | 8015-3/4-4P-250HP KPVS | KPVS_8015-3/4_4P_250HP_14.19_BRZ | 5667.9 | 5667.9 | 11335.8 | 2 | 0 | 2 | A | KPVS_SplitCase | 10 | 8 | 10 | 18 | BranchMin10_BranchMax18 | 14 | 5 | 12 | 24 | HeaderMin12_HeaderMax24 | 20 | 6 | 30 | [20 empty] | NBS_050-150_4P_75HP_11.73_SS | 2092.9884 | [5 empty] | KPVS_6015-3/4_4P_75HP_10.82_BRZ | 2685.5
98 | 98 | 8015-3/4-4P-250HP KPVS | KPVS_8015-3/4_4P_250HP_14.19_BRZ | 5667.9 | 5667.9 | 11335.8 | 2 | 0 | 2 | A | KPVS_SplitCase | 10 | 8 | 10 | 18 | BranchMin10_BranchMax18 | 14 | 5 | 12 | 24 | HeaderMin12_HeaderMax24 | 24 | 6 | 30 | [20 empty] | NBS_050-150_4P_75HP_11.73_SS | 2092.9884 | [5 empty] | KPVS_6015-3/4_4P_75HP_10.82_BRZ | 2685.5
98 | 98 | 8015-3/4-4P-250HP KPVS | KPVS_8015-3/4_4P_250HP_14.19_BRZ | 5667.9 | 5667.9 | 11335.8 | 2 | 0 | 2 | A | KPVS_SplitCase | 10 | 8 | 10 | 18 | BranchMin10_BranchMax18 | 16 | 5 | 12 | 24 | HeaderMin12_HeaderMax24 | 12 | 6 | 30 | [20 empty] | NBS_050-150_4P_75HP_11.73_SS | 2092.9884 | [5 empty] | KPVS_6015-3/4_4P_75HP_10.82_BRZ | 2685.5 | INVALID
98 | 98 | 8015-3/4-4P-250HP KPVS | KPVS_8015-3/4_4P_250HP_14.19_BRZ | 5667.9 | 5667.9 | 11335.8 | 2 | 0 | 2 | A | KPVS_SplitCase | 10 | 8 | 10 | 18 | BranchMin10_BranchMax18 | 16 | 5 | 12 | 24 | HeaderMin12_HeaderMax24 | 14 | 6 | 30 | [20 empty] | NBS_050-150_4P_75HP_11.73_SS | 2092.9884 | [5 empty] | KPVS_6015-3/4_4P_75HP_10.82_BRZ | 2685.5 | INVALID
98 | 98 | 8015-3/4-4P-250HP KPVS | KPVS_8015-3/4_4P_250HP_14.19_BRZ | 5667.9 | 5667.9 | 11335.8 | 2 | 0 | 2 | A | KPVS_SplitCase | 10 | 8 | 10 | 18 | BranchMin10_BranchMax18 | 16 | 5 | 12 | 24 | HeaderMin12_HeaderMax24 | 16 | 6 | 30 | [20 empty] | NBS_050-150_4P_75HP_11.73_SS | 2092.9884 | [5 empty] | KPVS_6015-3/4_4P_75HP_10.82_BRZ | 2685.5 | INVALID
98 | 98 | 8015-3/4-4P-250HP KPVS | KPVS_8015-3/4_4P_250HP_14.19_BRZ | 5667.9 | 5667.9 | 11335.8 | 2 | 0 | 2 | A | KPVS_SplitCase | 10 | 8 | 10 | 18 | BranchMin10_BranchMax18 | 16 | 5 | 12 | 24 | HeaderMin12_HeaderMax24 | 18 | 6 | 30 | [20 empty] | NBS_050-150_4P_75HP_11.73_SS | 2092.9884 | [5 empty] | KPVS_6015-3/4_4P_75HP_10.82_BRZ | 2685.5
98 | 98 | 8015-3/4-4P-250HP KPVS | KPVS_8015-3/4_4P_250HP_14.19_BRZ | 5667.9 | 5667.9 | 11335.8 | 2 | 0 | 2 | A | KPVS_SplitCase | 10 | 8 | 10 | 18 | BranchMin10_BranchMax18 | 16 | 5 | 12 | 24 | HeaderMin12_HeaderMax24 | 20 | 6 | 30 | [20 empty] | NBS_050-150_4P_75HP_11.73_SS | 2092.9884 | [5 empty] | KPVS_6015-3/4_4P_75HP_10.82_BRZ | 2685.5
98 | 98 | 8015-3/4-4P-250HP KPVS | KPVS_8015-3/4_4P_250HP_14.19_BRZ | 5667.9 | 5667.9 | 11335.8 | 2 | 0 | 2 | A | KPVS_SplitCase | 10 | 8 | 10 | 18 | BranchMin10_BranchMax18 | 16 | 5 | 12 | 24 | HeaderMin12_HeaderMax24 | 24 | 6 | 30 | [20 empty] | NBS_050-150_4P_75HP_11.73_SS | 2092.9884 | [5 empty] | KPVS_6015-3/4_4P_75HP_10.82_BRZ | 2685.5
98 | 98 | 8015-3/4-4P-250HP KPVS | KPVS_8015-3/4_4P_250HP_14.19_BRZ | 5667.9 | 5667.9 | 11335.8 | 2 | 0 | 2 | A | KPVS_SplitCase | 10 | 8 | 10 | 18 | BranchMin10_BranchMax18 | 18 | 5 | 12 | 24 | HeaderMin12_HeaderMax24 | 12 | 6 | 30 | [20 empty] | NBS_050-150_4P_75HP_11.73_SS | 2092.9884 | [5 empty] | KPVS_6015-3/4_4P_75HP_10.82_BRZ | 2685.5 | INVALID
98 | 98 | 8015-3/4-4P-250HP KPVS | KPVS_8015-3/4_4P_250HP_14.19_BRZ | 5667.9 | 5667.9 | 11335.8 | 2 | 0 | 2 | A | KPVS_SplitCase | 10 | 8 | 10 | 18 | BranchMin10_BranchMax18 | 18 | 5 | 12 | 24 | HeaderMin12_HeaderMax24 | 14 | 6 | 30 | [20 empty] | NBS_050-150_4P_75HP_11.73_SS | 2092.9884 | [5 empty] | KPVS_6015-3/4_4P_75HP_10.82_BRZ | 2685.5 | INVALID
98 | 98 | 8015-3/4-4P-250HP KPVS | KPVS_8015-3/4_4P_250HP_14.19_BRZ | 5667.9 | 5667.9 | 11335.8 | 2 | 0 | 2 | A | KPVS_SplitCase | 10 | 8 | 10 | 18 | BranchMin10_BranchMax18 | 18 | 5 | 12 | 24 | HeaderMin12_HeaderMax24 | 16 | 6 | 30 | [20 empty] | NBS_050-150_4P_75HP_11.73_SS | 2092.9884 | [5 empty] | KPVS_6015-3/4_4P_75HP_10.82_BRZ | 2685.5 | INVALID
98 | 98 | 8015-3/4-4P-250HP KPVS | KPVS_8015-3/4_4P_250HP_14.19_BRZ | 5667.9 | 5667.9 | 11335.8 | 2 | 0 | 2 | A | KPVS_SplitCase | 10 | 8 | 10 | 18 | BranchMin10_BranchMax18 | 18 | 5 | 12 | 24 | HeaderMin12_HeaderMax24 | 18 | 6 | 30 | [20 empty] | NBS_050-150_4P_75HP_11.73_SS | 2092.9884 | [5 empty] | KPVS_6015-3/4_4P_75HP_10.82_BRZ | 2685.5 | INVALID
98 | 98 | 8015-3/4-4P-250HP KPVS | KPVS_8015-3/4_4P_250HP_14.19_BRZ | 5667.9 | 5667.9 | 11335.8 | 2 | 0 | 2 | A | KPVS_SplitCase | 10 | 8 | 10 | 18 | BranchMin10_BranchMax18 | 18 | 5 | 12 | 24 | HeaderMin12_HeaderMax24 | 20 | 6 | 30 | [20 empty] | NBS_050-150_4P_75HP_11.73_SS | 2092.9884 | [5 empty] | KPVS_6015-3/4_4P_75HP_10.82_BRZ | 2685.5
98 | 98 | 8015-3/4-4P-250HP KPVS | KPVS_8015-3/4_4P_250HP_14.19_BRZ | 5667.9 | 5667.9 | 11335.8 | 2 | 0 | 2 | A | KPVS_SplitCase | 10 | 8 | 10 | 18 | BranchMin10_BranchMax18 | 18 | 5 | 12 | 24 | HeaderMin12_HeaderMax24 | 24 | 6 | 30 | [20 empty] | NBS_050-150_4P_75HP_11.73_SS | 2092.9884 | [5 empty] | KPVS_6015-3/4_4P_75HP_10.82_BRZ | 2685.5
99 | 99 | 8015-3/4-4P-300HP KPVS | KPVS_8015-3/4_4P_300HP_15.00_BRZ | 6000 | 6000 | 12000 | 2 | 0 | 2 | A | KPVS_SplitCase | 10 | 8 | 10 | 18 | BranchMin10_BranchMax18 | 10 | 5 | 12 | 24 | HeaderMin12_HeaderMax24 | 12 | 6 | 30 | [20 empty] | NBS_050-150_4P_100HP_12.99_SS | 2346.9884 | [5 empty] | KPVS_6019-7/8_4P_125HP_15.17_BRZ | 2174.5
99 | 99 | 8015-3/4-4P-300HP KPVS | KPVS_8015-3/4_4P_300HP_15.00_BRZ | 6000 | 6000 | 12000 | 2 | 0 | 2 | A | KPVS_SplitCase | 10 | 8 | 10 | 18 | BranchMin10_BranchMax18 | 10 | 5 | 12 | 24 | HeaderMin12_HeaderMax24 | 14 | 6 | 30 | [20 empty] | NBS_050-150_4P_100HP_12.99_SS | 2346.9884 | [5 empty] | KPVS_6019-7/8_4P_125HP_15.17_BRZ | 2174.5
99 | 99 | 8015-3/4-4P-300HP KPVS | KPVS_8015-3/4_4P_300HP_15.00_BRZ | 6000 | 6000 | 12000 | 2 | 0 | 2 | A | KPVS_SplitCase | 10 | 8 | 10 | 18 | BranchMin10_BranchMax18 | 10 | 5 | 12 | 24 | HeaderMin12_HeaderMax24 | 16 | 6 | 30 | [20 empty] | NBS_050-150_4P_100HP_12.99_SS | 2346.9884 | [5 empty] | KPVS_6019-7/8_4P_125HP_15.17_BRZ | 2174.5
99 | 99 | 8015-3/4-4P-300HP KPVS | KPVS_8015-3/4_4P_300HP_15.00_BRZ | 6000 | 6000 | 12000 | 2 | 0 | 2 | A | KPVS_SplitCase | 10 | 8 | 10 | 18 | BranchMin10_BranchMax18 | 10 | 5 | 12 | 24 | HeaderMin12_HeaderMax24 | 18 | 6 | 30 | [20 empty] | NBS_050-150_4P_100HP_12.99_SS | 2346.9884 | [5 empty] | KPVS_6019-7/8_4P_125HP_15.17_BRZ | 2174.5
99 | 99 | 8015-3/4-4P-300HP KPVS | KPVS_8015-3/4_4P_300HP_15.00_BRZ | 6000 | 6000 | 12000 | 2 | 0 | 2 | A | KPVS_SplitCase | 10 | 8 | 10 | 18 | BranchMin10_BranchMax18 | 10 | 5 | 12 | 24 | HeaderMin12_HeaderMax24 | 20 | 6 | 30 | [20 empty] | NBS_050-150_4P_100HP_12.99_SS | 2346.9884 | [5 empty] | KPVS_6019-7/8_4P_125HP_15.17_BRZ | 2174.5
99 | 99 | 8015-3/4-4P-300HP KPVS | KPVS_8015-3/4_4P_300HP_15.00_BRZ | 6000 | 6000 | 12000 | 2 | 0 | 2 | A | KPVS_SplitCase | 10 | 8 | 10 | 18 | BranchMin10_BranchMax18 | 10 | 5 | 12 | 24 | HeaderMin12_HeaderMax24 | 24 | 6 | 30 | [20 empty] | NBS_050-150_4P_100HP_12.99_SS | 2346.9884 | [5 empty] | KPVS_6019-7/8_4P_125HP_15.17_BRZ | 2174.5
99 | 99 | 8015-3/4-4P-300HP KPVS | KPVS_8015-3/4_4P_300HP_15.00_BRZ | 6000 | 6000 | 12000 | 2 | 0 | 2 | A | KPVS_SplitCase | 10 | 8 | 10 | 18 | BranchMin10_BranchMax18 | 12 | 5 | 12 | 24 | HeaderMin12_HeaderMax24 | 12 | 6 | 30 | [20 empty] | NBS_050-150_4P_100HP_12.99_SS | 2346.9884 | [5 empty] | KPVS_6019-7/8_4P_125HP_15.17_BRZ | 2174.5 | INVALID
99 | 99 | 8015-3/4-4P-300HP KPVS | KPVS_8015-3/4_4P_300HP_15.00_BRZ | 6000 | 6000 | 12000 | 2 | 0 | 2 | A | KPVS_SplitCase | 10 | 8 | 10 | 18 | BranchMin10_BranchMax18 | 12 | 5 | 12 | 24 | HeaderMin12_HeaderMax24 | 14 | 6 | 30 | [20 empty] | NBS_050-150_4P_100HP_12.99_SS | 2346.9884 | [5 empty] | KPVS_6019-7/8_4P_125HP_15.17_BRZ | 2174.5
99 | 99 | 8015-3/4-4P-300HP KPVS | KPVS_8015-3/4_4P_300HP_15.00_BRZ | 6000 | 6000 | 12000 | 2 | 0 | 2 | A | KPVS_SplitCase | 10 | 8 | 10 | 18 | BranchMin10_BranchMax18 | 12 | 5 | 12 | 24 | HeaderMin12_HeaderMax24 | 16 | 6 | 30 | [20 empty] | NBS_050-150_4P_100HP_12.99_SS | 2346.9884 | [5 empty] | KPVS_6019-7/8_4P_125HP_15.17_BRZ | 2174.5
99 | 99 | 8015-3/4-4P-300HP KPVS | KPVS_8015-3/4_4P_300HP_15.00_BRZ | 6000 | 6000 | 12000 | 2 | 0 | 2 | A | KPVS_SplitCase | 10 | 8 | 10 | 18 | BranchMin10_BranchMax18 | 12 | 5 | 12 | 24 | HeaderMin12_HeaderMax24 | 18 | 6 | 30 | [20 empty] | NBS_050-150_4P_100HP_12.99_SS | 2346.9884 | [5 empty] | KPVS_6019-7/8_4P_125HP_15.17_BRZ | 2174.5
99 | 99 | 8015-3/4-4P-300HP KPVS | KPVS_8015-3/4_4P_300HP_15.00_BRZ | 6000 | 6000 | 12000 | 2 | 0 | 2 | A | KPVS_SplitCase | 10 | 8 | 10 | 18 | BranchMin10_BranchMax18 | 12 | 5 | 12 | 24 | HeaderMin12_HeaderMax24 | 20 | 6 | 30 | [20 empty] | NBS_050-150_4P_100HP_12.99_SS | 2346.9884 | [5 empty] | KPVS_6019-7/8_4P_125HP_15.17_BRZ | 2174.5
99 | 99 | 8015-3/4-4P-300HP KPVS | KPVS_8015-3/4_4P_300HP_15.00_BRZ | 6000 | 6000 | 12000 | 2 | 0 | 2 | A | KPVS_SplitCase | 10 | 8 | 10 | 18 | BranchMin10_BranchMax18 | 12 | 5 | 12 | 24 | HeaderMin12_HeaderMax24 | 24 | 6 | 30 | [20 empty] | NBS_050-150_4P_100HP_12.99_SS | 2346.9884 | [5 empty] | KPVS_6019-7/8_4P_125HP_15.17_BRZ | 2174.5
99 | 99 | 8015-3/4-4P-300HP KPVS | KPVS_8015-3/4_4P_300HP_15.00_BRZ | 6000 | 6000 | 12000 | 2 | 0 | 2 | A | KPVS_SplitCase | 10 | 8 | 10 | 18 | BranchMin10_BranchMax18 | 14 | 5 | 12 | 24 | HeaderMin12_HeaderMax24 | 12 | 6 | 30 | [20 empty] | NBS_050-150_4P_100HP_12.99_SS | 2346.9884 | [5 empty] | KPVS_6019-7/8_4P_125HP_15.17_BRZ | 2174.5 | INVALID
99 | 99 | 8015-3/4-4P-300HP KPVS | KPVS_8015-3/4_4P_300HP_15.00_BRZ | 6000 | 6000 | 12000 | 2 | 0 | 2 | A | KPVS_SplitCase | 10 | 8 | 10 | 18 | BranchMin10_BranchMax18 | 14 | 5 | 12 | 24 | HeaderMin12_HeaderMax24 | 14 | 6 | 30 | [20 empty] | NBS_050-150_4P_100HP_12.99_SS | 2346.9884 | [5 empty] | KPVS_6019-7/8_4P_125HP_15.17_BRZ | 2174.5 | INVALID
99 | 99 | 8015-3/4-4P-300HP KPVS | KPVS_8015-3/4_4P_300HP_15.00_BRZ | 6000 | 6000 | 12000 | 2 | 0 | 2 | A | KPVS_SplitCase | 10 | 8 | 10 | 18 | BranchMin10_BranchMax18 | 14 | 5 | 12 | 24 | HeaderMin12_HeaderMax24 | 16 | 6 | 30 | [20 empty] | NBS_050-150_4P_100HP_12.99_SS | 2346.9884 | [5 empty] | KPVS_6019-7/8_4P_125HP_15.17_BRZ | 2174.5
99 | 99 | 8015-3/4-4P-300HP KPVS | KPVS_8015-3/4_4P_300HP_15.00_BRZ | 6000 | 6000 | 12000 | 2 | 0 | 2 | A | KPVS_SplitCase | 10 | 8 | 10 | 18 | BranchMin10_BranchMax18 | 14 | 5 | 12 | 24 | HeaderMin12_HeaderMax24 | 18 | 6 | 30 | [20 empty] | NBS_050-150_4P_100HP_12.99_SS | 2346.9884 | [5 empty] | KPVS_6019-7/8_4P_125HP_15.17_BRZ | 2174.5
99 | 99 | 8015-3/4-4P-300HP KPVS | KPVS_8015-3/4_4P_300HP_15.00_BRZ | 6000 | 6000 | 12000 | 2 | 0 | 2 | A | KPVS_SplitCase | 10 | 8 | 10 | 18 | BranchMin10_BranchMax18 | 14 | 5 | 12 | 24 | HeaderMin12_HeaderMax24 | 20 | 6 | 30 | [20 empty] | NBS_050-150_4P_100HP_12.99_SS | 2346.9884 | [5 empty] | KPVS_6019-7/8_4P_125HP_15.17_BRZ | 2174.5
99 | 99 | 8015-3/4-4P-300HP KPVS | KPVS_8015-3/4_4P_300HP_15.00_BRZ | 6000 | 6000 | 12000 | 2 | 0 | 2 | A | KPVS_SplitCase | 10 | 8 | 10 | 18 | BranchMin10_BranchMax18 | 14 | 5 | 12 | 24 | HeaderMin12_HeaderMax24 | 24 | 6 | 30 | [20 empty] | NBS_050-150_4P_100HP_12.99_SS | 2346.9884 | [5 empty] | KPVS_6019-7/8_4P_125HP_15.17_BRZ | 2174.5
99 | 99 | 8015-3/4-4P-300HP KPVS | KPVS_8015-3/4_4P_300HP_15.00_BRZ | 6000 | 6000 | 12000 | 2 | 0 | 2 | A | KPVS_SplitCase | 10 | 8 | 10 | 18 | BranchMin10_BranchMax18 | 16 | 5 | 12 | 24 | HeaderMin12_HeaderMax24 | 12 | 6 | 30 | [20 empty] | NBS_050-150_4P_100HP_12.99_SS | 2346.9884 | [5 empty] | KPVS_6019-7/8_4P_125HP_15.17_BRZ | 2174.5 | INVALID
99 | 99 | 8015-3/4-4P-300HP KPVS | KPVS_8015-3/4_4P_300HP_15.00_BRZ | 6000 | 6000 | 12000 | 2 | 0 | 2 | A | KPVS_SplitCase | 10 | 8 | 10 | 18 | BranchMin10_BranchMax18 | 16 | 5 | 12 | 24 | HeaderMin12_HeaderMax24 | 14 | 6 | 30 | [20 empty] | NBS_050-150_4P_100HP_12.99_SS | 2346.9884 | [5 empty] | KPVS_6019-7/8_4P_125HP_15.17_BRZ | 2174.5 | INVALID
99 | 99 | 8015-3/4-4P-300HP KPVS | KPVS_8015-3/4_4P_300HP_15.00_BRZ | 6000 | 6000 | 12000 | 2 | 0 | 2 | A | KPVS_SplitCase | 10 | 8 | 10 | 18 | BranchMin10_BranchMax18 | 16 | 5 | 12 | 24 | HeaderMin12_HeaderMax24 | 16 | 6 | 30 | [20 empty] | NBS_050-150_4P_100HP_12.99_SS | 2346.9884 | [5 empty] | KPVS_6019-7/8_4P_125HP_15.17_BRZ | 2174.5 | INVALID
99 | 99 | 8015-3/4-4P-300HP KPVS | KPVS_8015-3/4_4P_300HP_15.00_BRZ | 6000 | 6000 | 12000 | 2 | 0 | 2 | A | KPVS_SplitCase | 10 | 8 | 10 | 18 | BranchMin10_BranchMax18 | 16 | 5 | 12 | 24 | HeaderMin12_HeaderMax24 | 18 | 6 | 30 | [20 empty] | NBS_050-150_4P_100HP_12.99_SS | 2346.9884 | [5 empty] | KPVS_6019-7/8_4P_125HP_15.17_BRZ | 2174.5
99 | 99 | 8015-3/4-4P-300HP KPVS | KPVS_8015-3/4_4P_300HP_15.00_BRZ | 6000 | 6000 | 12000 | 2 | 0 | 2 | A | KPVS_SplitCase | 10 | 8 | 10 | 18 | BranchMin10_BranchMax18 | 16 | 5 | 12 | 24 | HeaderMin12_HeaderMax24 | 20 | 6 | 30 | [20 empty] | NBS_050-150_4P_100HP_12.99_SS | 2346.9884 | [5 empty] | KPVS_6019-7/8_4P_125HP_15.17_BRZ | 2174.5
99 | 99 | 8015-3/4-4P-300HP KPVS | KPVS_8015-3/4_4P_300HP_15.00_BRZ | 6000 | 6000 | 12000 | 2 | 0 | 2 | A | KPVS_SplitCase | 10 | 8 | 10 | 18 | BranchMin10_BranchMax18 | 16 | 5 | 12 | 24 | HeaderMin12_HeaderMax24 | 24 | 6 | 30 | [20 empty] | NBS_050-150_4P_100HP_12.99_SS | 2346.9884 | [5 empty] | KPVS_6019-7/8_4P_125HP_15.17_BRZ | 2174.5
99 | 99 | 8015-3/4-4P-300HP KPVS | KPVS_8015-3/4_4P_300HP_15.00_BRZ | 6000 | 6000 | 12000 | 2 | 0 | 2 | A | KPVS_SplitCase | 10 | 8 | 10 | 18 | BranchMin10_BranchMax18 | 18 | 5 | 12 | 24 | HeaderMin12_HeaderMax24 | 12 | 6 | 30 | [20 empty] | NBS_050-150_4P_100HP_12.99_SS | 2346.9884 | [5 empty] | KPVS_6019-7/8_4P_125HP_15.17_BRZ | 2174.5 | INVALID
99 | 99 | 8015-3/4-4P-300HP KPVS | KPVS_8015-3/4_4P_300HP_15.00_BRZ | 6000 | 6000 | 12000 | 2 | 0 | 2 | A | KPVS_SplitCase | 10 | 8 | 10 | 18 | BranchMin10_BranchMax18 | 18 | 5 | 12 | 24 | HeaderMin12_HeaderMax24 | 14 | 6 | 30 | [20 empty] | NBS_050-150_4P_100HP_12.99_SS | 2346.9884 | [5 empty] | KPVS_6019-7/8_4P_125HP_15.17_BRZ | 2174.5 | INVALID
99 | 99 | 8015-3/4-4P-300HP KPVS | KPVS_8015-3/4_4P_300HP_15.00_BRZ | 6000 | 6000 | 12000 | 2 | 0 | 2 | A | KPVS_SplitCase | 10 | 8 | 10 | 18 | BranchMin10_BranchMax18 | 18 | 5 | 12 | 24 | HeaderMin12_HeaderMax24 | 16 | 6 | 30 | [20 empty] | NBS_050-150_4P_100HP_12.99_SS | 2346.9884 | [5 empty] | KPVS_6019-7/8_4P_125HP_15.17_BRZ | 2174.5 | INVALID
99 | 99 | 8015-3/4-4P-300HP KPVS | KPVS_8015-3/4_4P_300HP_15.00_BRZ | 6000 | 6000 | 12000 | 2 | 0 | 2 | A | KPVS_SplitCase | 10 | 8 | 10 | 18 | BranchMin10_BranchMax18 | 18 | 5 | 12 | 24 | HeaderMin12_HeaderMax24 | 18 | 6 | 30 | [20 empty] | NBS_050-150_4P_100HP_12.99_SS | 2346.9884 | [5 empty] | KPVS_6019-7/8_4P_125HP_15.17_BRZ | 2174.5 | INVALID
99 | 99 | 8015-3/4-4P-300HP KPVS | KPVS_8015-3/4_4P_300HP_15.00_BRZ | 6000 | 6000 | 12000 | 2 | 0 | 2 | A | KPVS_SplitCase | 10 | 8 | 10 | 18 | BranchMin10_BranchMax18 | 18 | 5 | 12 | 24 | HeaderMin12_HeaderMax24 | 20 | 6 | 30 | [20 empty] | NBS_050-150_4P_100HP_12.99_SS | 2346.9884 | [5 empty] | KPVS_6019-7/8_4P_125HP_15.17_BRZ | 2174.5
99 | 99 | 8015-3/4-4P-300HP KPVS | KPVS_8015-3/4_4P_300HP_15.00_BRZ | 6000 | 6000 | 12000 | 2 | 0 | 2 | A | KPVS_SplitCase | 10 | 8 | 10 | 18 | BranchMin10_BranchMax18 | 18 | 5 | 12 | 24 | HeaderMin12_HeaderMax24 | 24 | 6 | 30 | [20 empty] | NBS_050-150_4P_100HP_12.99_SS | 2346.9884 | [5 empty] | KPVS_6019-7/8_4P_125HP_15.17_BRZ | 2174.5
100 | 100 | 8020-5/6-4P-250HP KPVS | KPVS_8020-5/6_4P_250HP_14.05_BRZ | 5650.2 | 5650.2 | 11300.4 | 2 | 0 | 2 | A | KPVS_SplitCase | 12 | 8 | 12 | 18 | BranchMin12_BranchMax18 | 12 | 4 | 14 | 24 | HeaderMin14_HeaderMax24 | 14 | 5 | 20 | [20 empty] | NBS_050-150_4P_125HP_14.09_SS | 2529.5219 | [5 empty] | KPVS_6019-7/8_4P_150HP_15.81_BRZ | 2306.3
100 | 100 | 8020-5/6-4P-250HP KPVS | KPVS_8020-5/6_4P_250HP_14.05_BRZ | 5650.2 | 5650.2 | 11300.4 | 2 | 0 | 2 | A | KPVS_SplitCase | 12 | 8 | 12 | 18 | BranchMin12_BranchMax18 | 12 | 4 | 14 | 24 | HeaderMin14_HeaderMax24 | 16 | 5 | 20 | [20 empty] | NBS_050-150_4P_125HP_14.09_SS | 2529.5219 | [5 empty] | KPVS_6019-7/8_4P_150HP_15.81_BRZ | 2306.3
100 | 100 | 8020-5/6-4P-250HP KPVS | KPVS_8020-5/6_4P_250HP_14.05_BRZ | 5650.2 | 5650.2 | 11300.4 | 2 | 0 | 2 | A | KPVS_SplitCase | 12 | 8 | 12 | 18 | BranchMin12_BranchMax18 | 12 | 4 | 14 | 24 | HeaderMin14_HeaderMax24 | 18 | 5 | 20 | [20 empty] | NBS_050-150_4P_125HP_14.09_SS | 2529.5219 | [5 empty] | KPVS_6019-7/8_4P_150HP_15.81_BRZ | 2306.3
100 | 100 | 8020-5/6-4P-250HP KPVS | KPVS_8020-5/6_4P_250HP_14.05_BRZ | 5650.2 | 5650.2 | 11300.4 | 2 | 0 | 2 | A | KPVS_SplitCase | 12 | 8 | 12 | 18 | BranchMin12_BranchMax18 | 12 | 4 | 14 | 24 | HeaderMin14_HeaderMax24 | 20 | 5 | 20 | [20 empty] | NBS_050-150_4P_125HP_14.09_SS | 2529.5219 | [5 empty] | KPVS_6019-7/8_4P_150HP_15.81_BRZ | 2306.3
100 | 100 | 8020-5/6-4P-250HP KPVS | KPVS_8020-5/6_4P_250HP_14.05_BRZ | 5650.2 | 5650.2 | 11300.4 | 2 | 0 | 2 | A | KPVS_SplitCase | 12 | 8 | 12 | 18 | BranchMin12_BranchMax18 | 12 | 4 | 14 | 24 | HeaderMin14_HeaderMax24 | 24 | 5 | 20 | [20 empty] | NBS_050-150_4P_125HP_14.09_SS | 2529.5219 | [5 empty] | KPVS_6019-7/8_4P_150HP_15.81_BRZ | 2306.3
100 | 100 | 8020-5/6-4P-250HP KPVS | KPVS_8020-5/6_4P_250HP_14.05_BRZ | 5650.2 | 5650.2 | 11300.4 | 2 | 0 | 2 | A | KPVS_SplitCase | 12 | 8 | 12 | 18 | BranchMin12_BranchMax18 | 14 | 4 | 14 | 24 | HeaderMin14_HeaderMax24 | 14 | 5 | 20 | [20 empty] | NBS_050-150_4P_125HP_14.09_SS | 2529.5219 | [5 empty] | KPVS_6019-7/8_4P_150HP_15.81_BRZ | 2306.3 | INVALID
100 | 100 | 8020-5/6-4P-250HP KPVS | KPVS_8020-5/6_4P_250HP_14.05_BRZ | 5650.2 | 5650.2 | 11300.4 | 2 | 0 | 2 | A | KPVS_SplitCase | 12 | 8 | 12 | 18 | BranchMin12_BranchMax18 | 14 | 4 | 14 | 24 | HeaderMin14_HeaderMax24 | 16 | 5 | 20 | [20 empty] | NBS_050-150_4P_125HP_14.09_SS | 2529.5219 | [5 empty] | KPVS_6019-7/8_4P_150HP_15.81_BRZ | 2306.3
100 | 100 | 8020-5/6-4P-250HP KPVS | KPVS_8020-5/6_4P_250HP_14.05_BRZ | 5650.2 | 5650.2 | 11300.4 | 2 | 0 | 2 | A | KPVS_SplitCase | 12 | 8 | 12 | 18 | BranchMin12_BranchMax18 | 14 | 4 | 14 | 24 | HeaderMin14_HeaderMax24 | 18 | 5 | 20 | [20 empty] | NBS_050-150_4P_125HP_14.09_SS | 2529.5219 | [5 empty] | KPVS_6019-7/8_4P_150HP_15.81_BRZ | 2306.3
100 | 100 | 8020-5/6-4P-250HP KPVS | KPVS_8020-5/6_4P_250HP_14.05_BRZ | 5650.2 | 5650.2 | 11300.4 | 2 | 0 | 2 | A | KPVS_SplitCase | 12 | 8 | 12 | 18 | BranchMin12_BranchMax18 | 14 | 4 | 14 | 24 | HeaderMin14_HeaderMax24 | 20 | 5 | 20 | [20 empty] | NBS_050-150_4P_125HP_14.09_SS | 2529.5219 | [5 empty] | KPVS_6019-7/8_4P_150HP_15.81_BRZ | 2306.3
100 | 100 | 8020-5/6-4P-250HP KPVS | KPVS_8020-5/6_4P_250HP_14.05_BRZ | 5650.2 | 5650.2 | 11300.4 | 2 | 0 | 2 | A | KPVS_SplitCase | 12 | 8 | 12 | 18 | BranchMin12_BranchMax18 | 14 | 4 | 14 | 24 | HeaderMin14_HeaderMax24 | 24 | 5 | 20 | [20 empty] | NBS_050-150_4P_125HP_14.09_SS | 2529.5219 | [5 empty] | KPVS_6019-7/8_4P_150HP_15.81_BRZ | 2306.3
100 | 100 | 8020-5/6-4P-250HP KPVS | KPVS_8020-5/6_4P_250HP_14.05_BRZ | 5650.2 | 5650.2 | 11300.4 | 2 | 0 | 2 | A | KPVS_SplitCase | 12 | 8 | 12 | 18 | BranchMin12_BranchMax18 | 16 | 4 | 14 | 24 | HeaderMin14_HeaderMax24 | 14 | 5 | 20 | [20 empty] | NBS_050-150_4P_125HP_14.09_SS | 2529.5219 | [5 empty] | KPVS_6019-7/8_4P_150HP_15.81_BRZ | 2306.3 | INVALID
100 | 100 | 8020-5/6-4P-250HP KPVS | KPVS_8020-5/6_4P_250HP_14.05_BRZ | 5650.2 | 5650.2 | 11300.4 | 2 | 0 | 2 | A | KPVS_SplitCase | 12 | 8 | 12 | 18 | BranchMin12_BranchMax18 | 16 | 4 | 14 | 24 | HeaderMin14_HeaderMax24 | 16 | 5 | 20 | [20 empty] | NBS_050-150_4P_125HP_14.09_SS | 2529.5219 | [5 empty] | KPVS_6019-7/8_4P_150HP_15.81_BRZ | 2306.3 | INVALID
100 | 100 | 8020-5/6-4P-250HP KPVS | KPVS_8020-5/6_4P_250HP_14.05_BRZ | 5650.2 | 5650.2 | 11300.4 | 2 | 0 | 2 | A | KPVS_SplitCase | 12 | 8 | 12 | 18 | BranchMin12_BranchMax18 | 16 | 4 | 14 | 24 | HeaderMin14_HeaderMax24 | 18 | 5 | 20 | [20 empty] | NBS_050-150_4P_125HP_14.09_SS | 2529.5219 | [5 empty] | KPVS_6019-7/8_4P_150HP_15.81_BRZ | 2306.3
100 | 100 | 8020-5/6-4P-250HP KPVS | KPVS_8020-5/6_4P_250HP_14.05_BRZ | 5650.2 | 5650.2 | 11300.4 | 2 | 0 | 2 | A | KPVS_SplitCase | 12 | 8 | 12 | 18 | BranchMin12_BranchMax18 | 16 | 4 | 14 | 24 | HeaderMin14_HeaderMax24 | 20 | 5 | 20 | [20 empty] | NBS_050-150_4P_125HP_14.09_SS | 2529.5219 | [5 empty] | KPVS_6019-7/8_4P_150HP_15.81_BRZ | 2306.3
100 | 100 | 8020-5/6-4P-250HP KPVS | KPVS_8020-5/6_4P_250HP_14.05_BRZ | 5650.2 | 5650.2 | 11300.4 | 2 | 0 | 2 | A | KPVS_SplitCase | 12 | 8 | 12 | 18 | BranchMin12_BranchMax18 | 16 | 4 | 14 | 24 | HeaderMin14_HeaderMax24 | 24 | 5 | 20 | [20 empty] | NBS_050-150_4P_125HP_14.09_SS | 2529.5219 | [5 empty] | KPVS_6019-7/8_4P_150HP_15.81_BRZ | 2306.3
100 | 100 | 8020-5/6-4P-250HP KPVS | KPVS_8020-5/6_4P_250HP_14.05_BRZ | 5650.2 | 5650.2 | 11300.4 | 2 | 0 | 2 | A | KPVS_SplitCase | 12 | 8 | 12 | 18 | BranchMin12_BranchMax18 | 18 | 4 | 14 | 24 | HeaderMin14_HeaderMax24 | 14 | 5 | 20 | [20 empty] | NBS_050-150_4P_125HP_14.09_SS | 2529.5219 | [5 empty] | KPVS_6019-7/8_4P_150HP_15.81_BRZ | 2306.3 | INVALID
100 | 100 | 8020-5/6-4P-250HP KPVS | KPVS_8020-5/6_4P_250HP_14.05_BRZ | 5650.2 | 5650.2 | 11300.4 | 2 | 0 | 2 | A | KPVS_SplitCase | 12 | 8 | 12 | 18 | BranchMin12_BranchMax18 | 18 | 4 | 14 | 24 | HeaderMin14_HeaderMax24 | 16 | 5 | 20 | [20 empty] | NBS_050-150_4P_125HP_14.09_SS | 2529.5219 | [5 empty] | KPVS_6019-7/8_4P_150HP_15.81_BRZ | 2306.3 | INVALID
100 | 100 | 8020-5/6-4P-250HP KPVS | KPVS_8020-5/6_4P_250HP_14.05_BRZ | 5650.2 | 5650.2 | 11300.4 | 2 | 0 | 2 | A | KPVS_SplitCase | 12 | 8 | 12 | 18 | BranchMin12_BranchMax18 | 18 | 4 | 14 | 24 | HeaderMin14_HeaderMax24 | 18 | 5 | 20 | [20 empty] | NBS_050-150_4P_125HP_14.09_SS | 2529.5219 | [5 empty] | KPVS_6019-7/8_4P_150HP_15.81_BRZ | 2306.3 | INVALID
100 | 100 | 8020-5/6-4P-250HP KPVS | KPVS_8020-5/6_4P_250HP_14.05_BRZ | 5650.2 | 5650.2 | 11300.4 | 2 | 0 | 2 | A | KPVS_SplitCase | 12 | 8 | 12 | 18 | BranchMin12_BranchMax18 | 18 | 4 | 14 | 24 | HeaderMin14_HeaderMax24 | 20 | 5 | 20 | [20 empty] | NBS_050-150_4P_125HP_14.09_SS | 2529.5219 | [5 empty] | KPVS_6019-7/8_4P_150HP_15.81_BRZ | 2306.3
100 | 100 | 8020-5/6-4P-250HP KPVS | KPVS_8020-5/6_4P_250HP_14.05_BRZ | 5650.2 | 5650.2 | 11300.4 | 2 | 0 | 2 | A | KPVS_SplitCase | 12 | 8 | 12 | 18 | BranchMin12_BranchMax18 | 18 | 4 | 14 | 24 | HeaderMin14_HeaderMax24 | 24 | 5 | 20 | [20 empty] | NBS_050-150_4P_125HP_14.09_SS | 2529.5219 | [5 empty] | KPVS_6019-7/8_4P_150HP_15.81_BRZ | 2306.3
101 | 101 | 8020-5/6-4P-300HP KPVS | KPVS_8020-5/6_4P_300HP_14.81_BRZ | 5920 | 5920 | 11840 | 2 | 0 | 2 | A | KPVS_SplitCase | 12 | 8 | 12 | 18 | BranchMin12_BranchMax18 | 12 | 4 | 14 | 24 | HeaderMin14_HeaderMax24 | 14 | 5 | 20 | [20 empty] | NBS_050-150_4P_150HP_14.96_SS | 2703.7978 | [5 empty] | KPVS_6019-7/8_4P_200HP_17.26_BRZ | 2615.2
101 | 101 | 8020-5/6-4P-300HP KPVS | KPVS_8020-5/6_4P_300HP_14.81_BRZ | 5920 | 5920 | 11840 | 2 | 0 | 2 | A | KPVS_SplitCase | 12 | 8 | 12 | 18 | BranchMin12_BranchMax18 | 12 | 4 | 14 | 24 | HeaderMin14_HeaderMax24 | 16 | 5 | 20 | [20 empty] | NBS_050-150_4P_150HP_14.96_SS | 2703.7978 | [5 empty] | KPVS_6019-7/8_4P_200HP_17.26_BRZ | 2615.2
101 | 101 | 8020-5/6-4P-300HP KPVS | KPVS_8020-5/6_4P_300HP_14.81_BRZ | 5920 | 5920 | 11840 | 2 | 0 | 2 | A | KPVS_SplitCase | 12 | 8 | 12 | 18 | BranchMin12_BranchMax18 | 12 | 4 | 14 | 24 | HeaderMin14_HeaderMax24 | 18 | 5 | 20 | [20 empty] | NBS_050-150_4P_150HP_14.96_SS | 2703.7978 | [5 empty] | KPVS_6019-7/8_4P_200HP_17.26_BRZ | 2615.2
101 | 101 | 8020-5/6-4P-300HP KPVS | KPVS_8020-5/6_4P_300HP_14.81_BRZ | 5920 | 5920 | 11840 | 2 | 0 | 2 | A | KPVS_SplitCase | 12 | 8 | 12 | 18 | BranchMin12_BranchMax18 | 12 | 4 | 14 | 24 | HeaderMin14_HeaderMax24 | 20 | 5 | 20 | [20 empty] | NBS_050-150_4P_150HP_14.96_SS | 2703.7978 | [5 empty] | KPVS_6019-7/8_4P_200HP_17.26_BRZ | 2615.2
101 | 101 | 8020-5/6-4P-300HP KPVS | KPVS_8020-5/6_4P_300HP_14.81_BRZ | 5920 | 5920 | 11840 | 2 | 0 | 2 | A | KPVS_SplitCase | 12 | 8 | 12 | 18 | BranchMin12_BranchMax18 | 12 | 4 | 14 | 24 | HeaderMin14_HeaderMax24 | 24 | 5 | 20 | [20 empty] | NBS_050-150_4P_150HP_14.96_SS | 2703.7978 | [5 empty] | KPVS_6019-7/8_4P_200HP_17.26_BRZ | 2615.2
101 | 101 | 8020-5/6-4P-300HP KPVS | KPVS_8020-5/6_4P_300HP_14.81_BRZ | 5920 | 5920 | 11840 | 2 | 0 | 2 | A | KPVS_SplitCase | 12 | 8 | 12 | 18 | BranchMin12_BranchMax18 | 14 | 4 | 14 | 24 | HeaderMin14_HeaderMax24 | 14 | 5 | 20 | [20 empty] | NBS_050-150_4P_150HP_14.96_SS | 2703.7978 | [5 empty] | KPVS_6019-7/8_4P_200HP_17.26_BRZ | 2615.2 | INVALID
101 | 101 | 8020-5/6-4P-300HP KPVS | KPVS_8020-5/6_4P_300HP_14.81_BRZ | 5920 | 5920 | 11840 | 2 | 0 | 2 | A | KPVS_SplitCase | 12 | 8 | 12 | 18 | BranchMin12_BranchMax18 | 14 | 4 | 14 | 24 | HeaderMin14_HeaderMax24 | 16 | 5 | 20 | [20 empty] | NBS_050-150_4P_150HP_14.96_SS | 2703.7978 | [5 empty] | KPVS_6019-7/8_4P_200HP_17.26_BRZ | 2615.2
101 | 101 | 8020-5/6-4P-300HP KPVS | KPVS_8020-5/6_4P_300HP_14.81_BRZ | 5920 | 5920 | 11840 | 2 | 0 | 2 | A | KPVS_SplitCase | 12 | 8 | 12 | 18 | BranchMin12_BranchMax18 | 14 | 4 | 14 | 24 | HeaderMin14_HeaderMax24 | 18 | 5 | 20 | [20 empty] | NBS_050-150_4P_150HP_14.96_SS | 2703.7978 | [5 empty] | KPVS_6019-7/8_4P_200HP_17.26_BRZ | 2615.2
101 | 101 | 8020-5/6-4P-300HP KPVS | KPVS_8020-5/6_4P_300HP_14.81_BRZ | 5920 | 5920 | 11840 | 2 | 0 | 2 | A | KPVS_SplitCase | 12 | 8 | 12 | 18 | BranchMin12_BranchMax18 | 14 | 4 | 14 | 24 | HeaderMin14_HeaderMax24 | 20 | 5 | 20 | [20 empty] | NBS_050-150_4P_150HP_14.96_SS | 2703.7978 | [5 empty] | KPVS_6019-7/8_4P_200HP_17.26_BRZ | 2615.2
101 | 101 | 8020-5/6-4P-300HP KPVS | KPVS_8020-5/6_4P_300HP_14.81_BRZ | 5920 | 5920 | 11840 | 2 | 0 | 2 | A | KPVS_SplitCase | 12 | 8 | 12 | 18 | BranchMin12_BranchMax18 | 14 | 4 | 14 | 24 | HeaderMin14_HeaderMax24 | 24 | 5 | 20 | [20 empty] | NBS_050-150_4P_150HP_14.96_SS | 2703.7978 | [5 empty] | KPVS_6019-7/8_4P_200HP_17.26_BRZ | 2615.2
101 | 101 | 8020-5/6-4P-300HP KPVS | KPVS_8020-5/6_4P_300HP_14.81_BRZ | 5920 | 5920 | 11840 | 2 | 0 | 2 | A | KPVS_SplitCase | 12 | 8 | 12 | 18 | BranchMin12_BranchMax18 | 16 | 4 | 14 | 24 | HeaderMin14_HeaderMax24 | 14 | 5 | 20 | [20 empty] | NBS_050-150_4P_150HP_14.96_SS | 2703.7978 | [5 empty] | KPVS_6019-7/8_4P_200HP_17.26_BRZ | 2615.2 | INVALID
101 | 101 | 8020-5/6-4P-300HP KPVS | KPVS_8020-5/6_4P_300HP_14.81_BRZ | 5920 | 5920 | 11840 | 2 | 0 | 2 | A | KPVS_SplitCase | 12 | 8 | 12 | 18 | BranchMin12_BranchMax18 | 16 | 4 | 14 | 24 | HeaderMin14_HeaderMax24 | 16 | 5 | 20 | [20 empty] | NBS_050-150_4P_150HP_14.96_SS | 2703.7978 | [5 empty] | KPVS_6019-7/8_4P_200HP_17.26_BRZ | 2615.2 | INVALID
101 | 101 | 8020-5/6-4P-300HP KPVS | KPVS_8020-5/6_4P_300HP_14.81_BRZ | 5920 | 5920 | 11840 | 2 | 0 | 2 | A | KPVS_SplitCase | 12 | 8 | 12 | 18 | BranchMin12_BranchMax18 | 16 | 4 | 14 | 24 | HeaderMin14_HeaderMax24 | 18 | 5 | 20 | [20 empty] | NBS_050-150_4P_150HP_14.96_SS | 2703.7978 | [5 empty] | KPVS_6019-7/8_4P_200HP_17.26_BRZ | 2615.2
101 | 101 | 8020-5/6-4P-300HP KPVS | KPVS_8020-5/6_4P_300HP_14.81_BRZ | 5920 | 5920 | 11840 | 2 | 0 | 2 | A | KPVS_SplitCase | 12 | 8 | 12 | 18 | BranchMin12_BranchMax18 | 16 | 4 | 14 | 24 | HeaderMin14_HeaderMax24 | 20 | 5 | 20 | [20 empty] | NBS_050-150_4P_150HP_14.96_SS | 2703.7978 | [5 empty] | KPVS_6019-7/8_4P_200HP_17.26_BRZ | 2615.2
101 | 101 | 8020-5/6-4P-300HP KPVS | KPVS_8020-5/6_4P_300HP_14.81_BRZ | 5920 | 5920 | 11840 | 2 | 0 | 2 | A | KPVS_SplitCase | 12 | 8 | 12 | 18 | BranchMin12_BranchMax18 | 16 | 4 | 14 | 24 | HeaderMin14_HeaderMax24 | 24 | 5 | 20 | [20 empty] | NBS_050-150_4P_150HP_14.96_SS | 2703.7978 | [5 empty] | KPVS_6019-7/8_4P_200HP_17.26_BRZ | 2615.2
101 | 101 | 8020-5/6-4P-300HP KPVS | KPVS_8020-5/6_4P_300HP_14.81_BRZ | 5920 | 5920 | 11840 | 2 | 0 | 2 | A | KPVS_SplitCase | 12 | 8 | 12 | 18 | BranchMin12_BranchMax18 | 18 | 4 | 14 | 24 | HeaderMin14_HeaderMax24 | 14 | 5 | 20 | [20 empty] | NBS_050-150_4P_150HP_14.96_SS | 2703.7978 | [5 empty] | KPVS_6019-7/8_4P_200HP_17.26_BRZ | 2615.2 | INVALID
101 | 101 | 8020-5/6-4P-300HP KPVS | KPVS_8020-5/6_4P_300HP_14.81_BRZ | 5920 | 5920 | 11840 | 2 | 0 | 2 | A | KPVS_SplitCase | 12 | 8 | 12 | 18 | BranchMin12_BranchMax18 | 18 | 4 | 14 | 24 | HeaderMin14_HeaderMax24 | 16 | 5 | 20 | [20 empty] | NBS_050-150_4P_150HP_14.96_SS | 2703.7978 | [5 empty] | KPVS_6019-7/8_4P_200HP_17.26_BRZ | 2615.2 | INVALID
101 | 101 | 8020-5/6-4P-300HP KPVS | KPVS_8020-5/6_4P_300HP_14.81_BRZ | 5920 | 5920 | 11840 | 2 | 0 | 2 | A | KPVS_SplitCase | 12 | 8 | 12 | 18 | BranchMin12_BranchMax18 | 18 | 4 | 14 | 24 | HeaderMin14_HeaderMax24 | 18 | 5 | 20 | [20 empty] | NBS_050-150_4P_150HP_14.96_SS | 2703.7978 | [5 empty] | KPVS_6019-7/8_4P_200HP_17.26_BRZ | 2615.2 | INVALID
101 | 101 | 8020-5/6-4P-300HP KPVS | KPVS_8020-5/6_4P_300HP_14.81_BRZ | 5920 | 5920 | 11840 | 2 | 0 | 2 | A | KPVS_SplitCase | 12 | 8 | 12 | 18 | BranchMin12_BranchMax18 | 18 | 4 | 14 | 24 | HeaderMin14_HeaderMax24 | 20 | 5 | 20 | [20 empty] | NBS_050-150_4P_150HP_14.96_SS | 2703.7978 | [5 empty] | KPVS_6019-7/8_4P_200HP_17.26_BRZ | 2615.2
101 | 101 | 8020-5/6-4P-300HP KPVS | KPVS_8020-5/6_4P_300HP_14.81_BRZ | 5920 | 5920 | 11840 | 2 | 0 | 2 | A | KPVS_SplitCase | 12 | 8 | 12 | 18 | BranchMin12_BranchMax18 | 18 | 4 | 14 | 24 | HeaderMin14_HeaderMax24 | 24 | 5 | 20 | [20 empty] | NBS_050-150_4P_150HP_14.96_SS | 2703.7978 | [5 empty] | KPVS_6019-7/8_4P_200HP_17.26_BRZ | 2615.2
102 | 102 | 1012-1/2-4P-60HP KPVS | KPVS_1012-1/2_4P_60HP_8.54_BRZ | 4880.8 | 4880.8 | 9761.6 | 2 | 0 | 2 | A | KPVS_SplitCase | 12 | 10 | 12 | 16 | BranchMin12_BranchMax16 | 12 | 3 | 14 | 24 | HeaderMin14_HeaderMax24 | 14 | 5 | 15 | [20 empty] | NBS_060-095_4P_15HP_7.32_SS | 2169.9766 | [5 empty] | KPVS_6019-7/8_4P_250HP_18.44_BRZ | 2874.5
102 | 102 | 1012-1/2-4P-60HP KPVS | KPVS_1012-1/2_4P_60HP_8.54_BRZ | 4880.8 | 4880.8 | 9761.6 | 2 | 0 | 2 | A | KPVS_SplitCase | 12 | 10 | 12 | 16 | BranchMin12_BranchMax16 | 12 | 3 | 14 | 24 | HeaderMin14_HeaderMax24 | 16 | 5 | 15 | [20 empty] | NBS_060-095_4P_15HP_7.32_SS | 2169.9766 | [5 empty] | KPVS_6019-7/8_4P_250HP_18.44_BRZ | 2874.5
102 | 102 | 1012-1/2-4P-60HP KPVS | KPVS_1012-1/2_4P_60HP_8.54_BRZ | 4880.8 | 4880.8 | 9761.6 | 2 | 0 | 2 | A | KPVS_SplitCase | 12 | 10 | 12 | 16 | BranchMin12_BranchMax16 | 12 | 3 | 14 | 24 | HeaderMin14_HeaderMax24 | 18 | 5 | 15 | [20 empty] | NBS_060-095_4P_15HP_7.32_SS | 2169.9766 | [5 empty] | KPVS_6019-7/8_4P_250HP_18.44_BRZ | 2874.5
102 | 102 | 1012-1/2-4P-60HP KPVS | KPVS_1012-1/2_4P_60HP_8.54_BRZ | 4880.8 | 4880.8 | 9761.6 | 2 | 0 | 2 | A | KPVS_SplitCase | 12 | 10 | 12 | 16 | BranchMin12_BranchMax16 | 12 | 3 | 14 | 24 | HeaderMin14_HeaderMax24 | 20 | 5 | 15 | [20 empty] | NBS_060-095_4P_15HP_7.32_SS | 2169.9766 | [5 empty] | KPVS_6019-7/8_4P_250HP_18.44_BRZ | 2874.5
102 | 102 | 1012-1/2-4P-60HP KPVS | KPVS_1012-1/2_4P_60HP_8.54_BRZ | 4880.8 | 4880.8 | 9761.6 | 2 | 0 | 2 | A | KPVS_SplitCase | 12 | 10 | 12 | 16 | BranchMin12_BranchMax16 | 12 | 3 | 14 | 24 | HeaderMin14_HeaderMax24 | 24 | 5 | 15 | [20 empty] | NBS_060-095_4P_15HP_7.32_SS | 2169.9766 | [5 empty] | KPVS_6019-7/8_4P_250HP_18.44_BRZ | 2874.5
102 | 102 | 1012-1/2-4P-60HP KPVS | KPVS_1012-1/2_4P_60HP_8.54_BRZ | 4880.8 | 4880.8 | 9761.6 | 2 | 0 | 2 | A | KPVS_SplitCase | 12 | 10 | 12 | 16 | BranchMin12_BranchMax16 | 14 | 3 | 14 | 24 | HeaderMin14_HeaderMax24 | 14 | 5 | 15 | [20 empty] | NBS_060-095_4P_15HP_7.32_SS | 2169.9766 | [5 empty] | KPVS_6019-7/8_4P_250HP_18.44_BRZ | 2874.5 | INVALID
102 | 102 | 1012-1/2-4P-60HP KPVS | KPVS_1012-1/2_4P_60HP_8.54_BRZ | 4880.8 | 4880.8 | 9761.6 | 2 | 0 | 2 | A | KPVS_SplitCase | 12 | 10 | 12 | 16 | BranchMin12_BranchMax16 | 14 | 3 | 14 | 24 | HeaderMin14_HeaderMax24 | 16 | 5 | 15 | [20 empty] | NBS_060-095_4P_15HP_7.32_SS | 2169.9766 | [5 empty] | KPVS_6019-7/8_4P_250HP_18.44_BRZ | 2874.5
102 | 102 | 1012-1/2-4P-60HP KPVS | KPVS_1012-1/2_4P_60HP_8.54_BRZ | 4880.8 | 4880.8 | 9761.6 | 2 | 0 | 2 | A | KPVS_SplitCase | 12 | 10 | 12 | 16 | BranchMin12_BranchMax16 | 14 | 3 | 14 | 24 | HeaderMin14_HeaderMax24 | 18 | 5 | 15 | [20 empty] | NBS_060-095_4P_15HP_7.32_SS | 2169.9766 | [5 empty] | KPVS_6019-7/8_4P_250HP_18.44_BRZ | 2874.5
102 | 102 | 1012-1/2-4P-60HP KPVS | KPVS_1012-1/2_4P_60HP_8.54_BRZ | 4880.8 | 4880.8 | 9761.6 | 2 | 0 | 2 | A | KPVS_SplitCase | 12 | 10 | 12 | 16 | BranchMin12_BranchMax16 | 14 | 3 | 14 | 24 | HeaderMin14_HeaderMax24 | 20 | 5 | 15 | [20 empty] | NBS_060-095_4P_15HP_7.32_SS | 2169.9766 | [5 empty] | KPVS_6019-7/8_4P_250HP_18.44_BRZ | 2874.5
102 | 102 | 1012-1/2-4P-60HP KPVS | KPVS_1012-1/2_4P_60HP_8.54_BRZ | 4880.8 | 4880.8 | 9761.6 | 2 | 0 | 2 | A | KPVS_SplitCase | 12 | 10 | 12 | 16 | BranchMin12_BranchMax16 | 14 | 3 | 14 | 24 | HeaderMin14_HeaderMax24 | 24 | 5 | 15 | [20 empty] | NBS_060-095_4P_15HP_7.32_SS | 2169.9766 | [5 empty] | KPVS_6019-7/8_4P_250HP_18.44_BRZ | 2874.5
102 | 102 | 1012-1/2-4P-60HP KPVS | KPVS_1012-1/2_4P_60HP_8.54_BRZ | 4880.8 | 4880.8 | 9761.6 | 2 | 0 | 2 | A | KPVS_SplitCase | 12 | 10 | 12 | 16 | BranchMin12_BranchMax16 | 16 | 3 | 14 | 24 | HeaderMin14_HeaderMax24 | 14 | 5 | 15 | [20 empty] | NBS_060-095_4P_15HP_7.32_SS | 2169.9766 | [5 empty] | KPVS_6019-7/8_4P_250HP_18.44_BRZ | 2874.5 | INVALID
102 | 102 | 1012-1/2-4P-60HP KPVS | KPVS_1012-1/2_4P_60HP_8.54_BRZ | 4880.8 | 4880.8 | 9761.6 | 2 | 0 | 2 | A | KPVS_SplitCase | 12 | 10 | 12 | 16 | BranchMin12_BranchMax16 | 16 | 3 | 14 | 24 | HeaderMin14_HeaderMax24 | 16 | 5 | 15 | [20 empty] | NBS_060-095_4P_15HP_7.32_SS | 2169.9766 | [5 empty] | KPVS_6019-7/8_4P_250HP_18.44_BRZ | 2874.5 | INVALID
102 | 102 | 1012-1/2-4P-60HP KPVS | KPVS_1012-1/2_4P_60HP_8.54_BRZ | 4880.8 | 4880.8 | 9761.6 | 2 | 0 | 2 | A | KPVS_SplitCase | 12 | 10 | 12 | 16 | BranchMin12_BranchMax16 | 16 | 3 | 14 | 24 | HeaderMin14_HeaderMax24 | 18 | 5 | 15 | [20 empty] | NBS_060-095_4P_15HP_7.32_SS | 2169.9766 | [5 empty] | KPVS_6019-7/8_4P_250HP_18.44_BRZ | 2874.5
102 | 102 | 1012-1/2-4P-60HP KPVS | KPVS_1012-1/2_4P_60HP_8.54_BRZ | 4880.8 | 4880.8 | 9761.6 | 2 | 0 | 2 | A | KPVS_SplitCase | 12 | 10 | 12 | 16 | BranchMin12_BranchMax16 | 16 | 3 | 14 | 24 | HeaderMin14_HeaderMax24 | 20 | 5 | 15 | [20 empty] | NBS_060-095_4P_15HP_7.32_SS | 2169.9766 | [5 empty] | KPVS_6019-7/8_4P_250HP_18.44_BRZ | 2874.5
102 | 102 | 1012-1/2-4P-60HP KPVS | KPVS_1012-1/2_4P_60HP_8.54_BRZ | 4880.8 | 4880.8 | 9761.6 | 2 | 0 | 2 | A | KPVS_SplitCase | 12 | 10 | 12 | 16 | BranchMin12_BranchMax16 | 16 | 3 | 14 | 24 | HeaderMin14_HeaderMax24 | 24 | 5 | 15 | [20 empty] | NBS_060-095_4P_15HP_7.32_SS | 2169.9766 | [5 empty] | KPVS_6019-7/8_4P_250HP_18.44_BRZ | 2874.5
103 | 103 | 1012-1/2-4P-75HP KPVS | KPVS_1012-1/2_4P_75HP_9.30_BRZ | 5233.9 | 5233.9 | 10467.8 | 2 | 0 | 2 | A | KPVS_SplitCase | 12 | 10 | 12 | 16 | BranchMin12_BranchMax16 | 12 | 3 | 14 | 24 | HeaderMin14_HeaderMax24 | 14 | 5 | 15 | [20 empty] | NBS_060-095_4P_20HP_7.95_SS | 2284.2526 | [5 empty] | KPVS_6019-7/8_4P_300HP_19.00_BRZ | 3000
103 | 103 | 1012-1/2-4P-75HP KPVS | KPVS_1012-1/2_4P_75HP_9.30_BRZ | 5233.9 | 5233.9 | 10467.8 | 2 | 0 | 2 | A | KPVS_SplitCase | 12 | 10 | 12 | 16 | BranchMin12_BranchMax16 | 12 | 3 | 14 | 24 | HeaderMin14_HeaderMax24 | 16 | 5 | 15 | [20 empty] | NBS_060-095_4P_20HP_7.95_SS | 2284.2526 | [5 empty] | KPVS_6019-7/8_4P_300HP_19.00_BRZ | 3000
103 | 103 | 1012-1/2-4P-75HP KPVS | KPVS_1012-1/2_4P_75HP_9.30_BRZ | 5233.9 | 5233.9 | 10467.8 | 2 | 0 | 2 | A | KPVS_SplitCase | 12 | 10 | 12 | 16 | BranchMin12_BranchMax16 | 12 | 3 | 14 | 24 | HeaderMin14_HeaderMax24 | 18 | 5 | 15 | [20 empty] | NBS_060-095_4P_20HP_7.95_SS | 2284.2526 | [5 empty] | KPVS_6019-7/8_4P_300HP_19.00_BRZ | 3000
103 | 103 | 1012-1/2-4P-75HP KPVS | KPVS_1012-1/2_4P_75HP_9.30_BRZ | 5233.9 | 5233.9 | 10467.8 | 2 | 0 | 2 | A | KPVS_SplitCase | 12 | 10 | 12 | 16 | BranchMin12_BranchMax16 | 12 | 3 | 14 | 24 | HeaderMin14_HeaderMax24 | 20 | 5 | 15 | [20 empty] | NBS_060-095_4P_20HP_7.95_SS | 2284.2526 | [5 empty] | KPVS_6019-7/8_4P_300HP_19.00_BRZ | 3000
103 | 103 | 1012-1/2-4P-75HP KPVS | KPVS_1012-1/2_4P_75HP_9.30_BRZ | 5233.9 | 5233.9 | 10467.8 | 2 | 0 | 2 | A | KPVS_SplitCase | 12 | 10 | 12 | 16 | BranchMin12_BranchMax16 | 12 | 3 | 14 | 24 | HeaderMin14_HeaderMax24 | 24 | 5 | 15 | [20 empty] | NBS_060-095_4P_20HP_7.95_SS | 2284.2526 | [5 empty] | KPVS_6019-7/8_4P_300HP_19.00_BRZ | 3000
103 | 103 | 1012-1/2-4P-75HP KPVS | KPVS_1012-1/2_4P_75HP_9.30_BRZ | 5233.9 | 5233.9 | 10467.8 | 2 | 0 | 2 | A | KPVS_SplitCase | 12 | 10 | 12 | 16 | BranchMin12_BranchMax16 | 14 | 3 | 14 | 24 | HeaderMin14_HeaderMax24 | 14 | 5 | 15 | [20 empty] | NBS_060-095_4P_20HP_7.95_SS | 2284.2526 | [5 empty] | KPVS_6019-7/8_4P_300HP_19.00_BRZ | 3000 | INVALID
103 | 103 | 1012-1/2-4P-75HP KPVS | KPVS_1012-1/2_4P_75HP_9.30_BRZ | 5233.9 | 5233.9 | 10467.8 | 2 | 0 | 2 | A | KPVS_SplitCase | 12 | 10 | 12 | 16 | BranchMin12_BranchMax16 | 14 | 3 | 14 | 24 | HeaderMin14_HeaderMax24 | 16 | 5 | 15 | [20 empty] | NBS_060-095_4P_20HP_7.95_SS | 2284.2526 | [5 empty] | KPVS_6019-7/8_4P_300HP_19.00_BRZ | 3000
103 | 103 | 1012-1/2-4P-75HP KPVS | KPVS_1012-1/2_4P_75HP_9.30_BRZ | 5233.9 | 5233.9 | 10467.8 | 2 | 0 | 2 | A | KPVS_SplitCase | 12 | 10 | 12 | 16 | BranchMin12_BranchMax16 | 14 | 3 | 14 | 24 | HeaderMin14_HeaderMax24 | 18 | 5 | 15 | [20 empty] | NBS_060-095_4P_20HP_7.95_SS | 2284.2526 | [5 empty] | KPVS_6019-7/8_4P_300HP_19.00_BRZ | 3000
103 | 103 | 1012-1/2-4P-75HP KPVS | KPVS_1012-1/2_4P_75HP_9.30_BRZ | 5233.9 | 5233.9 | 10467.8 | 2 | 0 | 2 | A | KPVS_SplitCase | 12 | 10 | 12 | 16 | BranchMin12_BranchMax16 | 14 | 3 | 14 | 24 | HeaderMin14_HeaderMax24 | 20 | 5 | 15 | [20 empty] | NBS_060-095_4P_20HP_7.95_SS | 2284.2526 | [5 empty] | KPVS_6019-7/8_4P_300HP_19.00_BRZ | 3000
103 | 103 | 1012-1/2-4P-75HP KPVS | KPVS_1012-1/2_4P_75HP_9.30_BRZ | 5233.9 | 5233.9 | 10467.8 | 2 | 0 | 2 | A | KPVS_SplitCase | 12 | 10 | 12 | 16 | BranchMin12_BranchMax16 | 14 | 3 | 14 | 24 | HeaderMin14_HeaderMax24 | 24 | 5 | 15 | [20 empty] | NBS_060-095_4P_20HP_7.95_SS | 2284.2526 | [5 empty] | KPVS_6019-7/8_4P_300HP_19.00_BRZ | 3000
103 | 103 | 1012-1/2-4P-75HP KPVS | KPVS_1012-1/2_4P_75HP_9.30_BRZ | 5233.9 | 5233.9 | 10467.8 | 2 | 0 | 2 | A | KPVS_SplitCase | 12 | 10 | 12 | 16 | BranchMin12_BranchMax16 | 16 | 3 | 14 | 24 | HeaderMin14_HeaderMax24 | 14 | 5 | 15 | [20 empty] | NBS_060-095_4P_20HP_7.95_SS | 2284.2526 | [5 empty] | KPVS_6019-7/8_4P_300HP_19.00_BRZ | 3000 | INVALID
103 | 103 | 1012-1/2-4P-75HP KPVS | KPVS_1012-1/2_4P_75HP_9.30_BRZ | 5233.9 | 5233.9 | 10467.8 | 2 | 0 | 2 | A | KPVS_SplitCase | 12 | 10 | 12 | 16 | BranchMin12_BranchMax16 | 16 | 3 | 14 | 24 | HeaderMin14_HeaderMax24 | 16 | 5 | 15 | [20 empty] | NBS_060-095_4P_20HP_7.95_SS | 2284.2526 | [5 empty] | KPVS_6019-7/8_4P_300HP_19.00_BRZ | 3000 | INVALID
103 | 103 | 1012-1/2-4P-75HP KPVS | KPVS_1012-1/2_4P_75HP_9.30_BRZ | 5233.9 | 5233.9 | 10467.8 | 2 | 0 | 2 | A | KPVS_SplitCase | 12 | 10 | 12 | 16 | BranchMin12_BranchMax16 | 16 | 3 | 14 | 24 | HeaderMin14_HeaderMax24 | 18 | 5 | 15 | [20 empty] | NBS_060-095_4P_20HP_7.95_SS | 2284.2526 | [5 empty] | KPVS_6019-7/8_4P_300HP_19.00_BRZ | 3000
103 | 103 | 1012-1/2-4P-75HP KPVS | KPVS_1012-1/2_4P_75HP_9.30_BRZ | 5233.9 | 5233.9 | 10467.8 | 2 | 0 | 2 | A | KPVS_SplitCase | 12 | 10 | 12 | 16 | BranchMin12_BranchMax16 | 16 | 3 | 14 | 24 | HeaderMin14_HeaderMax24 | 20 | 5 | 15 | [20 empty] | NBS_060-095_4P_20HP_7.95_SS | 2284.2526 | [5 empty] | KPVS_6019-7/8_4P_300HP_19.00_BRZ | 3000
103 | 103 | 1012-1/2-4P-75HP KPVS | KPVS_1012-1/2_4P_75HP_9.30_BRZ | 5233.9 | 5233.9 | 10467.8 | 2 | 0 | 2 | A | KPVS_SplitCase | 12 | 10 | 12 | 16 | BranchMin12_BranchMax16 | 16 | 3 | 14 | 24 | HeaderMin14_HeaderMax24 | 24 | 5 | 15 | [20 empty] | NBS_060-095_4P_20HP_7.95_SS | 2284.2526 | [5 empty] | KPVS_6019-7/8_4P_300HP_19.00_BRZ | 3000
104 | 104 | 1012-1/2-4P-100HP KPVS | KPVS_1012-1/2_4P_100HP_10.20_BRZ | 5663.7 | 5663.7 | 11327.4 | 2 | 0 | 2 | A | KPVS_SplitCase | 12 | 10 | 12 | 18 | BranchMin12_BranchMax18 | 12 | 4 | 14 | 24 | HeaderMin14_HeaderMax24 | 14 | 5 | 20 | [20 empty] | NBS_060-095_4P_25HP_8.43_SS | 2385.0423 | [5 empty] | KPVS_8012-5/6_4P_100HP_11.25_BRZ | 4600.7
104 | 104 | 1012-1/2-4P-100HP KPVS | KPVS_1012-1/2_4P_100HP_10.20_BRZ | 5663.7 | 5663.7 | 11327.4 | 2 | 0 | 2 | A | KPVS_SplitCase | 12 | 10 | 12 | 18 | BranchMin12_BranchMax18 | 12 | 4 | 14 | 24 | HeaderMin14_HeaderMax24 | 16 | 5 | 20 | [20 empty] | NBS_060-095_4P_25HP_8.43_SS | 2385.0423 | [5 empty] | KPVS_8012-5/6_4P_100HP_11.25_BRZ | 4600.7
104 | 104 | 1012-1/2-4P-100HP KPVS | KPVS_1012-1/2_4P_100HP_10.20_BRZ | 5663.7 | 5663.7 | 11327.4 | 2 | 0 | 2 | A | KPVS_SplitCase | 12 | 10 | 12 | 18 | BranchMin12_BranchMax18 | 12 | 4 | 14 | 24 | HeaderMin14_HeaderMax24 | 18 | 5 | 20 | [20 empty] | NBS_060-095_4P_25HP_8.43_SS | 2385.0423 | [5 empty] | KPVS_8012-5/6_4P_100HP_11.25_BRZ | 4600.7
104 | 104 | 1012-1/2-4P-100HP KPVS | KPVS_1012-1/2_4P_100HP_10.20_BRZ | 5663.7 | 5663.7 | 11327.4 | 2 | 0 | 2 | A | KPVS_SplitCase | 12 | 10 | 12 | 18 | BranchMin12_BranchMax18 | 12 | 4 | 14 | 24 | HeaderMin14_HeaderMax24 | 20 | 5 | 20 | [20 empty] | NBS_060-095_4P_25HP_8.43_SS | 2385.0423 | [5 empty] | KPVS_8012-5/6_4P_100HP_11.25_BRZ | 4600.7
104 | 104 | 1012-1/2-4P-100HP KPVS | KPVS_1012-1/2_4P_100HP_10.20_BRZ | 5663.7 | 5663.7 | 11327.4 | 2 | 0 | 2 | A | KPVS_SplitCase | 12 | 10 | 12 | 18 | BranchMin12_BranchMax18 | 12 | 4 | 14 | 24 | HeaderMin14_HeaderMax24 | 24 | 5 | 20 | [20 empty] | NBS_060-095_4P_25HP_8.43_SS | 2385.0423 | [5 empty] | KPVS_8012-5/6_4P_100HP_11.25_BRZ | 4600.7
104 | 104 | 1012-1/2-4P-100HP KPVS | KPVS_1012-1/2_4P_100HP_10.20_BRZ | 5663.7 | 5663.7 | 11327.4 | 2 | 0 | 2 | A | KPVS_SplitCase | 12 | 10 | 12 | 18 | BranchMin12_BranchMax18 | 14 | 4 | 14 | 24 | HeaderMin14_HeaderMax24 | 14 | 5 | 20 | [20 empty] | NBS_060-095_4P_25HP_8.43_SS | 2385.0423 | [5 empty] | KPVS_8012-5/6_4P_100HP_11.25_BRZ | 4600.7 | INVALID
104 | 104 | 1012-1/2-4P-100HP KPVS | KPVS_1012-1/2_4P_100HP_10.20_BRZ | 5663.7 | 5663.7 | 11327.4 | 2 | 0 | 2 | A | KPVS_SplitCase | 12 | 10 | 12 | 18 | BranchMin12_BranchMax18 | 14 | 4 | 14 | 24 | HeaderMin14_HeaderMax24 | 16 | 5 | 20 | [20 empty] | NBS_060-095_4P_25HP_8.43_SS | 2385.0423 | [5 empty] | KPVS_8012-5/6_4P_100HP_11.25_BRZ | 4600.7
104 | 104 | 1012-1/2-4P-100HP KPVS | KPVS_1012-1/2_4P_100HP_10.20_BRZ | 5663.7 | 5663.7 | 11327.4 | 2 | 0 | 2 | A | KPVS_SplitCase | 12 | 10 | 12 | 18 | BranchMin12_BranchMax18 | 14 | 4 | 14 | 24 | HeaderMin14_HeaderMax24 | 18 | 5 | 20 | [20 empty] | NBS_060-095_4P_25HP_8.43_SS | 2385.0423 | [5 empty] | KPVS_8012-5/6_4P_100HP_11.25_BRZ | 4600.7
104 | 104 | 1012-1/2-4P-100HP KPVS | KPVS_1012-1/2_4P_100HP_10.20_BRZ | 5663.7 | 5663.7 | 11327.4 | 2 | 0 | 2 | A | KPVS_SplitCase | 12 | 10 | 12 | 18 | BranchMin12_BranchMax18 | 14 | 4 | 14 | 24 | HeaderMin14_HeaderMax24 | 20 | 5 | 20 | [20 empty] | NBS_060-095_4P_25HP_8.43_SS | 2385.0423 | [5 empty] | KPVS_8012-5/6_4P_100HP_11.25_BRZ | 4600.7
104 | 104 | 1012-1/2-4P-100HP KPVS | KPVS_1012-1/2_4P_100HP_10.20_BRZ | 5663.7 | 5663.7 | 11327.4 | 2 | 0 | 2 | A | KPVS_SplitCase | 12 | 10 | 12 | 18 | BranchMin12_BranchMax18 | 14 | 4 | 14 | 24 | HeaderMin14_HeaderMax24 | 24 | 5 | 20 | [20 empty] | NBS_060-095_4P_25HP_8.43_SS | 2385.0423 | [5 empty] | KPVS_8012-5/6_4P_100HP_11.25_BRZ | 4600.7
104 | 104 | 1012-1/2-4P-100HP KPVS | KPVS_1012-1/2_4P_100HP_10.20_BRZ | 5663.7 | 5663.7 | 11327.4 | 2 | 0 | 2 | A | KPVS_SplitCase | 12 | 10 | 12 | 18 | BranchMin12_BranchMax18 | 16 | 4 | 14 | 24 | HeaderMin14_HeaderMax24 | 14 | 5 | 20 | [20 empty] | NBS_060-095_4P_25HP_8.43_SS | 2385.0423 | [5 empty] | KPVS_8012-5/6_4P_100HP_11.25_BRZ | 4600.7 | INVALID
104 | 104 | 1012-1/2-4P-100HP KPVS | KPVS_1012-1/2_4P_100HP_10.20_BRZ | 5663.7 | 5663.7 | 11327.4 | 2 | 0 | 2 | A | KPVS_SplitCase | 12 | 10 | 12 | 18 | BranchMin12_BranchMax18 | 16 | 4 | 14 | 24 | HeaderMin14_HeaderMax24 | 16 | 5 | 20 | [20 empty] | NBS_060-095_4P_25HP_8.43_SS | 2385.0423 | [5 empty] | KPVS_8012-5/6_4P_100HP_11.25_BRZ | 4600.7 | INVALID
104 | 104 | 1012-1/2-4P-100HP KPVS | KPVS_1012-1/2_4P_100HP_10.20_BRZ | 5663.7 | 5663.7 | 11327.4 | 2 | 0 | 2 | A | KPVS_SplitCase | 12 | 10 | 12 | 18 | BranchMin12_BranchMax18 | 16 | 4 | 14 | 24 | HeaderMin14_HeaderMax24 | 18 | 5 | 20 | [20 empty] | NBS_060-095_4P_25HP_8.43_SS | 2385.0423 | [5 empty] | KPVS_8012-5/6_4P_100HP_11.25_BRZ | 4600.7
104 | 104 | 1012-1/2-4P-100HP KPVS | KPVS_1012-1/2_4P_100HP_10.20_BRZ | 5663.7 | 5663.7 | 11327.4 | 2 | 0 | 2 | A | KPVS_SplitCase | 12 | 10 | 12 | 18 | BranchMin12_BranchMax18 | 16 | 4 | 14 | 24 | HeaderMin14_HeaderMax24 | 20 | 5 | 20 | [20 empty] | NBS_060-095_4P_25HP_8.43_SS | 2385.0423 | [5 empty] | KPVS_8012-5/6_4P_100HP_11.25_BRZ | 4600.7
104 | 104 | 1012-1/2-4P-100HP KPVS | KPVS_1012-1/2_4P_100HP_10.20_BRZ | 5663.7 | 5663.7 | 11327.4 | 2 | 0 | 2 | A | KPVS_SplitCase | 12 | 10 | 12 | 18 | BranchMin12_BranchMax18 | 16 | 4 | 14 | 24 | HeaderMin14_HeaderMax24 | 24 | 5 | 20 | [20 empty] | NBS_060-095_4P_25HP_8.43_SS | 2385.0423 | [5 empty] | KPVS_8012-5/6_4P_100HP_11.25_BRZ | 4600.7
104 | 104 | 1012-1/2-4P-100HP KPVS | KPVS_1012-1/2_4P_100HP_10.20_BRZ | 5663.7 | 5663.7 | 11327.4 | 2 | 0 | 2 | A | KPVS_SplitCase | 12 | 10 | 12 | 18 | BranchMin12_BranchMax18 | 18 | 4 | 14 | 24 | HeaderMin14_HeaderMax24 | 14 | 5 | 20 | [20 empty] | NBS_060-095_4P_25HP_8.43_SS | 2385.0423 | [5 empty] | KPVS_8012-5/6_4P_100HP_11.25_BRZ | 4600.7 | INVALID
104 | 104 | 1012-1/2-4P-100HP KPVS | KPVS_1012-1/2_4P_100HP_10.20_BRZ | 5663.7 | 5663.7 | 11327.4 | 2 | 0 | 2 | A | KPVS_SplitCase | 12 | 10 | 12 | 18 | BranchMin12_BranchMax18 | 18 | 4 | 14 | 24 | HeaderMin14_HeaderMax24 | 16 | 5 | 20 | [20 empty] | NBS_060-095_4P_25HP_8.43_SS | 2385.0423 | [5 empty] | KPVS_8012-5/6_4P_100HP_11.25_BRZ | 4600.7 | INVALID
104 | 104 | 1012-1/2-4P-100HP KPVS | KPVS_1012-1/2_4P_100HP_10.20_BRZ | 5663.7 | 5663.7 | 11327.4 | 2 | 0 | 2 | A | KPVS_SplitCase | 12 | 10 | 12 | 18 | BranchMin12_BranchMax18 | 18 | 4 | 14 | 24 | HeaderMin14_HeaderMax24 | 18 | 5 | 20 | [20 empty] | NBS_060-095_4P_25HP_8.43_SS | 2385.0423 | [5 empty] | KPVS_8012-5/6_4P_100HP_11.25_BRZ | 4600.7 | INVALID
104 | 104 | 1012-1/2-4P-100HP KPVS | KPVS_1012-1/2_4P_100HP_10.20_BRZ | 5663.7 | 5663.7 | 11327.4 | 2 | 0 | 2 | A | KPVS_SplitCase | 12 | 10 | 12 | 18 | BranchMin12_BranchMax18 | 18 | 4 | 14 | 24 | HeaderMin14_HeaderMax24 | 20 | 5 | 20 | [20 empty] | NBS_060-095_4P_25HP_8.43_SS | 2385.0423 | [5 empty] | KPVS_8012-5/6_4P_100HP_11.25_BRZ | 4600.7
104 | 104 | 1012-1/2-4P-100HP KPVS | KPVS_1012-1/2_4P_100HP_10.20_BRZ | 5663.7 | 5663.7 | 11327.4 | 2 | 0 | 2 | A | KPVS_SplitCase | 12 | 10 | 12 | 18 | BranchMin12_BranchMax18 | 18 | 4 | 14 | 24 | HeaderMin14_HeaderMax24 | 24 | 5 | 20 | [20 empty] | NBS_060-095_4P_25HP_8.43_SS | 2385.0423 | [5 empty] | KPVS_8012-5/6_4P_100HP_11.25_BRZ | 4600.7
105 | 105 | 1012-1/2-4P-125HP KPVS | KPVS_1012-1/2_4P_125HP_10.79_BRZ | 6091.7 | 6091.7 | 12183.4 | 2 | 0 | 2 | A | KPVS_SplitCase | 12 | 10 | 12 | 18 | BranchMin12_BranchMax18 | 12 | 4 | 14 | 24 | HeaderMin14_HeaderMax24 | 14 | 5 | 20 | [20 empty] | NBS_060-095_4P_30HP_8.90_SS | 2493.7612 | [5 empty] | KPVS_8012-5/6_4P_125HP_12.00_BRZ | 5002.5
105 | 105 | 1012-1/2-4P-125HP KPVS | KPVS_1012-1/2_4P_125HP_10.79_BRZ | 6091.7 | 6091.7 | 12183.4 | 2 | 0 | 2 | A | KPVS_SplitCase | 12 | 10 | 12 | 18 | BranchMin12_BranchMax18 | 12 | 4 | 14 | 24 | HeaderMin14_HeaderMax24 | 16 | 5 | 20 | [20 empty] | NBS_060-095_4P_30HP_8.90_SS | 2493.7612 | [5 empty] | KPVS_8012-5/6_4P_125HP_12.00_BRZ | 5002.5
105 | 105 | 1012-1/2-4P-125HP KPVS | KPVS_1012-1/2_4P_125HP_10.79_BRZ | 6091.7 | 6091.7 | 12183.4 | 2 | 0 | 2 | A | KPVS_SplitCase | 12 | 10 | 12 | 18 | BranchMin12_BranchMax18 | 12 | 4 | 14 | 24 | HeaderMin14_HeaderMax24 | 18 | 5 | 20 | [20 empty] | NBS_060-095_4P_30HP_8.90_SS | 2493.7612 | [5 empty] | KPVS_8012-5/6_4P_125HP_12.00_BRZ | 5002.5
105 | 105 | 1012-1/2-4P-125HP KPVS | KPVS_1012-1/2_4P_125HP_10.79_BRZ | 6091.7 | 6091.7 | 12183.4 | 2 | 0 | 2 | A | KPVS_SplitCase | 12 | 10 | 12 | 18 | BranchMin12_BranchMax18 | 12 | 4 | 14 | 24 | HeaderMin14_HeaderMax24 | 20 | 5 | 20 | [20 empty] | NBS_060-095_4P_30HP_8.90_SS | 2493.7612 | [5 empty] | KPVS_8012-5/6_4P_125HP_12.00_BRZ | 5002.5
105 | 105 | 1012-1/2-4P-125HP KPVS | KPVS_1012-1/2_4P_125HP_10.79_BRZ | 6091.7 | 6091.7 | 12183.4 | 2 | 0 | 2 | A | KPVS_SplitCase | 12 | 10 | 12 | 18 | BranchMin12_BranchMax18 | 12 | 4 | 14 | 24 | HeaderMin14_HeaderMax24 | 24 | 5 | 20 | [20 empty] | NBS_060-095_4P_30HP_8.90_SS | 2493.7612 | [5 empty] | KPVS_8012-5/6_4P_125HP_12.00_BRZ | 5002.5
105 | 105 | 1012-1/2-4P-125HP KPVS | KPVS_1012-1/2_4P_125HP_10.79_BRZ | 6091.7 | 6091.7 | 12183.4 | 2 | 0 | 2 | A | KPVS_SplitCase | 12 | 10 | 12 | 18 | BranchMin12_BranchMax18 | 14 | 4 | 14 | 24 | HeaderMin14_HeaderMax24 | 14 | 5 | 20 | [20 empty] | NBS_060-095_4P_30HP_8.90_SS | 2493.7612 | [5 empty] | KPVS_8012-5/6_4P_125HP_12.00_BRZ | 5002.5 | INVALID
105 | 105 | 1012-1/2-4P-125HP KPVS | KPVS_1012-1/2_4P_125HP_10.79_BRZ | 6091.7 | 6091.7 | 12183.4 | 2 | 0 | 2 | A | KPVS_SplitCase | 12 | 10 | 12 | 18 | BranchMin12_BranchMax18 | 14 | 4 | 14 | 24 | HeaderMin14_HeaderMax24 | 16 | 5 | 20 | [20 empty] | NBS_060-095_4P_30HP_8.90_SS | 2493.7612 | [5 empty] | KPVS_8012-5/6_4P_125HP_12.00_BRZ | 5002.5
105 | 105 | 1012-1/2-4P-125HP KPVS | KPVS_1012-1/2_4P_125HP_10.79_BRZ | 6091.7 | 6091.7 | 12183.4 | 2 | 0 | 2 | A | KPVS_SplitCase | 12 | 10 | 12 | 18 | BranchMin12_BranchMax18 | 14 | 4 | 14 | 24 | HeaderMin14_HeaderMax24 | 18 | 5 | 20 | [20 empty] | NBS_060-095_4P_30HP_8.90_SS | 2493.7612 | [5 empty] | KPVS_8012-5/6_4P_125HP_12.00_BRZ | 5002.5
105 | 105 | 1012-1/2-4P-125HP KPVS | KPVS_1012-1/2_4P_125HP_10.79_BRZ | 6091.7 | 6091.7 | 12183.4 | 2 | 0 | 2 | A | KPVS_SplitCase | 12 | 10 | 12 | 18 | BranchMin12_BranchMax18 | 14 | 4 | 14 | 24 | HeaderMin14_HeaderMax24 | 20 | 5 | 20 | [20 empty] | NBS_060-095_4P_30HP_8.90_SS | 2493.7612 | [5 empty] | KPVS_8012-5/6_4P_125HP_12.00_BRZ | 5002.5
105 | 105 | 1012-1/2-4P-125HP KPVS | KPVS_1012-1/2_4P_125HP_10.79_BRZ | 6091.7 | 6091.7 | 12183.4 | 2 | 0 | 2 | A | KPVS_SplitCase | 12 | 10 | 12 | 18 | BranchMin12_BranchMax18 | 14 | 4 | 14 | 24 | HeaderMin14_HeaderMax24 | 24 | 5 | 20 | [20 empty] | NBS_060-095_4P_30HP_8.90_SS | 2493.7612 | [5 empty] | KPVS_8012-5/6_4P_125HP_12.00_BRZ | 5002.5
105 | 105 | 1012-1/2-4P-125HP KPVS | KPVS_1012-1/2_4P_125HP_10.79_BRZ | 6091.7 | 6091.7 | 12183.4 | 2 | 0 | 2 | A | KPVS_SplitCase | 12 | 10 | 12 | 18 | BranchMin12_BranchMax18 | 16 | 4 | 14 | 24 | HeaderMin14_HeaderMax24 | 14 | 5 | 20 | [20 empty] | NBS_060-095_4P_30HP_8.90_SS | 2493.7612 | [5 empty] | KPVS_8012-5/6_4P_125HP_12.00_BRZ | 5002.5 | INVALID
105 | 105 | 1012-1/2-4P-125HP KPVS | KPVS_1012-1/2_4P_125HP_10.79_BRZ | 6091.7 | 6091.7 | 12183.4 | 2 | 0 | 2 | A | KPVS_SplitCase | 12 | 10 | 12 | 18 | BranchMin12_BranchMax18 | 16 | 4 | 14 | 24 | HeaderMin14_HeaderMax24 | 16 | 5 | 20 | [20 empty] | NBS_060-095_4P_30HP_8.90_SS | 2493.7612 | [5 empty] | KPVS_8012-5/6_4P_125HP_12.00_BRZ | 5002.5 | INVALID
105 | 105 | 1012-1/2-4P-125HP KPVS | KPVS_1012-1/2_4P_125HP_10.79_BRZ | 6091.7 | 6091.7 | 12183.4 | 2 | 0 | 2 | A | KPVS_SplitCase | 12 | 10 | 12 | 18 | BranchMin12_BranchMax18 | 16 | 4 | 14 | 24 | HeaderMin14_HeaderMax24 | 18 | 5 | 20 | [20 empty] | NBS_060-095_4P_30HP_8.90_SS | 2493.7612 | [5 empty] | KPVS_8012-5/6_4P_125HP_12.00_BRZ | 5002.5
105 | 105 | 1012-1/2-4P-125HP KPVS | KPVS_1012-1/2_4P_125HP_10.79_BRZ | 6091.7 | 6091.7 | 12183.4 | 2 | 0 | 2 | A | KPVS_SplitCase | 12 | 10 | 12 | 18 | BranchMin12_BranchMax18 | 16 | 4 | 14 | 24 | HeaderMin14_HeaderMax24 | 20 | 5 | 20 | [20 empty] | NBS_060-095_4P_30HP_8.90_SS | 2493.7612 | [5 empty] | KPVS_8012-5/6_4P_125HP_12.00_BRZ | 5002.5
105 | 105 | 1012-1/2-4P-125HP KPVS | KPVS_1012-1/2_4P_125HP_10.79_BRZ | 6091.7 | 6091.7 | 12183.4 | 2 | 0 | 2 | A | KPVS_SplitCase | 12 | 10 | 12 | 18 | BranchMin12_BranchMax18 | 16 | 4 | 14 | 24 | HeaderMin14_HeaderMax24 | 24 | 5 | 20 | [20 empty] | NBS_060-095_4P_30HP_8.90_SS | 2493.7612 | [5 empty] | KPVS_8012-5/6_4P_125HP_12.00_BRZ | 5002.5
105 | 105 | 1012-1/2-4P-125HP KPVS | KPVS_1012-1/2_4P_125HP_10.79_BRZ | 6091.7 | 6091.7 | 12183.4 | 2 | 0 | 2 | A | KPVS_SplitCase | 12 | 10 | 12 | 18 | BranchMin12_BranchMax18 | 18 | 4 | 14 | 24 | HeaderMin14_HeaderMax24 | 14 | 5 | 20 | [20 empty] | NBS_060-095_4P_30HP_8.90_SS | 2493.7612 | [5 empty] | KPVS_8012-5/6_4P_125HP_12.00_BRZ | 5002.5 | INVALID
105 | 105 | 1012-1/2-4P-125HP KPVS | KPVS_1012-1/2_4P_125HP_10.79_BRZ | 6091.7 | 6091.7 | 12183.4 | 2 | 0 | 2 | A | KPVS_SplitCase | 12 | 10 | 12 | 18 | BranchMin12_BranchMax18 | 18 | 4 | 14 | 24 | HeaderMin14_HeaderMax24 | 16 | 5 | 20 | [20 empty] | NBS_060-095_4P_30HP_8.90_SS | 2493.7612 | [5 empty] | KPVS_8012-5/6_4P_125HP_12.00_BRZ | 5002.5 | INVALID
105 | 105 | 1012-1/2-4P-125HP KPVS | KPVS_1012-1/2_4P_125HP_10.79_BRZ | 6091.7 | 6091.7 | 12183.4 | 2 | 0 | 2 | A | KPVS_SplitCase | 12 | 10 | 12 | 18 | BranchMin12_BranchMax18 | 18 | 4 | 14 | 24 | HeaderMin14_HeaderMax24 | 18 | 5 | 20 | [20 empty] | NBS_060-095_4P_30HP_8.90_SS | 2493.7612 | [5 empty] | KPVS_8012-5/6_4P_125HP_12.00_BRZ | 5002.5 | INVALID
105 | 105 | 1012-1/2-4P-125HP KPVS | KPVS_1012-1/2_4P_125HP_10.79_BRZ | 6091.7 | 6091.7 | 12183.4 | 2 | 0 | 2 | A | KPVS_SplitCase | 12 | 10 | 12 | 18 | BranchMin12_BranchMax18 | 18 | 4 | 14 | 24 | HeaderMin14_HeaderMax24 | 20 | 5 | 20 | [20 empty] | NBS_060-095_4P_30HP_8.90_SS | 2493.7612 | [5 empty] | KPVS_8012-5/6_4P_125HP_12.00_BRZ | 5002.5
105 | 105 | 1012-1/2-4P-125HP KPVS | KPVS_1012-1/2_4P_125HP_10.79_BRZ | 6091.7 | 6091.7 | 12183.4 | 2 | 0 | 2 | A | KPVS_SplitCase | 12 | 10 | 12 | 18 | BranchMin12_BranchMax18 | 18 | 4 | 14 | 24 | HeaderMin14_HeaderMax24 | 24 | 5 | 20 | [20 empty] | NBS_060-095_4P_30HP_8.90_SS | 2493.7612 | [5 empty] | KPVS_8012-5/6_4P_125HP_12.00_BRZ | 5002.5
106 | 106 | 1012-1/2-4P-150HP KPVS | KPVS_1012-1/2_4P_150HP_11.42_BRZ | 6598.6 | 6598.6 | 13197.2 | 2 | 0 | 2 | A | KPVS_SplitCase | 12 | 10 | 12 | 18 | BranchMin12_BranchMax18 | 12 | 4 | 14 | 24 | HeaderMin14_HeaderMax24 | 14 | 5 | 20 | [20 empty] | NBS_060-095_4P_40HP_9.53_SS | 2617.6301 | [5 empty] | KPVS_8012-5/6_4P_30HP_7.25_BRZ | 2655.1
106 | 106 | 1012-1/2-4P-150HP KPVS | KPVS_1012-1/2_4P_150HP_11.42_BRZ | 6598.6 | 6598.6 | 13197.2 | 2 | 0 | 2 | A | KPVS_SplitCase | 12 | 10 | 12 | 18 | BranchMin12_BranchMax18 | 12 | 4 | 14 | 24 | HeaderMin14_HeaderMax24 | 16 | 5 | 20 | [20 empty] | NBS_060-095_4P_40HP_9.53_SS | 2617.6301 | [5 empty] | KPVS_8012-5/6_4P_30HP_7.25_BRZ | 2655.1
106 | 106 | 1012-1/2-4P-150HP KPVS | KPVS_1012-1/2_4P_150HP_11.42_BRZ | 6598.6 | 6598.6 | 13197.2 | 2 | 0 | 2 | A | KPVS_SplitCase | 12 | 10 | 12 | 18 | BranchMin12_BranchMax18 | 12 | 4 | 14 | 24 | HeaderMin14_HeaderMax24 | 18 | 5 | 20 | [20 empty] | NBS_060-095_4P_40HP_9.53_SS | 2617.6301 | [5 empty] | KPVS_8012-5/6_4P_30HP_7.25_BRZ | 2655.1
106 | 106 | 1012-1/2-4P-150HP KPVS | KPVS_1012-1/2_4P_150HP_11.42_BRZ | 6598.6 | 6598.6 | 13197.2 | 2 | 0 | 2 | A | KPVS_SplitCase | 12 | 10 | 12 | 18 | BranchMin12_BranchMax18 | 12 | 4 | 14 | 24 | HeaderMin14_HeaderMax24 | 20 | 5 | 20 | [20 empty] | NBS_060-095_4P_40HP_9.53_SS | 2617.6301 | [5 empty] | KPVS_8012-5/6_4P_30HP_7.25_BRZ | 2655.1
106 | 106 | 1012-1/2-4P-150HP KPVS | KPVS_1012-1/2_4P_150HP_11.42_BRZ | 6598.6 | 6598.6 | 13197.2 | 2 | 0 | 2 | A | KPVS_SplitCase | 12 | 10 | 12 | 18 | BranchMin12_BranchMax18 | 12 | 4 | 14 | 24 | HeaderMin14_HeaderMax24 | 24 | 5 | 20 | [20 empty] | NBS_060-095_4P_40HP_9.53_SS | 2617.6301 | [5 empty] | KPVS_8012-5/6_4P_30HP_7.25_BRZ | 2655.1
106 | 106 | 1012-1/2-4P-150HP KPVS | KPVS_1012-1/2_4P_150HP_11.42_BRZ | 6598.6 | 6598.6 | 13197.2 | 2 | 0 | 2 | A | KPVS_SplitCase | 12 | 10 | 12 | 18 | BranchMin12_BranchMax18 | 14 | 4 | 14 | 24 | HeaderMin14_HeaderMax24 | 14 | 5 | 20 | [20 empty] | NBS_060-095_4P_40HP_9.53_SS | 2617.6301 | [5 empty] | KPVS_8012-5/6_4P_30HP_7.25_BRZ | 2655.1 | INVALID
106 | 106 | 1012-1/2-4P-150HP KPVS | KPVS_1012-1/2_4P_150HP_11.42_BRZ | 6598.6 | 6598.6 | 13197.2 | 2 | 0 | 2 | A | KPVS_SplitCase | 12 | 10 | 12 | 18 | BranchMin12_BranchMax18 | 14 | 4 | 14 | 24 | HeaderMin14_HeaderMax24 | 16 | 5 | 20 | [20 empty] | NBS_060-095_4P_40HP_9.53_SS | 2617.6301 | [5 empty] | KPVS_8012-5/6_4P_30HP_7.25_BRZ | 2655.1
106 | 106 | 1012-1/2-4P-150HP KPVS | KPVS_1012-1/2_4P_150HP_11.42_BRZ | 6598.6 | 6598.6 | 13197.2 | 2 | 0 | 2 | A | KPVS_SplitCase | 12 | 10 | 12 | 18 | BranchMin12_BranchMax18 | 14 | 4 | 14 | 24 | HeaderMin14_HeaderMax24 | 18 | 5 | 20 | [20 empty] | NBS_060-095_4P_40HP_9.53_SS | 2617.6301 | [5 empty] | KPVS_8012-5/6_4P_30HP_7.25_BRZ | 2655.1
106 | 106 | 1012-1/2-4P-150HP KPVS | KPVS_1012-1/2_4P_150HP_11.42_BRZ | 6598.6 | 6598.6 | 13197.2 | 2 | 0 | 2 | A | KPVS_SplitCase | 12 | 10 | 12 | 18 | BranchMin12_BranchMax18 | 14 | 4 | 14 | 24 | HeaderMin14_HeaderMax24 | 20 | 5 | 20 | [20 empty] | NBS_060-095_4P_40HP_9.53_SS | 2617.6301 | [5 empty] | KPVS_8012-5/6_4P_30HP_7.25_BRZ | 2655.1
106 | 106 | 1012-1/2-4P-150HP KPVS | KPVS_1012-1/2_4P_150HP_11.42_BRZ | 6598.6 | 6598.6 | 13197.2 | 2 | 0 | 2 | A | KPVS_SplitCase | 12 | 10 | 12 | 18 | BranchMin12_BranchMax18 | 14 | 4 | 14 | 24 | HeaderMin14_HeaderMax24 | 24 | 5 | 20 | [20 empty] | NBS_060-095_4P_40HP_9.53_SS | 2617.6301 | [5 empty] | KPVS_8012-5/6_4P_30HP_7.25_BRZ | 2655.1
106 | 106 | 1012-1/2-4P-150HP KPVS | KPVS_1012-1/2_4P_150HP_11.42_BRZ | 6598.6 | 6598.6 | 13197.2 | 2 | 0 | 2 | A | KPVS_SplitCase | 12 | 10 | 12 | 18 | BranchMin12_BranchMax18 | 16 | 4 | 14 | 24 | HeaderMin14_HeaderMax24 | 14 | 5 | 20 | [20 empty] | NBS_060-095_4P_40HP_9.53_SS | 2617.6301 | [5 empty] | KPVS_8012-5/6_4P_30HP_7.25_BRZ | 2655.1 | INVALID
106 | 106 | 1012-1/2-4P-150HP KPVS | KPVS_1012-1/2_4P_150HP_11.42_BRZ | 6598.6 | 6598.6 | 13197.2 | 2 | 0 | 2 | A | KPVS_SplitCase | 12 | 10 | 12 | 18 | BranchMin12_BranchMax18 | 16 | 4 | 14 | 24 | HeaderMin14_HeaderMax24 | 16 | 5 | 20 | [20 empty] | NBS_060-095_4P_40HP_9.53_SS | 2617.6301 | [5 empty] | KPVS_8012-5/6_4P_30HP_7.25_BRZ | 2655.1 | INVALID
106 | 106 | 1012-1/2-4P-150HP KPVS | KPVS_1012-1/2_4P_150HP_11.42_BRZ | 6598.6 | 6598.6 | 13197.2 | 2 | 0 | 2 | A | KPVS_SplitCase | 12 | 10 | 12 | 18 | BranchMin12_BranchMax18 | 16 | 4 | 14 | 24 | HeaderMin14_HeaderMax24 | 18 | 5 | 20 | [20 empty] | NBS_060-095_4P_40HP_9.53_SS | 2617.6301 | [5 empty] | KPVS_8012-5/6_4P_30HP_7.25_BRZ | 2655.1
106 | 106 | 1012-1/2-4P-150HP KPVS | KPVS_1012-1/2_4P_150HP_11.42_BRZ | 6598.6 | 6598.6 | 13197.2 | 2 | 0 | 2 | A | KPVS_SplitCase | 12 | 10 | 12 | 18 | BranchMin12_BranchMax18 | 16 | 4 | 14 | 24 | HeaderMin14_HeaderMax24 | 20 | 5 | 20 | [20 empty] | NBS_060-095_4P_40HP_9.53_SS | 2617.6301 | [5 empty] | KPVS_8012-5/6_4P_30HP_7.25_BRZ | 2655.1
106 | 106 | 1012-1/2-4P-150HP KPVS | KPVS_1012-1/2_4P_150HP_11.42_BRZ | 6598.6 | 6598.6 | 13197.2 | 2 | 0 | 2 | A | KPVS_SplitCase | 12 | 10 | 12 | 18 | BranchMin12_BranchMax18 | 16 | 4 | 14 | 24 | HeaderMin14_HeaderMax24 | 24 | 5 | 20 | [20 empty] | NBS_060-095_4P_40HP_9.53_SS | 2617.6301 | [5 empty] | KPVS_8012-5/6_4P_30HP_7.25_BRZ | 2655.1
106 | 106 | 1012-1/2-4P-150HP KPVS | KPVS_1012-1/2_4P_150HP_11.42_BRZ | 6598.6 | 6598.6 | 13197.2 | 2 | 0 | 2 | A | KPVS_SplitCase | 12 | 10 | 12 | 18 | BranchMin12_BranchMax18 | 18 | 4 | 14 | 24 | HeaderMin14_HeaderMax24 | 14 | 5 | 20 | [20 empty] | NBS_060-095_4P_40HP_9.53_SS | 2617.6301 | [5 empty] | KPVS_8012-5/6_4P_30HP_7.25_BRZ | 2655.1 | INVALID
106 | 106 | 1012-1/2-4P-150HP KPVS | KPVS_1012-1/2_4P_150HP_11.42_BRZ | 6598.6 | 6598.6 | 13197.2 | 2 | 0 | 2 | A | KPVS_SplitCase | 12 | 10 | 12 | 18 | BranchMin12_BranchMax18 | 18 | 4 | 14 | 24 | HeaderMin14_HeaderMax24 | 16 | 5 | 20 | [20 empty] | NBS_060-095_4P_40HP_9.53_SS | 2617.6301 | [5 empty] | KPVS_8012-5/6_4P_30HP_7.25_BRZ | 2655.1 | INVALID
106 | 106 | 1012-1/2-4P-150HP KPVS | KPVS_1012-1/2_4P_150HP_11.42_BRZ | 6598.6 | 6598.6 | 13197.2 | 2 | 0 | 2 | A | KPVS_SplitCase | 12 | 10 | 12 | 18 | BranchMin12_BranchMax18 | 18 | 4 | 14 | 24 | HeaderMin14_HeaderMax24 | 18 | 5 | 20 | [20 empty] | NBS_060-095_4P_40HP_9.53_SS | 2617.6301 | [5 empty] | KPVS_8012-5/6_4P_30HP_7.25_BRZ | 2655.1 | INVALID
106 | 106 | 1012-1/2-4P-150HP KPVS | KPVS_1012-1/2_4P_150HP_11.42_BRZ | 6598.6 | 6598.6 | 13197.2 | 2 | 0 | 2 | A | KPVS_SplitCase | 12 | 10 | 12 | 18 | BranchMin12_BranchMax18 | 18 | 4 | 14 | 24 | HeaderMin14_HeaderMax24 | 20 | 5 | 20 | [20 empty] | NBS_060-095_4P_40HP_9.53_SS | 2617.6301 | [5 empty] | KPVS_8012-5/6_4P_30HP_7.25_BRZ | 2655.1
106 | 106 | 1012-1/2-4P-150HP KPVS | KPVS_1012-1/2_4P_150HP_11.42_BRZ | 6598.6 | 6598.6 | 13197.2 | 2 | 0 | 2 | A | KPVS_SplitCase | 12 | 10 | 12 | 18 | BranchMin12_BranchMax18 | 18 | 4 | 14 | 24 | HeaderMin14_HeaderMax24 | 24 | 5 | 20 | [20 empty] | NBS_060-095_4P_40HP_9.53_SS | 2617.6301 | [5 empty] | KPVS_8012-5/6_4P_30HP_7.25_BRZ | 2655.1
107 | 107 | 1012-1/2-4P-200HP KPVS | KPVS_1012-1/2_4P_200HP_12.00_BRZ | 7035 | 7035 | 14070 | 2 | 0 | 2 | A | KPVS_SplitCase | 12 | 10 | 12 | 18 | BranchMin12_BranchMax18 | 12 | 4 | 14 | 24 | HeaderMin14_HeaderMax24 | 14 | 5 | 20 | [20 empty] | NBS_060-110_4P_30HP_8.78_SS | 2227.2787 | [5 empty] | KPVS_8012-5/6_4P_40HP_8.36_BRZ | 3152.9
107 | 107 | 1012-1/2-4P-200HP KPVS | KPVS_1012-1/2_4P_200HP_12.00_BRZ | 7035 | 7035 | 14070 | 2 | 0 | 2 | A | KPVS_SplitCase | 12 | 10 | 12 | 18 | BranchMin12_BranchMax18 | 12 | 4 | 14 | 24 | HeaderMin14_HeaderMax24 | 16 | 5 | 20 | [20 empty] | NBS_060-110_4P_30HP_8.78_SS | 2227.2787 | [5 empty] | KPVS_8012-5/6_4P_40HP_8.36_BRZ | 3152.9
107 | 107 | 1012-1/2-4P-200HP KPVS | KPVS_1012-1/2_4P_200HP_12.00_BRZ | 7035 | 7035 | 14070 | 2 | 0 | 2 | A | KPVS_SplitCase | 12 | 10 | 12 | 18 | BranchMin12_BranchMax18 | 12 | 4 | 14 | 24 | HeaderMin14_HeaderMax24 | 18 | 5 | 20 | [20 empty] | NBS_060-110_4P_30HP_8.78_SS | 2227.2787 | [5 empty] | KPVS_8012-5/6_4P_40HP_8.36_BRZ | 3152.9
107 | 107 | 1012-1/2-4P-200HP KPVS | KPVS_1012-1/2_4P_200HP_12.00_BRZ | 7035 | 7035 | 14070 | 2 | 0 | 2 | A | KPVS_SplitCase | 12 | 10 | 12 | 18 | BranchMin12_BranchMax18 | 12 | 4 | 14 | 24 | HeaderMin14_HeaderMax24 | 20 | 5 | 20 | [20 empty] | NBS_060-110_4P_30HP_8.78_SS | 2227.2787 | [5 empty] | KPVS_8012-5/6_4P_40HP_8.36_BRZ | 3152.9
107 | 107 | 1012-1/2-4P-200HP KPVS | KPVS_1012-1/2_4P_200HP_12.00_BRZ | 7035 | 7035 | 14070 | 2 | 0 | 2 | A | KPVS_SplitCase | 12 | 10 | 12 | 18 | BranchMin12_BranchMax18 | 12 | 4 | 14 | 24 | HeaderMin14_HeaderMax24 | 24 | 5 | 20 | [20 empty] | NBS_060-110_4P_30HP_8.78_SS | 2227.2787 | [5 empty] | KPVS_8012-5/6_4P_40HP_8.36_BRZ | 3152.9
107 | 107 | 1012-1/2-4P-200HP KPVS | KPVS_1012-1/2_4P_200HP_12.00_BRZ | 7035 | 7035 | 14070 | 2 | 0 | 2 | A | KPVS_SplitCase | 12 | 10 | 12 | 18 | BranchMin12_BranchMax18 | 14 | 4 | 14 | 24 | HeaderMin14_HeaderMax24 | 14 | 5 | 20 | [20 empty] | NBS_060-110_4P_30HP_8.78_SS | 2227.2787 | [5 empty] | KPVS_8012-5/6_4P_40HP_8.36_BRZ | 3152.9 | INVALID
107 | 107 | 1012-1/2-4P-200HP KPVS | KPVS_1012-1/2_4P_200HP_12.00_BRZ | 7035 | 7035 | 14070 | 2 | 0 | 2 | A | KPVS_SplitCase | 12 | 10 | 12 | 18 | BranchMin12_BranchMax18 | 14 | 4 | 14 | 24 | HeaderMin14_HeaderMax24 | 16 | 5 | 20 | [20 empty] | NBS_060-110_4P_30HP_8.78_SS | 2227.2787 | [5 empty] | KPVS_8012-5/6_4P_40HP_8.36_BRZ | 3152.9
107 | 107 | 1012-1/2-4P-200HP KPVS | KPVS_1012-1/2_4P_200HP_12.00_BRZ | 7035 | 7035 | 14070 | 2 | 0 | 2 | A | KPVS_SplitCase | 12 | 10 | 12 | 18 | BranchMin12_BranchMax18 | 14 | 4 | 14 | 24 | HeaderMin14_HeaderMax24 | 18 | 5 | 20 | [20 empty] | NBS_060-110_4P_30HP_8.78_SS | 2227.2787 | [5 empty] | KPVS_8012-5/6_4P_40HP_8.36_BRZ | 3152.9
107 | 107 | 1012-1/2-4P-200HP KPVS | KPVS_1012-1/2_4P_200HP_12.00_BRZ | 7035 | 7035 | 14070 | 2 | 0 | 2 | A | KPVS_SplitCase | 12 | 10 | 12 | 18 | BranchMin12_BranchMax18 | 14 | 4 | 14 | 24 | HeaderMin14_HeaderMax24 | 20 | 5 | 20 | [20 empty] | NBS_060-110_4P_30HP_8.78_SS | 2227.2787 | [5 empty] | KPVS_8012-5/6_4P_40HP_8.36_BRZ | 3152.9
107 | 107 | 1012-1/2-4P-200HP KPVS | KPVS_1012-1/2_4P_200HP_12.00_BRZ | 7035 | 7035 | 14070 | 2 | 0 | 2 | A | KPVS_SplitCase | 12 | 10 | 12 | 18 | BranchMin12_BranchMax18 | 14 | 4 | 14 | 24 | HeaderMin14_HeaderMax24 | 24 | 5 | 20 | [20 empty] | NBS_060-110_4P_30HP_8.78_SS | 2227.2787 | [5 empty] | KPVS_8012-5/6_4P_40HP_8.36_BRZ | 3152.9
107 | 107 | 1012-1/2-4P-200HP KPVS | KPVS_1012-1/2_4P_200HP_12.00_BRZ | 7035 | 7035 | 14070 | 2 | 0 | 2 | A | KPVS_SplitCase | 12 | 10 | 12 | 18 | BranchMin12_BranchMax18 | 16 | 4 | 14 | 24 | HeaderMin14_HeaderMax24 | 14 | 5 | 20 | [20 empty] | NBS_060-110_4P_30HP_8.78_SS | 2227.2787 | [5 empty] | KPVS_8012-5/6_4P_40HP_8.36_BRZ | 3152.9 | INVALID
107 | 107 | 1012-1/2-4P-200HP KPVS | KPVS_1012-1/2_4P_200HP_12.00_BRZ | 7035 | 7035 | 14070 | 2 | 0 | 2 | A | KPVS_SplitCase | 12 | 10 | 12 | 18 | BranchMin12_BranchMax18 | 16 | 4 | 14 | 24 | HeaderMin14_HeaderMax24 | 16 | 5 | 20 | [20 empty] | NBS_060-110_4P_30HP_8.78_SS | 2227.2787 | [5 empty] | KPVS_8012-5/6_4P_40HP_8.36_BRZ | 3152.9 | INVALID
107 | 107 | 1012-1/2-4P-200HP KPVS | KPVS_1012-1/2_4P_200HP_12.00_BRZ | 7035 | 7035 | 14070 | 2 | 0 | 2 | A | KPVS_SplitCase | 12 | 10 | 12 | 18 | BranchMin12_BranchMax18 | 16 | 4 | 14 | 24 | HeaderMin14_HeaderMax24 | 18 | 5 | 20 | [20 empty] | NBS_060-110_4P_30HP_8.78_SS | 2227.2787 | [5 empty] | KPVS_8012-5/6_4P_40HP_8.36_BRZ | 3152.9
107 | 107 | 1012-1/2-4P-200HP KPVS | KPVS_1012-1/2_4P_200HP_12.00_BRZ | 7035 | 7035 | 14070 | 2 | 0 | 2 | A | KPVS_SplitCase | 12 | 10 | 12 | 18 | BranchMin12_BranchMax18 | 16 | 4 | 14 | 24 | HeaderMin14_HeaderMax24 | 20 | 5 | 20 | [20 empty] | NBS_060-110_4P_30HP_8.78_SS | 2227.2787 | [5 empty] | KPVS_8012-5/6_4P_40HP_8.36_BRZ | 3152.9
107 | 107 | 1012-1/2-4P-200HP KPVS | KPVS_1012-1/2_4P_200HP_12.00_BRZ | 7035 | 7035 | 14070 | 2 | 0 | 2 | A | KPVS_SplitCase | 12 | 10 | 12 | 18 | BranchMin12_BranchMax18 | 16 | 4 | 14 | 24 | HeaderMin14_HeaderMax24 | 24 | 5 | 20 | [20 empty] | NBS_060-110_4P_30HP_8.78_SS | 2227.2787 | [5 empty] | KPVS_8012-5/6_4P_40HP_8.36_BRZ | 3152.9
107 | 107 | 1012-1/2-4P-200HP KPVS | KPVS_1012-1/2_4P_200HP_12.00_BRZ | 7035 | 7035 | 14070 | 2 | 0 | 2 | A | KPVS_SplitCase | 12 | 10 | 12 | 18 | BranchMin12_BranchMax18 | 18 | 4 | 14 | 24 | HeaderMin14_HeaderMax24 | 14 | 5 | 20 | [20 empty] | NBS_060-110_4P_30HP_8.78_SS | 2227.2787 | [5 empty] | KPVS_8012-5/6_4P_40HP_8.36_BRZ | 3152.9 | INVALID
107 | 107 | 1012-1/2-4P-200HP KPVS | KPVS_1012-1/2_4P_200HP_12.00_BRZ | 7035 | 7035 | 14070 | 2 | 0 | 2 | A | KPVS_SplitCase | 12 | 10 | 12 | 18 | BranchMin12_BranchMax18 | 18 | 4 | 14 | 24 | HeaderMin14_HeaderMax24 | 16 | 5 | 20 | [20 empty] | NBS_060-110_4P_30HP_8.78_SS | 2227.2787 | [5 empty] | KPVS_8012-5/6_4P_40HP_8.36_BRZ | 3152.9 | INVALID
107 | 107 | 1012-1/2-4P-200HP KPVS | KPVS_1012-1/2_4P_200HP_12.00_BRZ | 7035 | 7035 | 14070 | 2 | 0 | 2 | A | KPVS_SplitCase | 12 | 10 | 12 | 18 | BranchMin12_BranchMax18 | 18 | 4 | 14 | 24 | HeaderMin14_HeaderMax24 | 18 | 5 | 20 | [20 empty] | NBS_060-110_4P_30HP_8.78_SS | 2227.2787 | [5 empty] | KPVS_8012-5/6_4P_40HP_8.36_BRZ | 3152.9 | INVALID
107 | 107 | 1012-1/2-4P-200HP KPVS | KPVS_1012-1/2_4P_200HP_12.00_BRZ | 7035 | 7035 | 14070 | 2 | 0 | 2 | A | KPVS_SplitCase | 12 | 10 | 12 | 18 | BranchMin12_BranchMax18 | 18 | 4 | 14 | 24 | HeaderMin14_HeaderMax24 | 20 | 5 | 20 | [20 empty] | NBS_060-110_4P_30HP_8.78_SS | 2227.2787 | [5 empty] | KPVS_8012-5/6_4P_40HP_8.36_BRZ | 3152.9
107 | 107 | 1012-1/2-4P-200HP KPVS | KPVS_1012-1/2_4P_200HP_12.00_BRZ | 7035 | 7035 | 14070 | 2 | 0 | 2 | A | KPVS_SplitCase | 12 | 10 | 12 | 18 | BranchMin12_BranchMax18 | 18 | 4 | 14 | 24 | HeaderMin14_HeaderMax24 | 24 | 5 | 20 | [20 empty] | NBS_060-110_4P_30HP_8.78_SS | 2227.2787 | [5 empty] | KPVS_8012-5/6_4P_40HP_8.36_BRZ | 3152.9
108 | 108 | 1015-3/4-4P-125HP KPVS | KPVS_1015-3/4_4P_125HP_11.26_BRZ | 5646.6 | 5646.6 | 11293.2 | 2 | 0 | 2 | A | KPVS_SplitCase | 12 | 10 | 12 | 18 | BranchMin12_BranchMax18 | 12 | 4 | 14 | 24 | HeaderMin14_HeaderMax24 | 14 | 5 | 20 | [20 empty] | NBS_060-110_4P_40HP_9.57_SS | 2407.488 | [5 empty] | KPVS_8012-5/6_4P_50HP_9.16_BRZ | 3509.4
108 | 108 | 1015-3/4-4P-125HP KPVS | KPVS_1015-3/4_4P_125HP_11.26_BRZ | 5646.6 | 5646.6 | 11293.2 | 2 | 0 | 2 | A | KPVS_SplitCase | 12 | 10 | 12 | 18 | BranchMin12_BranchMax18 | 12 | 4 | 14 | 24 | HeaderMin14_HeaderMax24 | 16 | 5 | 20 | [20 empty] | NBS_060-110_4P_40HP_9.57_SS | 2407.488 | [5 empty] | KPVS_8012-5/6_4P_50HP_9.16_BRZ | 3509.4
108 | 108 | 1015-3/4-4P-125HP KPVS | KPVS_1015-3/4_4P_125HP_11.26_BRZ | 5646.6 | 5646.6 | 11293.2 | 2 | 0 | 2 | A | KPVS_SplitCase | 12 | 10 | 12 | 18 | BranchMin12_BranchMax18 | 12 | 4 | 14 | 24 | HeaderMin14_HeaderMax24 | 18 | 5 | 20 | [20 empty] | NBS_060-110_4P_40HP_9.57_SS | 2407.488 | [5 empty] | KPVS_8012-5/6_4P_50HP_9.16_BRZ | 3509.4
108 | 108 | 1015-3/4-4P-125HP KPVS | KPVS_1015-3/4_4P_125HP_11.26_BRZ | 5646.6 | 5646.6 | 11293.2 | 2 | 0 | 2 | A | KPVS_SplitCase | 12 | 10 | 12 | 18 | BranchMin12_BranchMax18 | 12 | 4 | 14 | 24 | HeaderMin14_HeaderMax24 | 20 | 5 | 20 | [20 empty] | NBS_060-110_4P_40HP_9.57_SS | 2407.488 | [5 empty] | KPVS_8012-5/6_4P_50HP_9.16_BRZ | 3509.4
108 | 108 | 1015-3/4-4P-125HP KPVS | KPVS_1015-3/4_4P_125HP_11.26_BRZ | 5646.6 | 5646.6 | 11293.2 | 2 | 0 | 2 | A | KPVS_SplitCase | 12 | 10 | 12 | 18 | BranchMin12_BranchMax18 | 12 | 4 | 14 | 24 | HeaderMin14_HeaderMax24 | 24 | 5 | 20 | [20 empty] | NBS_060-110_4P_40HP_9.57_SS | 2407.488 | [5 empty] | KPVS_8012-5/6_4P_50HP_9.16_BRZ | 3509.4
108 | 108 | 1015-3/4-4P-125HP KPVS | KPVS_1015-3/4_4P_125HP_11.26_BRZ | 5646.6 | 5646.6 | 11293.2 | 2 | 0 | 2 | A | KPVS_SplitCase | 12 | 10 | 12 | 18 | BranchMin12_BranchMax18 | 14 | 4 | 14 | 24 | HeaderMin14_HeaderMax24 | 14 | 5 | 20 | [20 empty] | NBS_060-110_4P_40HP_9.57_SS | 2407.488 | [5 empty] | KPVS_8012-5/6_4P_50HP_9.16_BRZ | 3509.4 | INVALID
108 | 108 | 1015-3/4-4P-125HP KPVS | KPVS_1015-3/4_4P_125HP_11.26_BRZ | 5646.6 | 5646.6 | 11293.2 | 2 | 0 | 2 | A | KPVS_SplitCase | 12 | 10 | 12 | 18 | BranchMin12_BranchMax18 | 14 | 4 | 14 | 24 | HeaderMin14_HeaderMax24 | 16 | 5 | 20 | [20 empty] | NBS_060-110_4P_40HP_9.57_SS | 2407.488 | [5 empty] | KPVS_8012-5/6_4P_50HP_9.16_BRZ | 3509.4
108 | 108 | 1015-3/4-4P-125HP KPVS | KPVS_1015-3/4_4P_125HP_11.26_BRZ | 5646.6 | 5646.6 | 11293.2 | 2 | 0 | 2 | A | KPVS_SplitCase | 12 | 10 | 12 | 18 | BranchMin12_BranchMax18 | 14 | 4 | 14 | 24 | HeaderMin14_HeaderMax24 | 18 | 5 | 20 | [20 empty] | NBS_060-110_4P_40HP_9.57_SS | 2407.488 | [5 empty] | KPVS_8012-5/6_4P_50HP_9.16_BRZ | 3509.4
108 | 108 | 1015-3/4-4P-125HP KPVS | KPVS_1015-3/4_4P_125HP_11.26_BRZ | 5646.6 | 5646.6 | 11293.2 | 2 | 0 | 2 | A | KPVS_SplitCase | 12 | 10 | 12 | 18 | BranchMin12_BranchMax18 | 14 | 4 | 14 | 24 | HeaderMin14_HeaderMax24 | 20 | 5 | 20 | [20 empty] | NBS_060-110_4P_40HP_9.57_SS | 2407.488 | [5 empty] | KPVS_8012-5/6_4P_50HP_9.16_BRZ | 3509.4
108 | 108 | 1015-3/4-4P-125HP KPVS | KPVS_1015-3/4_4P_125HP_11.26_BRZ | 5646.6 | 5646.6 | 11293.2 | 2 | 0 | 2 | A | KPVS_SplitCase | 12 | 10 | 12 | 18 | BranchMin12_BranchMax18 | 14 | 4 | 14 | 24 | HeaderMin14_HeaderMax24 | 24 | 5 | 20 | [20 empty] | NBS_060-110_4P_40HP_9.57_SS | 2407.488 | [5 empty] | KPVS_8012-5/6_4P_50HP_9.16_BRZ | 3509.4
108 | 108 | 1015-3/4-4P-125HP KPVS | KPVS_1015-3/4_4P_125HP_11.26_BRZ | 5646.6 | 5646.6 | 11293.2 | 2 | 0 | 2 | A | KPVS_SplitCase | 12 | 10 | 12 | 18 | BranchMin12_BranchMax18 | 16 | 4 | 14 | 24 | HeaderMin14_HeaderMax24 | 14 | 5 | 20 | [20 empty] | NBS_060-110_4P_40HP_9.57_SS | 2407.488 | [5 empty] | KPVS_8012-5/6_4P_50HP_9.16_BRZ | 3509.4 | INVALID
108 | 108 | 1015-3/4-4P-125HP KPVS | KPVS_1015-3/4_4P_125HP_11.26_BRZ | 5646.6 | 5646.6 | 11293.2 | 2 | 0 | 2 | A | KPVS_SplitCase | 12 | 10 | 12 | 18 | BranchMin12_BranchMax18 | 16 | 4 | 14 | 24 | HeaderMin14_HeaderMax24 | 16 | 5 | 20 | [20 empty] | NBS_060-110_4P_40HP_9.57_SS | 2407.488 | [5 empty] | KPVS_8012-5/6_4P_50HP_9.16_BRZ | 3509.4 | INVALID
108 | 108 | 1015-3/4-4P-125HP KPVS | KPVS_1015-3/4_4P_125HP_11.26_BRZ | 5646.6 | 5646.6 | 11293.2 | 2 | 0 | 2 | A | KPVS_SplitCase | 12 | 10 | 12 | 18 | BranchMin12_BranchMax18 | 16 | 4 | 14 | 24 | HeaderMin14_HeaderMax24 | 18 | 5 | 20 | [20 empty] | NBS_060-110_4P_40HP_9.57_SS | 2407.488 | [5 empty] | KPVS_8012-5/6_4P_50HP_9.16_BRZ | 3509.4
108 | 108 | 1015-3/4-4P-125HP KPVS | KPVS_1015-3/4_4P_125HP_11.26_BRZ | 5646.6 | 5646.6 | 11293.2 | 2 | 0 | 2 | A | KPVS_SplitCase | 12 | 10 | 12 | 18 | BranchMin12_BranchMax18 | 16 | 4 | 14 | 24 | HeaderMin14_HeaderMax24 | 20 | 5 | 20 | [20 empty] | NBS_060-110_4P_40HP_9.57_SS | 2407.488 | [5 empty] | KPVS_8012-5/6_4P_50HP_9.16_BRZ | 3509.4
108 | 108 | 1015-3/4-4P-125HP KPVS | KPVS_1015-3/4_4P_125HP_11.26_BRZ | 5646.6 | 5646.6 | 11293.2 | 2 | 0 | 2 | A | KPVS_SplitCase | 12 | 10 | 12 | 18 | BranchMin12_BranchMax18 | 16 | 4 | 14 | 24 | HeaderMin14_HeaderMax24 | 24 | 5 | 20 | [20 empty] | NBS_060-110_4P_40HP_9.57_SS | 2407.488 | [5 empty] | KPVS_8012-5/6_4P_50HP_9.16_BRZ | 3509.4
108 | 108 | 1015-3/4-4P-125HP KPVS | KPVS_1015-3/4_4P_125HP_11.26_BRZ | 5646.6 | 5646.6 | 11293.2 | 2 | 0 | 2 | A | KPVS_SplitCase | 12 | 10 | 12 | 18 | BranchMin12_BranchMax18 | 18 | 4 | 14 | 24 | HeaderMin14_HeaderMax24 | 14 | 5 | 20 | [20 empty] | NBS_060-110_4P_40HP_9.57_SS | 2407.488 | [5 empty] | KPVS_8012-5/6_4P_50HP_9.16_BRZ | 3509.4 | INVALID
108 | 108 | 1015-3/4-4P-125HP KPVS | KPVS_1015-3/4_4P_125HP_11.26_BRZ | 5646.6 | 5646.6 | 11293.2 | 2 | 0 | 2 | A | KPVS_SplitCase | 12 | 10 | 12 | 18 | BranchMin12_BranchMax18 | 18 | 4 | 14 | 24 | HeaderMin14_HeaderMax24 | 16 | 5 | 20 | [20 empty] | NBS_060-110_4P_40HP_9.57_SS | 2407.488 | [5 empty] | KPVS_8012-5/6_4P_50HP_9.16_BRZ | 3509.4 | INVALID
108 | 108 | 1015-3/4-4P-125HP KPVS | KPVS_1015-3/4_4P_125HP_11.26_BRZ | 5646.6 | 5646.6 | 11293.2 | 2 | 0 | 2 | A | KPVS_SplitCase | 12 | 10 | 12 | 18 | BranchMin12_BranchMax18 | 18 | 4 | 14 | 24 | HeaderMin14_HeaderMax24 | 18 | 5 | 20 | [20 empty] | NBS_060-110_4P_40HP_9.57_SS | 2407.488 | [5 empty] | KPVS_8012-5/6_4P_50HP_9.16_BRZ | 3509.4 | INVALID
108 | 108 | 1015-3/4-4P-125HP KPVS | KPVS_1015-3/4_4P_125HP_11.26_BRZ | 5646.6 | 5646.6 | 11293.2 | 2 | 0 | 2 | A | KPVS_SplitCase | 12 | 10 | 12 | 18 | BranchMin12_BranchMax18 | 18 | 4 | 14 | 24 | HeaderMin14_HeaderMax24 | 20 | 5 | 20 | [20 empty] | NBS_060-110_4P_40HP_9.57_SS | 2407.488 | [5 empty] | KPVS_8012-5/6_4P_50HP_9.16_BRZ | 3509.4
108 | 108 | 1015-3/4-4P-125HP KPVS | KPVS_1015-3/4_4P_125HP_11.26_BRZ | 5646.6 | 5646.6 | 11293.2 | 2 | 0 | 2 | A | KPVS_SplitCase | 12 | 10 | 12 | 18 | BranchMin12_BranchMax18 | 18 | 4 | 14 | 24 | HeaderMin14_HeaderMax24 | 24 | 5 | 20 | [20 empty] | NBS_060-110_4P_40HP_9.57_SS | 2407.488 | [5 empty] | KPVS_8012-5/6_4P_50HP_9.16_BRZ | 3509.4
109 | 109 | 1015-3/4-4P-150HP KPVS | KPVS_1015-3/4_4P_150HP_11.96_BRZ | 6108.6 | 6108.6 | 12217.2 | 2 | 0 | 2 | A | KPVS_SplitCase | 12 | 10 | 12 | 18 | BranchMin12_BranchMax18 | 12 | 4 | 14 | 24 | HeaderMin14_HeaderMax24 | 14 | 5 | 20 | [20 empty] | NBS_060-110_4P_50HP_10.20_SS | 2508.3577 | [5 empty] | KPVS_8012-5/6_4P_60HP_9.76_BRZ | 3787.8
109 | 109 | 1015-3/4-4P-150HP KPVS | KPVS_1015-3/4_4P_150HP_11.96_BRZ | 6108.6 | 6108.6 | 12217.2 | 2 | 0 | 2 | A | KPVS_SplitCase | 12 | 10 | 12 | 18 | BranchMin12_BranchMax18 | 12 | 4 | 14 | 24 | HeaderMin14_HeaderMax24 | 16 | 5 | 20 | [20 empty] | NBS_060-110_4P_50HP_10.20_SS | 2508.3577 | [5 empty] | KPVS_8012-5/6_4P_60HP_9.76_BRZ | 3787.8
109 | 109 | 1015-3/4-4P-150HP KPVS | KPVS_1015-3/4_4P_150HP_11.96_BRZ | 6108.6 | 6108.6 | 12217.2 | 2 | 0 | 2 | A | KPVS_SplitCase | 12 | 10 | 12 | 18 | BranchMin12_BranchMax18 | 12 | 4 | 14 | 24 | HeaderMin14_HeaderMax24 | 18 | 5 | 20 | [20 empty] | NBS_060-110_4P_50HP_10.20_SS | 2508.3577 | [5 empty] | KPVS_8012-5/6_4P_60HP_9.76_BRZ | 3787.8
109 | 109 | 1015-3/4-4P-150HP KPVS | KPVS_1015-3/4_4P_150HP_11.96_BRZ | 6108.6 | 6108.6 | 12217.2 | 2 | 0 | 2 | A | KPVS_SplitCase | 12 | 10 | 12 | 18 | BranchMin12_BranchMax18 | 12 | 4 | 14 | 24 | HeaderMin14_HeaderMax24 | 20 | 5 | 20 | [20 empty] | NBS_060-110_4P_50HP_10.20_SS | 2508.3577 | [5 empty] | KPVS_8012-5/6_4P_60HP_9.76_BRZ | 3787.8
109 | 109 | 1015-3/4-4P-150HP KPVS | KPVS_1015-3/4_4P_150HP_11.96_BRZ | 6108.6 | 6108.6 | 12217.2 | 2 | 0 | 2 | A | KPVS_SplitCase | 12 | 10 | 12 | 18 | BranchMin12_BranchMax18 | 12 | 4 | 14 | 24 | HeaderMin14_HeaderMax24 | 24 | 5 | 20 | [20 empty] | NBS_060-110_4P_50HP_10.20_SS | 2508.3577 | [5 empty] | KPVS_8012-5/6_4P_60HP_9.76_BRZ | 3787.8
109 | 109 | 1015-3/4-4P-150HP KPVS | KPVS_1015-3/4_4P_150HP_11.96_BRZ | 6108.6 | 6108.6 | 12217.2 | 2 | 0 | 2 | A | KPVS_SplitCase | 12 | 10 | 12 | 18 | BranchMin12_BranchMax18 | 14 | 4 | 14 | 24 | HeaderMin14_HeaderMax24 | 14 | 5 | 20 | [20 empty] | NBS_060-110_4P_50HP_10.20_SS | 2508.3577 | [5 empty] | KPVS_8012-5/6_4P_60HP_9.76_BRZ | 3787.8 | INVALID
109 | 109 | 1015-3/4-4P-150HP KPVS | KPVS_1015-3/4_4P_150HP_11.96_BRZ | 6108.6 | 6108.6 | 12217.2 | 2 | 0 | 2 | A | KPVS_SplitCase | 12 | 10 | 12 | 18 | BranchMin12_BranchMax18 | 14 | 4 | 14 | 24 | HeaderMin14_HeaderMax24 | 16 | 5 | 20 | [20 empty] | NBS_060-110_4P_50HP_10.20_SS | 2508.3577 | [5 empty] | KPVS_8012-5/6_4P_60HP_9.76_BRZ | 3787.8
109 | 109 | 1015-3/4-4P-150HP KPVS | KPVS_1015-3/4_4P_150HP_11.96_BRZ | 6108.6 | 6108.6 | 12217.2 | 2 | 0 | 2 | A | KPVS_SplitCase | 12 | 10 | 12 | 18 | BranchMin12_BranchMax18 | 14 | 4 | 14 | 24 | HeaderMin14_HeaderMax24 | 18 | 5 | 20 | [20 empty] | NBS_060-110_4P_50HP_10.20_SS | 2508.3577 | [5 empty] | KPVS_8012-5/6_4P_60HP_9.76_BRZ | 3787.8
109 | 109 | 1015-3/4-4P-150HP KPVS | KPVS_1015-3/4_4P_150HP_11.96_BRZ | 6108.6 | 6108.6 | 12217.2 | 2 | 0 | 2 | A | KPVS_SplitCase | 12 | 10 | 12 | 18 | BranchMin12_BranchMax18 | 14 | 4 | 14 | 24 | HeaderMin14_HeaderMax24 | 20 | 5 | 20 | [20 empty] | NBS_060-110_4P_50HP_10.20_SS | 2508.3577 | [5 empty] | KPVS_8012-5/6_4P_60HP_9.76_BRZ | 3787.8
109 | 109 | 1015-3/4-4P-150HP KPVS | KPVS_1015-3/4_4P_150HP_11.96_BRZ | 6108.6 | 6108.6 | 12217.2 | 2 | 0 | 2 | A | KPVS_SplitCase | 12 | 10 | 12 | 18 | BranchMin12_BranchMax18 | 14 | 4 | 14 | 24 | HeaderMin14_HeaderMax24 | 24 | 5 | 20 | [20 empty] | NBS_060-110_4P_50HP_10.20_SS | 2508.3577 | [5 empty] | KPVS_8012-5/6_4P_60HP_9.76_BRZ | 3787.8
109 | 109 | 1015-3/4-4P-150HP KPVS | KPVS_1015-3/4_4P_150HP_11.96_BRZ | 6108.6 | 6108.6 | 12217.2 | 2 | 0 | 2 | A | KPVS_SplitCase | 12 | 10 | 12 | 18 | BranchMin12_BranchMax18 | 16 | 4 | 14 | 24 | HeaderMin14_HeaderMax24 | 14 | 5 | 20 | [20 empty] | NBS_060-110_4P_50HP_10.20_SS | 2508.3577 | [5 empty] | KPVS_8012-5/6_4P_60HP_9.76_BRZ | 3787.8 | INVALID
109 | 109 | 1015-3/4-4P-150HP KPVS | KPVS_1015-3/4_4P_150HP_11.96_BRZ | 6108.6 | 6108.6 | 12217.2 | 2 | 0 | 2 | A | KPVS_SplitCase | 12 | 10 | 12 | 18 | BranchMin12_BranchMax18 | 16 | 4 | 14 | 24 | HeaderMin14_HeaderMax24 | 16 | 5 | 20 | [20 empty] | NBS_060-110_4P_50HP_10.20_SS | 2508.3577 | [5 empty] | KPVS_8012-5/6_4P_60HP_9.76_BRZ | 3787.8 | INVALID
109 | 109 | 1015-3/4-4P-150HP KPVS | KPVS_1015-3/4_4P_150HP_11.96_BRZ | 6108.6 | 6108.6 | 12217.2 | 2 | 0 | 2 | A | KPVS_SplitCase | 12 | 10 | 12 | 18 | BranchMin12_BranchMax18 | 16 | 4 | 14 | 24 | HeaderMin14_HeaderMax24 | 18 | 5 | 20 | [20 empty] | NBS_060-110_4P_50HP_10.20_SS | 2508.3577 | [5 empty] | KPVS_8012-5/6_4P_60HP_9.76_BRZ | 3787.8
109 | 109 | 1015-3/4-4P-150HP KPVS | KPVS_1015-3/4_4P_150HP_11.96_BRZ | 6108.6 | 6108.6 | 12217.2 | 2 | 0 | 2 | A | KPVS_SplitCase | 12 | 10 | 12 | 18 | BranchMin12_BranchMax18 | 16 | 4 | 14 | 24 | HeaderMin14_HeaderMax24 | 20 | 5 | 20 | [20 empty] | NBS_060-110_4P_50HP_10.20_SS | 2508.3577 | [5 empty] | KPVS_8012-5/6_4P_60HP_9.76_BRZ | 3787.8
109 | 109 | 1015-3/4-4P-150HP KPVS | KPVS_1015-3/4_4P_150HP_11.96_BRZ | 6108.6 | 6108.6 | 12217.2 | 2 | 0 | 2 | A | KPVS_SplitCase | 12 | 10 | 12 | 18 | BranchMin12_BranchMax18 | 16 | 4 | 14 | 24 | HeaderMin14_HeaderMax24 | 24 | 5 | 20 | [20 empty] | NBS_060-110_4P_50HP_10.20_SS | 2508.3577 | [5 empty] | KPVS_8012-5/6_4P_60HP_9.76_BRZ | 3787.8
109 | 109 | 1015-3/4-4P-150HP KPVS | KPVS_1015-3/4_4P_150HP_11.96_BRZ | 6108.6 | 6108.6 | 12217.2 | 2 | 0 | 2 | A | KPVS_SplitCase | 12 | 10 | 12 | 18 | BranchMin12_BranchMax18 | 18 | 4 | 14 | 24 | HeaderMin14_HeaderMax24 | 14 | 5 | 20 | [20 empty] | NBS_060-110_4P_50HP_10.20_SS | 2508.3577 | [5 empty] | KPVS_8012-5/6_4P_60HP_9.76_BRZ | 3787.8 | INVALID
109 | 109 | 1015-3/4-4P-150HP KPVS | KPVS_1015-3/4_4P_150HP_11.96_BRZ | 6108.6 | 6108.6 | 12217.2 | 2 | 0 | 2 | A | KPVS_SplitCase | 12 | 10 | 12 | 18 | BranchMin12_BranchMax18 | 18 | 4 | 14 | 24 | HeaderMin14_HeaderMax24 | 16 | 5 | 20 | [20 empty] | NBS_060-110_4P_50HP_10.20_SS | 2508.3577 | [5 empty] | KPVS_8012-5/6_4P_60HP_9.76_BRZ | 3787.8 | INVALID
109 | 109 | 1015-3/4-4P-150HP KPVS | KPVS_1015-3/4_4P_150HP_11.96_BRZ | 6108.6 | 6108.6 | 12217.2 | 2 | 0 | 2 | A | KPVS_SplitCase | 12 | 10 | 12 | 18 | BranchMin12_BranchMax18 | 18 | 4 | 14 | 24 | HeaderMin14_HeaderMax24 | 18 | 5 | 20 | [20 empty] | NBS_060-110_4P_50HP_10.20_SS | 2508.3577 | [5 empty] | KPVS_8012-5/6_4P_60HP_9.76_BRZ | 3787.8 | INVALID
109 | 109 | 1015-3/4-4P-150HP KPVS | KPVS_1015-3/4_4P_150HP_11.96_BRZ | 6108.6 | 6108.6 | 12217.2 | 2 | 0 | 2 | A | KPVS_SplitCase | 12 | 10 | 12 | 18 | BranchMin12_BranchMax18 | 18 | 4 | 14 | 24 | HeaderMin14_HeaderMax24 | 20 | 5 | 20 | [20 empty] | NBS_060-110_4P_50HP_10.20_SS | 2508.3577 | [5 empty] | KPVS_8012-5/6_4P_60HP_9.76_BRZ | 3787.8
109 | 109 | 1015-3/4-4P-150HP KPVS | KPVS_1015-3/4_4P_150HP_11.96_BRZ | 6108.6 | 6108.6 | 12217.2 | 2 | 0 | 2 | A | KPVS_SplitCase | 12 | 10 | 12 | 18 | BranchMin12_BranchMax18 | 18 | 4 | 14 | 24 | HeaderMin14_HeaderMax24 | 24 | 5 | 20 | [20 empty] | NBS_060-110_4P_50HP_10.20_SS | 2508.3577 | [5 empty] | KPVS_8012-5/6_4P_60HP_9.76_BRZ | 3787.8
110 | 110 | 1015-3/4-4P-200HP KPVS | KPVS_1015-3/4_4P_200HP_12.89_BRZ | 6722.4 | 6722.4 | 13444.8 | 2 | 0 | 2 | A | KPVS_SplitCase | 12 | 10 | 12 | 18 | BranchMin12_BranchMax18 | 12 | 4 | 14 | 24 | HeaderMin14_HeaderMax24 | 14 | 5 | 20 | [20 empty] | NBS_060-110_4P_60HP_10.75_SS | 2624.9016 | [5 empty] | KPVS_8012-5/6_4P_75HP_10.38_BRZ | 4118.9
110 | 110 | 1015-3/4-4P-200HP KPVS | KPVS_1015-3/4_4P_200HP_12.89_BRZ | 6722.4 | 6722.4 | 13444.8 | 2 | 0 | 2 | A | KPVS_SplitCase | 12 | 10 | 12 | 18 | BranchMin12_BranchMax18 | 12 | 4 | 14 | 24 | HeaderMin14_HeaderMax24 | 16 | 5 | 20 | [20 empty] | NBS_060-110_4P_60HP_10.75_SS | 2624.9016 | [5 empty] | KPVS_8012-5/6_4P_75HP_10.38_BRZ | 4118.9
110 | 110 | 1015-3/4-4P-200HP KPVS | KPVS_1015-3/4_4P_200HP_12.89_BRZ | 6722.4 | 6722.4 | 13444.8 | 2 | 0 | 2 | A | KPVS_SplitCase | 12 | 10 | 12 | 18 | BranchMin12_BranchMax18 | 12 | 4 | 14 | 24 | HeaderMin14_HeaderMax24 | 18 | 5 | 20 | [20 empty] | NBS_060-110_4P_60HP_10.75_SS | 2624.9016 | [5 empty] | KPVS_8012-5/6_4P_75HP_10.38_BRZ | 4118.9
110 | 110 | 1015-3/4-4P-200HP KPVS | KPVS_1015-3/4_4P_200HP_12.89_BRZ | 6722.4 | 6722.4 | 13444.8 | 2 | 0 | 2 | A | KPVS_SplitCase | 12 | 10 | 12 | 18 | BranchMin12_BranchMax18 | 12 | 4 | 14 | 24 | HeaderMin14_HeaderMax24 | 20 | 5 | 20 | [20 empty] | NBS_060-110_4P_60HP_10.75_SS | 2624.9016 | [5 empty] | KPVS_8012-5/6_4P_75HP_10.38_BRZ | 4118.9
110 | 110 | 1015-3/4-4P-200HP KPVS | KPVS_1015-3/4_4P_200HP_12.89_BRZ | 6722.4 | 6722.4 | 13444.8 | 2 | 0 | 2 | A | KPVS_SplitCase | 12 | 10 | 12 | 18 | BranchMin12_BranchMax18 | 12 | 4 | 14 | 24 | HeaderMin14_HeaderMax24 | 24 | 5 | 20 | [20 empty] | NBS_060-110_4P_60HP_10.75_SS | 2624.9016 | [5 empty] | KPVS_8012-5/6_4P_75HP_10.38_BRZ | 4118.9
110 | 110 | 1015-3/4-4P-200HP KPVS | KPVS_1015-3/4_4P_200HP_12.89_BRZ | 6722.4 | 6722.4 | 13444.8 | 2 | 0 | 2 | A | KPVS_SplitCase | 12 | 10 | 12 | 18 | BranchMin12_BranchMax18 | 14 | 4 | 14 | 24 | HeaderMin14_HeaderMax24 | 14 | 5 | 20 | [20 empty] | NBS_060-110_4P_60HP_10.75_SS | 2624.9016 | [5 empty] | KPVS_8012-5/6_4P_75HP_10.38_BRZ | 4118.9 | INVALID
110 | 110 | 1015-3/4-4P-200HP KPVS | KPVS_1015-3/4_4P_200HP_12.89_BRZ | 6722.4 | 6722.4 | 13444.8 | 2 | 0 | 2 | A | KPVS_SplitCase | 12 | 10 | 12 | 18 | BranchMin12_BranchMax18 | 14 | 4 | 14 | 24 | HeaderMin14_HeaderMax24 | 16 | 5 | 20 | [20 empty] | NBS_060-110_4P_60HP_10.75_SS | 2624.9016 | [5 empty] | KPVS_8012-5/6_4P_75HP_10.38_BRZ | 4118.9
110 | 110 | 1015-3/4-4P-200HP KPVS | KPVS_1015-3/4_4P_200HP_12.89_BRZ | 6722.4 | 6722.4 | 13444.8 | 2 | 0 | 2 | A | KPVS_SplitCase | 12 | 10 | 12 | 18 | BranchMin12_BranchMax18 | 14 | 4 | 14 | 24 | HeaderMin14_HeaderMax24 | 18 | 5 | 20 | [20 empty] | NBS_060-110_4P_60HP_10.75_SS | 2624.9016 | [5 empty] | KPVS_8012-5/6_4P_75HP_10.38_BRZ | 4118.9
110 | 110 | 1015-3/4-4P-200HP KPVS | KPVS_1015-3/4_4P_200HP_12.89_BRZ | 6722.4 | 6722.4 | 13444.8 | 2 | 0 | 2 | A | KPVS_SplitCase | 12 | 10 | 12 | 18 | BranchMin12_BranchMax18 | 14 | 4 | 14 | 24 | HeaderMin14_HeaderMax24 | 20 | 5 | 20 | [20 empty] | NBS_060-110_4P_60HP_10.75_SS | 2624.9016 | [5 empty] | KPVS_8012-5/6_4P_75HP_10.38_BRZ | 4118.9
110 | 110 | 1015-3/4-4P-200HP KPVS | KPVS_1015-3/4_4P_200HP_12.89_BRZ | 6722.4 | 6722.4 | 13444.8 | 2 | 0 | 2 | A | KPVS_SplitCase | 12 | 10 | 12 | 18 | BranchMin12_BranchMax18 | 14 | 4 | 14 | 24 | HeaderMin14_HeaderMax24 | 24 | 5 | 20 | [20 empty] | NBS_060-110_4P_60HP_10.75_SS | 2624.9016 | [5 empty] | KPVS_8012-5/6_4P_75HP_10.38_BRZ | 4118.9
110 | 110 | 1015-3/4-4P-200HP KPVS | KPVS_1015-3/4_4P_200HP_12.89_BRZ | 6722.4 | 6722.4 | 13444.8 | 2 | 0 | 2 | A | KPVS_SplitCase | 12 | 10 | 12 | 18 | BranchMin12_BranchMax18 | 16 | 4 | 14 | 24 | HeaderMin14_HeaderMax24 | 14 | 5 | 20 | [20 empty] | NBS_060-110_4P_60HP_10.75_SS | 2624.9016 | [5 empty] | KPVS_8012-5/6_4P_75HP_10.38_BRZ | 4118.9 | INVALID
110 | 110 | 1015-3/4-4P-200HP KPVS | KPVS_1015-3/4_4P_200HP_12.89_BRZ | 6722.4 | 6722.4 | 13444.8 | 2 | 0 | 2 | A | KPVS_SplitCase | 12 | 10 | 12 | 18 | BranchMin12_BranchMax18 | 16 | 4 | 14 | 24 | HeaderMin14_HeaderMax24 | 16 | 5 | 20 | [20 empty] | NBS_060-110_4P_60HP_10.75_SS | 2624.9016 | [5 empty] | KPVS_8012-5/6_4P_75HP_10.38_BRZ | 4118.9 | INVALID
110 | 110 | 1015-3/4-4P-200HP KPVS | KPVS_1015-3/4_4P_200HP_12.89_BRZ | 6722.4 | 6722.4 | 13444.8 | 2 | 0 | 2 | A | KPVS_SplitCase | 12 | 10 | 12 | 18 | BranchMin12_BranchMax18 | 16 | 4 | 14 | 24 | HeaderMin14_HeaderMax24 | 18 | 5 | 20 | [20 empty] | NBS_060-110_4P_60HP_10.75_SS | 2624.9016 | [5 empty] | KPVS_8012-5/6_4P_75HP_10.38_BRZ | 4118.9
110 | 110 | 1015-3/4-4P-200HP KPVS | KPVS_1015-3/4_4P_200HP_12.89_BRZ | 6722.4 | 6722.4 | 13444.8 | 2 | 0 | 2 | A | KPVS_SplitCase | 12 | 10 | 12 | 18 | BranchMin12_BranchMax18 | 16 | 4 | 14 | 24 | HeaderMin14_HeaderMax24 | 20 | 5 | 20 | [20 empty] | NBS_060-110_4P_60HP_10.75_SS | 2624.9016 | [5 empty] | KPVS_8012-5/6_4P_75HP_10.38_BRZ | 4118.9
110 | 110 | 1015-3/4-4P-200HP KPVS | KPVS_1015-3/4_4P_200HP_12.89_BRZ | 6722.4 | 6722.4 | 13444.8 | 2 | 0 | 2 | A | KPVS_SplitCase | 12 | 10 | 12 | 18 | BranchMin12_BranchMax18 | 16 | 4 | 14 | 24 | HeaderMin14_HeaderMax24 | 24 | 5 | 20 | [20 empty] | NBS_060-110_4P_60HP_10.75_SS | 2624.9016 | [5 empty] | KPVS_8012-5/6_4P_75HP_10.38_BRZ | 4118.9
110 | 110 | 1015-3/4-4P-200HP KPVS | KPVS_1015-3/4_4P_200HP_12.89_BRZ | 6722.4 | 6722.4 | 13444.8 | 2 | 0 | 2 | A | KPVS_SplitCase | 12 | 10 | 12 | 18 | BranchMin12_BranchMax18 | 18 | 4 | 14 | 24 | HeaderMin14_HeaderMax24 | 14 | 5 | 20 | [20 empty] | NBS_060-110_4P_60HP_10.75_SS | 2624.9016 | [5 empty] | KPVS_8012-5/6_4P_75HP_10.38_BRZ | 4118.9 | INVALID
110 | 110 | 1015-3/4-4P-200HP KPVS | KPVS_1015-3/4_4P_200HP_12.89_BRZ | 6722.4 | 6722.4 | 13444.8 | 2 | 0 | 2 | A | KPVS_SplitCase | 12 | 10 | 12 | 18 | BranchMin12_BranchMax18 | 18 | 4 | 14 | 24 | HeaderMin14_HeaderMax24 | 16 | 5 | 20 | [20 empty] | NBS_060-110_4P_60HP_10.75_SS | 2624.9016 | [5 empty] | KPVS_8012-5/6_4P_75HP_10.38_BRZ | 4118.9 | INVALID
110 | 110 | 1015-3/4-4P-200HP KPVS | KPVS_1015-3/4_4P_200HP_12.89_BRZ | 6722.4 | 6722.4 | 13444.8 | 2 | 0 | 2 | A | KPVS_SplitCase | 12 | 10 | 12 | 18 | BranchMin12_BranchMax18 | 18 | 4 | 14 | 24 | HeaderMin14_HeaderMax24 | 18 | 5 | 20 | [20 empty] | NBS_060-110_4P_60HP_10.75_SS | 2624.9016 | [5 empty] | KPVS_8012-5/6_4P_75HP_10.38_BRZ | 4118.9 | INVALID
110 | 110 | 1015-3/4-4P-200HP KPVS | KPVS_1015-3/4_4P_200HP_12.89_BRZ | 6722.4 | 6722.4 | 13444.8 | 2 | 0 | 2 | A | KPVS_SplitCase | 12 | 10 | 12 | 18 | BranchMin12_BranchMax18 | 18 | 4 | 14 | 24 | HeaderMin14_HeaderMax24 | 20 | 5 | 20 | [20 empty] | NBS_060-110_4P_60HP_10.75_SS | 2624.9016 | [5 empty] | KPVS_8012-5/6_4P_75HP_10.38_BRZ | 4118.9
110 | 110 | 1015-3/4-4P-200HP KPVS | KPVS_1015-3/4_4P_200HP_12.89_BRZ | 6722.4 | 6722.4 | 13444.8 | 2 | 0 | 2 | A | KPVS_SplitCase | 12 | 10 | 12 | 18 | BranchMin12_BranchMax18 | 18 | 4 | 14 | 24 | HeaderMin14_HeaderMax24 | 24 | 5 | 20 | [20 empty] | NBS_060-110_4P_60HP_10.75_SS | 2624.9016 | [5 empty] | KPVS_8012-5/6_4P_75HP_10.38_BRZ | 4118.9
111 | 111 | 1015-3/4-4P-250HP KPVS | KPVS_1015-3/4_4P_250HP_13.52_BRZ | 7055.6 | 7055.6 | 14111.2 | 2 | 0 | 2 | A | KPVS_SplitCase | 12 | 10 | 12 | 20 | BranchMin12_BranchMax20 | 12 | 5 | 14 | 24 | HeaderMin14_HeaderMax24 | 14 | 5 | 25 | [20 empty] | NBS_060-135_4P_40HP_9.25_SS | 2111.5713 | [5 empty] | KPVS_8015-3/4_4P_100HP_10.95_BRZ | 4360.5
111 | 111 | 1015-3/4-4P-250HP KPVS | KPVS_1015-3/4_4P_250HP_13.52_BRZ | 7055.6 | 7055.6 | 14111.2 | 2 | 0 | 2 | A | KPVS_SplitCase | 12 | 10 | 12 | 20 | BranchMin12_BranchMax20 | 12 | 5 | 14 | 24 | HeaderMin14_HeaderMax24 | 16 | 5 | 25 | [20 empty] | NBS_060-135_4P_40HP_9.25_SS | 2111.5713 | [5 empty] | KPVS_8015-3/4_4P_100HP_10.95_BRZ | 4360.5
111 | 111 | 1015-3/4-4P-250HP KPVS | KPVS_1015-3/4_4P_250HP_13.52_BRZ | 7055.6 | 7055.6 | 14111.2 | 2 | 0 | 2 | A | KPVS_SplitCase | 12 | 10 | 12 | 20 | BranchMin12_BranchMax20 | 12 | 5 | 14 | 24 | HeaderMin14_HeaderMax24 | 18 | 5 | 25 | [20 empty] | NBS_060-135_4P_40HP_9.25_SS | 2111.5713 | [5 empty] | KPVS_8015-3/4_4P_100HP_10.95_BRZ | 4360.5
111 | 111 | 1015-3/4-4P-250HP KPVS | KPVS_1015-3/4_4P_250HP_13.52_BRZ | 7055.6 | 7055.6 | 14111.2 | 2 | 0 | 2 | A | KPVS_SplitCase | 12 | 10 | 12 | 20 | BranchMin12_BranchMax20 | 12 | 5 | 14 | 24 | HeaderMin14_HeaderMax24 | 20 | 5 | 25 | [20 empty] | NBS_060-135_4P_40HP_9.25_SS | 2111.5713 | [5 empty] | KPVS_8015-3/4_4P_100HP_10.95_BRZ | 4360.5
111 | 111 | 1015-3/4-4P-250HP KPVS | KPVS_1015-3/4_4P_250HP_13.52_BRZ | 7055.6 | 7055.6 | 14111.2 | 2 | 0 | 2 | A | KPVS_SplitCase | 12 | 10 | 12 | 20 | BranchMin12_BranchMax20 | 12 | 5 | 14 | 24 | HeaderMin14_HeaderMax24 | 24 | 5 | 25 | [20 empty] | NBS_060-135_4P_40HP_9.25_SS | 2111.5713 | [5 empty] | KPVS_8015-3/4_4P_100HP_10.95_BRZ | 4360.5
111 | 111 | 1015-3/4-4P-250HP KPVS | KPVS_1015-3/4_4P_250HP_13.52_BRZ | 7055.6 | 7055.6 | 14111.2 | 2 | 0 | 2 | A | KPVS_SplitCase | 12 | 10 | 12 | 20 | BranchMin12_BranchMax20 | 14 | 5 | 14 | 24 | HeaderMin14_HeaderMax24 | 14 | 5 | 25 | [20 empty] | NBS_060-135_4P_40HP_9.25_SS | 2111.5713 | [5 empty] | KPVS_8015-3/4_4P_100HP_10.95_BRZ | 4360.5 | INVALID
111 | 111 | 1015-3/4-4P-250HP KPVS | KPVS_1015-3/4_4P_250HP_13.52_BRZ | 7055.6 | 7055.6 | 14111.2 | 2 | 0 | 2 | A | KPVS_SplitCase | 12 | 10 | 12 | 20 | BranchMin12_BranchMax20 | 14 | 5 | 14 | 24 | HeaderMin14_HeaderMax24 | 16 | 5 | 25 | [20 empty] | NBS_060-135_4P_40HP_9.25_SS | 2111.5713 | [5 empty] | KPVS_8015-3/4_4P_100HP_10.95_BRZ | 4360.5
111 | 111 | 1015-3/4-4P-250HP KPVS | KPVS_1015-3/4_4P_250HP_13.52_BRZ | 7055.6 | 7055.6 | 14111.2 | 2 | 0 | 2 | A | KPVS_SplitCase | 12 | 10 | 12 | 20 | BranchMin12_BranchMax20 | 14 | 5 | 14 | 24 | HeaderMin14_HeaderMax24 | 18 | 5 | 25 | [20 empty] | NBS_060-135_4P_40HP_9.25_SS | 2111.5713 | [5 empty] | KPVS_8015-3/4_4P_100HP_10.95_BRZ | 4360.5
111 | 111 | 1015-3/4-4P-250HP KPVS | KPVS_1015-3/4_4P_250HP_13.52_BRZ | 7055.6 | 7055.6 | 14111.2 | 2 | 0 | 2 | A | KPVS_SplitCase | 12 | 10 | 12 | 20 | BranchMin12_BranchMax20 | 14 | 5 | 14 | 24 | HeaderMin14_HeaderMax24 | 20 | 5 | 25 | [20 empty] | NBS_060-135_4P_40HP_9.25_SS | 2111.5713 | [5 empty] | KPVS_8015-3/4_4P_100HP_10.95_BRZ | 4360.5
111 | 111 | 1015-3/4-4P-250HP KPVS | KPVS_1015-3/4_4P_250HP_13.52_BRZ | 7055.6 | 7055.6 | 14111.2 | 2 | 0 | 2 | A | KPVS_SplitCase | 12 | 10 | 12 | 20 | BranchMin12_BranchMax20 | 14 | 5 | 14 | 24 | HeaderMin14_HeaderMax24 | 24 | 5 | 25 | [20 empty] | NBS_060-135_4P_40HP_9.25_SS | 2111.5713 | [5 empty] | KPVS_8015-3/4_4P_100HP_10.95_BRZ | 4360.5
111 | 111 | 1015-3/4-4P-250HP KPVS | KPVS_1015-3/4_4P_250HP_13.52_BRZ | 7055.6 | 7055.6 | 14111.2 | 2 | 0 | 2 | A | KPVS_SplitCase | 12 | 10 | 12 | 20 | BranchMin12_BranchMax20 | 16 | 5 | 14 | 24 | HeaderMin14_HeaderMax24 | 14 | 5 | 25 | [20 empty] | NBS_060-135_4P_40HP_9.25_SS | 2111.5713 | [5 empty] | KPVS_8015-3/4_4P_100HP_10.95_BRZ | 4360.5 | INVALID
111 | 111 | 1015-3/4-4P-250HP KPVS | KPVS_1015-3/4_4P_250HP_13.52_BRZ | 7055.6 | 7055.6 | 14111.2 | 2 | 0 | 2 | A | KPVS_SplitCase | 12 | 10 | 12 | 20 | BranchMin12_BranchMax20 | 16 | 5 | 14 | 24 | HeaderMin14_HeaderMax24 | 16 | 5 | 25 | [20 empty] | NBS_060-135_4P_40HP_9.25_SS | 2111.5713 | [5 empty] | KPVS_8015-3/4_4P_100HP_10.95_BRZ | 4360.5 | INVALID
111 | 111 | 1015-3/4-4P-250HP KPVS | KPVS_1015-3/4_4P_250HP_13.52_BRZ | 7055.6 | 7055.6 | 14111.2 | 2 | 0 | 2 | A | KPVS_SplitCase | 12 | 10 | 12 | 20 | BranchMin12_BranchMax20 | 16 | 5 | 14 | 24 | HeaderMin14_HeaderMax24 | 18 | 5 | 25 | [20 empty] | NBS_060-135_4P_40HP_9.25_SS | 2111.5713 | [5 empty] | KPVS_8015-3/4_4P_100HP_10.95_BRZ | 4360.5
111 | 111 | 1015-3/4-4P-250HP KPVS | KPVS_1015-3/4_4P_250HP_13.52_BRZ | 7055.6 | 7055.6 | 14111.2 | 2 | 0 | 2 | A | KPVS_SplitCase | 12 | 10 | 12 | 20 | BranchMin12_BranchMax20 | 16 | 5 | 14 | 24 | HeaderMin14_HeaderMax24 | 20 | 5 | 25 | [20 empty] | NBS_060-135_4P_40HP_9.25_SS | 2111.5713 | [5 empty] | KPVS_8015-3/4_4P_100HP_10.95_BRZ | 4360.5
111 | 111 | 1015-3/4-4P-250HP KPVS | KPVS_1015-3/4_4P_250HP_13.52_BRZ | 7055.6 | 7055.6 | 14111.2 | 2 | 0 | 2 | A | KPVS_SplitCase | 12 | 10 | 12 | 20 | BranchMin12_BranchMax20 | 16 | 5 | 14 | 24 | HeaderMin14_HeaderMax24 | 24 | 5 | 25 | [20 empty] | NBS_060-135_4P_40HP_9.25_SS | 2111.5713 | [5 empty] | KPVS_8015-3/4_4P_100HP_10.95_BRZ | 4360.5
111 | 111 | 1015-3/4-4P-250HP KPVS | KPVS_1015-3/4_4P_250HP_13.52_BRZ | 7055.6 | 7055.6 | 14111.2 | 2 | 0 | 2 | A | KPVS_SplitCase | 12 | 10 | 12 | 20 | BranchMin12_BranchMax20 | 18 | 5 | 14 | 24 | HeaderMin14_HeaderMax24 | 14 | 5 | 25 | [20 empty] | NBS_060-135_4P_40HP_9.25_SS | 2111.5713 | [5 empty] | KPVS_8015-3/4_4P_100HP_10.95_BRZ | 4360.5 | INVALID
111 | 111 | 1015-3/4-4P-250HP KPVS | KPVS_1015-3/4_4P_250HP_13.52_BRZ | 7055.6 | 7055.6 | 14111.2 | 2 | 0 | 2 | A | KPVS_SplitCase | 12 | 10 | 12 | 20 | BranchMin12_BranchMax20 | 18 | 5 | 14 | 24 | HeaderMin14_HeaderMax24 | 16 | 5 | 25 | [20 empty] | NBS_060-135_4P_40HP_9.25_SS | 2111.5713 | [5 empty] | KPVS_8015-3/4_4P_100HP_10.95_BRZ | 4360.5 | INVALID
111 | 111 | 1015-3/4-4P-250HP KPVS | KPVS_1015-3/4_4P_250HP_13.52_BRZ | 7055.6 | 7055.6 | 14111.2 | 2 | 0 | 2 | A | KPVS_SplitCase | 12 | 10 | 12 | 20 | BranchMin12_BranchMax20 | 18 | 5 | 14 | 24 | HeaderMin14_HeaderMax24 | 18 | 5 | 25 | [20 empty] | NBS_060-135_4P_40HP_9.25_SS | 2111.5713 | [5 empty] | KPVS_8015-3/4_4P_100HP_10.95_BRZ | 4360.5 | INVALID
111 | 111 | 1015-3/4-4P-250HP KPVS | KPVS_1015-3/4_4P_250HP_13.52_BRZ | 7055.6 | 7055.6 | 14111.2 | 2 | 0 | 2 | A | KPVS_SplitCase | 12 | 10 | 12 | 20 | BranchMin12_BranchMax20 | 18 | 5 | 14 | 24 | HeaderMin14_HeaderMax24 | 20 | 5 | 25 | [20 empty] | NBS_060-135_4P_40HP_9.25_SS | 2111.5713 | [5 empty] | KPVS_8015-3/4_4P_100HP_10.95_BRZ | 4360.5
111 | 111 | 1015-3/4-4P-250HP KPVS | KPVS_1015-3/4_4P_250HP_13.52_BRZ | 7055.6 | 7055.6 | 14111.2 | 2 | 0 | 2 | A | KPVS_SplitCase | 12 | 10 | 12 | 20 | BranchMin12_BranchMax20 | 18 | 5 | 14 | 24 | HeaderMin14_HeaderMax24 | 24 | 5 | 25 | [20 empty] | NBS_060-135_4P_40HP_9.25_SS | 2111.5713 | [5 empty] | KPVS_8015-3/4_4P_100HP_10.95_BRZ | 4360.5
111 | 111 | 1015-3/4-4P-250HP KPVS | KPVS_1015-3/4_4P_250HP_13.52_BRZ | 7055.6 | 7055.6 | 14111.2 | 2 | 0 | 2 | A | KPVS_SplitCase | 12 | 10 | 12 | 20 | BranchMin12_BranchMax20 | 20 | 5 | 14 | 24 | HeaderMin14_HeaderMax24 | 14 | 5 | 25 | [20 empty] | NBS_060-135_4P_40HP_9.25_SS | 2111.5713 | [5 empty] | KPVS_8015-3/4_4P_100HP_10.95_BRZ | 4360.5 | INVALID
111 | 111 | 1015-3/4-4P-250HP KPVS | KPVS_1015-3/4_4P_250HP_13.52_BRZ | 7055.6 | 7055.6 | 14111.2 | 2 | 0 | 2 | A | KPVS_SplitCase | 12 | 10 | 12 | 20 | BranchMin12_BranchMax20 | 20 | 5 | 14 | 24 | HeaderMin14_HeaderMax24 | 16 | 5 | 25 | [20 empty] | NBS_060-135_4P_40HP_9.25_SS | 2111.5713 | [5 empty] | KPVS_8015-3/4_4P_100HP_10.95_BRZ | 4360.5 | INVALID
111 | 111 | 1015-3/4-4P-250HP KPVS | KPVS_1015-3/4_4P_250HP_13.52_BRZ | 7055.6 | 7055.6 | 14111.2 | 2 | 0 | 2 | A | KPVS_SplitCase | 12 | 10 | 12 | 20 | BranchMin12_BranchMax20 | 20 | 5 | 14 | 24 | HeaderMin14_HeaderMax24 | 18 | 5 | 25 | [20 empty] | NBS_060-135_4P_40HP_9.25_SS | 2111.5713 | [5 empty] | KPVS_8015-3/4_4P_100HP_10.95_BRZ | 4360.5 | INVALID
111 | 111 | 1015-3/4-4P-250HP KPVS | KPVS_1015-3/4_4P_250HP_13.52_BRZ | 7055.6 | 7055.6 | 14111.2 | 2 | 0 | 2 | A | KPVS_SplitCase | 12 | 10 | 12 | 20 | BranchMin12_BranchMax20 | 20 | 5 | 14 | 24 | HeaderMin14_HeaderMax24 | 20 | 5 | 25 | [20 empty] | NBS_060-135_4P_40HP_9.25_SS | 2111.5713 | [5 empty] | KPVS_8015-3/4_4P_100HP_10.95_BRZ | 4360.5 | INVALID
111 | 111 | 1015-3/4-4P-250HP KPVS | KPVS_1015-3/4_4P_250HP_13.52_BRZ | 7055.6 | 7055.6 | 14111.2 | 2 | 0 | 2 | A | KPVS_SplitCase | 12 | 10 | 12 | 20 | BranchMin12_BranchMax20 | 20 | 5 | 14 | 24 | HeaderMin14_HeaderMax24 | 24 | 5 | 25 | [20 empty] | NBS_060-135_4P_40HP_9.25_SS | 2111.5713 | [5 empty] | KPVS_8015-3/4_4P_100HP_10.95_BRZ | 4360.5
112 | 112 | 1015-3/4-4P-300HP KPVS | KPVS_1015-3/4_4P_300HP_14.03_BRZ | 7256.3 | 7256.3 | 14512.6 | 2 | 0 | 2 | A | KPVS_SplitCase | 12 | 10 | 12 | 20 | BranchMin12_BranchMax20 | 12 | 5 | 14 | 24 | HeaderMin14_HeaderMax24 | 14 | 5 | 25 | [20 empty] | NBS_060-135_4P_50HP_9.96_SS | 2305.4296 | [5 empty] | KPVS_8015-3/4_4P_125HP_11.69_BRZ | 4649.1
112 | 112 | 1015-3/4-4P-300HP KPVS | KPVS_1015-3/4_4P_300HP_14.03_BRZ | 7256.3 | 7256.3 | 14512.6 | 2 | 0 | 2 | A | KPVS_SplitCase | 12 | 10 | 12 | 20 | BranchMin12_BranchMax20 | 12 | 5 | 14 | 24 | HeaderMin14_HeaderMax24 | 16 | 5 | 25 | [20 empty] | NBS_060-135_4P_50HP_9.96_SS | 2305.4296 | [5 empty] | KPVS_8015-3/4_4P_125HP_11.69_BRZ | 4649.1
112 | 112 | 1015-3/4-4P-300HP KPVS | KPVS_1015-3/4_4P_300HP_14.03_BRZ | 7256.3 | 7256.3 | 14512.6 | 2 | 0 | 2 | A | KPVS_SplitCase | 12 | 10 | 12 | 20 | BranchMin12_BranchMax20 | 12 | 5 | 14 | 24 | HeaderMin14_HeaderMax24 | 18 | 5 | 25 | [20 empty] | NBS_060-135_4P_50HP_9.96_SS | 2305.4296 | [5 empty] | KPVS_8015-3/4_4P_125HP_11.69_BRZ | 4649.1
112 | 112 | 1015-3/4-4P-300HP KPVS | KPVS_1015-3/4_4P_300HP_14.03_BRZ | 7256.3 | 7256.3 | 14512.6 | 2 | 0 | 2 | A | KPVS_SplitCase | 12 | 10 | 12 | 20 | BranchMin12_BranchMax20 | 12 | 5 | 14 | 24 | HeaderMin14_HeaderMax24 | 20 | 5 | 25 | [20 empty] | NBS_060-135_4P_50HP_9.96_SS | 2305.4296 | [5 empty] | KPVS_8015-3/4_4P_125HP_11.69_BRZ | 4649.1
112 | 112 | 1015-3/4-4P-300HP KPVS | KPVS_1015-3/4_4P_300HP_14.03_BRZ | 7256.3 | 7256.3 | 14512.6 | 2 | 0 | 2 | A | KPVS_SplitCase | 12 | 10 | 12 | 20 | BranchMin12_BranchMax20 | 12 | 5 | 14 | 24 | HeaderMin14_HeaderMax24 | 24 | 5 | 25 | [20 empty] | NBS_060-135_4P_50HP_9.96_SS | 2305.4296 | [5 empty] | KPVS_8015-3/4_4P_125HP_11.69_BRZ | 4649.1
112 | 112 | 1015-3/4-4P-300HP KPVS | KPVS_1015-3/4_4P_300HP_14.03_BRZ | 7256.3 | 7256.3 | 14512.6 | 2 | 0 | 2 | A | KPVS_SplitCase | 12 | 10 | 12 | 20 | BranchMin12_BranchMax20 | 14 | 5 | 14 | 24 | HeaderMin14_HeaderMax24 | 14 | 5 | 25 | [20 empty] | NBS_060-135_4P_50HP_9.96_SS | 2305.4296 | [5 empty] | KPVS_8015-3/4_4P_125HP_11.69_BRZ | 4649.1 | INVALID
112 | 112 | 1015-3/4-4P-300HP KPVS | KPVS_1015-3/4_4P_300HP_14.03_BRZ | 7256.3 | 7256.3 | 14512.6 | 2 | 0 | 2 | A | KPVS_SplitCase | 12 | 10 | 12 | 20 | BranchMin12_BranchMax20 | 14 | 5 | 14 | 24 | HeaderMin14_HeaderMax24 | 16 | 5 | 25 | [20 empty] | NBS_060-135_4P_50HP_9.96_SS | 2305.4296 | [5 empty] | KPVS_8015-3/4_4P_125HP_11.69_BRZ | 4649.1
112 | 112 | 1015-3/4-4P-300HP KPVS | KPVS_1015-3/4_4P_300HP_14.03_BRZ | 7256.3 | 7256.3 | 14512.6 | 2 | 0 | 2 | A | KPVS_SplitCase | 12 | 10 | 12 | 20 | BranchMin12_BranchMax20 | 14 | 5 | 14 | 24 | HeaderMin14_HeaderMax24 | 18 | 5 | 25 | [20 empty] | NBS_060-135_4P_50HP_9.96_SS | 2305.4296 | [5 empty] | KPVS_8015-3/4_4P_125HP_11.69_BRZ | 4649.1
112 | 112 | 1015-3/4-4P-300HP KPVS | KPVS_1015-3/4_4P_300HP_14.03_BRZ | 7256.3 | 7256.3 | 14512.6 | 2 | 0 | 2 | A | KPVS_SplitCase | 12 | 10 | 12 | 20 | BranchMin12_BranchMax20 | 14 | 5 | 14 | 24 | HeaderMin14_HeaderMax24 | 20 | 5 | 25 | [20 empty] | NBS_060-135_4P_50HP_9.96_SS | 2305.4296 | [5 empty] | KPVS_8015-3/4_4P_125HP_11.69_BRZ | 4649.1
112 | 112 | 1015-3/4-4P-300HP KPVS | KPVS_1015-3/4_4P_300HP_14.03_BRZ | 7256.3 | 7256.3 | 14512.6 | 2 | 0 | 2 | A | KPVS_SplitCase | 12 | 10 | 12 | 20 | BranchMin12_BranchMax20 | 14 | 5 | 14 | 24 | HeaderMin14_HeaderMax24 | 24 | 5 | 25 | [20 empty] | NBS_060-135_4P_50HP_9.96_SS | 2305.4296 | [5 empty] | KPVS_8015-3/4_4P_125HP_11.69_BRZ | 4649.1
112 | 112 | 1015-3/4-4P-300HP KPVS | KPVS_1015-3/4_4P_300HP_14.03_BRZ | 7256.3 | 7256.3 | 14512.6 | 2 | 0 | 2 | A | KPVS_SplitCase | 12 | 10 | 12 | 20 | BranchMin12_BranchMax20 | 16 | 5 | 14 | 24 | HeaderMin14_HeaderMax24 | 14 | 5 | 25 | [20 empty] | NBS_060-135_4P_50HP_9.96_SS | 2305.4296 | [5 empty] | KPVS_8015-3/4_4P_125HP_11.69_BRZ | 4649.1 | INVALID
112 | 112 | 1015-3/4-4P-300HP KPVS | KPVS_1015-3/4_4P_300HP_14.03_BRZ | 7256.3 | 7256.3 | 14512.6 | 2 | 0 | 2 | A | KPVS_SplitCase | 12 | 10 | 12 | 20 | BranchMin12_BranchMax20 | 16 | 5 | 14 | 24 | HeaderMin14_HeaderMax24 | 16 | 5 | 25 | [20 empty] | NBS_060-135_4P_50HP_9.96_SS | 2305.4296 | [5 empty] | KPVS_8015-3/4_4P_125HP_11.69_BRZ | 4649.1 | INVALID
112 | 112 | 1015-3/4-4P-300HP KPVS | KPVS_1015-3/4_4P_300HP_14.03_BRZ | 7256.3 | 7256.3 | 14512.6 | 2 | 0 | 2 | A | KPVS_SplitCase | 12 | 10 | 12 | 20 | BranchMin12_BranchMax20 | 16 | 5 | 14 | 24 | HeaderMin14_HeaderMax24 | 18 | 5 | 25 | [20 empty] | NBS_060-135_4P_50HP_9.96_SS | 2305.4296 | [5 empty] | KPVS_8015-3/4_4P_125HP_11.69_BRZ | 4649.1
112 | 112 | 1015-3/4-4P-300HP KPVS | KPVS_1015-3/4_4P_300HP_14.03_BRZ | 7256.3 | 7256.3 | 14512.6 | 2 | 0 | 2 | A | KPVS_SplitCase | 12 | 10 | 12 | 20 | BranchMin12_BranchMax20 | 16 | 5 | 14 | 24 | HeaderMin14_HeaderMax24 | 20 | 5 | 25 | [20 empty] | NBS_060-135_4P_50HP_9.96_SS | 2305.4296 | [5 empty] | KPVS_8015-3/4_4P_125HP_11.69_BRZ | 4649.1
112 | 112 | 1015-3/4-4P-300HP KPVS | KPVS_1015-3/4_4P_300HP_14.03_BRZ | 7256.3 | 7256.3 | 14512.6 | 2 | 0 | 2 | A | KPVS_SplitCase | 12 | 10 | 12 | 20 | BranchMin12_BranchMax20 | 16 | 5 | 14 | 24 | HeaderMin14_HeaderMax24 | 24 | 5 | 25 | [20 empty] | NBS_060-135_4P_50HP_9.96_SS | 2305.4296 | [5 empty] | KPVS_8015-3/4_4P_125HP_11.69_BRZ | 4649.1
112 | 112 | 1015-3/4-4P-300HP KPVS | KPVS_1015-3/4_4P_300HP_14.03_BRZ | 7256.3 | 7256.3 | 14512.6 | 2 | 0 | 2 | A | KPVS_SplitCase | 12 | 10 | 12 | 20 | BranchMin12_BranchMax20 | 18 | 5 | 14 | 24 | HeaderMin14_HeaderMax24 | 14 | 5 | 25 | [20 empty] | NBS_060-135_4P_50HP_9.96_SS | 2305.4296 | [5 empty] | KPVS_8015-3/4_4P_125HP_11.69_BRZ | 4649.1 | INVALID
112 | 112 | 1015-3/4-4P-300HP KPVS | KPVS_1015-3/4_4P_300HP_14.03_BRZ | 7256.3 | 7256.3 | 14512.6 | 2 | 0 | 2 | A | KPVS_SplitCase | 12 | 10 | 12 | 20 | BranchMin12_BranchMax20 | 18 | 5 | 14 | 24 | HeaderMin14_HeaderMax24 | 16 | 5 | 25 | [20 empty] | NBS_060-135_4P_50HP_9.96_SS | 2305.4296 | [5 empty] | KPVS_8015-3/4_4P_125HP_11.69_BRZ | 4649.1 | INVALID
112 | 112 | 1015-3/4-4P-300HP KPVS | KPVS_1015-3/4_4P_300HP_14.03_BRZ | 7256.3 | 7256.3 | 14512.6 | 2 | 0 | 2 | A | KPVS_SplitCase | 12 | 10 | 12 | 20 | BranchMin12_BranchMax20 | 18 | 5 | 14 | 24 | HeaderMin14_HeaderMax24 | 18 | 5 | 25 | [20 empty] | NBS_060-135_4P_50HP_9.96_SS | 2305.4296 | [5 empty] | KPVS_8015-3/4_4P_125HP_11.69_BRZ | 4649.1 | INVALID
112 | 112 | 1015-3/4-4P-300HP KPVS | KPVS_1015-3/4_4P_300HP_14.03_BRZ | 7256.3 | 7256.3 | 14512.6 | 2 | 0 | 2 | A | KPVS_SplitCase | 12 | 10 | 12 | 20 | BranchMin12_BranchMax20 | 18 | 5 | 14 | 24 | HeaderMin14_HeaderMax24 | 20 | 5 | 25 | [20 empty] | NBS_060-135_4P_50HP_9.96_SS | 2305.4296 | [5 empty] | KPVS_8015-3/4_4P_125HP_11.69_BRZ | 4649.1
112 | 112 | 1015-3/4-4P-300HP KPVS | KPVS_1015-3/4_4P_300HP_14.03_BRZ | 7256.3 | 7256.3 | 14512.6 | 2 | 0 | 2 | A | KPVS_SplitCase | 12 | 10 | 12 | 20 | BranchMin12_BranchMax20 | 18 | 5 | 14 | 24 | HeaderMin14_HeaderMax24 | 24 | 5 | 25 | [20 empty] | NBS_060-135_4P_50HP_9.96_SS | 2305.4296 | [5 empty] | KPVS_8015-3/4_4P_125HP_11.69_BRZ | 4649.1
112 | 112 | 1015-3/4-4P-300HP KPVS | KPVS_1015-3/4_4P_300HP_14.03_BRZ | 7256.3 | 7256.3 | 14512.6 | 2 | 0 | 2 | A | KPVS_SplitCase | 12 | 10 | 12 | 20 | BranchMin12_BranchMax20 | 20 | 5 | 14 | 24 | HeaderMin14_HeaderMax24 | 14 | 5 | 25 | [20 empty] | NBS_060-135_4P_50HP_9.96_SS | 2305.4296 | [5 empty] | KPVS_8015-3/4_4P_125HP_11.69_BRZ | 4649.1 | INVALID
112 | 112 | 1015-3/4-4P-300HP KPVS | KPVS_1015-3/4_4P_300HP_14.03_BRZ | 7256.3 | 7256.3 | 14512.6 | 2 | 0 | 2 | A | KPVS_SplitCase | 12 | 10 | 12 | 20 | BranchMin12_BranchMax20 | 20 | 5 | 14 | 24 | HeaderMin14_HeaderMax24 | 16 | 5 | 25 | [20 empty] | NBS_060-135_4P_50HP_9.96_SS | 2305.4296 | [5 empty] | KPVS_8015-3/4_4P_125HP_11.69_BRZ | 4649.1 | INVALID
112 | 112 | 1015-3/4-4P-300HP KPVS | KPVS_1015-3/4_4P_300HP_14.03_BRZ | 7256.3 | 7256.3 | 14512.6 | 2 | 0 | 2 | A | KPVS_SplitCase | 12 | 10 | 12 | 20 | BranchMin12_BranchMax20 | 20 | 5 | 14 | 24 | HeaderMin14_HeaderMax24 | 18 | 5 | 25 | [20 empty] | NBS_060-135_4P_50HP_9.96_SS | 2305.4296 | [5 empty] | KPVS_8015-3/4_4P_125HP_11.69_BRZ | 4649.1 | INVALID
112 | 112 | 1015-3/4-4P-300HP KPVS | KPVS_1015-3/4_4P_300HP_14.03_BRZ | 7256.3 | 7256.3 | 14512.6 | 2 | 0 | 2 | A | KPVS_SplitCase | 12 | 10 | 12 | 20 | BranchMin12_BranchMax20 | 20 | 5 | 14 | 24 | HeaderMin14_HeaderMax24 | 20 | 5 | 25 | [20 empty] | NBS_060-135_4P_50HP_9.96_SS | 2305.4296 | [5 empty] | KPVS_8015-3/4_4P_125HP_11.69_BRZ | 4649.1 | INVALID
112 | 112 | 1015-3/4-4P-300HP KPVS | KPVS_1015-3/4_4P_300HP_14.03_BRZ | 7256.3 | 7256.3 | 14512.6 | 2 | 0 | 2 | A | KPVS_SplitCase | 12 | 10 | 12 | 20 | BranchMin12_BranchMax20 | 20 | 5 | 14 | 24 | HeaderMin14_HeaderMax24 | 24 | 5 | 25 | [20 empty] | NBS_060-135_4P_50HP_9.96_SS | 2305.4296 | [5 empty] | KPVS_8015-3/4_4P_125HP_11.69_BRZ | 4649.1
113 | 113 | 1220-5/6-6P-125HP KPVS | KPVS_1220-5/6_6P_125HP_13.61_BRZ | 7208.6 | 7208.6 | 14417.2 | 2 | 0 | 2 | A | KPVS_SplitCase | 14 | 12 | 14 | 20 | BranchMin14_BranchMax20 | 14 | 4 | 16 | 24 | HeaderMin16_HeaderMax24 | 16 | 4 | 16 | [20 empty] | NBS_060-135_4P_60HP_10.35_SS | 2491.2746 | [5 empty] | KPVS_8015-3/4_4P_150HP_12.23_BRZ | 4862.4
113 | 113 | 1220-5/6-6P-125HP KPVS | KPVS_1220-5/6_6P_125HP_13.61_BRZ | 7208.6 | 7208.6 | 14417.2 | 2 | 0 | 2 | A | KPVS_SplitCase | 14 | 12 | 14 | 20 | BranchMin14_BranchMax20 | 14 | 4 | 16 | 24 | HeaderMin16_HeaderMax24 | 18 | 4 | 16 | [20 empty] | NBS_060-135_4P_60HP_10.35_SS | 2491.2746 | [5 empty] | KPVS_8015-3/4_4P_150HP_12.23_BRZ | 4862.4
113 | 113 | 1220-5/6-6P-125HP KPVS | KPVS_1220-5/6_6P_125HP_13.61_BRZ | 7208.6 | 7208.6 | 14417.2 | 2 | 0 | 2 | A | KPVS_SplitCase | 14 | 12 | 14 | 20 | BranchMin14_BranchMax20 | 14 | 4 | 16 | 24 | HeaderMin16_HeaderMax24 | 20 | 4 | 16 | [20 empty] | NBS_060-135_4P_60HP_10.35_SS | 2491.2746 | [5 empty] | KPVS_8015-3/4_4P_150HP_12.23_BRZ | 4862.4
113 | 113 | 1220-5/6-6P-125HP KPVS | KPVS_1220-5/6_6P_125HP_13.61_BRZ | 7208.6 | 7208.6 | 14417.2 | 2 | 0 | 2 | A | KPVS_SplitCase | 14 | 12 | 14 | 20 | BranchMin14_BranchMax20 | 14 | 4 | 16 | 24 | HeaderMin16_HeaderMax24 | 24 | 4 | 16 | [20 empty] | NBS_060-135_4P_60HP_10.35_SS | 2491.2746 | [5 empty] | KPVS_8015-3/4_4P_150HP_12.23_BRZ | 4862.4
113 | 113 | 1220-5/6-6P-125HP KPVS | KPVS_1220-5/6_6P_125HP_13.61_BRZ | 7208.6 | 7208.6 | 14417.2 | 2 | 0 | 2 | A | KPVS_SplitCase | 14 | 12 | 14 | 20 | BranchMin14_BranchMax20 | 16 | 4 | 16 | 24 | HeaderMin16_HeaderMax24 | 16 | 4 | 16 | [20 empty] | NBS_060-135_4P_60HP_10.35_SS | 2491.2746 | [5 empty] | KPVS_8015-3/4_4P_150HP_12.23_BRZ | 4862.4 | INVALID
113 | 113 | 1220-5/6-6P-125HP KPVS | KPVS_1220-5/6_6P_125HP_13.61_BRZ | 7208.6 | 7208.6 | 14417.2 | 2 | 0 | 2 | A | KPVS_SplitCase | 14 | 12 | 14 | 20 | BranchMin14_BranchMax20 | 16 | 4 | 16 | 24 | HeaderMin16_HeaderMax24 | 18 | 4 | 16 | [20 empty] | NBS_060-135_4P_60HP_10.35_SS | 2491.2746 | [5 empty] | KPVS_8015-3/4_4P_150HP_12.23_BRZ | 4862.4
113 | 113 | 1220-5/6-6P-125HP KPVS | KPVS_1220-5/6_6P_125HP_13.61_BRZ | 7208.6 | 7208.6 | 14417.2 | 2 | 0 | 2 | A | KPVS_SplitCase | 14 | 12 | 14 | 20 | BranchMin14_BranchMax20 | 16 | 4 | 16 | 24 | HeaderMin16_HeaderMax24 | 20 | 4 | 16 | [20 empty] | NBS_060-135_4P_60HP_10.35_SS | 2491.2746 | [5 empty] | KPVS_8015-3/4_4P_150HP_12.23_BRZ | 4862.4
113 | 113 | 1220-5/6-6P-125HP KPVS | KPVS_1220-5/6_6P_125HP_13.61_BRZ | 7208.6 | 7208.6 | 14417.2 | 2 | 0 | 2 | A | KPVS_SplitCase | 14 | 12 | 14 | 20 | BranchMin14_BranchMax20 | 16 | 4 | 16 | 24 | HeaderMin16_HeaderMax24 | 24 | 4 | 16 | [20 empty] | NBS_060-135_4P_60HP_10.35_SS | 2491.2746 | [5 empty] | KPVS_8015-3/4_4P_150HP_12.23_BRZ | 4862.4
113 | 113 | 1220-5/6-6P-125HP KPVS | KPVS_1220-5/6_6P_125HP_13.61_BRZ | 7208.6 | 7208.6 | 14417.2 | 2 | 0 | 2 | A | KPVS_SplitCase | 14 | 12 | 14 | 20 | BranchMin14_BranchMax20 | 18 | 4 | 16 | 24 | HeaderMin16_HeaderMax24 | 16 | 4 | 16 | [20 empty] | NBS_060-135_4P_60HP_10.35_SS | 2491.2746 | [5 empty] | KPVS_8015-3/4_4P_150HP_12.23_BRZ | 4862.4 | INVALID
113 | 113 | 1220-5/6-6P-125HP KPVS | KPVS_1220-5/6_6P_125HP_13.61_BRZ | 7208.6 | 7208.6 | 14417.2 | 2 | 0 | 2 | A | KPVS_SplitCase | 14 | 12 | 14 | 20 | BranchMin14_BranchMax20 | 18 | 4 | 16 | 24 | HeaderMin16_HeaderMax24 | 18 | 4 | 16 | [20 empty] | NBS_060-135_4P_60HP_10.35_SS | 2491.2746 | [5 empty] | KPVS_8015-3/4_4P_150HP_12.23_BRZ | 4862.4 | INVALID
113 | 113 | 1220-5/6-6P-125HP KPVS | KPVS_1220-5/6_6P_125HP_13.61_BRZ | 7208.6 | 7208.6 | 14417.2 | 2 | 0 | 2 | A | KPVS_SplitCase | 14 | 12 | 14 | 20 | BranchMin14_BranchMax20 | 18 | 4 | 16 | 24 | HeaderMin16_HeaderMax24 | 20 | 4 | 16 | [20 empty] | NBS_060-135_4P_60HP_10.35_SS | 2491.2746 | [5 empty] | KPVS_8015-3/4_4P_150HP_12.23_BRZ | 4862.4
113 | 113 | 1220-5/6-6P-125HP KPVS | KPVS_1220-5/6_6P_125HP_13.61_BRZ | 7208.6 | 7208.6 | 14417.2 | 2 | 0 | 2 | A | KPVS_SplitCase | 14 | 12 | 14 | 20 | BranchMin14_BranchMax20 | 18 | 4 | 16 | 24 | HeaderMin16_HeaderMax24 | 24 | 4 | 16 | [20 empty] | NBS_060-135_4P_60HP_10.35_SS | 2491.2746 | [5 empty] | KPVS_8015-3/4_4P_150HP_12.23_BRZ | 4862.4
113 | 113 | 1220-5/6-6P-125HP KPVS | KPVS_1220-5/6_6P_125HP_13.61_BRZ | 7208.6 | 7208.6 | 14417.2 | 2 | 0 | 2 | A | KPVS_SplitCase | 14 | 12 | 14 | 20 | BranchMin14_BranchMax20 | 20 | 4 | 16 | 24 | HeaderMin16_HeaderMax24 | 16 | 4 | 16 | [20 empty] | NBS_060-135_4P_60HP_10.35_SS | 2491.2746 | [5 empty] | KPVS_8015-3/4_4P_150HP_12.23_BRZ | 4862.4 | INVALID
113 | 113 | 1220-5/6-6P-125HP KPVS | KPVS_1220-5/6_6P_125HP_13.61_BRZ | 7208.6 | 7208.6 | 14417.2 | 2 | 0 | 2 | A | KPVS_SplitCase | 14 | 12 | 14 | 20 | BranchMin14_BranchMax20 | 20 | 4 | 16 | 24 | HeaderMin16_HeaderMax24 | 18 | 4 | 16 | [20 empty] | NBS_060-135_4P_60HP_10.35_SS | 2491.2746 | [5 empty] | KPVS_8015-3/4_4P_150HP_12.23_BRZ | 4862.4 | INVALID
113 | 113 | 1220-5/6-6P-125HP KPVS | KPVS_1220-5/6_6P_125HP_13.61_BRZ | 7208.6 | 7208.6 | 14417.2 | 2 | 0 | 2 | A | KPVS_SplitCase | 14 | 12 | 14 | 20 | BranchMin14_BranchMax20 | 20 | 4 | 16 | 24 | HeaderMin16_HeaderMax24 | 20 | 4 | 16 | [20 empty] | NBS_060-135_4P_60HP_10.35_SS | 2491.2746 | [5 empty] | KPVS_8015-3/4_4P_150HP_12.23_BRZ | 4862.4 | INVALID
113 | 113 | 1220-5/6-6P-125HP KPVS | KPVS_1220-5/6_6P_125HP_13.61_BRZ | 7208.6 | 7208.6 | 14417.2 | 2 | 0 | 2 | A | KPVS_SplitCase | 14 | 12 | 14 | 20 | BranchMin14_BranchMax20 | 20 | 4 | 16 | 24 | HeaderMin16_HeaderMax24 | 24 | 4 | 16 | [20 empty] | NBS_060-135_4P_60HP_10.35_SS | 2491.2746 | [5 empty] | KPVS_8015-3/4_4P_150HP_12.23_BRZ | 4862.4
114 | 114 | 1220-5/6-6P-150HP KPVS | KPVS_1220-5/6_6P_150HP_14.41_BRZ | 7821.9 | 7821.9 | 15643.8 | 2 | 0 | 2 | A | KPVS_SplitCase | 14 | 12 | 14 | 20 | BranchMin14_BranchMax20 | 14 | 4 | 16 | 24 | HeaderMin16_HeaderMax24 | 16 | 4 | 16 | [20 empty] | NBS_060-135_4P_75HP_11.22_SS | 2766.6299 | [5 empty] | KPVS_8015-3/4_4P_200HP_13.29_BRZ | 5297.1
114 | 114 | 1220-5/6-6P-150HP KPVS | KPVS_1220-5/6_6P_150HP_14.41_BRZ | 7821.9 | 7821.9 | 15643.8 | 2 | 0 | 2 | A | KPVS_SplitCase | 14 | 12 | 14 | 20 | BranchMin14_BranchMax20 | 14 | 4 | 16 | 24 | HeaderMin16_HeaderMax24 | 18 | 4 | 16 | [20 empty] | NBS_060-135_4P_75HP_11.22_SS | 2766.6299 | [5 empty] | KPVS_8015-3/4_4P_200HP_13.29_BRZ | 5297.1
114 | 114 | 1220-5/6-6P-150HP KPVS | KPVS_1220-5/6_6P_150HP_14.41_BRZ | 7821.9 | 7821.9 | 15643.8 | 2 | 0 | 2 | A | KPVS_SplitCase | 14 | 12 | 14 | 20 | BranchMin14_BranchMax20 | 14 | 4 | 16 | 24 | HeaderMin16_HeaderMax24 | 20 | 4 | 16 | [20 empty] | NBS_060-135_4P_75HP_11.22_SS | 2766.6299 | [5 empty] | KPVS_8015-3/4_4P_200HP_13.29_BRZ | 5297.1
114 | 114 | 1220-5/6-6P-150HP KPVS | KPVS_1220-5/6_6P_150HP_14.41_BRZ | 7821.9 | 7821.9 | 15643.8 | 2 | 0 | 2 | A | KPVS_SplitCase | 14 | 12 | 14 | 20 | BranchMin14_BranchMax20 | 14 | 4 | 16 | 24 | HeaderMin16_HeaderMax24 | 24 | 4 | 16 | [20 empty] | NBS_060-135_4P_75HP_11.22_SS | 2766.6299 | [5 empty] | KPVS_8015-3/4_4P_200HP_13.29_BRZ | 5297.1
114 | 114 | 1220-5/6-6P-150HP KPVS | KPVS_1220-5/6_6P_150HP_14.41_BRZ | 7821.9 | 7821.9 | 15643.8 | 2 | 0 | 2 | A | KPVS_SplitCase | 14 | 12 | 14 | 20 | BranchMin14_BranchMax20 | 16 | 4 | 16 | 24 | HeaderMin16_HeaderMax24 | 16 | 4 | 16 | [20 empty] | NBS_060-135_4P_75HP_11.22_SS | 2766.6299 | [5 empty] | KPVS_8015-3/4_4P_200HP_13.29_BRZ | 5297.1 | INVALID
114 | 114 | 1220-5/6-6P-150HP KPVS | KPVS_1220-5/6_6P_150HP_14.41_BRZ | 7821.9 | 7821.9 | 15643.8 | 2 | 0 | 2 | A | KPVS_SplitCase | 14 | 12 | 14 | 20 | BranchMin14_BranchMax20 | 16 | 4 | 16 | 24 | HeaderMin16_HeaderMax24 | 18 | 4 | 16 | [20 empty] | NBS_060-135_4P_75HP_11.22_SS | 2766.6299 | [5 empty] | KPVS_8015-3/4_4P_200HP_13.29_BRZ | 5297.1
114 | 114 | 1220-5/6-6P-150HP KPVS | KPVS_1220-5/6_6P_150HP_14.41_BRZ | 7821.9 | 7821.9 | 15643.8 | 2 | 0 | 2 | A | KPVS_SplitCase | 14 | 12 | 14 | 20 | BranchMin14_BranchMax20 | 16 | 4 | 16 | 24 | HeaderMin16_HeaderMax24 | 20 | 4 | 16 | [20 empty] | NBS_060-135_4P_75HP_11.22_SS | 2766.6299 | [5 empty] | KPVS_8015-3/4_4P_200HP_13.29_BRZ | 5297.1
114 | 114 | 1220-5/6-6P-150HP KPVS | KPVS_1220-5/6_6P_150HP_14.41_BRZ | 7821.9 | 7821.9 | 15643.8 | 2 | 0 | 2 | A | KPVS_SplitCase | 14 | 12 | 14 | 20 | BranchMin14_BranchMax20 | 16 | 4 | 16 | 24 | HeaderMin16_HeaderMax24 | 24 | 4 | 16 | [20 empty] | NBS_060-135_4P_75HP_11.22_SS | 2766.6299 | [5 empty] | KPVS_8015-3/4_4P_200HP_13.29_BRZ | 5297.1
114 | 114 | 1220-5/6-6P-150HP KPVS | KPVS_1220-5/6_6P_150HP_14.41_BRZ | 7821.9 | 7821.9 | 15643.8 | 2 | 0 | 2 | A | KPVS_SplitCase | 14 | 12 | 14 | 20 | BranchMin14_BranchMax20 | 18 | 4 | 16 | 24 | HeaderMin16_HeaderMax24 | 16 | 4 | 16 | [20 empty] | NBS_060-135_4P_75HP_11.22_SS | 2766.6299 | [5 empty] | KPVS_8015-3/4_4P_200HP_13.29_BRZ | 5297.1 | INVALID
114 | 114 | 1220-5/6-6P-150HP KPVS | KPVS_1220-5/6_6P_150HP_14.41_BRZ | 7821.9 | 7821.9 | 15643.8 | 2 | 0 | 2 | A | KPVS_SplitCase | 14 | 12 | 14 | 20 | BranchMin14_BranchMax20 | 18 | 4 | 16 | 24 | HeaderMin16_HeaderMax24 | 18 | 4 | 16 | [20 empty] | NBS_060-135_4P_75HP_11.22_SS | 2766.6299 | [5 empty] | KPVS_8015-3/4_4P_200HP_13.29_BRZ | 5297.1 | INVALID
114 | 114 | 1220-5/6-6P-150HP KPVS | KPVS_1220-5/6_6P_150HP_14.41_BRZ | 7821.9 | 7821.9 | 15643.8 | 2 | 0 | 2 | A | KPVS_SplitCase | 14 | 12 | 14 | 20 | BranchMin14_BranchMax20 | 18 | 4 | 16 | 24 | HeaderMin16_HeaderMax24 | 20 | 4 | 16 | [20 empty] | NBS_060-135_4P_75HP_11.22_SS | 2766.6299 | [5 empty] | KPVS_8015-3/4_4P_200HP_13.29_BRZ | 5297.1
114 | 114 | 1220-5/6-6P-150HP KPVS | KPVS_1220-5/6_6P_150HP_14.41_BRZ | 7821.9 | 7821.9 | 15643.8 | 2 | 0 | 2 | A | KPVS_SplitCase | 14 | 12 | 14 | 20 | BranchMin14_BranchMax20 | 18 | 4 | 16 | 24 | HeaderMin16_HeaderMax24 | 24 | 4 | 16 | [20 empty] | NBS_060-135_4P_75HP_11.22_SS | 2766.6299 | [5 empty] | KPVS_8015-3/4_4P_200HP_13.29_BRZ | 5297.1
114 | 114 | 1220-5/6-6P-150HP KPVS | KPVS_1220-5/6_6P_150HP_14.41_BRZ | 7821.9 | 7821.9 | 15643.8 | 2 | 0 | 2 | A | KPVS_SplitCase | 14 | 12 | 14 | 20 | BranchMin14_BranchMax20 | 20 | 4 | 16 | 24 | HeaderMin16_HeaderMax24 | 16 | 4 | 16 | [20 empty] | NBS_060-135_4P_75HP_11.22_SS | 2766.6299 | [5 empty] | KPVS_8015-3/4_4P_200HP_13.29_BRZ | 5297.1 | INVALID
114 | 114 | 1220-5/6-6P-150HP KPVS | KPVS_1220-5/6_6P_150HP_14.41_BRZ | 7821.9 | 7821.9 | 15643.8 | 2 | 0 | 2 | A | KPVS_SplitCase | 14 | 12 | 14 | 20 | BranchMin14_BranchMax20 | 20 | 4 | 16 | 24 | HeaderMin16_HeaderMax24 | 18 | 4 | 16 | [20 empty] | NBS_060-135_4P_75HP_11.22_SS | 2766.6299 | [5 empty] | KPVS_8015-3/4_4P_200HP_13.29_BRZ | 5297.1 | INVALID
114 | 114 | 1220-5/6-6P-150HP KPVS | KPVS_1220-5/6_6P_150HP_14.41_BRZ | 7821.9 | 7821.9 | 15643.8 | 2 | 0 | 2 | A | KPVS_SplitCase | 14 | 12 | 14 | 20 | BranchMin14_BranchMax20 | 20 | 4 | 16 | 24 | HeaderMin16_HeaderMax24 | 20 | 4 | 16 | [20 empty] | NBS_060-135_4P_75HP_11.22_SS | 2766.6299 | [5 empty] | KPVS_8015-3/4_4P_200HP_13.29_BRZ | 5297.1 | INVALID
114 | 114 | 1220-5/6-6P-150HP KPVS | KPVS_1220-5/6_6P_150HP_14.41_BRZ | 7821.9 | 7821.9 | 15643.8 | 2 | 0 | 2 | A | KPVS_SplitCase | 14 | 12 | 14 | 20 | BranchMin14_BranchMax20 | 20 | 4 | 16 | 24 | HeaderMin16_HeaderMax24 | 24 | 4 | 16 | [20 empty] | NBS_060-135_4P_75HP_11.22_SS | 2766.6299 | [5 empty] | KPVS_8015-3/4_4P_200HP_13.29_BRZ | 5297.1
115 | 115 | 1220-5/6-6P-200HP KPVS | KPVS_1220-5/6_6P_200HP_16.03_BRZ | 9109.1 | 9109.1 | 18218.2 | 2 | 0 | 2 | A | KPVS_SplitCase | 14 | 12 | 14 | 24 | BranchMin14_BranchMax24 | 14 | 5 | 16 | 24 | HeaderMin16_HeaderMax24 | 16 | 4 | 20 | [20 empty] | NBS_060-135_4P_100HP_12.24_SS | 3069.239 | [5 empty] | KPVS_8015-3/4_4P_250HP_14.19_BRZ | 5667.9
115 | 115 | 1220-5/6-6P-200HP KPVS | KPVS_1220-5/6_6P_200HP_16.03_BRZ | 9109.1 | 9109.1 | 18218.2 | 2 | 0 | 2 | A | KPVS_SplitCase | 14 | 12 | 14 | 24 | BranchMin14_BranchMax24 | 14 | 5 | 16 | 24 | HeaderMin16_HeaderMax24 | 18 | 4 | 20 | [20 empty] | NBS_060-135_4P_100HP_12.24_SS | 3069.239 | [5 empty] | KPVS_8015-3/4_4P_250HP_14.19_BRZ | 5667.9
115 | 115 | 1220-5/6-6P-200HP KPVS | KPVS_1220-5/6_6P_200HP_16.03_BRZ | 9109.1 | 9109.1 | 18218.2 | 2 | 0 | 2 | A | KPVS_SplitCase | 14 | 12 | 14 | 24 | BranchMin14_BranchMax24 | 14 | 5 | 16 | 24 | HeaderMin16_HeaderMax24 | 20 | 4 | 20 | [20 empty] | NBS_060-135_4P_100HP_12.24_SS | 3069.239 | [5 empty] | KPVS_8015-3/4_4P_250HP_14.19_BRZ | 5667.9
115 | 115 | 1220-5/6-6P-200HP KPVS | KPVS_1220-5/6_6P_200HP_16.03_BRZ | 9109.1 | 9109.1 | 18218.2 | 2 | 0 | 2 | A | KPVS_SplitCase | 14 | 12 | 14 | 24 | BranchMin14_BranchMax24 | 14 | 5 | 16 | 24 | HeaderMin16_HeaderMax24 | 24 | 4 | 20 | [20 empty] | NBS_060-135_4P_100HP_12.24_SS | 3069.239 | [5 empty] | KPVS_8015-3/4_4P_250HP_14.19_BRZ | 5667.9
115 | 115 | 1220-5/6-6P-200HP KPVS | KPVS_1220-5/6_6P_200HP_16.03_BRZ | 9109.1 | 9109.1 | 18218.2 | 2 | 0 | 2 | A | KPVS_SplitCase | 14 | 12 | 14 | 24 | BranchMin14_BranchMax24 | 16 | 5 | 16 | 24 | HeaderMin16_HeaderMax24 | 16 | 4 | 20 | [20 empty] | NBS_060-135_4P_100HP_12.24_SS | 3069.239 | [5 empty] | KPVS_8015-3/4_4P_250HP_14.19_BRZ | 5667.9 | INVALID
115 | 115 | 1220-5/6-6P-200HP KPVS | KPVS_1220-5/6_6P_200HP_16.03_BRZ | 9109.1 | 9109.1 | 18218.2 | 2 | 0 | 2 | A | KPVS_SplitCase | 14 | 12 | 14 | 24 | BranchMin14_BranchMax24 | 16 | 5 | 16 | 24 | HeaderMin16_HeaderMax24 | 18 | 4 | 20 | [20 empty] | NBS_060-135_4P_100HP_12.24_SS | 3069.239 | [5 empty] | KPVS_8015-3/4_4P_250HP_14.19_BRZ | 5667.9
115 | 115 | 1220-5/6-6P-200HP KPVS | KPVS_1220-5/6_6P_200HP_16.03_BRZ | 9109.1 | 9109.1 | 18218.2 | 2 | 0 | 2 | A | KPVS_SplitCase | 14 | 12 | 14 | 24 | BranchMin14_BranchMax24 | 16 | 5 | 16 | 24 | HeaderMin16_HeaderMax24 | 20 | 4 | 20 | [20 empty] | NBS_060-135_4P_100HP_12.24_SS | 3069.239 | [5 empty] | KPVS_8015-3/4_4P_250HP_14.19_BRZ | 5667.9
115 | 115 | 1220-5/6-6P-200HP KPVS | KPVS_1220-5/6_6P_200HP_16.03_BRZ | 9109.1 | 9109.1 | 18218.2 | 2 | 0 | 2 | A | KPVS_SplitCase | 14 | 12 | 14 | 24 | BranchMin14_BranchMax24 | 16 | 5 | 16 | 24 | HeaderMin16_HeaderMax24 | 24 | 4 | 20 | [20 empty] | NBS_060-135_4P_100HP_12.24_SS | 3069.239 | [5 empty] | KPVS_8015-3/4_4P_250HP_14.19_BRZ | 5667.9
115 | 115 | 1220-5/6-6P-200HP KPVS | KPVS_1220-5/6_6P_200HP_16.03_BRZ | 9109.1 | 9109.1 | 18218.2 | 2 | 0 | 2 | A | KPVS_SplitCase | 14 | 12 | 14 | 24 | BranchMin14_BranchMax24 | 18 | 5 | 16 | 24 | HeaderMin16_HeaderMax24 | 16 | 4 | 20 | [20 empty] | NBS_060-135_4P_100HP_12.24_SS | 3069.239 | [5 empty] | KPVS_8015-3/4_4P_250HP_14.19_BRZ | 5667.9 | INVALID
115 | 115 | 1220-5/6-6P-200HP KPVS | KPVS_1220-5/6_6P_200HP_16.03_BRZ | 9109.1 | 9109.1 | 18218.2 | 2 | 0 | 2 | A | KPVS_SplitCase | 14 | 12 | 14 | 24 | BranchMin14_BranchMax24 | 18 | 5 | 16 | 24 | HeaderMin16_HeaderMax24 | 18 | 4 | 20 | [20 empty] | NBS_060-135_4P_100HP_12.24_SS | 3069.239 | [5 empty] | KPVS_8015-3/4_4P_250HP_14.19_BRZ | 5667.9 | INVALID
115 | 115 | 1220-5/6-6P-200HP KPVS | KPVS_1220-5/6_6P_200HP_16.03_BRZ | 9109.1 | 9109.1 | 18218.2 | 2 | 0 | 2 | A | KPVS_SplitCase | 14 | 12 | 14 | 24 | BranchMin14_BranchMax24 | 18 | 5 | 16 | 24 | HeaderMin16_HeaderMax24 | 20 | 4 | 20 | [20 empty] | NBS_060-135_4P_100HP_12.24_SS | 3069.239 | [5 empty] | KPVS_8015-3/4_4P_250HP_14.19_BRZ | 5667.9
115 | 115 | 1220-5/6-6P-200HP KPVS | KPVS_1220-5/6_6P_200HP_16.03_BRZ | 9109.1 | 9109.1 | 18218.2 | 2 | 0 | 2 | A | KPVS_SplitCase | 14 | 12 | 14 | 24 | BranchMin14_BranchMax24 | 18 | 5 | 16 | 24 | HeaderMin16_HeaderMax24 | 24 | 4 | 20 | [20 empty] | NBS_060-135_4P_100HP_12.24_SS | 3069.239 | [5 empty] | KPVS_8015-3/4_4P_250HP_14.19_BRZ | 5667.9
115 | 115 | 1220-5/6-6P-200HP KPVS | KPVS_1220-5/6_6P_200HP_16.03_BRZ | 9109.1 | 9109.1 | 18218.2 | 2 | 0 | 2 | A | KPVS_SplitCase | 14 | 12 | 14 | 24 | BranchMin14_BranchMax24 | 20 | 5 | 16 | 24 | HeaderMin16_HeaderMax24 | 16 | 4 | 20 | [20 empty] | NBS_060-135_4P_100HP_12.24_SS | 3069.239 | [5 empty] | KPVS_8015-3/4_4P_250HP_14.19_BRZ | 5667.9 | INVALID
115 | 115 | 1220-5/6-6P-200HP KPVS | KPVS_1220-5/6_6P_200HP_16.03_BRZ | 9109.1 | 9109.1 | 18218.2 | 2 | 0 | 2 | A | KPVS_SplitCase | 14 | 12 | 14 | 24 | BranchMin14_BranchMax24 | 20 | 5 | 16 | 24 | HeaderMin16_HeaderMax24 | 18 | 4 | 20 | [20 empty] | NBS_060-135_4P_100HP_12.24_SS | 3069.239 | [5 empty] | KPVS_8015-3/4_4P_250HP_14.19_BRZ | 5667.9 | INVALID
115 | 115 | 1220-5/6-6P-200HP KPVS | KPVS_1220-5/6_6P_200HP_16.03_BRZ | 9109.1 | 9109.1 | 18218.2 | 2 | 0 | 2 | A | KPVS_SplitCase | 14 | 12 | 14 | 24 | BranchMin14_BranchMax24 | 20 | 5 | 16 | 24 | HeaderMin16_HeaderMax24 | 20 | 4 | 20 | [20 empty] | NBS_060-135_4P_100HP_12.24_SS | 3069.239 | [5 empty] | KPVS_8015-3/4_4P_250HP_14.19_BRZ | 5667.9 | INVALID
115 | 115 | 1220-5/6-6P-200HP KPVS | KPVS_1220-5/6_6P_200HP_16.03_BRZ | 9109.1 | 9109.1 | 18218.2 | 2 | 0 | 2 | A | KPVS_SplitCase | 14 | 12 | 14 | 24 | BranchMin14_BranchMax24 | 20 | 5 | 16 | 24 | HeaderMin16_HeaderMax24 | 24 | 4 | 20 | [20 empty] | NBS_060-135_4P_100HP_12.24_SS | 3069.239 | [5 empty] | KPVS_8015-3/4_4P_250HP_14.19_BRZ | 5667.9
115 | 115 | 1220-5/6-6P-200HP KPVS | KPVS_1220-5/6_6P_200HP_16.03_BRZ | 9109.1 | 9109.1 | 18218.2 | 2 | 0 | 2 | A | KPVS_SplitCase | 14 | 12 | 14 | 24 | BranchMin14_BranchMax24 | 24 | 5 | 16 | 24 | HeaderMin16_HeaderMax24 | 16 | 4 | 20 | [20 empty] | NBS_060-135_4P_100HP_12.24_SS | 3069.239 | [5 empty] | KPVS_8015-3/4_4P_250HP_14.19_BRZ | 5667.9 | INVALID
115 | 115 | 1220-5/6-6P-200HP KPVS | KPVS_1220-5/6_6P_200HP_16.03_BRZ | 9109.1 | 9109.1 | 18218.2 | 2 | 0 | 2 | A | KPVS_SplitCase | 14 | 12 | 14 | 24 | BranchMin14_BranchMax24 | 24 | 5 | 16 | 24 | HeaderMin16_HeaderMax24 | 18 | 4 | 20 | [20 empty] | NBS_060-135_4P_100HP_12.24_SS | 3069.239 | [5 empty] | KPVS_8015-3/4_4P_250HP_14.19_BRZ | 5667.9 | INVALID
115 | 115 | 1220-5/6-6P-200HP KPVS | KPVS_1220-5/6_6P_200HP_16.03_BRZ | 9109.1 | 9109.1 | 18218.2 | 2 | 0 | 2 | A | KPVS_SplitCase | 14 | 12 | 14 | 24 | BranchMin14_BranchMax24 | 24 | 5 | 16 | 24 | HeaderMin16_HeaderMax24 | 20 | 4 | 20 | [20 empty] | NBS_060-135_4P_100HP_12.24_SS | 3069.239 | [5 empty] | KPVS_8015-3/4_4P_250HP_14.19_BRZ | 5667.9 | INVALID
115 | 115 | 1220-5/6-6P-200HP KPVS | KPVS_1220-5/6_6P_200HP_16.03_BRZ | 9109.1 | 9109.1 | 18218.2 | 2 | 0 | 2 | A | KPVS_SplitCase | 14 | 12 | 14 | 24 | BranchMin14_BranchMax24 | 24 | 5 | 16 | 24 | HeaderMin16_HeaderMax24 | 24 | 4 | 20 | [20 empty] | NBS_060-135_4P_100HP_12.24_SS | 3069.239 | [5 empty] | KPVS_8015-3/4_4P_250HP_14.19_BRZ | 5667.9 | INVALID
116 | 116 | 1220-5/6-6P-250HP KPVS | KPVS_1220-5/6_6P_250HP_17.26_BRZ | 10125.3 | 10125.3 | 20250.6 | 2 | 0 | 2 | A | KPVS_SplitCase | 14 | 12 | 14 | 24 | BranchMin14_BranchMax24 | 14 | 5 | 16 | 24 | HeaderMin16_HeaderMax24 | 16 | 4 | 20 | [20 empty] | NBS_060-135_4P_125HP_12.83_SS | 3426.3556 | [5 empty] | KPVS_8015-3/4_4P_300HP_15.00_BRZ | 6000
116 | 116 | 1220-5/6-6P-250HP KPVS | KPVS_1220-5/6_6P_250HP_17.26_BRZ | 10125.3 | 10125.3 | 20250.6 | 2 | 0 | 2 | A | KPVS_SplitCase | 14 | 12 | 14 | 24 | BranchMin14_BranchMax24 | 14 | 5 | 16 | 24 | HeaderMin16_HeaderMax24 | 18 | 4 | 20 | [20 empty] | NBS_060-135_4P_125HP_12.83_SS | 3426.3556 | [5 empty] | KPVS_8015-3/4_4P_300HP_15.00_BRZ | 6000
116 | 116 | 1220-5/6-6P-250HP KPVS | KPVS_1220-5/6_6P_250HP_17.26_BRZ | 10125.3 | 10125.3 | 20250.6 | 2 | 0 | 2 | A | KPVS_SplitCase | 14 | 12 | 14 | 24 | BranchMin14_BranchMax24 | 14 | 5 | 16 | 24 | HeaderMin16_HeaderMax24 | 20 | 4 | 20 | [20 empty] | NBS_060-135_4P_125HP_12.83_SS | 3426.3556 | [5 empty] | KPVS_8015-3/4_4P_300HP_15.00_BRZ | 6000
116 | 116 | 1220-5/6-6P-250HP KPVS | KPVS_1220-5/6_6P_250HP_17.26_BRZ | 10125.3 | 10125.3 | 20250.6 | 2 | 0 | 2 | A | KPVS_SplitCase | 14 | 12 | 14 | 24 | BranchMin14_BranchMax24 | 14 | 5 | 16 | 24 | HeaderMin16_HeaderMax24 | 24 | 4 | 20 | [20 empty] | NBS_060-135_4P_125HP_12.83_SS | 3426.3556 | [5 empty] | KPVS_8015-3/4_4P_300HP_15.00_BRZ | 6000
116 | 116 | 1220-5/6-6P-250HP KPVS | KPVS_1220-5/6_6P_250HP_17.26_BRZ | 10125.3 | 10125.3 | 20250.6 | 2 | 0 | 2 | A | KPVS_SplitCase | 14 | 12 | 14 | 24 | BranchMin14_BranchMax24 | 16 | 5 | 16 | 24 | HeaderMin16_HeaderMax24 | 16 | 4 | 20 | [20 empty] | NBS_060-135_4P_125HP_12.83_SS | 3426.3556 | [5 empty] | KPVS_8015-3/4_4P_300HP_15.00_BRZ | 6000 | INVALID
116 | 116 | 1220-5/6-6P-250HP KPVS | KPVS_1220-5/6_6P_250HP_17.26_BRZ | 10125.3 | 10125.3 | 20250.6 | 2 | 0 | 2 | A | KPVS_SplitCase | 14 | 12 | 14 | 24 | BranchMin14_BranchMax24 | 16 | 5 | 16 | 24 | HeaderMin16_HeaderMax24 | 18 | 4 | 20 | [20 empty] | NBS_060-135_4P_125HP_12.83_SS | 3426.3556 | [5 empty] | KPVS_8015-3/4_4P_300HP_15.00_BRZ | 6000
116 | 116 | 1220-5/6-6P-250HP KPVS | KPVS_1220-5/6_6P_250HP_17.26_BRZ | 10125.3 | 10125.3 | 20250.6 | 2 | 0 | 2 | A | KPVS_SplitCase | 14 | 12 | 14 | 24 | BranchMin14_BranchMax24 | 16 | 5 | 16 | 24 | HeaderMin16_HeaderMax24 | 20 | 4 | 20 | [20 empty] | NBS_060-135_4P_125HP_12.83_SS | 3426.3556 | [5 empty] | KPVS_8015-3/4_4P_300HP_15.00_BRZ | 6000
116 | 116 | 1220-5/6-6P-250HP KPVS | KPVS_1220-5/6_6P_250HP_17.26_BRZ | 10125.3 | 10125.3 | 20250.6 | 2 | 0 | 2 | A | KPVS_SplitCase | 14 | 12 | 14 | 24 | BranchMin14_BranchMax24 | 16 | 5 | 16 | 24 | HeaderMin16_HeaderMax24 | 24 | 4 | 20 | [20 empty] | NBS_060-135_4P_125HP_12.83_SS | 3426.3556 | [5 empty] | KPVS_8015-3/4_4P_300HP_15.00_BRZ | 6000
116 | 116 | 1220-5/6-6P-250HP KPVS | KPVS_1220-5/6_6P_250HP_17.26_BRZ | 10125.3 | 10125.3 | 20250.6 | 2 | 0 | 2 | A | KPVS_SplitCase | 14 | 12 | 14 | 24 | BranchMin14_BranchMax24 | 18 | 5 | 16 | 24 | HeaderMin16_HeaderMax24 | 16 | 4 | 20 | [20 empty] | NBS_060-135_4P_125HP_12.83_SS | 3426.3556 | [5 empty] | KPVS_8015-3/4_4P_300HP_15.00_BRZ | 6000 | INVALID
116 | 116 | 1220-5/6-6P-250HP KPVS | KPVS_1220-5/6_6P_250HP_17.26_BRZ | 10125.3 | 10125.3 | 20250.6 | 2 | 0 | 2 | A | KPVS_SplitCase | 14 | 12 | 14 | 24 | BranchMin14_BranchMax24 | 18 | 5 | 16 | 24 | HeaderMin16_HeaderMax24 | 18 | 4 | 20 | [20 empty] | NBS_060-135_4P_125HP_12.83_SS | 3426.3556 | [5 empty] | KPVS_8015-3/4_4P_300HP_15.00_BRZ | 6000 | INVALID
116 | 116 | 1220-5/6-6P-250HP KPVS | KPVS_1220-5/6_6P_250HP_17.26_BRZ | 10125.3 | 10125.3 | 20250.6 | 2 | 0 | 2 | A | KPVS_SplitCase | 14 | 12 | 14 | 24 | BranchMin14_BranchMax24 | 18 | 5 | 16 | 24 | HeaderMin16_HeaderMax24 | 20 | 4 | 20 | [20 empty] | NBS_060-135_4P_125HP_12.83_SS | 3426.3556 | [5 empty] | KPVS_8015-3/4_4P_300HP_15.00_BRZ | 6000
116 | 116 | 1220-5/6-6P-250HP KPVS | KPVS_1220-5/6_6P_250HP_17.26_BRZ | 10125.3 | 10125.3 | 20250.6 | 2 | 0 | 2 | A | KPVS_SplitCase | 14 | 12 | 14 | 24 | BranchMin14_BranchMax24 | 18 | 5 | 16 | 24 | HeaderMin16_HeaderMax24 | 24 | 4 | 20 | [20 empty] | NBS_060-135_4P_125HP_12.83_SS | 3426.3556 | [5 empty] | KPVS_8015-3/4_4P_300HP_15.00_BRZ | 6000
116 | 116 | 1220-5/6-6P-250HP KPVS | KPVS_1220-5/6_6P_250HP_17.26_BRZ | 10125.3 | 10125.3 | 20250.6 | 2 | 0 | 2 | A | KPVS_SplitCase | 14 | 12 | 14 | 24 | BranchMin14_BranchMax24 | 20 | 5 | 16 | 24 | HeaderMin16_HeaderMax24 | 16 | 4 | 20 | [20 empty] | NBS_060-135_4P_125HP_12.83_SS | 3426.3556 | [5 empty] | KPVS_8015-3/4_4P_300HP_15.00_BRZ | 6000 | INVALID
116 | 116 | 1220-5/6-6P-250HP KPVS | KPVS_1220-5/6_6P_250HP_17.26_BRZ | 10125.3 | 10125.3 | 20250.6 | 2 | 0 | 2 | A | KPVS_SplitCase | 14 | 12 | 14 | 24 | BranchMin14_BranchMax24 | 20 | 5 | 16 | 24 | HeaderMin16_HeaderMax24 | 18 | 4 | 20 | [20 empty] | NBS_060-135_4P_125HP_12.83_SS | 3426.3556 | [5 empty] | KPVS_8015-3/4_4P_300HP_15.00_BRZ | 6000 | INVALID
116 | 116 | 1220-5/6-6P-250HP KPVS | KPVS_1220-5/6_6P_250HP_17.26_BRZ | 10125.3 | 10125.3 | 20250.6 | 2 | 0 | 2 | A | KPVS_SplitCase | 14 | 12 | 14 | 24 | BranchMin14_BranchMax24 | 20 | 5 | 16 | 24 | HeaderMin16_HeaderMax24 | 20 | 4 | 20 | [20 empty] | NBS_060-135_4P_125HP_12.83_SS | 3426.3556 | [5 empty] | KPVS_8015-3/4_4P_300HP_15.00_BRZ | 6000 | INVALID
116 | 116 | 1220-5/6-6P-250HP KPVS | KPVS_1220-5/6_6P_250HP_17.26_BRZ | 10125.3 | 10125.3 | 20250.6 | 2 | 0 | 2 | A | KPVS_SplitCase | 14 | 12 | 14 | 24 | BranchMin14_BranchMax24 | 20 | 5 | 16 | 24 | HeaderMin16_HeaderMax24 | 24 | 4 | 20 | [20 empty] | NBS_060-135_4P_125HP_12.83_SS | 3426.3556 | [5 empty] | KPVS_8015-3/4_4P_300HP_15.00_BRZ | 6000
116 | 116 | 1220-5/6-6P-250HP KPVS | KPVS_1220-5/6_6P_250HP_17.26_BRZ | 10125.3 | 10125.3 | 20250.6 | 2 | 0 | 2 | A | KPVS_SplitCase | 14 | 12 | 14 | 24 | BranchMin14_BranchMax24 | 24 | 5 | 16 | 24 | HeaderMin16_HeaderMax24 | 16 | 4 | 20 | [20 empty] | NBS_060-135_4P_125HP_12.83_SS | 3426.3556 | [5 empty] | KPVS_8015-3/4_4P_300HP_15.00_BRZ | 6000 | INVALID
116 | 116 | 1220-5/6-6P-250HP KPVS | KPVS_1220-5/6_6P_250HP_17.26_BRZ | 10125.3 | 10125.3 | 20250.6 | 2 | 0 | 2 | A | KPVS_SplitCase | 14 | 12 | 14 | 24 | BranchMin14_BranchMax24 | 24 | 5 | 16 | 24 | HeaderMin16_HeaderMax24 | 18 | 4 | 20 | [20 empty] | NBS_060-135_4P_125HP_12.83_SS | 3426.3556 | [5 empty] | KPVS_8015-3/4_4P_300HP_15.00_BRZ | 6000 | INVALID
116 | 116 | 1220-5/6-6P-250HP KPVS | KPVS_1220-5/6_6P_250HP_17.26_BRZ | 10125.3 | 10125.3 | 20250.6 | 2 | 0 | 2 | A | KPVS_SplitCase | 14 | 12 | 14 | 24 | BranchMin14_BranchMax24 | 24 | 5 | 16 | 24 | HeaderMin16_HeaderMax24 | 20 | 4 | 20 | [20 empty] | NBS_060-135_4P_125HP_12.83_SS | 3426.3556 | [5 empty] | KPVS_8015-3/4_4P_300HP_15.00_BRZ | 6000 | INVALID
116 | 116 | 1220-5/6-6P-250HP KPVS | KPVS_1220-5/6_6P_250HP_17.26_BRZ | 10125.3 | 10125.3 | 20250.6 | 2 | 0 | 2 | A | KPVS_SplitCase | 14 | 12 | 14 | 24 | BranchMin14_BranchMax24 | 24 | 5 | 16 | 24 | HeaderMin16_HeaderMax24 | 24 | 4 | 20 | [20 empty] | NBS_060-135_4P_125HP_12.83_SS | 3426.3556 | [5 empty] | KPVS_8015-3/4_4P_300HP_15.00_BRZ | 6000 | INVALID
117 | 117 | 1220-5/6-6P-300HP KPVS | KPVS_1220-5/6_6P_300HP_18.18_BRZ | 10905.9 | 10905.9 | 21811.8 | 2 | 0 | 2 | A | KPVS_SplitCase | 14 | 12 | 14 | 24 | BranchMin14_BranchMax24 | 14 | 5 | 16 | 24 | HeaderMin16_HeaderMax24 | 16 | 4 | 20 | [20 empty] | NBS_060-150_4P_125HP_11.97_SS | 2867.819 | [5 empty] | KPVS_8015-3/4_4P_60HP_9.15_BRZ | 3658.5
117 | 117 | 1220-5/6-6P-300HP KPVS | KPVS_1220-5/6_6P_300HP_18.18_BRZ | 10905.9 | 10905.9 | 21811.8 | 2 | 0 | 2 | A | KPVS_SplitCase | 14 | 12 | 14 | 24 | BranchMin14_BranchMax24 | 14 | 5 | 16 | 24 | HeaderMin16_HeaderMax24 | 18 | 4 | 20 | [20 empty] | NBS_060-150_4P_125HP_11.97_SS | 2867.819 | [5 empty] | KPVS_8015-3/4_4P_60HP_9.15_BRZ | 3658.5
117 | 117 | 1220-5/6-6P-300HP KPVS | KPVS_1220-5/6_6P_300HP_18.18_BRZ | 10905.9 | 10905.9 | 21811.8 | 2 | 0 | 2 | A | KPVS_SplitCase | 14 | 12 | 14 | 24 | BranchMin14_BranchMax24 | 14 | 5 | 16 | 24 | HeaderMin16_HeaderMax24 | 20 | 4 | 20 | [20 empty] | NBS_060-150_4P_125HP_11.97_SS | 2867.819 | [5 empty] | KPVS_8015-3/4_4P_60HP_9.15_BRZ | 3658.5
117 | 117 | 1220-5/6-6P-300HP KPVS | KPVS_1220-5/6_6P_300HP_18.18_BRZ | 10905.9 | 10905.9 | 21811.8 | 2 | 0 | 2 | A | KPVS_SplitCase | 14 | 12 | 14 | 24 | BranchMin14_BranchMax24 | 14 | 5 | 16 | 24 | HeaderMin16_HeaderMax24 | 24 | 4 | 20 | [20 empty] | NBS_060-150_4P_125HP_11.97_SS | 2867.819 | [5 empty] | KPVS_8015-3/4_4P_60HP_9.15_BRZ | 3658.5
117 | 117 | 1220-5/6-6P-300HP KPVS | KPVS_1220-5/6_6P_300HP_18.18_BRZ | 10905.9 | 10905.9 | 21811.8 | 2 | 0 | 2 | A | KPVS_SplitCase | 14 | 12 | 14 | 24 | BranchMin14_BranchMax24 | 16 | 5 | 16 | 24 | HeaderMin16_HeaderMax24 | 16 | 4 | 20 | [20 empty] | NBS_060-150_4P_125HP_11.97_SS | 2867.819 | [5 empty] | KPVS_8015-3/4_4P_60HP_9.15_BRZ | 3658.5 | INVALID
117 | 117 | 1220-5/6-6P-300HP KPVS | KPVS_1220-5/6_6P_300HP_18.18_BRZ | 10905.9 | 10905.9 | 21811.8 | 2 | 0 | 2 | A | KPVS_SplitCase | 14 | 12 | 14 | 24 | BranchMin14_BranchMax24 | 16 | 5 | 16 | 24 | HeaderMin16_HeaderMax24 | 18 | 4 | 20 | [20 empty] | NBS_060-150_4P_125HP_11.97_SS | 2867.819 | [5 empty] | KPVS_8015-3/4_4P_60HP_9.15_BRZ | 3658.5
117 | 117 | 1220-5/6-6P-300HP KPVS | KPVS_1220-5/6_6P_300HP_18.18_BRZ | 10905.9 | 10905.9 | 21811.8 | 2 | 0 | 2 | A | KPVS_SplitCase | 14 | 12 | 14 | 24 | BranchMin14_BranchMax24 | 16 | 5 | 16 | 24 | HeaderMin16_HeaderMax24 | 20 | 4 | 20 | [20 empty] | NBS_060-150_4P_125HP_11.97_SS | 2867.819 | [5 empty] | KPVS_8015-3/4_4P_60HP_9.15_BRZ | 3658.5
117 | 117 | 1220-5/6-6P-300HP KPVS | KPVS_1220-5/6_6P_300HP_18.18_BRZ | 10905.9 | 10905.9 | 21811.8 | 2 | 0 | 2 | A | KPVS_SplitCase | 14 | 12 | 14 | 24 | BranchMin14_BranchMax24 | 16 | 5 | 16 | 24 | HeaderMin16_HeaderMax24 | 24 | 4 | 20 | [20 empty] | NBS_060-150_4P_125HP_11.97_SS | 2867.819 | [5 empty] | KPVS_8015-3/4_4P_60HP_9.15_BRZ | 3658.5
117 | 117 | 1220-5/6-6P-300HP KPVS | KPVS_1220-5/6_6P_300HP_18.18_BRZ | 10905.9 | 10905.9 | 21811.8 | 2 | 0 | 2 | A | KPVS_SplitCase | 14 | 12 | 14 | 24 | BranchMin14_BranchMax24 | 18 | 5 | 16 | 24 | HeaderMin16_HeaderMax24 | 16 | 4 | 20 | [20 empty] | NBS_060-150_4P_125HP_11.97_SS | 2867.819 | [5 empty] | KPVS_8015-3/4_4P_60HP_9.15_BRZ | 3658.5 | INVALID
117 | 117 | 1220-5/6-6P-300HP KPVS | KPVS_1220-5/6_6P_300HP_18.18_BRZ | 10905.9 | 10905.9 | 21811.8 | 2 | 0 | 2 | A | KPVS_SplitCase | 14 | 12 | 14 | 24 | BranchMin14_BranchMax24 | 18 | 5 | 16 | 24 | HeaderMin16_HeaderMax24 | 18 | 4 | 20 | [20 empty] | NBS_060-150_4P_125HP_11.97_SS | 2867.819 | [5 empty] | KPVS_8015-3/4_4P_60HP_9.15_BRZ | 3658.5 | INVALID
117 | 117 | 1220-5/6-6P-300HP KPVS | KPVS_1220-5/6_6P_300HP_18.18_BRZ | 10905.9 | 10905.9 | 21811.8 | 2 | 0 | 2 | A | KPVS_SplitCase | 14 | 12 | 14 | 24 | BranchMin14_BranchMax24 | 18 | 5 | 16 | 24 | HeaderMin16_HeaderMax24 | 20 | 4 | 20 | [20 empty] | NBS_060-150_4P_125HP_11.97_SS | 2867.819 | [5 empty] | KPVS_8015-3/4_4P_60HP_9.15_BRZ | 3658.5
117 | 117 | 1220-5/6-6P-300HP KPVS | KPVS_1220-5/6_6P_300HP_18.18_BRZ | 10905.9 | 10905.9 | 21811.8 | 2 | 0 | 2 | A | KPVS_SplitCase | 14 | 12 | 14 | 24 | BranchMin14_BranchMax24 | 18 | 5 | 16 | 24 | HeaderMin16_HeaderMax24 | 24 | 4 | 20 | [20 empty] | NBS_060-150_4P_125HP_11.97_SS | 2867.819 | [5 empty] | KPVS_8015-3/4_4P_60HP_9.15_BRZ | 3658.5
117 | 117 | 1220-5/6-6P-300HP KPVS | KPVS_1220-5/6_6P_300HP_18.18_BRZ | 10905.9 | 10905.9 | 21811.8 | 2 | 0 | 2 | A | KPVS_SplitCase | 14 | 12 | 14 | 24 | BranchMin14_BranchMax24 | 20 | 5 | 16 | 24 | HeaderMin16_HeaderMax24 | 16 | 4 | 20 | [20 empty] | NBS_060-150_4P_125HP_11.97_SS | 2867.819 | [5 empty] | KPVS_8015-3/4_4P_60HP_9.15_BRZ | 3658.5 | INVALID
117 | 117 | 1220-5/6-6P-300HP KPVS | KPVS_1220-5/6_6P_300HP_18.18_BRZ | 10905.9 | 10905.9 | 21811.8 | 2 | 0 | 2 | A | KPVS_SplitCase | 14 | 12 | 14 | 24 | BranchMin14_BranchMax24 | 20 | 5 | 16 | 24 | HeaderMin16_HeaderMax24 | 18 | 4 | 20 | [20 empty] | NBS_060-150_4P_125HP_11.97_SS | 2867.819 | [5 empty] | KPVS_8015-3/4_4P_60HP_9.15_BRZ | 3658.5 | INVALID
117 | 117 | 1220-5/6-6P-300HP KPVS | KPVS_1220-5/6_6P_300HP_18.18_BRZ | 10905.9 | 10905.9 | 21811.8 | 2 | 0 | 2 | A | KPVS_SplitCase | 14 | 12 | 14 | 24 | BranchMin14_BranchMax24 | 20 | 5 | 16 | 24 | HeaderMin16_HeaderMax24 | 20 | 4 | 20 | [20 empty] | NBS_060-150_4P_125HP_11.97_SS | 2867.819 | [5 empty] | KPVS_8015-3/4_4P_60HP_9.15_BRZ | 3658.5 | INVALID
117 | 117 | 1220-5/6-6P-300HP KPVS | KPVS_1220-5/6_6P_300HP_18.18_BRZ | 10905.9 | 10905.9 | 21811.8 | 2 | 0 | 2 | A | KPVS_SplitCase | 14 | 12 | 14 | 24 | BranchMin14_BranchMax24 | 20 | 5 | 16 | 24 | HeaderMin16_HeaderMax24 | 24 | 4 | 20 | [20 empty] | NBS_060-150_4P_125HP_11.97_SS | 2867.819 | [5 empty] | KPVS_8015-3/4_4P_60HP_9.15_BRZ | 3658.5
117 | 117 | 1220-5/6-6P-300HP KPVS | KPVS_1220-5/6_6P_300HP_18.18_BRZ | 10905.9 | 10905.9 | 21811.8 | 2 | 0 | 2 | A | KPVS_SplitCase | 14 | 12 | 14 | 24 | BranchMin14_BranchMax24 | 24 | 5 | 16 | 24 | HeaderMin16_HeaderMax24 | 16 | 4 | 20 | [20 empty] | NBS_060-150_4P_125HP_11.97_SS | 2867.819 | [5 empty] | KPVS_8015-3/4_4P_60HP_9.15_BRZ | 3658.5 | INVALID
117 | 117 | 1220-5/6-6P-300HP KPVS | KPVS_1220-5/6_6P_300HP_18.18_BRZ | 10905.9 | 10905.9 | 21811.8 | 2 | 0 | 2 | A | KPVS_SplitCase | 14 | 12 | 14 | 24 | BranchMin14_BranchMax24 | 24 | 5 | 16 | 24 | HeaderMin16_HeaderMax24 | 18 | 4 | 20 | [20 empty] | NBS_060-150_4P_125HP_11.97_SS | 2867.819 | [5 empty] | KPVS_8015-3/4_4P_60HP_9.15_BRZ | 3658.5 | INVALID
117 | 117 | 1220-5/6-6P-300HP KPVS | KPVS_1220-5/6_6P_300HP_18.18_BRZ | 10905.9 | 10905.9 | 21811.8 | 2 | 0 | 2 | A | KPVS_SplitCase | 14 | 12 | 14 | 24 | BranchMin14_BranchMax24 | 24 | 5 | 16 | 24 | HeaderMin16_HeaderMax24 | 20 | 4 | 20 | [20 empty] | NBS_060-150_4P_125HP_11.97_SS | 2867.819 | [5 empty] | KPVS_8015-3/4_4P_60HP_9.15_BRZ | 3658.5 | INVALID
117 | 117 | 1220-5/6-6P-300HP KPVS | KPVS_1220-5/6_6P_300HP_18.18_BRZ | 10905.9 | 10905.9 | 21811.8 | 2 | 0 | 2 | A | KPVS_SplitCase | 14 | 12 | 14 | 24 | BranchMin14_BranchMax24 | 24 | 5 | 16 | 24 | HeaderMin16_HeaderMax24 | 24 | 4 | 20 | [20 empty] | NBS_060-150_4P_125HP_11.97_SS | 2867.819 | [5 empty] | KPVS_8015-3/4_4P_60HP_9.15_BRZ | 3658.5 | INVALID
118 | 118 | 1415-1/2-4P-250HP KPVS | KPVS_1415-1/2_4P_250HP_12.73_BRZ | 10473.9 | 10473.9 | 20947.8 | 2 | 0 | 2 | A | KPVS_SplitCase | 16 | 14 | 16 | 24 | BranchMin16_BranchMax24 | 16 | 4 | 18 | 24 | HeaderMin18_HeaderMax24 | 18 | 3 | 12 | [20 empty] | NBS_060-150_4P_150HP_12.83_SS | 3379.8685 | [5 empty] | KPVS_8015-3/4_4P_75HP_9.92_BRZ | 3958.8
118 | 118 | 1415-1/2-4P-250HP KPVS | KPVS_1415-1/2_4P_250HP_12.73_BRZ | 10473.9 | 10473.9 | 20947.8 | 2 | 0 | 2 | A | KPVS_SplitCase | 16 | 14 | 16 | 24 | BranchMin16_BranchMax24 | 16 | 4 | 18 | 24 | HeaderMin18_HeaderMax24 | 20 | 3 | 12 | [20 empty] | NBS_060-150_4P_150HP_12.83_SS | 3379.8685 | [5 empty] | KPVS_8015-3/4_4P_75HP_9.92_BRZ | 3958.8
118 | 118 | 1415-1/2-4P-250HP KPVS | KPVS_1415-1/2_4P_250HP_12.73_BRZ | 10473.9 | 10473.9 | 20947.8 | 2 | 0 | 2 | A | KPVS_SplitCase | 16 | 14 | 16 | 24 | BranchMin16_BranchMax24 | 16 | 4 | 18 | 24 | HeaderMin18_HeaderMax24 | 24 | 3 | 12 | [20 empty] | NBS_060-150_4P_150HP_12.83_SS | 3379.8685 | [5 empty] | KPVS_8015-3/4_4P_75HP_9.92_BRZ | 3958.8
118 | 118 | 1415-1/2-4P-250HP KPVS | KPVS_1415-1/2_4P_250HP_12.73_BRZ | 10473.9 | 10473.9 | 20947.8 | 2 | 0 | 2 | A | KPVS_SplitCase | 16 | 14 | 16 | 24 | BranchMin16_BranchMax24 | 18 | 4 | 18 | 24 | HeaderMin18_HeaderMax24 | 18 | 3 | 12 | [20 empty] | NBS_060-150_4P_150HP_12.83_SS | 3379.8685 | [5 empty] | KPVS_8015-3/4_4P_75HP_9.92_BRZ | 3958.8 | INVALID
118 | 118 | 1415-1/2-4P-250HP KPVS | KPVS_1415-1/2_4P_250HP_12.73_BRZ | 10473.9 | 10473.9 | 20947.8 | 2 | 0 | 2 | A | KPVS_SplitCase | 16 | 14 | 16 | 24 | BranchMin16_BranchMax24 | 18 | 4 | 18 | 24 | HeaderMin18_HeaderMax24 | 20 | 3 | 12 | [20 empty] | NBS_060-150_4P_150HP_12.83_SS | 3379.8685 | [5 empty] | KPVS_8015-3/4_4P_75HP_9.92_BRZ | 3958.8
118 | 118 | 1415-1/2-4P-250HP KPVS | KPVS_1415-1/2_4P_250HP_12.73_BRZ | 10473.9 | 10473.9 | 20947.8 | 2 | 0 | 2 | A | KPVS_SplitCase | 16 | 14 | 16 | 24 | BranchMin16_BranchMax24 | 18 | 4 | 18 | 24 | HeaderMin18_HeaderMax24 | 24 | 3 | 12 | [20 empty] | NBS_060-150_4P_150HP_12.83_SS | 3379.8685 | [5 empty] | KPVS_8015-3/4_4P_75HP_9.92_BRZ | 3958.8
118 | 118 | 1415-1/2-4P-250HP KPVS | KPVS_1415-1/2_4P_250HP_12.73_BRZ | 10473.9 | 10473.9 | 20947.8 | 2 | 0 | 2 | A | KPVS_SplitCase | 16 | 14 | 16 | 24 | BranchMin16_BranchMax24 | 20 | 4 | 18 | 24 | HeaderMin18_HeaderMax24 | 18 | 3 | 12 | [20 empty] | NBS_060-150_4P_150HP_12.83_SS | 3379.8685 | [5 empty] | KPVS_8015-3/4_4P_75HP_9.92_BRZ | 3958.8 | INVALID
118 | 118 | 1415-1/2-4P-250HP KPVS | KPVS_1415-1/2_4P_250HP_12.73_BRZ | 10473.9 | 10473.9 | 20947.8 | 2 | 0 | 2 | A | KPVS_SplitCase | 16 | 14 | 16 | 24 | BranchMin16_BranchMax24 | 20 | 4 | 18 | 24 | HeaderMin18_HeaderMax24 | 20 | 3 | 12 | [20 empty] | NBS_060-150_4P_150HP_12.83_SS | 3379.8685 | [5 empty] | KPVS_8015-3/4_4P_75HP_9.92_BRZ | 3958.8 | INVALID
118 | 118 | 1415-1/2-4P-250HP KPVS | KPVS_1415-1/2_4P_250HP_12.73_BRZ | 10473.9 | 10473.9 | 20947.8 | 2 | 0 | 2 | A | KPVS_SplitCase | 16 | 14 | 16 | 24 | BranchMin16_BranchMax24 | 20 | 4 | 18 | 24 | HeaderMin18_HeaderMax24 | 24 | 3 | 12 | [20 empty] | NBS_060-150_4P_150HP_12.83_SS | 3379.8685 | [5 empty] | KPVS_8015-3/4_4P_75HP_9.92_BRZ | 3958.8
118 | 118 | 1415-1/2-4P-250HP KPVS | KPVS_1415-1/2_4P_250HP_12.73_BRZ | 10473.9 | 10473.9 | 20947.8 | 2 | 0 | 2 | A | KPVS_SplitCase | 16 | 14 | 16 | 24 | BranchMin16_BranchMax24 | 24 | 4 | 18 | 24 | HeaderMin18_HeaderMax24 | 18 | 3 | 12 | [20 empty] | NBS_060-150_4P_150HP_12.83_SS | 3379.8685 | [5 empty] | KPVS_8015-3/4_4P_75HP_9.92_BRZ | 3958.8 | INVALID
118 | 118 | 1415-1/2-4P-250HP KPVS | KPVS_1415-1/2_4P_250HP_12.73_BRZ | 10473.9 | 10473.9 | 20947.8 | 2 | 0 | 2 | A | KPVS_SplitCase | 16 | 14 | 16 | 24 | BranchMin16_BranchMax24 | 24 | 4 | 18 | 24 | HeaderMin18_HeaderMax24 | 20 | 3 | 12 | [20 empty] | NBS_060-150_4P_150HP_12.83_SS | 3379.8685 | [5 empty] | KPVS_8015-3/4_4P_75HP_9.92_BRZ | 3958.8 | INVALID
118 | 118 | 1415-1/2-4P-250HP KPVS | KPVS_1415-1/2_4P_250HP_12.73_BRZ | 10473.9 | 10473.9 | 20947.8 | 2 | 0 | 2 | A | KPVS_SplitCase | 16 | 14 | 16 | 24 | BranchMin16_BranchMax24 | 24 | 4 | 18 | 24 | HeaderMin18_HeaderMax24 | 24 | 3 | 12 | [20 empty] | NBS_060-150_4P_150HP_12.83_SS | 3379.8685 | [5 empty] | KPVS_8015-3/4_4P_75HP_9.92_BRZ | 3958.8 | INVALID
119 | 119 | 1415-1/2-4P-300HP KPVS | KPVS_1415-1/2_4P_300HP_13.48_BRZ | 11367.6 | 11367.6 | 22735.2 | 2 | 0 | 2 | A | KPVS_SplitCase | 16 | 14 | 16 | 24 | BranchMin16_BranchMax24 | 16 | 4 | 18 | 24 | HeaderMin18_HeaderMax24 | 18 | 3 | 12 | [20 empty] | NBS_060-150_4P_200HP_14.8_SS | 3737.7603 | [5 empty] | KPVS_8020-5/6_4P_250HP_14.05_BRZ | 5650.2
119 | 119 | 1415-1/2-4P-300HP KPVS | KPVS_1415-1/2_4P_300HP_13.48_BRZ | 11367.6 | 11367.6 | 22735.2 | 2 | 0 | 2 | A | KPVS_SplitCase | 16 | 14 | 16 | 24 | BranchMin16_BranchMax24 | 16 | 4 | 18 | 24 | HeaderMin18_HeaderMax24 | 20 | 3 | 12 | [20 empty] | NBS_060-150_4P_200HP_14.8_SS | 3737.7603 | [5 empty] | KPVS_8020-5/6_4P_250HP_14.05_BRZ | 5650.2
119 | 119 | 1415-1/2-4P-300HP KPVS | KPVS_1415-1/2_4P_300HP_13.48_BRZ | 11367.6 | 11367.6 | 22735.2 | 2 | 0 | 2 | A | KPVS_SplitCase | 16 | 14 | 16 | 24 | BranchMin16_BranchMax24 | 16 | 4 | 18 | 24 | HeaderMin18_HeaderMax24 | 24 | 3 | 12 | [20 empty] | NBS_060-150_4P_200HP_14.8_SS | 3737.7603 | [5 empty] | KPVS_8020-5/6_4P_250HP_14.05_BRZ | 5650.2
119 | 119 | 1415-1/2-4P-300HP KPVS | KPVS_1415-1/2_4P_300HP_13.48_BRZ | 11367.6 | 11367.6 | 22735.2 | 2 | 0 | 2 | A | KPVS_SplitCase | 16 | 14 | 16 | 24 | BranchMin16_BranchMax24 | 18 | 4 | 18 | 24 | HeaderMin18_HeaderMax24 | 18 | 3 | 12 | [20 empty] | NBS_060-150_4P_200HP_14.8_SS | 3737.7603 | [5 empty] | KPVS_8020-5/6_4P_250HP_14.05_BRZ | 5650.2 | INVALID
119 | 119 | 1415-1/2-4P-300HP KPVS | KPVS_1415-1/2_4P_300HP_13.48_BRZ | 11367.6 | 11367.6 | 22735.2 | 2 | 0 | 2 | A | KPVS_SplitCase | 16 | 14 | 16 | 24 | BranchMin16_BranchMax24 | 18 | 4 | 18 | 24 | HeaderMin18_HeaderMax24 | 20 | 3 | 12 | [20 empty] | NBS_060-150_4P_200HP_14.8_SS | 3737.7603 | [5 empty] | KPVS_8020-5/6_4P_250HP_14.05_BRZ | 5650.2
119 | 119 | 1415-1/2-4P-300HP KPVS | KPVS_1415-1/2_4P_300HP_13.48_BRZ | 11367.6 | 11367.6 | 22735.2 | 2 | 0 | 2 | A | KPVS_SplitCase | 16 | 14 | 16 | 24 | BranchMin16_BranchMax24 | 18 | 4 | 18 | 24 | HeaderMin18_HeaderMax24 | 24 | 3 | 12 | [20 empty] | NBS_060-150_4P_200HP_14.8_SS | 3737.7603 | [5 empty] | KPVS_8020-5/6_4P_250HP_14.05_BRZ | 5650.2
119 | 119 | 1415-1/2-4P-300HP KPVS | KPVS_1415-1/2_4P_300HP_13.48_BRZ | 11367.6 | 11367.6 | 22735.2 | 2 | 0 | 2 | A | KPVS_SplitCase | 16 | 14 | 16 | 24 | BranchMin16_BranchMax24 | 20 | 4 | 18 | 24 | HeaderMin18_HeaderMax24 | 18 | 3 | 12 | [20 empty] | NBS_060-150_4P_200HP_14.8_SS | 3737.7603 | [5 empty] | KPVS_8020-5/6_4P_250HP_14.05_BRZ | 5650.2 | INVALID
119 | 119 | 1415-1/2-4P-300HP KPVS | KPVS_1415-1/2_4P_300HP_13.48_BRZ | 11367.6 | 11367.6 | 22735.2 | 2 | 0 | 2 | A | KPVS_SplitCase | 16 | 14 | 16 | 24 | BranchMin16_BranchMax24 | 20 | 4 | 18 | 24 | HeaderMin18_HeaderMax24 | 20 | 3 | 12 | [20 empty] | NBS_060-150_4P_200HP_14.8_SS | 3737.7603 | [5 empty] | KPVS_8020-5/6_4P_250HP_14.05_BRZ | 5650.2 | INVALID
119 | 119 | 1415-1/2-4P-300HP KPVS | KPVS_1415-1/2_4P_300HP_13.48_BRZ | 11367.6 | 11367.6 | 22735.2 | 2 | 0 | 2 | A | KPVS_SplitCase | 16 | 14 | 16 | 24 | BranchMin16_BranchMax24 | 20 | 4 | 18 | 24 | HeaderMin18_HeaderMax24 | 24 | 3 | 12 | [20 empty] | NBS_060-150_4P_200HP_14.8_SS | 3737.7603 | [5 empty] | KPVS_8020-5/6_4P_250HP_14.05_BRZ | 5650.2
119 | 119 | 1415-1/2-4P-300HP KPVS | KPVS_1415-1/2_4P_300HP_13.48_BRZ | 11367.6 | 11367.6 | 22735.2 | 2 | 0 | 2 | A | KPVS_SplitCase | 16 | 14 | 16 | 24 | BranchMin16_BranchMax24 | 24 | 4 | 18 | 24 | HeaderMin18_HeaderMax24 | 18 | 3 | 12 | [20 empty] | NBS_060-150_4P_200HP_14.8_SS | 3737.7603 | [5 empty] | KPVS_8020-5/6_4P_250HP_14.05_BRZ | 5650.2 | INVALID
119 | 119 | 1415-1/2-4P-300HP KPVS | KPVS_1415-1/2_4P_300HP_13.48_BRZ | 11367.6 | 11367.6 | 22735.2 | 2 | 0 | 2 | A | KPVS_SplitCase | 16 | 14 | 16 | 24 | BranchMin16_BranchMax24 | 24 | 4 | 18 | 24 | HeaderMin18_HeaderMax24 | 20 | 3 | 12 | [20 empty] | NBS_060-150_4P_200HP_14.8_SS | 3737.7603 | [5 empty] | KPVS_8020-5/6_4P_250HP_14.05_BRZ | 5650.2 | INVALID
119 | 119 | 1415-1/2-4P-300HP KPVS | KPVS_1415-1/2_4P_300HP_13.48_BRZ | 11367.6 | 11367.6 | 22735.2 | 2 | 0 | 2 | A | KPVS_SplitCase | 16 | 14 | 16 | 24 | BranchMin16_BranchMax24 | 24 | 4 | 18 | 24 | HeaderMin18_HeaderMax24 | 24 | 3 | 12 | [20 empty] | NBS_060-150_4P_200HP_14.8_SS | 3737.7603 | [5 empty] | KPVS_8020-5/6_4P_250HP_14.05_BRZ | 5650.2 | INVALID
120 | 120 | 1415-3/4-4P-300HP KPVS | KPVS_1415-3/4_4P_300HP_13.24_BRZ | 11554.5 | 11554.5 | 23109 | 2 | 0 | 2 | A | KPVS_SplitCase | 18 | 14 | 18 | 24 | BranchMin18_BranchMax24 | 18 | 3 | 20 | 24 | HeaderMin20_HeaderMax24 | 20 | 2 | 6 | [20 empty] | NBS_060-150_4P_250HP_15.83_SS | 3875.064 | [5 empty] | KPVS_8020-5/6_4P_300HP_14.81_BRZ | 5920
120 | 120 | 1415-3/4-4P-300HP KPVS | KPVS_1415-3/4_4P_300HP_13.24_BRZ | 11554.5 | 11554.5 | 23109 | 2 | 0 | 2 | A | KPVS_SplitCase | 18 | 14 | 18 | 24 | BranchMin18_BranchMax24 | 18 | 3 | 20 | 24 | HeaderMin20_HeaderMax24 | 24 | 2 | 6 | [20 empty] | NBS_060-150_4P_250HP_15.83_SS | 3875.064 | [5 empty] | KPVS_8020-5/6_4P_300HP_14.81_BRZ | 5920
120 | 120 | 1415-3/4-4P-300HP KPVS | KPVS_1415-3/4_4P_300HP_13.24_BRZ | 11554.5 | 11554.5 | 23109 | 2 | 0 | 2 | A | KPVS_SplitCase | 18 | 14 | 18 | 24 | BranchMin18_BranchMax24 | 20 | 3 | 20 | 24 | HeaderMin20_HeaderMax24 | 20 | 2 | 6 | [20 empty] | NBS_060-150_4P_250HP_15.83_SS | 3875.064 | [5 empty] | KPVS_8020-5/6_4P_300HP_14.81_BRZ | 5920 | INVALID
120 | 120 | 1415-3/4-4P-300HP KPVS | KPVS_1415-3/4_4P_300HP_13.24_BRZ | 11554.5 | 11554.5 | 23109 | 2 | 0 | 2 | A | KPVS_SplitCase | 18 | 14 | 18 | 24 | BranchMin18_BranchMax24 | 20 | 3 | 20 | 24 | HeaderMin20_HeaderMax24 | 24 | 2 | 6 | [20 empty] | NBS_060-150_4P_250HP_15.83_SS | 3875.064 | [5 empty] | KPVS_8020-5/6_4P_300HP_14.81_BRZ | 5920
120 | 120 | 1415-3/4-4P-300HP KPVS | KPVS_1415-3/4_4P_300HP_13.24_BRZ | 11554.5 | 11554.5 | 23109 | 2 | 0 | 2 | A | KPVS_SplitCase | 18 | 14 | 18 | 24 | BranchMin18_BranchMax24 | 24 | 3 | 20 | 24 | HeaderMin20_HeaderMax24 | 20 | 2 | 6 | [20 empty] | NBS_060-150_4P_250HP_15.83_SS | 3875.064 | [5 empty] | KPVS_8020-5/6_4P_300HP_14.81_BRZ | 5920 | INVALID
120 | 120 | 1415-3/4-4P-300HP KPVS | KPVS_1415-3/4_4P_300HP_13.24_BRZ | 11554.5 | 11554.5 | 23109 | 2 | 0 | 2 | A | KPVS_SplitCase | 18 | 14 | 18 | 24 | BranchMin18_BranchMax24 | 24 | 3 | 20 | 24 | HeaderMin20_HeaderMax24 | 24 | 2 | 6 | [20 empty] | NBS_060-150_4P_250HP_15.83_SS | 3875.064 | [5 empty] | KPVS_8020-5/6_4P_300HP_14.81_BRZ | 5920 | INVALID
121 | 1 | 2095-1/2-2P-20HP KPVS | KPVS_2095-1/2_2P_25HP_7.19_BRZ | 404.6 | 404.6 | 809.2 | 3 | 0 | 3 | B | KPVS_SplitCase | 2.5 | 2 | 2.5 | 5 | BranchMin2.5_BranchMax5 | 2.5 | 4 | 3 | 6 | HeaderMin3_HeaderMax6 | 3 | 4 | 16 | [20 empty] | NBS_080-135_4P_60HP_9.84_SS | 4004.1439
121 | 1 | 2095-1/2-2P-20HP KPVS | KPVS_2095-1/2_2P_25HP_7.19_BRZ | 404.6 | 404.6 | 809.2 | 3 | 0 | 3 | B | KPVS_SplitCase | 2.5 | 2 | 2.5 | 5 | BranchMin2.5_BranchMax5 | 2.5 | 4 | 3 | 6 | HeaderMin3_HeaderMax6 | 4 | 4 | 16 | [20 empty] | NBS_080-135_4P_60HP_9.84_SS | 4004.1439
121 | 1 | 2095-1/2-2P-20HP KPVS | KPVS_2095-1/2_2P_25HP_7.19_BRZ | 404.6 | 404.6 | 809.2 | 3 | 0 | 3 | B | KPVS_SplitCase | 2.5 | 2 | 2.5 | 5 | BranchMin2.5_BranchMax5 | 2.5 | 4 | 3 | 6 | HeaderMin3_HeaderMax6 | 5 | 4 | 16 | [20 empty] | NBS_080-135_4P_60HP_9.84_SS | 4004.1439
121 | 1 | 2095-1/2-2P-20HP KPVS | KPVS_2095-1/2_2P_25HP_7.19_BRZ | 404.6 | 404.6 | 809.2 | 3 | 0 | 3 | B | KPVS_SplitCase | 2.5 | 2 | 2.5 | 5 | BranchMin2.5_BranchMax5 | 2.5 | 4 | 3 | 6 | HeaderMin3_HeaderMax6 | 6 | 4 | 16 | [20 empty] | NBS_080-135_4P_60HP_9.84_SS | 4004.1439
121 | 1 | 2095-1/2-2P-20HP KPVS | KPVS_2095-1/2_2P_25HP_7.19_BRZ | 404.6 | 404.6 | 809.2 | 3 | 0 | 3 | B | KPVS_SplitCase | 2.5 | 2 | 2.5 | 5 | BranchMin2.5_BranchMax5 | 3 | 4 | 3 | 6 | HeaderMin3_HeaderMax6 | 3 | 4 | 16 | [20 empty] | NBS_080-135_4P_60HP_9.84_SS | 4004.1439 | [7 empty] | INVALID
121 | 1 | 2095-1/2-2P-20HP KPVS | KPVS_2095-1/2_2P_25HP_7.19_BRZ | 404.6 | 404.6 | 809.2 | 3 | 0 | 3 | B | KPVS_SplitCase | 2.5 | 2 | 2.5 | 5 | BranchMin2.5_BranchMax5 | 3 | 4 | 3 | 6 | HeaderMin3_HeaderMax6 | 4 | 4 | 16 | [20 empty] | NBS_080-135_4P_60HP_9.84_SS | 4004.1439
121 | 1 | 2095-1/2-2P-20HP KPVS | KPVS_2095-1/2_2P_25HP_7.19_BRZ | 404.6 | 404.6 | 809.2 | 3 | 0 | 3 | B | KPVS_SplitCase | 2.5 | 2 | 2.5 | 5 | BranchMin2.5_BranchMax5 | 3 | 4 | 3 | 6 | HeaderMin3_HeaderMax6 | 5 | 4 | 16 | [20 empty] | NBS_080-135_4P_60HP_9.84_SS | 4004.1439
121 | 1 | 2095-1/2-2P-20HP KPVS | KPVS_2095-1/2_2P_25HP_7.19_BRZ | 404.6 | 404.6 | 809.2 | 3 | 0 | 3 | B | KPVS_SplitCase | 2.5 | 2 | 2.5 | 5 | BranchMin2.5_BranchMax5 | 3 | 4 | 3 | 6 | HeaderMin3_HeaderMax6 | 6 | 4 | 16 | [20 empty] | NBS_080-135_4P_60HP_9.84_SS | 4004.1439
121 | 1 | 2095-1/2-2P-20HP KPVS | KPVS_2095-1/2_2P_25HP_7.19_BRZ | 404.6 | 404.6 | 809.2 | 3 | 0 | 3 | B | KPVS_SplitCase | 2.5 | 2 | 2.5 | 5 | BranchMin2.5_BranchMax5 | 4 | 4 | 3 | 6 | HeaderMin3_HeaderMax6 | 3 | 4 | 16 | [20 empty] | NBS_080-135_4P_60HP_9.84_SS | 4004.1439 | [7 empty] | INVALID
121 | 1 | 2095-1/2-2P-20HP KPVS | KPVS_2095-1/2_2P_25HP_7.19_BRZ | 404.6 | 404.6 | 809.2 | 3 | 0 | 3 | B | KPVS_SplitCase | 2.5 | 2 | 2.5 | 5 | BranchMin2.5_BranchMax5 | 4 | 4 | 3 | 6 | HeaderMin3_HeaderMax6 | 4 | 4 | 16 | [20 empty] | NBS_080-135_4P_60HP_9.84_SS | 4004.1439 | [7 empty] | INVALID
121 | 1 | 2095-1/2-2P-20HP KPVS | KPVS_2095-1/2_2P_25HP_7.19_BRZ | 404.6 | 404.6 | 809.2 | 3 | 0 | 3 | B | KPVS_SplitCase | 2.5 | 2 | 2.5 | 5 | BranchMin2.5_BranchMax5 | 4 | 4 | 3 | 6 | HeaderMin3_HeaderMax6 | 5 | 4 | 16 | [20 empty] | NBS_080-135_4P_60HP_9.84_SS | 4004.1439
121 | 1 | 2095-1/2-2P-20HP KPVS | KPVS_2095-1/2_2P_25HP_7.19_BRZ | 404.6 | 404.6 | 809.2 | 3 | 0 | 3 | B | KPVS_SplitCase | 2.5 | 2 | 2.5 | 5 | BranchMin2.5_BranchMax5 | 4 | 4 | 3 | 6 | HeaderMin3_HeaderMax6 | 6 | 4 | 16 | [20 empty] | NBS_080-135_4P_60HP_9.84_SS | 4004.1439
121 | 1 | 2095-1/2-2P-20HP KPVS | KPVS_2095-1/2_2P_25HP_7.19_BRZ | 404.6 | 404.6 | 809.2 | 3 | 0 | 3 | B | KPVS_SplitCase | 2.5 | 2 | 2.5 | 5 | BranchMin2.5_BranchMax5 | 5 | 4 | 3 | 6 | HeaderMin3_HeaderMax6 | 3 | 4 | 16 | [20 empty] | NBS_080-135_4P_60HP_9.84_SS | 4004.1439 | [7 empty] | INVALID
121 | 1 | 2095-1/2-2P-20HP KPVS | KPVS_2095-1/2_2P_25HP_7.19_BRZ | 404.6 | 404.6 | 809.2 | 3 | 0 | 3 | B | KPVS_SplitCase | 2.5 | 2 | 2.5 | 5 | BranchMin2.5_BranchMax5 | 5 | 4 | 3 | 6 | HeaderMin3_HeaderMax6 | 4 | 4 | 16 | [20 empty] | NBS_080-135_4P_60HP_9.84_SS | 4004.1439 | [7 empty] | INVALID
121 | 1 | 2095-1/2-2P-20HP KPVS | KPVS_2095-1/2_2P_25HP_7.19_BRZ | 404.6 | 404.6 | 809.2 | 3 | 0 | 3 | B | KPVS_SplitCase | 2.5 | 2 | 2.5 | 5 | BranchMin2.5_BranchMax5 | 5 | 4 | 3 | 6 | HeaderMin3_HeaderMax6 | 5 | 4 | 16 | [20 empty] | NBS_080-135_4P_60HP_9.84_SS | 4004.1439 | [7 empty] | INVALID
121 | 1 | 2095-1/2-2P-20HP KPVS | KPVS_2095-1/2_2P_25HP_7.19_BRZ | 404.6 | 404.6 | 809.2 | 3 | 0 | 3 | B | KPVS_SplitCase | 2.5 | 2 | 2.5 | 5 | BranchMin2.5_BranchMax5 | 5 | 4 | 3 | 6 | HeaderMin3_HeaderMax6 | 6 | 4 | 16 | [20 empty] | NBS_080-135_4P_60HP_9.84_SS | 4004.1439
122 | 2 | 2095-1/2-2P-25HP KPVS | KPVS_2095-1/2_2P_30HP_7.57_BRZ | 435.2 | 435.2 | 870.4 | 3 | 0 | 3 | B | KPVS_SplitCase | 2.5 | 2 | 2.5 | 5 | BranchMin2.5_BranchMax5 | 2.5 | 4 | 3 | 6 | HeaderMin3_HeaderMax6 | 3 | 4 | 16 | [20 empty] | NBS_080-135_4P_75HP_10.31_SS | 4295.2175
122 | 2 | 2095-1/2-2P-25HP KPVS | KPVS_2095-1/2_2P_30HP_7.57_BRZ | 435.2 | 435.2 | 870.4 | 3 | 0 | 3 | B | KPVS_SplitCase | 2.5 | 2 | 2.5 | 5 | BranchMin2.5_BranchMax5 | 2.5 | 4 | 3 | 6 | HeaderMin3_HeaderMax6 | 4 | 4 | 16 | [20 empty] | NBS_080-135_4P_75HP_10.31_SS | 4295.2175
122 | 2 | 2095-1/2-2P-25HP KPVS | KPVS_2095-1/2_2P_30HP_7.57_BRZ | 435.2 | 435.2 | 870.4 | 3 | 0 | 3 | B | KPVS_SplitCase | 2.5 | 2 | 2.5 | 5 | BranchMin2.5_BranchMax5 | 2.5 | 4 | 3 | 6 | HeaderMin3_HeaderMax6 | 5 | 4 | 16 | [20 empty] | NBS_080-135_4P_75HP_10.31_SS | 4295.2175
122 | 2 | 2095-1/2-2P-25HP KPVS | KPVS_2095-1/2_2P_30HP_7.57_BRZ | 435.2 | 435.2 | 870.4 | 3 | 0 | 3 | B | KPVS_SplitCase | 2.5 | 2 | 2.5 | 5 | BranchMin2.5_BranchMax5 | 2.5 | 4 | 3 | 6 | HeaderMin3_HeaderMax6 | 6 | 4 | 16 | [20 empty] | NBS_080-135_4P_75HP_10.31_SS | 4295.2175
122 | 2 | 2095-1/2-2P-25HP KPVS | KPVS_2095-1/2_2P_30HP_7.57_BRZ | 435.2 | 435.2 | 870.4 | 3 | 0 | 3 | B | KPVS_SplitCase | 2.5 | 2 | 2.5 | 5 | BranchMin2.5_BranchMax5 | 3 | 4 | 3 | 6 | HeaderMin3_HeaderMax6 | 3 | 4 | 16 | [20 empty] | NBS_080-135_4P_75HP_10.31_SS | 4295.2175 | [7 empty] | INVALID
122 | 2 | 2095-1/2-2P-25HP KPVS | KPVS_2095-1/2_2P_30HP_7.57_BRZ | 435.2 | 435.2 | 870.4 | 3 | 0 | 3 | B | KPVS_SplitCase | 2.5 | 2 | 2.5 | 5 | BranchMin2.5_BranchMax5 | 3 | 4 | 3 | 6 | HeaderMin3_HeaderMax6 | 4 | 4 | 16 | [20 empty] | NBS_080-135_4P_75HP_10.31_SS | 4295.2175
122 | 2 | 2095-1/2-2P-25HP KPVS | KPVS_2095-1/2_2P_30HP_7.57_BRZ | 435.2 | 435.2 | 870.4 | 3 | 0 | 3 | B | KPVS_SplitCase | 2.5 | 2 | 2.5 | 5 | BranchMin2.5_BranchMax5 | 3 | 4 | 3 | 6 | HeaderMin3_HeaderMax6 | 5 | 4 | 16 | [20 empty] | NBS_080-135_4P_75HP_10.31_SS | 4295.2175
122 | 2 | 2095-1/2-2P-25HP KPVS | KPVS_2095-1/2_2P_30HP_7.57_BRZ | 435.2 | 435.2 | 870.4 | 3 | 0 | 3 | B | KPVS_SplitCase | 2.5 | 2 | 2.5 | 5 | BranchMin2.5_BranchMax5 | 3 | 4 | 3 | 6 | HeaderMin3_HeaderMax6 | 6 | 4 | 16 | [20 empty] | NBS_080-135_4P_75HP_10.31_SS | 4295.2175
122 | 2 | 2095-1/2-2P-25HP KPVS | KPVS_2095-1/2_2P_30HP_7.57_BRZ | 435.2 | 435.2 | 870.4 | 3 | 0 | 3 | B | KPVS_SplitCase | 2.5 | 2 | 2.5 | 5 | BranchMin2.5_BranchMax5 | 4 | 4 | 3 | 6 | HeaderMin3_HeaderMax6 | 3 | 4 | 16 | [20 empty] | NBS_080-135_4P_75HP_10.31_SS | 4295.2175 | [7 empty] | INVALID
122 | 2 | 2095-1/2-2P-25HP KPVS | KPVS_2095-1/2_2P_30HP_7.57_BRZ | 435.2 | 435.2 | 870.4 | 3 | 0 | 3 | B | KPVS_SplitCase | 2.5 | 2 | 2.5 | 5 | BranchMin2.5_BranchMax5 | 4 | 4 | 3 | 6 | HeaderMin3_HeaderMax6 | 4 | 4 | 16 | [20 empty] | NBS_080-135_4P_75HP_10.31_SS | 4295.2175 | [7 empty] | INVALID
122 | 2 | 2095-1/2-2P-25HP KPVS | KPVS_2095-1/2_2P_30HP_7.57_BRZ | 435.2 | 435.2 | 870.4 | 3 | 0 | 3 | B | KPVS_SplitCase | 2.5 | 2 | 2.5 | 5 | BranchMin2.5_BranchMax5 | 4 | 4 | 3 | 6 | HeaderMin3_HeaderMax6 | 5 | 4 | 16 | [20 empty] | NBS_080-135_4P_75HP_10.31_SS | 4295.2175
122 | 2 | 2095-1/2-2P-25HP KPVS | KPVS_2095-1/2_2P_30HP_7.57_BRZ | 435.2 | 435.2 | 870.4 | 3 | 0 | 3 | B | KPVS_SplitCase | 2.5 | 2 | 2.5 | 5 | BranchMin2.5_BranchMax5 | 4 | 4 | 3 | 6 | HeaderMin3_HeaderMax6 | 6 | 4 | 16 | [20 empty] | NBS_080-135_4P_75HP_10.31_SS | 4295.2175
122 | 2 | 2095-1/2-2P-25HP KPVS | KPVS_2095-1/2_2P_30HP_7.57_BRZ | 435.2 | 435.2 | 870.4 | 3 | 0 | 3 | B | KPVS_SplitCase | 2.5 | 2 | 2.5 | 5 | BranchMin2.5_BranchMax5 | 5 | 4 | 3 | 6 | HeaderMin3_HeaderMax6 | 3 | 4 | 16 | [20 empty] | NBS_080-135_4P_75HP_10.31_SS | 4295.2175 | [7 empty] | INVALID
122 | 2 | 2095-1/2-2P-25HP KPVS | KPVS_2095-1/2_2P_30HP_7.57_BRZ | 435.2 | 435.2 | 870.4 | 3 | 0 | 3 | B | KPVS_SplitCase | 2.5 | 2 | 2.5 | 5 | BranchMin2.5_BranchMax5 | 5 | 4 | 3 | 6 | HeaderMin3_HeaderMax6 | 4 | 4 | 16 | [20 empty] | NBS_080-135_4P_75HP_10.31_SS | 4295.2175 | [7 empty] | INVALID
122 | 2 | 2095-1/2-2P-25HP KPVS | KPVS_2095-1/2_2P_30HP_7.57_BRZ | 435.2 | 435.2 | 870.4 | 3 | 0 | 3 | B | KPVS_SplitCase | 2.5 | 2 | 2.5 | 5 | BranchMin2.5_BranchMax5 | 5 | 4 | 3 | 6 | HeaderMin3_HeaderMax6 | 5 | 4 | 16 | [20 empty] | NBS_080-135_4P_75HP_10.31_SS | 4295.2175 | [7 empty] | INVALID
122 | 2 | 2095-1/2-2P-25HP KPVS | KPVS_2095-1/2_2P_30HP_7.57_BRZ | 435.2 | 435.2 | 870.4 | 3 | 0 | 3 | B | KPVS_SplitCase | 2.5 | 2 | 2.5 | 5 | BranchMin2.5_BranchMax5 | 5 | 4 | 3 | 6 | HeaderMin3_HeaderMax6 | 6 | 4 | 16 | [20 empty] | NBS_080-135_4P_75HP_10.31_SS | 4295.2175
123 | 3 | 2095-1/2-2P-30HP KPVS | KPVS_2095-1/2_2P_40HP_8.07_BRZ | 476.1 | 476.1 | 952.2 | 3 | 0 | 3 | B | KPVS_SplitCase | 2.5 | 2 | 2.5 | 5 | BranchMin2.5_BranchMax5 | 2.5 | 4 | 3 | 8 | HeaderMin3_HeaderMax8 | 3 | 5 | 20 | [20 empty] | NBS_080-135_4P_100HP_11.26_SS | 4595.0968
123 | 3 | 2095-1/2-2P-30HP KPVS | KPVS_2095-1/2_2P_40HP_8.07_BRZ | 476.1 | 476.1 | 952.2 | 3 | 0 | 3 | B | KPVS_SplitCase | 2.5 | 2 | 2.5 | 5 | BranchMin2.5_BranchMax5 | 2.5 | 4 | 3 | 8 | HeaderMin3_HeaderMax8 | 4 | 5 | 20 | [20 empty] | NBS_080-135_4P_100HP_11.26_SS | 4595.0968
123 | 3 | 2095-1/2-2P-30HP KPVS | KPVS_2095-1/2_2P_40HP_8.07_BRZ | 476.1 | 476.1 | 952.2 | 3 | 0 | 3 | B | KPVS_SplitCase | 2.5 | 2 | 2.5 | 5 | BranchMin2.5_BranchMax5 | 2.5 | 4 | 3 | 8 | HeaderMin3_HeaderMax8 | 5 | 5 | 20 | [20 empty] | NBS_080-135_4P_100HP_11.26_SS | 4595.0968
123 | 3 | 2095-1/2-2P-30HP KPVS | KPVS_2095-1/2_2P_40HP_8.07_BRZ | 476.1 | 476.1 | 952.2 | 3 | 0 | 3 | B | KPVS_SplitCase | 2.5 | 2 | 2.5 | 5 | BranchMin2.5_BranchMax5 | 2.5 | 4 | 3 | 8 | HeaderMin3_HeaderMax8 | 6 | 5 | 20 | [20 empty] | NBS_080-135_4P_100HP_11.26_SS | 4595.0968
123 | 3 | 2095-1/2-2P-30HP KPVS | KPVS_2095-1/2_2P_40HP_8.07_BRZ | 476.1 | 476.1 | 952.2 | 3 | 0 | 3 | B | KPVS_SplitCase | 2.5 | 2 | 2.5 | 5 | BranchMin2.5_BranchMax5 | 2.5 | 4 | 3 | 8 | HeaderMin3_HeaderMax8 | 8 | 5 | 20 | [20 empty] | NBS_080-135_4P_100HP_11.26_SS | 4595.0968
123 | 3 | 2095-1/2-2P-30HP KPVS | KPVS_2095-1/2_2P_40HP_8.07_BRZ | 476.1 | 476.1 | 952.2 | 3 | 0 | 3 | B | KPVS_SplitCase | 2.5 | 2 | 2.5 | 5 | BranchMin2.5_BranchMax5 | 3 | 4 | 3 | 8 | HeaderMin3_HeaderMax8 | 3 | 5 | 20 | [20 empty] | NBS_080-135_4P_100HP_11.26_SS | 4595.0968 | [7 empty] | INVALID
123 | 3 | 2095-1/2-2P-30HP KPVS | KPVS_2095-1/2_2P_40HP_8.07_BRZ | 476.1 | 476.1 | 952.2 | 3 | 0 | 3 | B | KPVS_SplitCase | 2.5 | 2 | 2.5 | 5 | BranchMin2.5_BranchMax5 | 3 | 4 | 3 | 8 | HeaderMin3_HeaderMax8 | 4 | 5 | 20 | [20 empty] | NBS_080-135_4P_100HP_11.26_SS | 4595.0968
123 | 3 | 2095-1/2-2P-30HP KPVS | KPVS_2095-1/2_2P_40HP_8.07_BRZ | 476.1 | 476.1 | 952.2 | 3 | 0 | 3 | B | KPVS_SplitCase | 2.5 | 2 | 2.5 | 5 | BranchMin2.5_BranchMax5 | 3 | 4 | 3 | 8 | HeaderMin3_HeaderMax8 | 5 | 5 | 20 | [20 empty] | NBS_080-135_4P_100HP_11.26_SS | 4595.0968
123 | 3 | 2095-1/2-2P-30HP KPVS | KPVS_2095-1/2_2P_40HP_8.07_BRZ | 476.1 | 476.1 | 952.2 | 3 | 0 | 3 | B | KPVS_SplitCase | 2.5 | 2 | 2.5 | 5 | BranchMin2.5_BranchMax5 | 3 | 4 | 3 | 8 | HeaderMin3_HeaderMax8 | 6 | 5 | 20 | [20 empty] | NBS_080-135_4P_100HP_11.26_SS | 4595.0968
123 | 3 | 2095-1/2-2P-30HP KPVS | KPVS_2095-1/2_2P_40HP_8.07_BRZ | 476.1 | 476.1 | 952.2 | 3 | 0 | 3 | B | KPVS_SplitCase | 2.5 | 2 | 2.5 | 5 | BranchMin2.5_BranchMax5 | 3 | 4 | 3 | 8 | HeaderMin3_HeaderMax8 | 8 | 5 | 20 | [20 empty] | NBS_080-135_4P_100HP_11.26_SS | 4595.0968
123 | 3 | 2095-1/2-2P-30HP KPVS | KPVS_2095-1/2_2P_40HP_8.07_BRZ | 476.1 | 476.1 | 952.2 | 3 | 0 | 3 | B | KPVS_SplitCase | 2.5 | 2 | 2.5 | 5 | BranchMin2.5_BranchMax5 | 4 | 4 | 3 | 8 | HeaderMin3_HeaderMax8 | 3 | 5 | 20 | [20 empty] | NBS_080-135_4P_100HP_11.26_SS | 4595.0968 | [7 empty] | INVALID
123 | 3 | 2095-1/2-2P-30HP KPVS | KPVS_2095-1/2_2P_40HP_8.07_BRZ | 476.1 | 476.1 | 952.2 | 3 | 0 | 3 | B | KPVS_SplitCase | 2.5 | 2 | 2.5 | 5 | BranchMin2.5_BranchMax5 | 4 | 4 | 3 | 8 | HeaderMin3_HeaderMax8 | 4 | 5 | 20 | [20 empty] | NBS_080-135_4P_100HP_11.26_SS | 4595.0968 | [7 empty] | INVALID
123 | 3 | 2095-1/2-2P-30HP KPVS | KPVS_2095-1/2_2P_40HP_8.07_BRZ | 476.1 | 476.1 | 952.2 | 3 | 0 | 3 | B | KPVS_SplitCase | 2.5 | 2 | 2.5 | 5 | BranchMin2.5_BranchMax5 | 4 | 4 | 3 | 8 | HeaderMin3_HeaderMax8 | 5 | 5 | 20 | [20 empty] | NBS_080-135_4P_100HP_11.26_SS | 4595.0968
123 | 3 | 2095-1/2-2P-30HP KPVS | KPVS_2095-1/2_2P_40HP_8.07_BRZ | 476.1 | 476.1 | 952.2 | 3 | 0 | 3 | B | KPVS_SplitCase | 2.5 | 2 | 2.5 | 5 | BranchMin2.5_BranchMax5 | 4 | 4 | 3 | 8 | HeaderMin3_HeaderMax8 | 6 | 5 | 20 | [20 empty] | NBS_080-135_4P_100HP_11.26_SS | 4595.0968
123 | 3 | 2095-1/2-2P-30HP KPVS | KPVS_2095-1/2_2P_40HP_8.07_BRZ | 476.1 | 476.1 | 952.2 | 3 | 0 | 3 | B | KPVS_SplitCase | 2.5 | 2 | 2.5 | 5 | BranchMin2.5_BranchMax5 | 4 | 4 | 3 | 8 | HeaderMin3_HeaderMax8 | 8 | 5 | 20 | [20 empty] | NBS_080-135_4P_100HP_11.26_SS | 4595.0968
123 | 3 | 2095-1/2-2P-30HP KPVS | KPVS_2095-1/2_2P_40HP_8.07_BRZ | 476.1 | 476.1 | 952.2 | 3 | 0 | 3 | B | KPVS_SplitCase | 2.5 | 2 | 2.5 | 5 | BranchMin2.5_BranchMax5 | 5 | 4 | 3 | 8 | HeaderMin3_HeaderMax8 | 3 | 5 | 20 | [20 empty] | NBS_080-135_4P_100HP_11.26_SS | 4595.0968 | [7 empty] | INVALID
123 | 3 | 2095-1/2-2P-30HP KPVS | KPVS_2095-1/2_2P_40HP_8.07_BRZ | 476.1 | 476.1 | 952.2 | 3 | 0 | 3 | B | KPVS_SplitCase | 2.5 | 2 | 2.5 | 5 | BranchMin2.5_BranchMax5 | 5 | 4 | 3 | 8 | HeaderMin3_HeaderMax8 | 4 | 5 | 20 | [20 empty] | NBS_080-135_4P_100HP_11.26_SS | 4595.0968 | [7 empty] | INVALID
123 | 3 | 2095-1/2-2P-30HP KPVS | KPVS_2095-1/2_2P_40HP_8.07_BRZ | 476.1 | 476.1 | 952.2 | 3 | 0 | 3 | B | KPVS_SplitCase | 2.5 | 2 | 2.5 | 5 | BranchMin2.5_BranchMax5 | 5 | 4 | 3 | 8 | HeaderMin3_HeaderMax8 | 5 | 5 | 20 | [20 empty] | NBS_080-135_4P_100HP_11.26_SS | 4595.0968 | [7 empty] | INVALID
123 | 3 | 2095-1/2-2P-30HP KPVS | KPVS_2095-1/2_2P_40HP_8.07_BRZ | 476.1 | 476.1 | 952.2 | 3 | 0 | 3 | B | KPVS_SplitCase | 2.5 | 2 | 2.5 | 5 | BranchMin2.5_BranchMax5 | 5 | 4 | 3 | 8 | HeaderMin3_HeaderMax8 | 6 | 5 | 20 | [20 empty] | NBS_080-135_4P_100HP_11.26_SS | 4595.0968
123 | 3 | 2095-1/2-2P-30HP KPVS | KPVS_2095-1/2_2P_40HP_8.07_BRZ | 476.1 | 476.1 | 952.2 | 3 | 0 | 3 | B | KPVS_SplitCase | 2.5 | 2 | 2.5 | 5 | BranchMin2.5_BranchMax5 | 5 | 4 | 3 | 8 | HeaderMin3_HeaderMax8 | 8 | 5 | 20 | [20 empty] | NBS_080-135_4P_100HP_11.26_SS | 4595.0968
124 | 4 | 2095-1/2-2P-40HP KPVS | KPVS_2095-1/2_2P_50HP_8.60_BRZ | 521.2 | 521.2 | 1042.4 | 3 | 0 | 3 | B | KPVS_SplitCase | 2.5 | 2 | 2.5 | 5 | BranchMin2.5_BranchMax5 | 2.5 | 4 | 3 | 8 | HeaderMin3_HeaderMax8 | 3 | 5 | 20 | [20 empty] | NBS_080-135_4P_125HP_11.89_SS | 4656.6379
124 | 4 | 2095-1/2-2P-40HP KPVS | KPVS_2095-1/2_2P_50HP_8.60_BRZ | 521.2 | 521.2 | 1042.4 | 3 | 0 | 3 | B | KPVS_SplitCase | 2.5 | 2 | 2.5 | 5 | BranchMin2.5_BranchMax5 | 2.5 | 4 | 3 | 8 | HeaderMin3_HeaderMax8 | 4 | 5 | 20 | [20 empty] | NBS_080-135_4P_125HP_11.89_SS | 4656.6379
124 | 4 | 2095-1/2-2P-40HP KPVS | KPVS_2095-1/2_2P_50HP_8.60_BRZ | 521.2 | 521.2 | 1042.4 | 3 | 0 | 3 | B | KPVS_SplitCase | 2.5 | 2 | 2.5 | 5 | BranchMin2.5_BranchMax5 | 2.5 | 4 | 3 | 8 | HeaderMin3_HeaderMax8 | 5 | 5 | 20 | [20 empty] | NBS_080-135_4P_125HP_11.89_SS | 4656.6379
124 | 4 | 2095-1/2-2P-40HP KPVS | KPVS_2095-1/2_2P_50HP_8.60_BRZ | 521.2 | 521.2 | 1042.4 | 3 | 0 | 3 | B | KPVS_SplitCase | 2.5 | 2 | 2.5 | 5 | BranchMin2.5_BranchMax5 | 2.5 | 4 | 3 | 8 | HeaderMin3_HeaderMax8 | 6 | 5 | 20 | [20 empty] | NBS_080-135_4P_125HP_11.89_SS | 4656.6379
124 | 4 | 2095-1/2-2P-40HP KPVS | KPVS_2095-1/2_2P_50HP_8.60_BRZ | 521.2 | 521.2 | 1042.4 | 3 | 0 | 3 | B | KPVS_SplitCase | 2.5 | 2 | 2.5 | 5 | BranchMin2.5_BranchMax5 | 2.5 | 4 | 3 | 8 | HeaderMin3_HeaderMax8 | 8 | 5 | 20 | [20 empty] | NBS_080-135_4P_125HP_11.89_SS | 4656.6379
124 | 4 | 2095-1/2-2P-40HP KPVS | KPVS_2095-1/2_2P_50HP_8.60_BRZ | 521.2 | 521.2 | 1042.4 | 3 | 0 | 3 | B | KPVS_SplitCase | 2.5 | 2 | 2.5 | 5 | BranchMin2.5_BranchMax5 | 3 | 4 | 3 | 8 | HeaderMin3_HeaderMax8 | 3 | 5 | 20 | [20 empty] | NBS_080-135_4P_125HP_11.89_SS | 4656.6379 | [7 empty] | INVALID
124 | 4 | 2095-1/2-2P-40HP KPVS | KPVS_2095-1/2_2P_50HP_8.60_BRZ | 521.2 | 521.2 | 1042.4 | 3 | 0 | 3 | B | KPVS_SplitCase | 2.5 | 2 | 2.5 | 5 | BranchMin2.5_BranchMax5 | 3 | 4 | 3 | 8 | HeaderMin3_HeaderMax8 | 4 | 5 | 20 | [20 empty] | NBS_080-135_4P_125HP_11.89_SS | 4656.6379
124 | 4 | 2095-1/2-2P-40HP KPVS | KPVS_2095-1/2_2P_50HP_8.60_BRZ | 521.2 | 521.2 | 1042.4 | 3 | 0 | 3 | B | KPVS_SplitCase | 2.5 | 2 | 2.5 | 5 | BranchMin2.5_BranchMax5 | 3 | 4 | 3 | 8 | HeaderMin3_HeaderMax8 | 5 | 5 | 20 | [20 empty] | NBS_080-135_4P_125HP_11.89_SS | 4656.6379
124 | 4 | 2095-1/2-2P-40HP KPVS | KPVS_2095-1/2_2P_50HP_8.60_BRZ | 521.2 | 521.2 | 1042.4 | 3 | 0 | 3 | B | KPVS_SplitCase | 2.5 | 2 | 2.5 | 5 | BranchMin2.5_BranchMax5 | 3 | 4 | 3 | 8 | HeaderMin3_HeaderMax8 | 6 | 5 | 20 | [20 empty] | NBS_080-135_4P_125HP_11.89_SS | 4656.6379
124 | 4 | 2095-1/2-2P-40HP KPVS | KPVS_2095-1/2_2P_50HP_8.60_BRZ | 521.2 | 521.2 | 1042.4 | 3 | 0 | 3 | B | KPVS_SplitCase | 2.5 | 2 | 2.5 | 5 | BranchMin2.5_BranchMax5 | 3 | 4 | 3 | 8 | HeaderMin3_HeaderMax8 | 8 | 5 | 20 | [20 empty] | NBS_080-135_4P_125HP_11.89_SS | 4656.6379
124 | 4 | 2095-1/2-2P-40HP KPVS | KPVS_2095-1/2_2P_50HP_8.60_BRZ | 521.2 | 521.2 | 1042.4 | 3 | 0 | 3 | B | KPVS_SplitCase | 2.5 | 2 | 2.5 | 5 | BranchMin2.5_BranchMax5 | 4 | 4 | 3 | 8 | HeaderMin3_HeaderMax8 | 3 | 5 | 20 | [20 empty] | NBS_080-135_4P_125HP_11.89_SS | 4656.6379 | [7 empty] | INVALID
124 | 4 | 2095-1/2-2P-40HP KPVS | KPVS_2095-1/2_2P_50HP_8.60_BRZ | 521.2 | 521.2 | 1042.4 | 3 | 0 | 3 | B | KPVS_SplitCase | 2.5 | 2 | 2.5 | 5 | BranchMin2.5_BranchMax5 | 4 | 4 | 3 | 8 | HeaderMin3_HeaderMax8 | 4 | 5 | 20 | [20 empty] | NBS_080-135_4P_125HP_11.89_SS | 4656.6379 | [7 empty] | INVALID
124 | 4 | 2095-1/2-2P-40HP KPVS | KPVS_2095-1/2_2P_50HP_8.60_BRZ | 521.2 | 521.2 | 1042.4 | 3 | 0 | 3 | B | KPVS_SplitCase | 2.5 | 2 | 2.5 | 5 | BranchMin2.5_BranchMax5 | 4 | 4 | 3 | 8 | HeaderMin3_HeaderMax8 | 5 | 5 | 20 | [20 empty] | NBS_080-135_4P_125HP_11.89_SS | 4656.6379
124 | 4 | 2095-1/2-2P-40HP KPVS | KPVS_2095-1/2_2P_50HP_8.60_BRZ | 521.2 | 521.2 | 1042.4 | 3 | 0 | 3 | B | KPVS_SplitCase | 2.5 | 2 | 2.5 | 5 | BranchMin2.5_BranchMax5 | 4 | 4 | 3 | 8 | HeaderMin3_HeaderMax8 | 6 | 5 | 20 | [20 empty] | NBS_080-135_4P_125HP_11.89_SS | 4656.6379
124 | 4 | 2095-1/2-2P-40HP KPVS | KPVS_2095-1/2_2P_50HP_8.60_BRZ | 521.2 | 521.2 | 1042.4 | 3 | 0 | 3 | B | KPVS_SplitCase | 2.5 | 2 | 2.5 | 5 | BranchMin2.5_BranchMax5 | 4 | 4 | 3 | 8 | HeaderMin3_HeaderMax8 | 8 | 5 | 20 | [20 empty] | NBS_080-135_4P_125HP_11.89_SS | 4656.6379
124 | 4 | 2095-1/2-2P-40HP KPVS | KPVS_2095-1/2_2P_50HP_8.60_BRZ | 521.2 | 521.2 | 1042.4 | 3 | 0 | 3 | B | KPVS_SplitCase | 2.5 | 2 | 2.5 | 5 | BranchMin2.5_BranchMax5 | 5 | 4 | 3 | 8 | HeaderMin3_HeaderMax8 | 3 | 5 | 20 | [20 empty] | NBS_080-135_4P_125HP_11.89_SS | 4656.6379 | [7 empty] | INVALID
124 | 4 | 2095-1/2-2P-40HP KPVS | KPVS_2095-1/2_2P_50HP_8.60_BRZ | 521.2 | 521.2 | 1042.4 | 3 | 0 | 3 | B | KPVS_SplitCase | 2.5 | 2 | 2.5 | 5 | BranchMin2.5_BranchMax5 | 5 | 4 | 3 | 8 | HeaderMin3_HeaderMax8 | 4 | 5 | 20 | [20 empty] | NBS_080-135_4P_125HP_11.89_SS | 4656.6379 | [7 empty] | INVALID
124 | 4 | 2095-1/2-2P-40HP KPVS | KPVS_2095-1/2_2P_50HP_8.60_BRZ | 521.2 | 521.2 | 1042.4 | 3 | 0 | 3 | B | KPVS_SplitCase | 2.5 | 2 | 2.5 | 5 | BranchMin2.5_BranchMax5 | 5 | 4 | 3 | 8 | HeaderMin3_HeaderMax8 | 5 | 5 | 20 | [20 empty] | NBS_080-135_4P_125HP_11.89_SS | 4656.6379 | [7 empty] | INVALID
124 | 4 | 2095-1/2-2P-40HP KPVS | KPVS_2095-1/2_2P_50HP_8.60_BRZ | 521.2 | 521.2 | 1042.4 | 3 | 0 | 3 | B | KPVS_SplitCase | 2.5 | 2 | 2.5 | 5 | BranchMin2.5_BranchMax5 | 5 | 4 | 3 | 8 | HeaderMin3_HeaderMax8 | 6 | 5 | 20 | [20 empty] | NBS_080-135_4P_125HP_11.89_SS | 4656.6379
124 | 4 | 2095-1/2-2P-40HP KPVS | KPVS_2095-1/2_2P_50HP_8.60_BRZ | 521.2 | 521.2 | 1042.4 | 3 | 0 | 3 | B | KPVS_SplitCase | 2.5 | 2 | 2.5 | 5 | BranchMin2.5_BranchMax5 | 5 | 4 | 3 | 8 | HeaderMin3_HeaderMax8 | 8 | 5 | 20 | [20 empty] | NBS_080-135_4P_125HP_11.89_SS | 4656.6379
125 | 5 | 2095-1/2-2P-50HP KPVS | KPVS_2095-1/2_2P_60HP_9.11_BRZ | 565.7 | 565.7 | 1131.4 | 3 | 0 | 3 | B | KPVS_SplitCase | 2.5 | 2 | 2.5 | 5 | BranchMin2.5_BranchMax5 | 2.5 | 4 | 3 | 8 | HeaderMin3_HeaderMax8 | 3 | 5 | 20 | [20 empty] | NBS_080-135_4P_150HP_12.60_SS | 4664.6626
125 | 5 | 2095-1/2-2P-50HP KPVS | KPVS_2095-1/2_2P_60HP_9.11_BRZ | 565.7 | 565.7 | 1131.4 | 3 | 0 | 3 | B | KPVS_SplitCase | 2.5 | 2 | 2.5 | 5 | BranchMin2.5_BranchMax5 | 2.5 | 4 | 3 | 8 | HeaderMin3_HeaderMax8 | 4 | 5 | 20 | [20 empty] | NBS_080-135_4P_150HP_12.60_SS | 4664.6626
125 | 5 | 2095-1/2-2P-50HP KPVS | KPVS_2095-1/2_2P_60HP_9.11_BRZ | 565.7 | 565.7 | 1131.4 | 3 | 0 | 3 | B | KPVS_SplitCase | 2.5 | 2 | 2.5 | 5 | BranchMin2.5_BranchMax5 | 2.5 | 4 | 3 | 8 | HeaderMin3_HeaderMax8 | 5 | 5 | 20 | [20 empty] | NBS_080-135_4P_150HP_12.60_SS | 4664.6626
125 | 5 | 2095-1/2-2P-50HP KPVS | KPVS_2095-1/2_2P_60HP_9.11_BRZ | 565.7 | 565.7 | 1131.4 | 3 | 0 | 3 | B | KPVS_SplitCase | 2.5 | 2 | 2.5 | 5 | BranchMin2.5_BranchMax5 | 2.5 | 4 | 3 | 8 | HeaderMin3_HeaderMax8 | 6 | 5 | 20 | [20 empty] | NBS_080-135_4P_150HP_12.60_SS | 4664.6626
125 | 5 | 2095-1/2-2P-50HP KPVS | KPVS_2095-1/2_2P_60HP_9.11_BRZ | 565.7 | 565.7 | 1131.4 | 3 | 0 | 3 | B | KPVS_SplitCase | 2.5 | 2 | 2.5 | 5 | BranchMin2.5_BranchMax5 | 2.5 | 4 | 3 | 8 | HeaderMin3_HeaderMax8 | 8 | 5 | 20 | [20 empty] | NBS_080-135_4P_150HP_12.60_SS | 4664.6626
125 | 5 | 2095-1/2-2P-50HP KPVS | KPVS_2095-1/2_2P_60HP_9.11_BRZ | 565.7 | 565.7 | 1131.4 | 3 | 0 | 3 | B | KPVS_SplitCase | 2.5 | 2 | 2.5 | 5 | BranchMin2.5_BranchMax5 | 3 | 4 | 3 | 8 | HeaderMin3_HeaderMax8 | 3 | 5 | 20 | [20 empty] | NBS_080-135_4P_150HP_12.60_SS | 4664.6626 | [7 empty] | INVALID
125 | 5 | 2095-1/2-2P-50HP KPVS | KPVS_2095-1/2_2P_60HP_9.11_BRZ | 565.7 | 565.7 | 1131.4 | 3 | 0 | 3 | B | KPVS_SplitCase | 2.5 | 2 | 2.5 | 5 | BranchMin2.5_BranchMax5 | 3 | 4 | 3 | 8 | HeaderMin3_HeaderMax8 | 4 | 5 | 20 | [20 empty] | NBS_080-135_4P_150HP_12.60_SS | 4664.6626
125 | 5 | 2095-1/2-2P-50HP KPVS | KPVS_2095-1/2_2P_60HP_9.11_BRZ | 565.7 | 565.7 | 1131.4 | 3 | 0 | 3 | B | KPVS_SplitCase | 2.5 | 2 | 2.5 | 5 | BranchMin2.5_BranchMax5 | 3 | 4 | 3 | 8 | HeaderMin3_HeaderMax8 | 5 | 5 | 20 | [20 empty] | NBS_080-135_4P_150HP_12.60_SS | 4664.6626
125 | 5 | 2095-1/2-2P-50HP KPVS | KPVS_2095-1/2_2P_60HP_9.11_BRZ | 565.7 | 565.7 | 1131.4 | 3 | 0 | 3 | B | KPVS_SplitCase | 2.5 | 2 | 2.5 | 5 | BranchMin2.5_BranchMax5 | 3 | 4 | 3 | 8 | HeaderMin3_HeaderMax8 | 6 | 5 | 20 | [20 empty] | NBS_080-135_4P_150HP_12.60_SS | 4664.6626
125 | 5 | 2095-1/2-2P-50HP KPVS | KPVS_2095-1/2_2P_60HP_9.11_BRZ | 565.7 | 565.7 | 1131.4 | 3 | 0 | 3 | B | KPVS_SplitCase | 2.5 | 2 | 2.5 | 5 | BranchMin2.5_BranchMax5 | 3 | 4 | 3 | 8 | HeaderMin3_HeaderMax8 | 8 | 5 | 20 | [20 empty] | NBS_080-135_4P_150HP_12.60_SS | 4664.6626
125 | 5 | 2095-1/2-2P-50HP KPVS | KPVS_2095-1/2_2P_60HP_9.11_BRZ | 565.7 | 565.7 | 1131.4 | 3 | 0 | 3 | B | KPVS_SplitCase | 2.5 | 2 | 2.5 | 5 | BranchMin2.5_BranchMax5 | 4 | 4 | 3 | 8 | HeaderMin3_HeaderMax8 | 3 | 5 | 20 | [20 empty] | NBS_080-135_4P_150HP_12.60_SS | 4664.6626 | [7 empty] | INVALID
125 | 5 | 2095-1/2-2P-50HP KPVS | KPVS_2095-1/2_2P_60HP_9.11_BRZ | 565.7 | 565.7 | 1131.4 | 3 | 0 | 3 | B | KPVS_SplitCase | 2.5 | 2 | 2.5 | 5 | BranchMin2.5_BranchMax5 | 4 | 4 | 3 | 8 | HeaderMin3_HeaderMax8 | 4 | 5 | 20 | [20 empty] | NBS_080-135_4P_150HP_12.60_SS | 4664.6626 | [7 empty] | INVALID
125 | 5 | 2095-1/2-2P-50HP KPVS | KPVS_2095-1/2_2P_60HP_9.11_BRZ | 565.7 | 565.7 | 1131.4 | 3 | 0 | 3 | B | KPVS_SplitCase | 2.5 | 2 | 2.5 | 5 | BranchMin2.5_BranchMax5 | 4 | 4 | 3 | 8 | HeaderMin3_HeaderMax8 | 5 | 5 | 20 | [20 empty] | NBS_080-135_4P_150HP_12.60_SS | 4664.6626
125 | 5 | 2095-1/2-2P-50HP KPVS | KPVS_2095-1/2_2P_60HP_9.11_BRZ | 565.7 | 565.7 | 1131.4 | 3 | 0 | 3 | B | KPVS_SplitCase | 2.5 | 2 | 2.5 | 5 | BranchMin2.5_BranchMax5 | 4 | 4 | 3 | 8 | HeaderMin3_HeaderMax8 | 6 | 5 | 20 | [20 empty] | NBS_080-135_4P_150HP_12.60_SS | 4664.6626
125 | 5 | 2095-1/2-2P-50HP KPVS | KPVS_2095-1/2_2P_60HP_9.11_BRZ | 565.7 | 565.7 | 1131.4 | 3 | 0 | 3 | B | KPVS_SplitCase | 2.5 | 2 | 2.5 | 5 | BranchMin2.5_BranchMax5 | 4 | 4 | 3 | 8 | HeaderMin3_HeaderMax8 | 8 | 5 | 20 | [20 empty] | NBS_080-135_4P_150HP_12.60_SS | 4664.6626
125 | 5 | 2095-1/2-2P-50HP KPVS | KPVS_2095-1/2_2P_60HP_9.11_BRZ | 565.7 | 565.7 | 1131.4 | 3 | 0 | 3 | B | KPVS_SplitCase | 2.5 | 2 | 2.5 | 5 | BranchMin2.5_BranchMax5 | 5 | 4 | 3 | 8 | HeaderMin3_HeaderMax8 | 3 | 5 | 20 | [20 empty] | NBS_080-135_4P_150HP_12.60_SS | 4664.6626 | [7 empty] | INVALID
125 | 5 | 2095-1/2-2P-50HP KPVS | KPVS_2095-1/2_2P_60HP_9.11_BRZ | 565.7 | 565.7 | 1131.4 | 3 | 0 | 3 | B | KPVS_SplitCase | 2.5 | 2 | 2.5 | 5 | BranchMin2.5_BranchMax5 | 5 | 4 | 3 | 8 | HeaderMin3_HeaderMax8 | 4 | 5 | 20 | [20 empty] | NBS_080-135_4P_150HP_12.60_SS | 4664.6626 | [7 empty] | INVALID
125 | 5 | 2095-1/2-2P-50HP KPVS | KPVS_2095-1/2_2P_60HP_9.11_BRZ | 565.7 | 565.7 | 1131.4 | 3 | 0 | 3 | B | KPVS_SplitCase | 2.5 | 2 | 2.5 | 5 | BranchMin2.5_BranchMax5 | 5 | 4 | 3 | 8 | HeaderMin3_HeaderMax8 | 5 | 5 | 20 | [20 empty] | NBS_080-135_4P_150HP_12.60_SS | 4664.6626 | [7 empty] | INVALID
125 | 5 | 2095-1/2-2P-50HP KPVS | KPVS_2095-1/2_2P_60HP_9.11_BRZ | 565.7 | 565.7 | 1131.4 | 3 | 0 | 3 | B | KPVS_SplitCase | 2.5 | 2 | 2.5 | 5 | BranchMin2.5_BranchMax5 | 5 | 4 | 3 | 8 | HeaderMin3_HeaderMax8 | 6 | 5 | 20 | [20 empty] | NBS_080-135_4P_150HP_12.60_SS | 4664.6626
125 | 5 | 2095-1/2-2P-50HP KPVS | KPVS_2095-1/2_2P_60HP_9.11_BRZ | 565.7 | 565.7 | 1131.4 | 3 | 0 | 3 | B | KPVS_SplitCase | 2.5 | 2 | 2.5 | 5 | BranchMin2.5_BranchMax5 | 5 | 4 | 3 | 8 | HeaderMin3_HeaderMax8 | 8 | 5 | 20 | [20 empty] | NBS_080-135_4P_150HP_12.60_SS | 4664.6626
126 | 6 | 2095-1/2-2P-60HP KPVS | KPVS_2095-1/2_2P_75HP_9.50_BRZ | 600 | 600 | 1200 | 3 | 0 | 3 | B | KPVS_SplitCase | 2.5 | 2 | 2.5 | 5 | BranchMin2.5_BranchMax5 | 2.5 | 4 | 3 | 8 | HeaderMin3_HeaderMax8 | 3 | 5 | 20 | [20 empty] | NBS_080-150_4P_125HP_12.20_SS | 3448.9864
126 | 6 | 2095-1/2-2P-60HP KPVS | KPVS_2095-1/2_2P_75HP_9.50_BRZ | 600 | 600 | 1200 | 3 | 0 | 3 | B | KPVS_SplitCase | 2.5 | 2 | 2.5 | 5 | BranchMin2.5_BranchMax5 | 2.5 | 4 | 3 | 8 | HeaderMin3_HeaderMax8 | 4 | 5 | 20 | [20 empty] | NBS_080-150_4P_125HP_12.20_SS | 3448.9864
126 | 6 | 2095-1/2-2P-60HP KPVS | KPVS_2095-1/2_2P_75HP_9.50_BRZ | 600 | 600 | 1200 | 3 | 0 | 3 | B | KPVS_SplitCase | 2.5 | 2 | 2.5 | 5 | BranchMin2.5_BranchMax5 | 2.5 | 4 | 3 | 8 | HeaderMin3_HeaderMax8 | 5 | 5 | 20 | [20 empty] | NBS_080-150_4P_125HP_12.20_SS | 3448.9864
126 | 6 | 2095-1/2-2P-60HP KPVS | KPVS_2095-1/2_2P_75HP_9.50_BRZ | 600 | 600 | 1200 | 3 | 0 | 3 | B | KPVS_SplitCase | 2.5 | 2 | 2.5 | 5 | BranchMin2.5_BranchMax5 | 2.5 | 4 | 3 | 8 | HeaderMin3_HeaderMax8 | 6 | 5 | 20 | [20 empty] | NBS_080-150_4P_125HP_12.20_SS | 3448.9864
126 | 6 | 2095-1/2-2P-60HP KPVS | KPVS_2095-1/2_2P_75HP_9.50_BRZ | 600 | 600 | 1200 | 3 | 0 | 3 | B | KPVS_SplitCase | 2.5 | 2 | 2.5 | 5 | BranchMin2.5_BranchMax5 | 2.5 | 4 | 3 | 8 | HeaderMin3_HeaderMax8 | 8 | 5 | 20 | [20 empty] | NBS_080-150_4P_125HP_12.20_SS | 3448.9864
126 | 6 | 2095-1/2-2P-60HP KPVS | KPVS_2095-1/2_2P_75HP_9.50_BRZ | 600 | 600 | 1200 | 3 | 0 | 3 | B | KPVS_SplitCase | 2.5 | 2 | 2.5 | 5 | BranchMin2.5_BranchMax5 | 3 | 4 | 3 | 8 | HeaderMin3_HeaderMax8 | 3 | 5 | 20 | [20 empty] | NBS_080-150_4P_125HP_12.20_SS | 3448.9864 | [7 empty] | INVALID
126 | 6 | 2095-1/2-2P-60HP KPVS | KPVS_2095-1/2_2P_75HP_9.50_BRZ | 600 | 600 | 1200 | 3 | 0 | 3 | B | KPVS_SplitCase | 2.5 | 2 | 2.5 | 5 | BranchMin2.5_BranchMax5 | 3 | 4 | 3 | 8 | HeaderMin3_HeaderMax8 | 4 | 5 | 20 | [20 empty] | NBS_080-150_4P_125HP_12.20_SS | 3448.9864
126 | 6 | 2095-1/2-2P-60HP KPVS | KPVS_2095-1/2_2P_75HP_9.50_BRZ | 600 | 600 | 1200 | 3 | 0 | 3 | B | KPVS_SplitCase | 2.5 | 2 | 2.5 | 5 | BranchMin2.5_BranchMax5 | 3 | 4 | 3 | 8 | HeaderMin3_HeaderMax8 | 5 | 5 | 20 | [20 empty] | NBS_080-150_4P_125HP_12.20_SS | 3448.9864
126 | 6 | 2095-1/2-2P-60HP KPVS | KPVS_2095-1/2_2P_75HP_9.50_BRZ | 600 | 600 | 1200 | 3 | 0 | 3 | B | KPVS_SplitCase | 2.5 | 2 | 2.5 | 5 | BranchMin2.5_BranchMax5 | 3 | 4 | 3 | 8 | HeaderMin3_HeaderMax8 | 6 | 5 | 20 | [20 empty] | NBS_080-150_4P_125HP_12.20_SS | 3448.9864
126 | 6 | 2095-1/2-2P-60HP KPVS | KPVS_2095-1/2_2P_75HP_9.50_BRZ | 600 | 600 | 1200 | 3 | 0 | 3 | B | KPVS_SplitCase | 2.5 | 2 | 2.5 | 5 | BranchMin2.5_BranchMax5 | 3 | 4 | 3 | 8 | HeaderMin3_HeaderMax8 | 8 | 5 | 20 | [20 empty] | NBS_080-150_4P_125HP_12.20_SS | 3448.9864
126 | 6 | 2095-1/2-2P-60HP KPVS | KPVS_2095-1/2_2P_75HP_9.50_BRZ | 600 | 600 | 1200 | 3 | 0 | 3 | B | KPVS_SplitCase | 2.5 | 2 | 2.5 | 5 | BranchMin2.5_BranchMax5 | 4 | 4 | 3 | 8 | HeaderMin3_HeaderMax8 | 3 | 5 | 20 | [20 empty] | NBS_080-150_4P_125HP_12.20_SS | 3448.9864 | [7 empty] | INVALID
126 | 6 | 2095-1/2-2P-60HP KPVS | KPVS_2095-1/2_2P_75HP_9.50_BRZ | 600 | 600 | 1200 | 3 | 0 | 3 | B | KPVS_SplitCase | 2.5 | 2 | 2.5 | 5 | BranchMin2.5_BranchMax5 | 4 | 4 | 3 | 8 | HeaderMin3_HeaderMax8 | 4 | 5 | 20 | [20 empty] | NBS_080-150_4P_125HP_12.20_SS | 3448.9864 | [7 empty] | INVALID
126 | 6 | 2095-1/2-2P-60HP KPVS | KPVS_2095-1/2_2P_75HP_9.50_BRZ | 600 | 600 | 1200 | 3 | 0 | 3 | B | KPVS_SplitCase | 2.5 | 2 | 2.5 | 5 | BranchMin2.5_BranchMax5 | 4 | 4 | 3 | 8 | HeaderMin3_HeaderMax8 | 5 | 5 | 20 | [20 empty] | NBS_080-150_4P_125HP_12.20_SS | 3448.9864
126 | 6 | 2095-1/2-2P-60HP KPVS | KPVS_2095-1/2_2P_75HP_9.50_BRZ | 600 | 600 | 1200 | 3 | 0 | 3 | B | KPVS_SplitCase | 2.5 | 2 | 2.5 | 5 | BranchMin2.5_BranchMax5 | 4 | 4 | 3 | 8 | HeaderMin3_HeaderMax8 | 6 | 5 | 20 | [20 empty] | NBS_080-150_4P_125HP_12.20_SS | 3448.9864
126 | 6 | 2095-1/2-2P-60HP KPVS | KPVS_2095-1/2_2P_75HP_9.50_BRZ | 600 | 600 | 1200 | 3 | 0 | 3 | B | KPVS_SplitCase | 2.5 | 2 | 2.5 | 5 | BranchMin2.5_BranchMax5 | 4 | 4 | 3 | 8 | HeaderMin3_HeaderMax8 | 8 | 5 | 20 | [20 empty] | NBS_080-150_4P_125HP_12.20_SS | 3448.9864
126 | 6 | 2095-1/2-2P-60HP KPVS | KPVS_2095-1/2_2P_75HP_9.50_BRZ | 600 | 600 | 1200 | 3 | 0 | 3 | B | KPVS_SplitCase | 2.5 | 2 | 2.5 | 5 | BranchMin2.5_BranchMax5 | 5 | 4 | 3 | 8 | HeaderMin3_HeaderMax8 | 3 | 5 | 20 | [20 empty] | NBS_080-150_4P_125HP_12.20_SS | 3448.9864 | [7 empty] | INVALID
126 | 6 | 2095-1/2-2P-60HP KPVS | KPVS_2095-1/2_2P_75HP_9.50_BRZ | 600 | 600 | 1200 | 3 | 0 | 3 | B | KPVS_SplitCase | 2.5 | 2 | 2.5 | 5 | BranchMin2.5_BranchMax5 | 5 | 4 | 3 | 8 | HeaderMin3_HeaderMax8 | 4 | 5 | 20 | [20 empty] | NBS_080-150_4P_125HP_12.20_SS | 3448.9864 | [7 empty] | INVALID
126 | 6 | 2095-1/2-2P-60HP KPVS | KPVS_2095-1/2_2P_75HP_9.50_BRZ | 600 | 600 | 1200 | 3 | 0 | 3 | B | KPVS_SplitCase | 2.5 | 2 | 2.5 | 5 | BranchMin2.5_BranchMax5 | 5 | 4 | 3 | 8 | HeaderMin3_HeaderMax8 | 5 | 5 | 20 | [20 empty] | NBS_080-150_4P_125HP_12.20_SS | 3448.9864 | [7 empty] | INVALID
126 | 6 | 2095-1/2-2P-60HP KPVS | KPVS_2095-1/2_2P_75HP_9.50_BRZ | 600 | 600 | 1200 | 3 | 0 | 3 | B | KPVS_SplitCase | 2.5 | 2 | 2.5 | 5 | BranchMin2.5_BranchMax5 | 5 | 4 | 3 | 8 | HeaderMin3_HeaderMax8 | 6 | 5 | 20 | [20 empty] | NBS_080-150_4P_125HP_12.20_SS | 3448.9864
126 | 6 | 2095-1/2-2P-60HP KPVS | KPVS_2095-1/2_2P_75HP_9.50_BRZ | 600 | 600 | 1200 | 3 | 0 | 3 | B | KPVS_SplitCase | 2.5 | 2 | 2.5 | 5 | BranchMin2.5_BranchMax5 | 5 | 4 | 3 | 8 | HeaderMin3_HeaderMax8 | 8 | 5 | 20 | [20 empty] | NBS_080-150_4P_125HP_12.20_SS | 3448.9864
127 | 7 | 2095-1/2-2P-75HP KPVS | KPVS_2095-1/2_2P_40HP_8.07_BRZ | 476.1 | 476.1 | 952.2 | 3 | 0 | 3 | B | KPVS_SplitCase | 2.5 | 2 | 2.5 | 5 | BranchMin2.5_BranchMax5 | 2.5 | 4 | 3 | 8 | HeaderMin3_HeaderMax8 | 3 | 5 | 20 | [20 empty] | NBS_080-150_4P_150HP_12.99_SS | 3639.5425
127 | 7 | 2095-1/2-2P-75HP KPVS | KPVS_2095-1/2_2P_40HP_8.07_BRZ | 476.1 | 476.1 | 952.2 | 3 | 0 | 3 | B | KPVS_SplitCase | 2.5 | 2 | 2.5 | 5 | BranchMin2.5_BranchMax5 | 2.5 | 4 | 3 | 8 | HeaderMin3_HeaderMax8 | 4 | 5 | 20 | [20 empty] | NBS_080-150_4P_150HP_12.99_SS | 3639.5425
127 | 7 | 2095-1/2-2P-75HP KPVS | KPVS_2095-1/2_2P_40HP_8.07_BRZ | 476.1 | 476.1 | 952.2 | 3 | 0 | 3 | B | KPVS_SplitCase | 2.5 | 2 | 2.5 | 5 | BranchMin2.5_BranchMax5 | 2.5 | 4 | 3 | 8 | HeaderMin3_HeaderMax8 | 5 | 5 | 20 | [20 empty] | NBS_080-150_4P_150HP_12.99_SS | 3639.5425
127 | 7 | 2095-1/2-2P-75HP KPVS | KPVS_2095-1/2_2P_40HP_8.07_BRZ | 476.1 | 476.1 | 952.2 | 3 | 0 | 3 | B | KPVS_SplitCase | 2.5 | 2 | 2.5 | 5 | BranchMin2.5_BranchMax5 | 2.5 | 4 | 3 | 8 | HeaderMin3_HeaderMax8 | 6 | 5 | 20 | [20 empty] | NBS_080-150_4P_150HP_12.99_SS | 3639.5425
127 | 7 | 2095-1/2-2P-75HP KPVS | KPVS_2095-1/2_2P_40HP_8.07_BRZ | 476.1 | 476.1 | 952.2 | 3 | 0 | 3 | B | KPVS_SplitCase | 2.5 | 2 | 2.5 | 5 | BranchMin2.5_BranchMax5 | 2.5 | 4 | 3 | 8 | HeaderMin3_HeaderMax8 | 8 | 5 | 20 | [20 empty] | NBS_080-150_4P_150HP_12.99_SS | 3639.5425
127 | 7 | 2095-1/2-2P-75HP KPVS | KPVS_2095-1/2_2P_40HP_8.07_BRZ | 476.1 | 476.1 | 952.2 | 3 | 0 | 3 | B | KPVS_SplitCase | 2.5 | 2 | 2.5 | 5 | BranchMin2.5_BranchMax5 | 3 | 4 | 3 | 8 | HeaderMin3_HeaderMax8 | 3 | 5 | 20 | [20 empty] | NBS_080-150_4P_150HP_12.99_SS | 3639.5425 | [7 empty] | INVALID
127 | 7 | 2095-1/2-2P-75HP KPVS | KPVS_2095-1/2_2P_40HP_8.07_BRZ | 476.1 | 476.1 | 952.2 | 3 | 0 | 3 | B | KPVS_SplitCase | 2.5 | 2 | 2.5 | 5 | BranchMin2.5_BranchMax5 | 3 | 4 | 3 | 8 | HeaderMin3_HeaderMax8 | 4 | 5 | 20 | [20 empty] | NBS_080-150_4P_150HP_12.99_SS | 3639.5425
127 | 7 | 2095-1/2-2P-75HP KPVS | KPVS_2095-1/2_2P_40HP_8.07_BRZ | 476.1 | 476.1 | 952.2 | 3 | 0 | 3 | B | KPVS_SplitCase | 2.5 | 2 | 2.5 | 5 | BranchMin2.5_BranchMax5 | 3 | 4 | 3 | 8 | HeaderMin3_HeaderMax8 | 5 | 5 | 20 | [20 empty] | NBS_080-150_4P_150HP_12.99_SS | 3639.5425
127 | 7 | 2095-1/2-2P-75HP KPVS | KPVS_2095-1/2_2P_40HP_8.07_BRZ | 476.1 | 476.1 | 952.2 | 3 | 0 | 3 | B | KPVS_SplitCase | 2.5 | 2 | 2.5 | 5 | BranchMin2.5_BranchMax5 | 3 | 4 | 3 | 8 | HeaderMin3_HeaderMax8 | 6 | 5 | 20 | [20 empty] | NBS_080-150_4P_150HP_12.99_SS | 3639.5425
127 | 7 | 2095-1/2-2P-75HP KPVS | KPVS_2095-1/2_2P_40HP_8.07_BRZ | 476.1 | 476.1 | 952.2 | 3 | 0 | 3 | B | KPVS_SplitCase | 2.5 | 2 | 2.5 | 5 | BranchMin2.5_BranchMax5 | 3 | 4 | 3 | 8 | HeaderMin3_HeaderMax8 | 8 | 5 | 20 | [20 empty] | NBS_080-150_4P_150HP_12.99_SS | 3639.5425
127 | 7 | 2095-1/2-2P-75HP KPVS | KPVS_2095-1/2_2P_40HP_8.07_BRZ | 476.1 | 476.1 | 952.2 | 3 | 0 | 3 | B | KPVS_SplitCase | 2.5 | 2 | 2.5 | 5 | BranchMin2.5_BranchMax5 | 4 | 4 | 3 | 8 | HeaderMin3_HeaderMax8 | 3 | 5 | 20 | [20 empty] | NBS_080-150_4P_150HP_12.99_SS | 3639.5425 | [7 empty] | INVALID
127 | 7 | 2095-1/2-2P-75HP KPVS | KPVS_2095-1/2_2P_40HP_8.07_BRZ | 476.1 | 476.1 | 952.2 | 3 | 0 | 3 | B | KPVS_SplitCase | 2.5 | 2 | 2.5 | 5 | BranchMin2.5_BranchMax5 | 4 | 4 | 3 | 8 | HeaderMin3_HeaderMax8 | 4 | 5 | 20 | [20 empty] | NBS_080-150_4P_150HP_12.99_SS | 3639.5425 | [7 empty] | INVALID
127 | 7 | 2095-1/2-2P-75HP KPVS | KPVS_2095-1/2_2P_40HP_8.07_BRZ | 476.1 | 476.1 | 952.2 | 3 | 0 | 3 | B | KPVS_SplitCase | 2.5 | 2 | 2.5 | 5 | BranchMin2.5_BranchMax5 | 4 | 4 | 3 | 8 | HeaderMin3_HeaderMax8 | 5 | 5 | 20 | [20 empty] | NBS_080-150_4P_150HP_12.99_SS | 3639.5425
127 | 7 | 2095-1/2-2P-75HP KPVS | KPVS_2095-1/2_2P_40HP_8.07_BRZ | 476.1 | 476.1 | 952.2 | 3 | 0 | 3 | B | KPVS_SplitCase | 2.5 | 2 | 2.5 | 5 | BranchMin2.5_BranchMax5 | 4 | 4 | 3 | 8 | HeaderMin3_HeaderMax8 | 6 | 5 | 20 | [20 empty] | NBS_080-150_4P_150HP_12.99_SS | 3639.5425
127 | 7 | 2095-1/2-2P-75HP KPVS | KPVS_2095-1/2_2P_40HP_8.07_BRZ | 476.1 | 476.1 | 952.2 | 3 | 0 | 3 | B | KPVS_SplitCase | 2.5 | 2 | 2.5 | 5 | BranchMin2.5_BranchMax5 | 4 | 4 | 3 | 8 | HeaderMin3_HeaderMax8 | 8 | 5 | 20 | [20 empty] | NBS_080-150_4P_150HP_12.99_SS | 3639.5425
127 | 7 | 2095-1/2-2P-75HP KPVS | KPVS_2095-1/2_2P_40HP_8.07_BRZ | 476.1 | 476.1 | 952.2 | 3 | 0 | 3 | B | KPVS_SplitCase | 2.5 | 2 | 2.5 | 5 | BranchMin2.5_BranchMax5 | 5 | 4 | 3 | 8 | HeaderMin3_HeaderMax8 | 3 | 5 | 20 | [20 empty] | NBS_080-150_4P_150HP_12.99_SS | 3639.5425 | [7 empty] | INVALID
127 | 7 | 2095-1/2-2P-75HP KPVS | KPVS_2095-1/2_2P_40HP_8.07_BRZ | 476.1 | 476.1 | 952.2 | 3 | 0 | 3 | B | KPVS_SplitCase | 2.5 | 2 | 2.5 | 5 | BranchMin2.5_BranchMax5 | 5 | 4 | 3 | 8 | HeaderMin3_HeaderMax8 | 4 | 5 | 20 | [20 empty] | NBS_080-150_4P_150HP_12.99_SS | 3639.5425 | [7 empty] | INVALID
127 | 7 | 2095-1/2-2P-75HP KPVS | KPVS_2095-1/2_2P_40HP_8.07_BRZ | 476.1 | 476.1 | 952.2 | 3 | 0 | 3 | B | KPVS_SplitCase | 2.5 | 2 | 2.5 | 5 | BranchMin2.5_BranchMax5 | 5 | 4 | 3 | 8 | HeaderMin3_HeaderMax8 | 5 | 5 | 20 | [20 empty] | NBS_080-150_4P_150HP_12.99_SS | 3639.5425 | [7 empty] | INVALID
127 | 7 | 2095-1/2-2P-75HP KPVS | KPVS_2095-1/2_2P_40HP_8.07_BRZ | 476.1 | 476.1 | 952.2 | 3 | 0 | 3 | B | KPVS_SplitCase | 2.5 | 2 | 2.5 | 5 | BranchMin2.5_BranchMax5 | 5 | 4 | 3 | 8 | HeaderMin3_HeaderMax8 | 6 | 5 | 20 | [20 empty] | NBS_080-150_4P_150HP_12.99_SS | 3639.5425
127 | 7 | 2095-1/2-2P-75HP KPVS | KPVS_2095-1/2_2P_40HP_8.07_BRZ | 476.1 | 476.1 | 952.2 | 3 | 0 | 3 | B | KPVS_SplitCase | 2.5 | 2 | 2.5 | 5 | BranchMin2.5_BranchMax5 | 5 | 4 | 3 | 8 | HeaderMin3_HeaderMax8 | 8 | 5 | 20 | [20 empty] | NBS_080-150_4P_150HP_12.99_SS | 3639.5425
128 | 8 | 2013-5/6-4P-10HP KPVS | KPVS_2013-5/6_4P_10HP_9.49_SS | 309.5 | 309.5 | 619 | 3 | 0 | 3 | B | KPVS_SplitCase | 2.5 | 2 | 2.5 | 4 | BranchMin2.5_BranchMax4 | 2.5 | 3 | 3 | 5 | HeaderMin3_HeaderMax5 | 3 | 3 | 9 | [20 empty] | NBS_080-150_4P_200HP_14.25_SS | 4042.4929
128 | 8 | 2013-5/6-4P-10HP KPVS | KPVS_2013-5/6_4P_10HP_9.49_SS | 309.5 | 309.5 | 619 | 3 | 0 | 3 | B | KPVS_SplitCase | 2.5 | 2 | 2.5 | 4 | BranchMin2.5_BranchMax4 | 2.5 | 3 | 3 | 5 | HeaderMin3_HeaderMax5 | 4 | 3 | 9 | [20 empty] | NBS_080-150_4P_200HP_14.25_SS | 4042.4929
128 | 8 | 2013-5/6-4P-10HP KPVS | KPVS_2013-5/6_4P_10HP_9.49_SS | 309.5 | 309.5 | 619 | 3 | 0 | 3 | B | KPVS_SplitCase | 2.5 | 2 | 2.5 | 4 | BranchMin2.5_BranchMax4 | 2.5 | 3 | 3 | 5 | HeaderMin3_HeaderMax5 | 5 | 3 | 9 | [20 empty] | NBS_080-150_4P_200HP_14.25_SS | 4042.4929
128 | 8 | 2013-5/6-4P-10HP KPVS | KPVS_2013-5/6_4P_10HP_9.49_SS | 309.5 | 309.5 | 619 | 3 | 0 | 3 | B | KPVS_SplitCase | 2.5 | 2 | 2.5 | 4 | BranchMin2.5_BranchMax4 | 3 | 3 | 3 | 5 | HeaderMin3_HeaderMax5 | 3 | 3 | 9 | [20 empty] | NBS_080-150_4P_200HP_14.25_SS | 4042.4929 | [7 empty] | INVALID
128 | 8 | 2013-5/6-4P-10HP KPVS | KPVS_2013-5/6_4P_10HP_9.49_SS | 309.5 | 309.5 | 619 | 3 | 0 | 3 | B | KPVS_SplitCase | 2.5 | 2 | 2.5 | 4 | BranchMin2.5_BranchMax4 | 3 | 3 | 3 | 5 | HeaderMin3_HeaderMax5 | 4 | 3 | 9 | [20 empty] | NBS_080-150_4P_200HP_14.25_SS | 4042.4929
128 | 8 | 2013-5/6-4P-10HP KPVS | KPVS_2013-5/6_4P_10HP_9.49_SS | 309.5 | 309.5 | 619 | 3 | 0 | 3 | B | KPVS_SplitCase | 2.5 | 2 | 2.5 | 4 | BranchMin2.5_BranchMax4 | 3 | 3 | 3 | 5 | HeaderMin3_HeaderMax5 | 5 | 3 | 9 | [20 empty] | NBS_080-150_4P_200HP_14.25_SS | 4042.4929
128 | 8 | 2013-5/6-4P-10HP KPVS | KPVS_2013-5/6_4P_10HP_9.49_SS | 309.5 | 309.5 | 619 | 3 | 0 | 3 | B | KPVS_SplitCase | 2.5 | 2 | 2.5 | 4 | BranchMin2.5_BranchMax4 | 4 | 3 | 3 | 5 | HeaderMin3_HeaderMax5 | 3 | 3 | 9 | [20 empty] | NBS_080-150_4P_200HP_14.25_SS | 4042.4929 | [7 empty] | INVALID
128 | 8 | 2013-5/6-4P-10HP KPVS | KPVS_2013-5/6_4P_10HP_9.49_SS | 309.5 | 309.5 | 619 | 3 | 0 | 3 | B | KPVS_SplitCase | 2.5 | 2 | 2.5 | 4 | BranchMin2.5_BranchMax4 | 4 | 3 | 3 | 5 | HeaderMin3_HeaderMax5 | 4 | 3 | 9 | [20 empty] | NBS_080-150_4P_200HP_14.25_SS | 4042.4929 | [7 empty] | INVALID
128 | 8 | 2013-5/6-4P-10HP KPVS | KPVS_2013-5/6_4P_10HP_9.49_SS | 309.5 | 309.5 | 619 | 3 | 0 | 3 | B | KPVS_SplitCase | 2.5 | 2 | 2.5 | 4 | BranchMin2.5_BranchMax4 | 4 | 3 | 3 | 5 | HeaderMin3_HeaderMax5 | 5 | 3 | 9 | [20 empty] | NBS_080-150_4P_200HP_14.25_SS | 4042.4929
129 | 9 | 2013-5/6-4P-15HP KPVS | KPVS_2013-5/6_4P_15HP_10.92_SS | 366.2 | 366.2 | 732.4 | 3 | 0 | 3 | B | KPVS_SplitCase | 2.5 | 2 | 2.5 | 4 | BranchMin2.5_BranchMax4 | 2.5 | 3 | 3 | 6 | HeaderMin3_HeaderMax6 | 3 | 4 | 12 | [20 empty] | NBS_080-150_4P_250HP_15.59_SS | 4332.4218
129 | 9 | 2013-5/6-4P-15HP KPVS | KPVS_2013-5/6_4P_15HP_10.92_SS | 366.2 | 366.2 | 732.4 | 3 | 0 | 3 | B | KPVS_SplitCase | 2.5 | 2 | 2.5 | 4 | BranchMin2.5_BranchMax4 | 2.5 | 3 | 3 | 6 | HeaderMin3_HeaderMax6 | 4 | 4 | 12 | [20 empty] | NBS_080-150_4P_250HP_15.59_SS | 4332.4218
129 | 9 | 2013-5/6-4P-15HP KPVS | KPVS_2013-5/6_4P_15HP_10.92_SS | 366.2 | 366.2 | 732.4 | 3 | 0 | 3 | B | KPVS_SplitCase | 2.5 | 2 | 2.5 | 4 | BranchMin2.5_BranchMax4 | 2.5 | 3 | 3 | 6 | HeaderMin3_HeaderMax6 | 5 | 4 | 12 | [20 empty] | NBS_080-150_4P_250HP_15.59_SS | 4332.4218
129 | 9 | 2013-5/6-4P-15HP KPVS | KPVS_2013-5/6_4P_15HP_10.92_SS | 366.2 | 366.2 | 732.4 | 3 | 0 | 3 | B | KPVS_SplitCase | 2.5 | 2 | 2.5 | 4 | BranchMin2.5_BranchMax4 | 2.5 | 3 | 3 | 6 | HeaderMin3_HeaderMax6 | 6 | 4 | 12 | [20 empty] | NBS_080-150_4P_250HP_15.59_SS | 4332.4218
129 | 9 | 2013-5/6-4P-15HP KPVS | KPVS_2013-5/6_4P_15HP_10.92_SS | 366.2 | 366.2 | 732.4 | 3 | 0 | 3 | B | KPVS_SplitCase | 2.5 | 2 | 2.5 | 4 | BranchMin2.5_BranchMax4 | 3 | 3 | 3 | 6 | HeaderMin3_HeaderMax6 | 3 | 4 | 12 | [20 empty] | NBS_080-150_4P_250HP_15.59_SS | 4332.4218 | [7 empty] | INVALID
129 | 9 | 2013-5/6-4P-15HP KPVS | KPVS_2013-5/6_4P_15HP_10.92_SS | 366.2 | 366.2 | 732.4 | 3 | 0 | 3 | B | KPVS_SplitCase | 2.5 | 2 | 2.5 | 4 | BranchMin2.5_BranchMax4 | 3 | 3 | 3 | 6 | HeaderMin3_HeaderMax6 | 4 | 4 | 12 | [20 empty] | NBS_080-150_4P_250HP_15.59_SS | 4332.4218
129 | 9 | 2013-5/6-4P-15HP KPVS | KPVS_2013-5/6_4P_15HP_10.92_SS | 366.2 | 366.2 | 732.4 | 3 | 0 | 3 | B | KPVS_SplitCase | 2.5 | 2 | 2.5 | 4 | BranchMin2.5_BranchMax4 | 3 | 3 | 3 | 6 | HeaderMin3_HeaderMax6 | 5 | 4 | 12 | [20 empty] | NBS_080-150_4P_250HP_15.59_SS | 4332.4218
129 | 9 | 2013-5/6-4P-15HP KPVS | KPVS_2013-5/6_4P_15HP_10.92_SS | 366.2 | 366.2 | 732.4 | 3 | 0 | 3 | B | KPVS_SplitCase | 2.5 | 2 | 2.5 | 4 | BranchMin2.5_BranchMax4 | 3 | 3 | 3 | 6 | HeaderMin3_HeaderMax6 | 6 | 4 | 12 | [20 empty] | NBS_080-150_4P_250HP_15.59_SS | 4332.4218
129 | 9 | 2013-5/6-4P-15HP KPVS | KPVS_2013-5/6_4P_15HP_10.92_SS | 366.2 | 366.2 | 732.4 | 3 | 0 | 3 | B | KPVS_SplitCase | 2.5 | 2 | 2.5 | 4 | BranchMin2.5_BranchMax4 | 4 | 3 | 3 | 6 | HeaderMin3_HeaderMax6 | 3 | 4 | 12 | [20 empty] | NBS_080-150_4P_250HP_15.59_SS | 4332.4218 | [7 empty] | INVALID
129 | 9 | 2013-5/6-4P-15HP KPVS | KPVS_2013-5/6_4P_15HP_10.92_SS | 366.2 | 366.2 | 732.4 | 3 | 0 | 3 | B | KPVS_SplitCase | 2.5 | 2 | 2.5 | 4 | BranchMin2.5_BranchMax4 | 4 | 3 | 3 | 6 | HeaderMin3_HeaderMax6 | 4 | 4 | 12 | [20 empty] | NBS_080-150_4P_250HP_15.59_SS | 4332.4218 | [7 empty] | INVALID
129 | 9 | 2013-5/6-4P-15HP KPVS | KPVS_2013-5/6_4P_15HP_10.92_SS | 366.2 | 366.2 | 732.4 | 3 | 0 | 3 | B | KPVS_SplitCase | 2.5 | 2 | 2.5 | 4 | BranchMin2.5_BranchMax4 | 4 | 3 | 3 | 6 | HeaderMin3_HeaderMax6 | 5 | 4 | 12 | [20 empty] | NBS_080-150_4P_250HP_15.59_SS | 4332.4218
129 | 9 | 2013-5/6-4P-15HP KPVS | KPVS_2013-5/6_4P_15HP_10.92_SS | 366.2 | 366.2 | 732.4 | 3 | 0 | 3 | B | KPVS_SplitCase | 2.5 | 2 | 2.5 | 4 | BranchMin2.5_BranchMax4 | 4 | 3 | 3 | 6 | HeaderMin3_HeaderMax6 | 6 | 4 | 12 | [20 empty] | NBS_080-150_4P_250HP_15.59_SS | 4332.4218
130 | 10 | 2013-5/6-4P-20HP KPVS | KPVS_2013-5/6_4P_20HP_12.03_SS | 405.9 | 405.9 | 811.8 | 3 | 0 | 3 | B | KPVS_SplitCase | 2.5 | 2 | 2.5 | 5 | BranchMin2.5_BranchMax5 | 2.5 | 4 | 3 | 6 | HeaderMin3_HeaderMax6 | 3 | 4 | 16 | [20 empty] | NBS_100-150_4P_150HP_12.48_SS | 5072.7199
130 | 10 | 2013-5/6-4P-20HP KPVS | KPVS_2013-5/6_4P_20HP_12.03_SS | 405.9 | 405.9 | 811.8 | 3 | 0 | 3 | B | KPVS_SplitCase | 2.5 | 2 | 2.5 | 5 | BranchMin2.5_BranchMax5 | 2.5 | 4 | 3 | 6 | HeaderMin3_HeaderMax6 | 4 | 4 | 16 | [20 empty] | NBS_100-150_4P_150HP_12.48_SS | 5072.7199
130 | 10 | 2013-5/6-4P-20HP KPVS | KPVS_2013-5/6_4P_20HP_12.03_SS | 405.9 | 405.9 | 811.8 | 3 | 0 | 3 | B | KPVS_SplitCase | 2.5 | 2 | 2.5 | 5 | BranchMin2.5_BranchMax5 | 2.5 | 4 | 3 | 6 | HeaderMin3_HeaderMax6 | 5 | 4 | 16 | [20 empty] | NBS_100-150_4P_150HP_12.48_SS | 5072.7199
130 | 10 | 2013-5/6-4P-20HP KPVS | KPVS_2013-5/6_4P_20HP_12.03_SS | 405.9 | 405.9 | 811.8 | 3 | 0 | 3 | B | KPVS_SplitCase | 2.5 | 2 | 2.5 | 5 | BranchMin2.5_BranchMax5 | 2.5 | 4 | 3 | 6 | HeaderMin3_HeaderMax6 | 6 | 4 | 16 | [20 empty] | NBS_100-150_4P_150HP_12.48_SS | 5072.7199
130 | 10 | 2013-5/6-4P-20HP KPVS | KPVS_2013-5/6_4P_20HP_12.03_SS | 405.9 | 405.9 | 811.8 | 3 | 0 | 3 | B | KPVS_SplitCase | 2.5 | 2 | 2.5 | 5 | BranchMin2.5_BranchMax5 | 3 | 4 | 3 | 6 | HeaderMin3_HeaderMax6 | 3 | 4 | 16 | [20 empty] | NBS_100-150_4P_150HP_12.48_SS | 5072.7199 | [7 empty] | INVALID
130 | 10 | 2013-5/6-4P-20HP KPVS | KPVS_2013-5/6_4P_20HP_12.03_SS | 405.9 | 405.9 | 811.8 | 3 | 0 | 3 | B | KPVS_SplitCase | 2.5 | 2 | 2.5 | 5 | BranchMin2.5_BranchMax5 | 3 | 4 | 3 | 6 | HeaderMin3_HeaderMax6 | 4 | 4 | 16 | [20 empty] | NBS_100-150_4P_150HP_12.48_SS | 5072.7199
130 | 10 | 2013-5/6-4P-20HP KPVS | KPVS_2013-5/6_4P_20HP_12.03_SS | 405.9 | 405.9 | 811.8 | 3 | 0 | 3 | B | KPVS_SplitCase | 2.5 | 2 | 2.5 | 5 | BranchMin2.5_BranchMax5 | 3 | 4 | 3 | 6 | HeaderMin3_HeaderMax6 | 5 | 4 | 16 | [20 empty] | NBS_100-150_4P_150HP_12.48_SS | 5072.7199
130 | 10 | 2013-5/6-4P-20HP KPVS | KPVS_2013-5/6_4P_20HP_12.03_SS | 405.9 | 405.9 | 811.8 | 3 | 0 | 3 | B | KPVS_SplitCase | 2.5 | 2 | 2.5 | 5 | BranchMin2.5_BranchMax5 | 3 | 4 | 3 | 6 | HeaderMin3_HeaderMax6 | 6 | 4 | 16 | [20 empty] | NBS_100-150_4P_150HP_12.48_SS | 5072.7199
130 | 10 | 2013-5/6-4P-20HP KPVS | KPVS_2013-5/6_4P_20HP_12.03_SS | 405.9 | 405.9 | 811.8 | 3 | 0 | 3 | B | KPVS_SplitCase | 2.5 | 2 | 2.5 | 5 | BranchMin2.5_BranchMax5 | 4 | 4 | 3 | 6 | HeaderMin3_HeaderMax6 | 3 | 4 | 16 | [20 empty] | NBS_100-150_4P_150HP_12.48_SS | 5072.7199 | [7 empty] | INVALID
130 | 10 | 2013-5/6-4P-20HP KPVS | KPVS_2013-5/6_4P_20HP_12.03_SS | 405.9 | 405.9 | 811.8 | 3 | 0 | 3 | B | KPVS_SplitCase | 2.5 | 2 | 2.5 | 5 | BranchMin2.5_BranchMax5 | 4 | 4 | 3 | 6 | HeaderMin3_HeaderMax6 | 4 | 4 | 16 | [20 empty] | NBS_100-150_4P_150HP_12.48_SS | 5072.7199 | [7 empty] | INVALID
130 | 10 | 2013-5/6-4P-20HP KPVS | KPVS_2013-5/6_4P_20HP_12.03_SS | 405.9 | 405.9 | 811.8 | 3 | 0 | 3 | B | KPVS_SplitCase | 2.5 | 2 | 2.5 | 5 | BranchMin2.5_BranchMax5 | 4 | 4 | 3 | 6 | HeaderMin3_HeaderMax6 | 5 | 4 | 16 | [20 empty] | NBS_100-150_4P_150HP_12.48_SS | 5072.7199
130 | 10 | 2013-5/6-4P-20HP KPVS | KPVS_2013-5/6_4P_20HP_12.03_SS | 405.9 | 405.9 | 811.8 | 3 | 0 | 3 | B | KPVS_SplitCase | 2.5 | 2 | 2.5 | 5 | BranchMin2.5_BranchMax5 | 4 | 4 | 3 | 6 | HeaderMin3_HeaderMax6 | 6 | 4 | 16 | [20 empty] | NBS_100-150_4P_150HP_12.48_SS | 5072.7199
130 | 10 | 2013-5/6-4P-20HP KPVS | KPVS_2013-5/6_4P_20HP_12.03_SS | 405.9 | 405.9 | 811.8 | 3 | 0 | 3 | B | KPVS_SplitCase | 2.5 | 2 | 2.5 | 5 | BranchMin2.5_BranchMax5 | 5 | 4 | 3 | 6 | HeaderMin3_HeaderMax6 | 3 | 4 | 16 | [20 empty] | NBS_100-150_4P_150HP_12.48_SS | 5072.7199 | [7 empty] | INVALID
130 | 10 | 2013-5/6-4P-20HP KPVS | KPVS_2013-5/6_4P_20HP_12.03_SS | 405.9 | 405.9 | 811.8 | 3 | 0 | 3 | B | KPVS_SplitCase | 2.5 | 2 | 2.5 | 5 | BranchMin2.5_BranchMax5 | 5 | 4 | 3 | 6 | HeaderMin3_HeaderMax6 | 4 | 4 | 16 | [20 empty] | NBS_100-150_4P_150HP_12.48_SS | 5072.7199 | [7 empty] | INVALID
130 | 10 | 2013-5/6-4P-20HP KPVS | KPVS_2013-5/6_4P_20HP_12.03_SS | 405.9 | 405.9 | 811.8 | 3 | 0 | 3 | B | KPVS_SplitCase | 2.5 | 2 | 2.5 | 5 | BranchMin2.5_BranchMax5 | 5 | 4 | 3 | 6 | HeaderMin3_HeaderMax6 | 5 | 4 | 16 | [20 empty] | NBS_100-150_4P_150HP_12.48_SS | 5072.7199 | [7 empty] | INVALID
130 | 10 | 2013-5/6-4P-20HP KPVS | KPVS_2013-5/6_4P_20HP_12.03_SS | 405.9 | 405.9 | 811.8 | 3 | 0 | 3 | B | KPVS_SplitCase | 2.5 | 2 | 2.5 | 5 | BranchMin2.5_BranchMax5 | 5 | 4 | 3 | 6 | HeaderMin3_HeaderMax6 | 6 | 4 | 16 | [20 empty] | NBS_100-150_4P_150HP_12.48_SS | 5072.7199
131 | 11 | 2013-5/6-4P-25HP KPVS | KPVS_2013-5/6_4P_25HP_13.00_SS | 441.1 | 441.1 | 882.2 | 3 | 0 | 3 | B | KPVS_SplitCase | 2.5 | 2 | 2.5 | 5 | BranchMin2.5_BranchMax5 | 2.5 | 4 | 3 | 6 | HeaderMin3_HeaderMax6 | 3 | 4 | 16 | [20 empty] | NBS_100-150_4P_200HP_13.66_SS | 5521.0639
131 | 11 | 2013-5/6-4P-25HP KPVS | KPVS_2013-5/6_4P_25HP_13.00_SS | 441.1 | 441.1 | 882.2 | 3 | 0 | 3 | B | KPVS_SplitCase | 2.5 | 2 | 2.5 | 5 | BranchMin2.5_BranchMax5 | 2.5 | 4 | 3 | 6 | HeaderMin3_HeaderMax6 | 4 | 4 | 16 | [20 empty] | NBS_100-150_4P_200HP_13.66_SS | 5521.0639
131 | 11 | 2013-5/6-4P-25HP KPVS | KPVS_2013-5/6_4P_25HP_13.00_SS | 441.1 | 441.1 | 882.2 | 3 | 0 | 3 | B | KPVS_SplitCase | 2.5 | 2 | 2.5 | 5 | BranchMin2.5_BranchMax5 | 2.5 | 4 | 3 | 6 | HeaderMin3_HeaderMax6 | 5 | 4 | 16 | [20 empty] | NBS_100-150_4P_200HP_13.66_SS | 5521.0639
131 | 11 | 2013-5/6-4P-25HP KPVS | KPVS_2013-5/6_4P_25HP_13.00_SS | 441.1 | 441.1 | 882.2 | 3 | 0 | 3 | B | KPVS_SplitCase | 2.5 | 2 | 2.5 | 5 | BranchMin2.5_BranchMax5 | 2.5 | 4 | 3 | 6 | HeaderMin3_HeaderMax6 | 6 | 4 | 16 | [20 empty] | NBS_100-150_4P_200HP_13.66_SS | 5521.0639
131 | 11 | 2013-5/6-4P-25HP KPVS | KPVS_2013-5/6_4P_25HP_13.00_SS | 441.1 | 441.1 | 882.2 | 3 | 0 | 3 | B | KPVS_SplitCase | 2.5 | 2 | 2.5 | 5 | BranchMin2.5_BranchMax5 | 3 | 4 | 3 | 6 | HeaderMin3_HeaderMax6 | 3 | 4 | 16 | [20 empty] | NBS_100-150_4P_200HP_13.66_SS | 5521.0639 | [7 empty] | INVALID
131 | 11 | 2013-5/6-4P-25HP KPVS | KPVS_2013-5/6_4P_25HP_13.00_SS | 441.1 | 441.1 | 882.2 | 3 | 0 | 3 | B | KPVS_SplitCase | 2.5 | 2 | 2.5 | 5 | BranchMin2.5_BranchMax5 | 3 | 4 | 3 | 6 | HeaderMin3_HeaderMax6 | 4 | 4 | 16 | [20 empty] | NBS_100-150_4P_200HP_13.66_SS | 5521.0639
131 | 11 | 2013-5/6-4P-25HP KPVS | KPVS_2013-5/6_4P_25HP_13.00_SS | 441.1 | 441.1 | 882.2 | 3 | 0 | 3 | B | KPVS_SplitCase | 2.5 | 2 | 2.5 | 5 | BranchMin2.5_BranchMax5 | 3 | 4 | 3 | 6 | HeaderMin3_HeaderMax6 | 5 | 4 | 16 | [20 empty] | NBS_100-150_4P_200HP_13.66_SS | 5521.0639
131 | 11 | 2013-5/6-4P-25HP KPVS | KPVS_2013-5/6_4P_25HP_13.00_SS | 441.1 | 441.1 | 882.2 | 3 | 0 | 3 | B | KPVS_SplitCase | 2.5 | 2 | 2.5 | 5 | BranchMin2.5_BranchMax5 | 3 | 4 | 3 | 6 | HeaderMin3_HeaderMax6 | 6 | 4 | 16 | [20 empty] | NBS_100-150_4P_200HP_13.66_SS | 5521.0639
131 | 11 | 2013-5/6-4P-25HP KPVS | KPVS_2013-5/6_4P_25HP_13.00_SS | 441.1 | 441.1 | 882.2 | 3 | 0 | 3 | B | KPVS_SplitCase | 2.5 | 2 | 2.5 | 5 | BranchMin2.5_BranchMax5 | 4 | 4 | 3 | 6 | HeaderMin3_HeaderMax6 | 3 | 4 | 16 | [20 empty] | NBS_100-150_4P_200HP_13.66_SS | 5521.0639 | [7 empty] | INVALID
131 | 11 | 2013-5/6-4P-25HP KPVS | KPVS_2013-5/6_4P_25HP_13.00_SS | 441.1 | 441.1 | 882.2 | 3 | 0 | 3 | B | KPVS_SplitCase | 2.5 | 2 | 2.5 | 5 | BranchMin2.5_BranchMax5 | 4 | 4 | 3 | 6 | HeaderMin3_HeaderMax6 | 4 | 4 | 16 | [20 empty] | NBS_100-150_4P_200HP_13.66_SS | 5521.0639 | [7 empty] | INVALID
131 | 11 | 2013-5/6-4P-25HP KPVS | KPVS_2013-5/6_4P_25HP_13.00_SS | 441.1 | 441.1 | 882.2 | 3 | 0 | 3 | B | KPVS_SplitCase | 2.5 | 2 | 2.5 | 5 | BranchMin2.5_BranchMax5 | 4 | 4 | 3 | 6 | HeaderMin3_HeaderMax6 | 5 | 4 | 16 | [20 empty] | NBS_100-150_4P_200HP_13.66_SS | 5521.0639
131 | 11 | 2013-5/6-4P-25HP KPVS | KPVS_2013-5/6_4P_25HP_13.00_SS | 441.1 | 441.1 | 882.2 | 3 | 0 | 3 | B | KPVS_SplitCase | 2.5 | 2 | 2.5 | 5 | BranchMin2.5_BranchMax5 | 4 | 4 | 3 | 6 | HeaderMin3_HeaderMax6 | 6 | 4 | 16 | [20 empty] | NBS_100-150_4P_200HP_13.66_SS | 5521.0639
131 | 11 | 2013-5/6-4P-25HP KPVS | KPVS_2013-5/6_4P_25HP_13.00_SS | 441.1 | 441.1 | 882.2 | 3 | 0 | 3 | B | KPVS_SplitCase | 2.5 | 2 | 2.5 | 5 | BranchMin2.5_BranchMax5 | 5 | 4 | 3 | 6 | HeaderMin3_HeaderMax6 | 3 | 4 | 16 | [20 empty] | NBS_100-150_4P_200HP_13.66_SS | 5521.0639 | [7 empty] | INVALID
131 | 11 | 2013-5/6-4P-25HP KPVS | KPVS_2013-5/6_4P_25HP_13.00_SS | 441.1 | 441.1 | 882.2 | 3 | 0 | 3 | B | KPVS_SplitCase | 2.5 | 2 | 2.5 | 5 | BranchMin2.5_BranchMax5 | 5 | 4 | 3 | 6 | HeaderMin3_HeaderMax6 | 4 | 4 | 16 | [20 empty] | NBS_100-150_4P_200HP_13.66_SS | 5521.0639 | [7 empty] | INVALID
131 | 11 | 2013-5/6-4P-25HP KPVS | KPVS_2013-5/6_4P_25HP_13.00_SS | 441.1 | 441.1 | 882.2 | 3 | 0 | 3 | B | KPVS_SplitCase | 2.5 | 2 | 2.5 | 5 | BranchMin2.5_BranchMax5 | 5 | 4 | 3 | 6 | HeaderMin3_HeaderMax6 | 5 | 4 | 16 | [20 empty] | NBS_100-150_4P_200HP_13.66_SS | 5521.0639 | [7 empty] | INVALID
131 | 11 | 2013-5/6-4P-25HP KPVS | KPVS_2013-5/6_4P_25HP_13.00_SS | 441.1 | 441.1 | 882.2 | 3 | 0 | 3 | B | KPVS_SplitCase | 2.5 | 2 | 2.5 | 5 | BranchMin2.5_BranchMax5 | 5 | 4 | 3 | 6 | HeaderMin3_HeaderMax6 | 6 | 4 | 16 | [20 empty] | NBS_100-150_4P_200HP_13.66_SS | 5521.0639
132 | 12 | 3095-7/8-2P-40HP KPVS | KPVS_3095-7/8_2P_40HP_6.83_BRZ | 844.1 | 844.1 | 1688.2 | 3 | 0 | 3 | B | KPVS_SplitCase | 4 | 3 | 4 | 6 | BranchMin4_BranchMax6 | 4 | 3 | 5 | 10 | HeaderMin5_HeaderMax10 | 5 | 4 | 12 | [20 empty] | NBS_100-150_4P_250HP_14.76_SS | 5727.2058
132 | 12 | 3095-7/8-2P-40HP KPVS | KPVS_3095-7/8_2P_40HP_6.83_BRZ | 844.1 | 844.1 | 1688.2 | 3 | 0 | 3 | B | KPVS_SplitCase | 4 | 3 | 4 | 6 | BranchMin4_BranchMax6 | 4 | 3 | 5 | 10 | HeaderMin5_HeaderMax10 | 6 | 4 | 12 | [20 empty] | NBS_100-150_4P_250HP_14.76_SS | 5727.2058
132 | 12 | 3095-7/8-2P-40HP KPVS | KPVS_3095-7/8_2P_40HP_6.83_BRZ | 844.1 | 844.1 | 1688.2 | 3 | 0 | 3 | B | KPVS_SplitCase | 4 | 3 | 4 | 6 | BranchMin4_BranchMax6 | 4 | 3 | 5 | 10 | HeaderMin5_HeaderMax10 | 8 | 4 | 12 | [20 empty] | NBS_100-150_4P_250HP_14.76_SS | 5727.2058
132 | 12 | 3095-7/8-2P-40HP KPVS | KPVS_3095-7/8_2P_40HP_6.83_BRZ | 844.1 | 844.1 | 1688.2 | 3 | 0 | 3 | B | KPVS_SplitCase | 4 | 3 | 4 | 6 | BranchMin4_BranchMax6 | 4 | 3 | 5 | 10 | HeaderMin5_HeaderMax10 | 10 | 4 | 12 | [20 empty] | NBS_100-150_4P_250HP_14.76_SS | 5727.2058
132 | 12 | 3095-7/8-2P-40HP KPVS | KPVS_3095-7/8_2P_40HP_6.83_BRZ | 844.1 | 844.1 | 1688.2 | 3 | 0 | 3 | B | KPVS_SplitCase | 4 | 3 | 4 | 6 | BranchMin4_BranchMax6 | 5 | 3 | 5 | 10 | HeaderMin5_HeaderMax10 | 5 | 4 | 12 | [20 empty] | NBS_100-150_4P_250HP_14.76_SS | 5727.2058 | [7 empty] | INVALID
132 | 12 | 3095-7/8-2P-40HP KPVS | KPVS_3095-7/8_2P_40HP_6.83_BRZ | 844.1 | 844.1 | 1688.2 | 3 | 0 | 3 | B | KPVS_SplitCase | 4 | 3 | 4 | 6 | BranchMin4_BranchMax6 | 5 | 3 | 5 | 10 | HeaderMin5_HeaderMax10 | 6 | 4 | 12 | [20 empty] | NBS_100-150_4P_250HP_14.76_SS | 5727.2058
132 | 12 | 3095-7/8-2P-40HP KPVS | KPVS_3095-7/8_2P_40HP_6.83_BRZ | 844.1 | 844.1 | 1688.2 | 3 | 0 | 3 | B | KPVS_SplitCase | 4 | 3 | 4 | 6 | BranchMin4_BranchMax6 | 5 | 3 | 5 | 10 | HeaderMin5_HeaderMax10 | 8 | 4 | 12 | [20 empty] | NBS_100-150_4P_250HP_14.76_SS | 5727.2058
132 | 12 | 3095-7/8-2P-40HP KPVS | KPVS_3095-7/8_2P_40HP_6.83_BRZ | 844.1 | 844.1 | 1688.2 | 3 | 0 | 3 | B | KPVS_SplitCase | 4 | 3 | 4 | 6 | BranchMin4_BranchMax6 | 5 | 3 | 5 | 10 | HeaderMin5_HeaderMax10 | 10 | 4 | 12 | [20 empty] | NBS_100-150_4P_250HP_14.76_SS | 5727.2058
132 | 12 | 3095-7/8-2P-40HP KPVS | KPVS_3095-7/8_2P_40HP_6.83_BRZ | 844.1 | 844.1 | 1688.2 | 3 | 0 | 3 | B | KPVS_SplitCase | 4 | 3 | 4 | 6 | BranchMin4_BranchMax6 | 6 | 3 | 5 | 10 | HeaderMin5_HeaderMax10 | 5 | 4 | 12 | [20 empty] | NBS_100-150_4P_250HP_14.76_SS | 5727.2058 | [7 empty] | INVALID
132 | 12 | 3095-7/8-2P-40HP KPVS | KPVS_3095-7/8_2P_40HP_6.83_BRZ | 844.1 | 844.1 | 1688.2 | 3 | 0 | 3 | B | KPVS_SplitCase | 4 | 3 | 4 | 6 | BranchMin4_BranchMax6 | 6 | 3 | 5 | 10 | HeaderMin5_HeaderMax10 | 6 | 4 | 12 | [20 empty] | NBS_100-150_4P_250HP_14.76_SS | 5727.2058 | [7 empty] | INVALID
132 | 12 | 3095-7/8-2P-40HP KPVS | KPVS_3095-7/8_2P_40HP_6.83_BRZ | 844.1 | 844.1 | 1688.2 | 3 | 0 | 3 | B | KPVS_SplitCase | 4 | 3 | 4 | 6 | BranchMin4_BranchMax6 | 6 | 3 | 5 | 10 | HeaderMin5_HeaderMax10 | 8 | 4 | 12 | [20 empty] | NBS_100-150_4P_250HP_14.76_SS | 5727.2058
132 | 12 | 3095-7/8-2P-40HP KPVS | KPVS_3095-7/8_2P_40HP_6.83_BRZ | 844.1 | 844.1 | 1688.2 | 3 | 0 | 3 | B | KPVS_SplitCase | 4 | 3 | 4 | 6 | BranchMin4_BranchMax6 | 6 | 3 | 5 | 10 | HeaderMin5_HeaderMax10 | 10 | 4 | 12 | [20 empty] | NBS_100-150_4P_250HP_14.76_SS | 5727.2058
133 | 13 | 3095-7/8-2P-50HP KPVS | KPVS_3095-7/8_2P_50HP_7.31_BRZ | 888.7 | 888.7 | 1777.4 | 3 | 0 | 3 | B | KPVS_SplitCase | 4 | 3 | 4 | 6 | BranchMin4_BranchMax6 | 4 | 3 | 5 | 10 | HeaderMin5_HeaderMax10 | 5 | 4 | 12
133 | 13 | 3095-7/8-2P-50HP KPVS | KPVS_3095-7/8_2P_50HP_7.31_BRZ | 888.7 | 888.7 | 1777.4 | 3 | 0 | 3 | B | KPVS_SplitCase | 4 | 3 | 4 | 6 | BranchMin4_BranchMax6 | 4 | 3 | 5 | 10 | HeaderMin5_HeaderMax10 | 6 | 4 | 12
133 | 13 | 3095-7/8-2P-50HP KPVS | KPVS_3095-7/8_2P_50HP_7.31_BRZ | 888.7 | 888.7 | 1777.4 | 3 | 0 | 3 | B | KPVS_SplitCase | 4 | 3 | 4 | 6 | BranchMin4_BranchMax6 | 4 | 3 | 5 | 10 | HeaderMin5_HeaderMax10 | 8 | 4 | 12
133 | 13 | 3095-7/8-2P-50HP KPVS | KPVS_3095-7/8_2P_50HP_7.31_BRZ | 888.7 | 888.7 | 1777.4 | 3 | 0 | 3 | B | KPVS_SplitCase | 4 | 3 | 4 | 6 | BranchMin4_BranchMax6 | 4 | 3 | 5 | 10 | HeaderMin5_HeaderMax10 | 10 | 4 | 12
133 | 13 | 3095-7/8-2P-50HP KPVS | KPVS_3095-7/8_2P_50HP_7.31_BRZ | 888.7 | 888.7 | 1777.4 | 3 | 0 | 3 | B | KPVS_SplitCase | 4 | 3 | 4 | 6 | BranchMin4_BranchMax6 | 5 | 3 | 5 | 10 | HeaderMin5_HeaderMax10 | 5 | 4 | 12 | [29 empty] | INVALID
133 | 13 | 3095-7/8-2P-50HP KPVS | KPVS_3095-7/8_2P_50HP_7.31_BRZ | 888.7 | 888.7 | 1777.4 | 3 | 0 | 3 | B | KPVS_SplitCase | 4 | 3 | 4 | 6 | BranchMin4_BranchMax6 | 5 | 3 | 5 | 10 | HeaderMin5_HeaderMax10 | 6 | 4 | 12
133 | 13 | 3095-7/8-2P-50HP KPVS | KPVS_3095-7/8_2P_50HP_7.31_BRZ | 888.7 | 888.7 | 1777.4 | 3 | 0 | 3 | B | KPVS_SplitCase | 4 | 3 | 4 | 6 | BranchMin4_BranchMax6 | 5 | 3 | 5 | 10 | HeaderMin5_HeaderMax10 | 8 | 4 | 12
133 | 13 | 3095-7/8-2P-50HP KPVS | KPVS_3095-7/8_2P_50HP_7.31_BRZ | 888.7 | 888.7 | 1777.4 | 3 | 0 | 3 | B | KPVS_SplitCase | 4 | 3 | 4 | 6 | BranchMin4_BranchMax6 | 5 | 3 | 5 | 10 | HeaderMin5_HeaderMax10 | 10 | 4 | 12
133 | 13 | 3095-7/8-2P-50HP KPVS | KPVS_3095-7/8_2P_50HP_7.31_BRZ | 888.7 | 888.7 | 1777.4 | 3 | 0 | 3 | B | KPVS_SplitCase | 4 | 3 | 4 | 6 | BranchMin4_BranchMax6 | 6 | 3 | 5 | 10 | HeaderMin5_HeaderMax10 | 5 | 4 | 12 | [29 empty] | INVALID
133 | 13 | 3095-7/8-2P-50HP KPVS | KPVS_3095-7/8_2P_50HP_7.31_BRZ | 888.7 | 888.7 | 1777.4 | 3 | 0 | 3 | B | KPVS_SplitCase | 4 | 3 | 4 | 6 | BranchMin4_BranchMax6 | 6 | 3 | 5 | 10 | HeaderMin5_HeaderMax10 | 6 | 4 | 12 | [29 empty] | INVALID
133 | 13 | 3095-7/8-2P-50HP KPVS | KPVS_3095-7/8_2P_50HP_7.31_BRZ | 888.7 | 888.7 | 1777.4 | 3 | 0 | 3 | B | KPVS_SplitCase | 4 | 3 | 4 | 6 | BranchMin4_BranchMax6 | 6 | 3 | 5 | 10 | HeaderMin5_HeaderMax10 | 8 | 4 | 12
133 | 13 | 3095-7/8-2P-50HP KPVS | KPVS_3095-7/8_2P_50HP_7.31_BRZ | 888.7 | 888.7 | 1777.4 | 3 | 0 | 3 | B | KPVS_SplitCase | 4 | 3 | 4 | 6 | BranchMin4_BranchMax6 | 6 | 3 | 5 | 10 | HeaderMin5_HeaderMax10 | 10 | 4 | 12
134 | 14 | 3095-7/8-2P-60HP KPVS | KPVS_3095-7/8_2P_60HP_7.80_BRZ | 910.5 | 910.5 | 1821 | 3 | 0 | 3 | B | KPVS_SplitCase | 4 | 3 | 4 | 6 | BranchMin4_BranchMax6 | 4 | 3 | 5 | 10 | HeaderMin5_HeaderMax10 | 5 | 4 | 12
134 | 14 | 3095-7/8-2P-60HP KPVS | KPVS_3095-7/8_2P_60HP_7.80_BRZ | 910.5 | 910.5 | 1821 | 3 | 0 | 3 | B | KPVS_SplitCase | 4 | 3 | 4 | 6 | BranchMin4_BranchMax6 | 4 | 3 | 5 | 10 | HeaderMin5_HeaderMax10 | 6 | 4 | 12
134 | 14 | 3095-7/8-2P-60HP KPVS | KPVS_3095-7/8_2P_60HP_7.80_BRZ | 910.5 | 910.5 | 1821 | 3 | 0 | 3 | B | KPVS_SplitCase | 4 | 3 | 4 | 6 | BranchMin4_BranchMax6 | 4 | 3 | 5 | 10 | HeaderMin5_HeaderMax10 | 8 | 4 | 12
134 | 14 | 3095-7/8-2P-60HP KPVS | KPVS_3095-7/8_2P_60HP_7.80_BRZ | 910.5 | 910.5 | 1821 | 3 | 0 | 3 | B | KPVS_SplitCase | 4 | 3 | 4 | 6 | BranchMin4_BranchMax6 | 4 | 3 | 5 | 10 | HeaderMin5_HeaderMax10 | 10 | 4 | 12
134 | 14 | 3095-7/8-2P-60HP KPVS | KPVS_3095-7/8_2P_60HP_7.80_BRZ | 910.5 | 910.5 | 1821 | 3 | 0 | 3 | B | KPVS_SplitCase | 4 | 3 | 4 | 6 | BranchMin4_BranchMax6 | 5 | 3 | 5 | 10 | HeaderMin5_HeaderMax10 | 5 | 4 | 12 | [29 empty] | INVALID
134 | 14 | 3095-7/8-2P-60HP KPVS | KPVS_3095-7/8_2P_60HP_7.80_BRZ | 910.5 | 910.5 | 1821 | 3 | 0 | 3 | B | KPVS_SplitCase | 4 | 3 | 4 | 6 | BranchMin4_BranchMax6 | 5 | 3 | 5 | 10 | HeaderMin5_HeaderMax10 | 6 | 4 | 12
134 | 14 | 3095-7/8-2P-60HP KPVS | KPVS_3095-7/8_2P_60HP_7.80_BRZ | 910.5 | 910.5 | 1821 | 3 | 0 | 3 | B | KPVS_SplitCase | 4 | 3 | 4 | 6 | BranchMin4_BranchMax6 | 5 | 3 | 5 | 10 | HeaderMin5_HeaderMax10 | 8 | 4 | 12
134 | 14 | 3095-7/8-2P-60HP KPVS | KPVS_3095-7/8_2P_60HP_7.80_BRZ | 910.5 | 910.5 | 1821 | 3 | 0 | 3 | B | KPVS_SplitCase | 4 | 3 | 4 | 6 | BranchMin4_BranchMax6 | 5 | 3 | 5 | 10 | HeaderMin5_HeaderMax10 | 10 | 4 | 12
134 | 14 | 3095-7/8-2P-60HP KPVS | KPVS_3095-7/8_2P_60HP_7.80_BRZ | 910.5 | 910.5 | 1821 | 3 | 0 | 3 | B | KPVS_SplitCase | 4 | 3 | 4 | 6 | BranchMin4_BranchMax6 | 6 | 3 | 5 | 10 | HeaderMin5_HeaderMax10 | 5 | 4 | 12 | [29 empty] | INVALID
134 | 14 | 3095-7/8-2P-60HP KPVS | KPVS_3095-7/8_2P_60HP_7.80_BRZ | 910.5 | 910.5 | 1821 | 3 | 0 | 3 | B | KPVS_SplitCase | 4 | 3 | 4 | 6 | BranchMin4_BranchMax6 | 6 | 3 | 5 | 10 | HeaderMin5_HeaderMax10 | 6 | 4 | 12 | [29 empty] | INVALID
134 | 14 | 3095-7/8-2P-60HP KPVS | KPVS_3095-7/8_2P_60HP_7.80_BRZ | 910.5 | 910.5 | 1821 | 3 | 0 | 3 | B | KPVS_SplitCase | 4 | 3 | 4 | 6 | BranchMin4_BranchMax6 | 6 | 3 | 5 | 10 | HeaderMin5_HeaderMax10 | 8 | 4 | 12
134 | 14 | 3095-7/8-2P-60HP KPVS | KPVS_3095-7/8_2P_60HP_7.80_BRZ | 910.5 | 910.5 | 1821 | 3 | 0 | 3 | B | KPVS_SplitCase | 4 | 3 | 4 | 6 | BranchMin4_BranchMax6 | 6 | 3 | 5 | 10 | HeaderMin5_HeaderMax10 | 10 | 4 | 12
135 | 15 | 3095-7/8-2P-75HP KPVS | KPVS_3095-7/8_2P_75HP_8.47_BRZ | 901.5 | 901.5 | 1803 | 3 | 0 | 3 | B | KPVS_SplitCase | 4 | 3 | 4 | 6 | BranchMin4_BranchMax6 | 4 | 3 | 5 | 10 | HeaderMin5_HeaderMax10 | 5 | 4 | 12
135 | 15 | 3095-7/8-2P-75HP KPVS | KPVS_3095-7/8_2P_75HP_8.47_BRZ | 901.5 | 901.5 | 1803 | 3 | 0 | 3 | B | KPVS_SplitCase | 4 | 3 | 4 | 6 | BranchMin4_BranchMax6 | 4 | 3 | 5 | 10 | HeaderMin5_HeaderMax10 | 6 | 4 | 12
135 | 15 | 3095-7/8-2P-75HP KPVS | KPVS_3095-7/8_2P_75HP_8.47_BRZ | 901.5 | 901.5 | 1803 | 3 | 0 | 3 | B | KPVS_SplitCase | 4 | 3 | 4 | 6 | BranchMin4_BranchMax6 | 4 | 3 | 5 | 10 | HeaderMin5_HeaderMax10 | 8 | 4 | 12
135 | 15 | 3095-7/8-2P-75HP KPVS | KPVS_3095-7/8_2P_75HP_8.47_BRZ | 901.5 | 901.5 | 1803 | 3 | 0 | 3 | B | KPVS_SplitCase | 4 | 3 | 4 | 6 | BranchMin4_BranchMax6 | 4 | 3 | 5 | 10 | HeaderMin5_HeaderMax10 | 10 | 4 | 12
135 | 15 | 3095-7/8-2P-75HP KPVS | KPVS_3095-7/8_2P_75HP_8.47_BRZ | 901.5 | 901.5 | 1803 | 3 | 0 | 3 | B | KPVS_SplitCase | 4 | 3 | 4 | 6 | BranchMin4_BranchMax6 | 5 | 3 | 5 | 10 | HeaderMin5_HeaderMax10 | 5 | 4 | 12 | [29 empty] | INVALID
135 | 15 | 3095-7/8-2P-75HP KPVS | KPVS_3095-7/8_2P_75HP_8.47_BRZ | 901.5 | 901.5 | 1803 | 3 | 0 | 3 | B | KPVS_SplitCase | 4 | 3 | 4 | 6 | BranchMin4_BranchMax6 | 5 | 3 | 5 | 10 | HeaderMin5_HeaderMax10 | 6 | 4 | 12
135 | 15 | 3095-7/8-2P-75HP KPVS | KPVS_3095-7/8_2P_75HP_8.47_BRZ | 901.5 | 901.5 | 1803 | 3 | 0 | 3 | B | KPVS_SplitCase | 4 | 3 | 4 | 6 | BranchMin4_BranchMax6 | 5 | 3 | 5 | 10 | HeaderMin5_HeaderMax10 | 8 | 4 | 12
135 | 15 | 3095-7/8-2P-75HP KPVS | KPVS_3095-7/8_2P_75HP_8.47_BRZ | 901.5 | 901.5 | 1803 | 3 | 0 | 3 | B | KPVS_SplitCase | 4 | 3 | 4 | 6 | BranchMin4_BranchMax6 | 5 | 3 | 5 | 10 | HeaderMin5_HeaderMax10 | 10 | 4 | 12
135 | 15 | 3095-7/8-2P-75HP KPVS | KPVS_3095-7/8_2P_75HP_8.47_BRZ | 901.5 | 901.5 | 1803 | 3 | 0 | 3 | B | KPVS_SplitCase | 4 | 3 | 4 | 6 | BranchMin4_BranchMax6 | 6 | 3 | 5 | 10 | HeaderMin5_HeaderMax10 | 5 | 4 | 12 | [29 empty] | INVALID
135 | 15 | 3095-7/8-2P-75HP KPVS | KPVS_3095-7/8_2P_75HP_8.47_BRZ | 901.5 | 901.5 | 1803 | 3 | 0 | 3 | B | KPVS_SplitCase | 4 | 3 | 4 | 6 | BranchMin4_BranchMax6 | 6 | 3 | 5 | 10 | HeaderMin5_HeaderMax10 | 6 | 4 | 12 | [29 empty] | INVALID
135 | 15 | 3095-7/8-2P-75HP KPVS | KPVS_3095-7/8_2P_75HP_8.47_BRZ | 901.5 | 901.5 | 1803 | 3 | 0 | 3 | B | KPVS_SplitCase | 4 | 3 | 4 | 6 | BranchMin4_BranchMax6 | 6 | 3 | 5 | 10 | HeaderMin5_HeaderMax10 | 8 | 4 | 12
135 | 15 | 3095-7/8-2P-75HP KPVS | KPVS_3095-7/8_2P_75HP_8.47_BRZ | 901.5 | 901.5 | 1803 | 3 | 0 | 3 | B | KPVS_SplitCase | 4 | 3 | 4 | 6 | BranchMin4_BranchMax6 | 6 | 3 | 5 | 10 | HeaderMin5_HeaderMax10 | 10 | 4 | 12
136 | 16 | 3095-7/8-2P-100HP KPVS | KPVS_3095-7/8_2P_100HP_9.24_BRZ | 964.4 | 964.4 | 1928.8 | 3 | 0 | 3 | B | KPVS_SplitCase | 4 | 3 | 4 | 8 | BranchMin4_BranchMax8 | 4 | 4 | 5 | 10 | HeaderMin5_HeaderMax10 | 5 | 4 | 16
136 | 16 | 3095-7/8-2P-100HP KPVS | KPVS_3095-7/8_2P_100HP_9.24_BRZ | 964.4 | 964.4 | 1928.8 | 3 | 0 | 3 | B | KPVS_SplitCase | 4 | 3 | 4 | 8 | BranchMin4_BranchMax8 | 4 | 4 | 5 | 10 | HeaderMin5_HeaderMax10 | 6 | 4 | 16
136 | 16 | 3095-7/8-2P-100HP KPVS | KPVS_3095-7/8_2P_100HP_9.24_BRZ | 964.4 | 964.4 | 1928.8 | 3 | 0 | 3 | B | KPVS_SplitCase | 4 | 3 | 4 | 8 | BranchMin4_BranchMax8 | 4 | 4 | 5 | 10 | HeaderMin5_HeaderMax10 | 8 | 4 | 16
136 | 16 | 3095-7/8-2P-100HP KPVS | KPVS_3095-7/8_2P_100HP_9.24_BRZ | 964.4 | 964.4 | 1928.8 | 3 | 0 | 3 | B | KPVS_SplitCase | 4 | 3 | 4 | 8 | BranchMin4_BranchMax8 | 4 | 4 | 5 | 10 | HeaderMin5_HeaderMax10 | 10 | 4 | 16
136 | 16 | 3095-7/8-2P-100HP KPVS | KPVS_3095-7/8_2P_100HP_9.24_BRZ | 964.4 | 964.4 | 1928.8 | 3 | 0 | 3 | B | KPVS_SplitCase | 4 | 3 | 4 | 8 | BranchMin4_BranchMax8 | 5 | 4 | 5 | 10 | HeaderMin5_HeaderMax10 | 5 | 4 | 16 | [29 empty] | INVALID
136 | 16 | 3095-7/8-2P-100HP KPVS | KPVS_3095-7/8_2P_100HP_9.24_BRZ | 964.4 | 964.4 | 1928.8 | 3 | 0 | 3 | B | KPVS_SplitCase | 4 | 3 | 4 | 8 | BranchMin4_BranchMax8 | 5 | 4 | 5 | 10 | HeaderMin5_HeaderMax10 | 6 | 4 | 16
136 | 16 | 3095-7/8-2P-100HP KPVS | KPVS_3095-7/8_2P_100HP_9.24_BRZ | 964.4 | 964.4 | 1928.8 | 3 | 0 | 3 | B | KPVS_SplitCase | 4 | 3 | 4 | 8 | BranchMin4_BranchMax8 | 5 | 4 | 5 | 10 | HeaderMin5_HeaderMax10 | 8 | 4 | 16
136 | 16 | 3095-7/8-2P-100HP KPVS | KPVS_3095-7/8_2P_100HP_9.24_BRZ | 964.4 | 964.4 | 1928.8 | 3 | 0 | 3 | B | KPVS_SplitCase | 4 | 3 | 4 | 8 | BranchMin4_BranchMax8 | 5 | 4 | 5 | 10 | HeaderMin5_HeaderMax10 | 10 | 4 | 16
136 | 16 | 3095-7/8-2P-100HP KPVS | KPVS_3095-7/8_2P_100HP_9.24_BRZ | 964.4 | 964.4 | 1928.8 | 3 | 0 | 3 | B | KPVS_SplitCase | 4 | 3 | 4 | 8 | BranchMin4_BranchMax8 | 6 | 4 | 5 | 10 | HeaderMin5_HeaderMax10 | 5 | 4 | 16 | [29 empty] | INVALID
136 | 16 | 3095-7/8-2P-100HP KPVS | KPVS_3095-7/8_2P_100HP_9.24_BRZ | 964.4 | 964.4 | 1928.8 | 3 | 0 | 3 | B | KPVS_SplitCase | 4 | 3 | 4 | 8 | BranchMin4_BranchMax8 | 6 | 4 | 5 | 10 | HeaderMin5_HeaderMax10 | 6 | 4 | 16 | [29 empty] | INVALID
136 | 16 | 3095-7/8-2P-100HP KPVS | KPVS_3095-7/8_2P_100HP_9.24_BRZ | 964.4 | 964.4 | 1928.8 | 3 | 0 | 3 | B | KPVS_SplitCase | 4 | 3 | 4 | 8 | BranchMin4_BranchMax8 | 6 | 4 | 5 | 10 | HeaderMin5_HeaderMax10 | 8 | 4 | 16
136 | 16 | 3095-7/8-2P-100HP KPVS | KPVS_3095-7/8_2P_100HP_9.24_BRZ | 964.4 | 964.4 | 1928.8 | 3 | 0 | 3 | B | KPVS_SplitCase | 4 | 3 | 4 | 8 | BranchMin4_BranchMax8 | 6 | 4 | 5 | 10 | HeaderMin5_HeaderMax10 | 10 | 4 | 16
136 | 16 | 3095-7/8-2P-100HP KPVS | KPVS_3095-7/8_2P_100HP_9.24_BRZ | 964.4 | 964.4 | 1928.8 | 3 | 0 | 3 | B | KPVS_SplitCase | 4 | 3 | 4 | 8 | BranchMin4_BranchMax8 | 8 | 4 | 5 | 10 | HeaderMin5_HeaderMax10 | 5 | 4 | 16 | [29 empty] | INVALID
136 | 16 | 3095-7/8-2P-100HP KPVS | KPVS_3095-7/8_2P_100HP_9.24_BRZ | 964.4 | 964.4 | 1928.8 | 3 | 0 | 3 | B | KPVS_SplitCase | 4 | 3 | 4 | 8 | BranchMin4_BranchMax8 | 8 | 4 | 5 | 10 | HeaderMin5_HeaderMax10 | 6 | 4 | 16 | [29 empty] | INVALID
136 | 16 | 3095-7/8-2P-100HP KPVS | KPVS_3095-7/8_2P_100HP_9.24_BRZ | 964.4 | 964.4 | 1928.8 | 3 | 0 | 3 | B | KPVS_SplitCase | 4 | 3 | 4 | 8 | BranchMin4_BranchMax8 | 8 | 4 | 5 | 10 | HeaderMin5_HeaderMax10 | 8 | 4 | 16 | [29 empty] | INVALID
136 | 16 | 3095-7/8-2P-100HP KPVS | KPVS_3095-7/8_2P_100HP_9.24_BRZ | 964.4 | 964.4 | 1928.8 | 3 | 0 | 3 | B | KPVS_SplitCase | 4 | 3 | 4 | 8 | BranchMin4_BranchMax8 | 8 | 4 | 5 | 10 | HeaderMin5_HeaderMax10 | 10 | 4 | 16
137 | 17 | 3095-7/8-2P-125HP KPVS | KPVS_3095-7/8_2P_125HP_9.50_BRZ | 1000 | 1000 | 2000 | 3 | 0 | 3 | B | KPVS_SplitCase | 4 | 3 | 4 | 8 | BranchMin4_BranchMax8 | 4 | 4 | 5 | 10 | HeaderMin5_HeaderMax10 | 5 | 4 | 16
137 | 17 | 3095-7/8-2P-125HP KPVS | KPVS_3095-7/8_2P_125HP_9.50_BRZ | 1000 | 1000 | 2000 | 3 | 0 | 3 | B | KPVS_SplitCase | 4 | 3 | 4 | 8 | BranchMin4_BranchMax8 | 4 | 4 | 5 | 10 | HeaderMin5_HeaderMax10 | 6 | 4 | 16
137 | 17 | 3095-7/8-2P-125HP KPVS | KPVS_3095-7/8_2P_125HP_9.50_BRZ | 1000 | 1000 | 2000 | 3 | 0 | 3 | B | KPVS_SplitCase | 4 | 3 | 4 | 8 | BranchMin4_BranchMax8 | 4 | 4 | 5 | 10 | HeaderMin5_HeaderMax10 | 8 | 4 | 16
137 | 17 | 3095-7/8-2P-125HP KPVS | KPVS_3095-7/8_2P_125HP_9.50_BRZ | 1000 | 1000 | 2000 | 3 | 0 | 3 | B | KPVS_SplitCase | 4 | 3 | 4 | 8 | BranchMin4_BranchMax8 | 4 | 4 | 5 | 10 | HeaderMin5_HeaderMax10 | 10 | 4 | 16
137 | 17 | 3095-7/8-2P-125HP KPVS | KPVS_3095-7/8_2P_125HP_9.50_BRZ | 1000 | 1000 | 2000 | 3 | 0 | 3 | B | KPVS_SplitCase | 4 | 3 | 4 | 8 | BranchMin4_BranchMax8 | 5 | 4 | 5 | 10 | HeaderMin5_HeaderMax10 | 5 | 4 | 16 | [29 empty] | INVALID
137 | 17 | 3095-7/8-2P-125HP KPVS | KPVS_3095-7/8_2P_125HP_9.50_BRZ | 1000 | 1000 | 2000 | 3 | 0 | 3 | B | KPVS_SplitCase | 4 | 3 | 4 | 8 | BranchMin4_BranchMax8 | 5 | 4 | 5 | 10 | HeaderMin5_HeaderMax10 | 6 | 4 | 16
137 | 17 | 3095-7/8-2P-125HP KPVS | KPVS_3095-7/8_2P_125HP_9.50_BRZ | 1000 | 1000 | 2000 | 3 | 0 | 3 | B | KPVS_SplitCase | 4 | 3 | 4 | 8 | BranchMin4_BranchMax8 | 5 | 4 | 5 | 10 | HeaderMin5_HeaderMax10 | 8 | 4 | 16
137 | 17 | 3095-7/8-2P-125HP KPVS | KPVS_3095-7/8_2P_125HP_9.50_BRZ | 1000 | 1000 | 2000 | 3 | 0 | 3 | B | KPVS_SplitCase | 4 | 3 | 4 | 8 | BranchMin4_BranchMax8 | 5 | 4 | 5 | 10 | HeaderMin5_HeaderMax10 | 10 | 4 | 16
137 | 17 | 3095-7/8-2P-125HP KPVS | KPVS_3095-7/8_2P_125HP_9.50_BRZ | 1000 | 1000 | 2000 | 3 | 0 | 3 | B | KPVS_SplitCase | 4 | 3 | 4 | 8 | BranchMin4_BranchMax8 | 6 | 4 | 5 | 10 | HeaderMin5_HeaderMax10 | 5 | 4 | 16 | [29 empty] | INVALID
137 | 17 | 3095-7/8-2P-125HP KPVS | KPVS_3095-7/8_2P_125HP_9.50_BRZ | 1000 | 1000 | 2000 | 3 | 0 | 3 | B | KPVS_SplitCase | 4 | 3 | 4 | 8 | BranchMin4_BranchMax8 | 6 | 4 | 5 | 10 | HeaderMin5_HeaderMax10 | 6 | 4 | 16 | [29 empty] | INVALID
137 | 17 | 3095-7/8-2P-125HP KPVS | KPVS_3095-7/8_2P_125HP_9.50_BRZ | 1000 | 1000 | 2000 | 3 | 0 | 3 | B | KPVS_SplitCase | 4 | 3 | 4 | 8 | BranchMin4_BranchMax8 | 6 | 4 | 5 | 10 | HeaderMin5_HeaderMax10 | 8 | 4 | 16
137 | 17 | 3095-7/8-2P-125HP KPVS | KPVS_3095-7/8_2P_125HP_9.50_BRZ | 1000 | 1000 | 2000 | 3 | 0 | 3 | B | KPVS_SplitCase | 4 | 3 | 4 | 8 | BranchMin4_BranchMax8 | 6 | 4 | 5 | 10 | HeaderMin5_HeaderMax10 | 10 | 4 | 16
137 | 17 | 3095-7/8-2P-125HP KPVS | KPVS_3095-7/8_2P_125HP_9.50_BRZ | 1000 | 1000 | 2000 | 3 | 0 | 3 | B | KPVS_SplitCase | 4 | 3 | 4 | 8 | BranchMin4_BranchMax8 | 8 | 4 | 5 | 10 | HeaderMin5_HeaderMax10 | 5 | 4 | 16 | [29 empty] | INVALID
137 | 17 | 3095-7/8-2P-125HP KPVS | KPVS_3095-7/8_2P_125HP_9.50_BRZ | 1000 | 1000 | 2000 | 3 | 0 | 3 | B | KPVS_SplitCase | 4 | 3 | 4 | 8 | BranchMin4_BranchMax8 | 8 | 4 | 5 | 10 | HeaderMin5_HeaderMax10 | 6 | 4 | 16 | [29 empty] | INVALID
137 | 17 | 3095-7/8-2P-125HP KPVS | KPVS_3095-7/8_2P_125HP_9.50_BRZ | 1000 | 1000 | 2000 | 3 | 0 | 3 | B | KPVS_SplitCase | 4 | 3 | 4 | 8 | BranchMin4_BranchMax8 | 8 | 4 | 5 | 10 | HeaderMin5_HeaderMax10 | 8 | 4 | 16 | [29 empty] | INVALID
137 | 17 | 3095-7/8-2P-125HP KPVS | KPVS_3095-7/8_2P_125HP_9.50_BRZ | 1000 | 1000 | 2000 | 3 | 0 | 3 | B | KPVS_SplitCase | 4 | 3 | 4 | 8 | BranchMin4_BranchMax8 | 8 | 4 | 5 | 10 | HeaderMin5_HeaderMax10 | 10 | 4 | 16
138 | 18 | 3014-7/8-4P-20HP KPVS | KPVS_3014-7/8_4P_20HP_10.51_BRZ | 597.3 | 597.3 | 1194.6 | 3 | 0 | 3 | B | KPVS_SplitCase | 4 | 3 | 4 | 5 | BranchMin4_BranchMax5 | 4 | 2 | 5 | 8 | HeaderMin5_HeaderMax8 | 5 | 3 | 6
138 | 18 | 3014-7/8-4P-20HP KPVS | KPVS_3014-7/8_4P_20HP_10.51_BRZ | 597.3 | 597.3 | 1194.6 | 3 | 0 | 3 | B | KPVS_SplitCase | 4 | 3 | 4 | 5 | BranchMin4_BranchMax5 | 4 | 2 | 5 | 8 | HeaderMin5_HeaderMax8 | 6 | 3 | 6
138 | 18 | 3014-7/8-4P-20HP KPVS | KPVS_3014-7/8_4P_20HP_10.51_BRZ | 597.3 | 597.3 | 1194.6 | 3 | 0 | 3 | B | KPVS_SplitCase | 4 | 3 | 4 | 5 | BranchMin4_BranchMax5 | 4 | 2 | 5 | 8 | HeaderMin5_HeaderMax8 | 8 | 3 | 6
138 | 18 | 3014-7/8-4P-20HP KPVS | KPVS_3014-7/8_4P_20HP_10.51_BRZ | 597.3 | 597.3 | 1194.6 | 3 | 0 | 3 | B | KPVS_SplitCase | 4 | 3 | 4 | 5 | BranchMin4_BranchMax5 | 5 | 2 | 5 | 8 | HeaderMin5_HeaderMax8 | 5 | 3 | 6 | [29 empty] | INVALID
138 | 18 | 3014-7/8-4P-20HP KPVS | KPVS_3014-7/8_4P_20HP_10.51_BRZ | 597.3 | 597.3 | 1194.6 | 3 | 0 | 3 | B | KPVS_SplitCase | 4 | 3 | 4 | 5 | BranchMin4_BranchMax5 | 5 | 2 | 5 | 8 | HeaderMin5_HeaderMax8 | 6 | 3 | 6
138 | 18 | 3014-7/8-4P-20HP KPVS | KPVS_3014-7/8_4P_20HP_10.51_BRZ | 597.3 | 597.3 | 1194.6 | 3 | 0 | 3 | B | KPVS_SplitCase | 4 | 3 | 4 | 5 | BranchMin4_BranchMax5 | 5 | 2 | 5 | 8 | HeaderMin5_HeaderMax8 | 8 | 3 | 6
139 | 19 | 3014-7/8-4P-25HP KPVS | KPVS_3014-7/8_4P_25HP_11.23_BRZ | 656.6 | 656.6 | 1313.2 | 3 | 0 | 3 | B | KPVS_SplitCase | 4 | 3 | 4 | 6 | BranchMin4_BranchMax6 | 4 | 3 | 5 | 8 | HeaderMin5_HeaderMax8 | 5 | 3 | 9
139 | 19 | 3014-7/8-4P-25HP KPVS | KPVS_3014-7/8_4P_25HP_11.23_BRZ | 656.6 | 656.6 | 1313.2 | 3 | 0 | 3 | B | KPVS_SplitCase | 4 | 3 | 4 | 6 | BranchMin4_BranchMax6 | 4 | 3 | 5 | 8 | HeaderMin5_HeaderMax8 | 6 | 3 | 9
139 | 19 | 3014-7/8-4P-25HP KPVS | KPVS_3014-7/8_4P_25HP_11.23_BRZ | 656.6 | 656.6 | 1313.2 | 3 | 0 | 3 | B | KPVS_SplitCase | 4 | 3 | 4 | 6 | BranchMin4_BranchMax6 | 4 | 3 | 5 | 8 | HeaderMin5_HeaderMax8 | 8 | 3 | 9
139 | 19 | 3014-7/8-4P-25HP KPVS | KPVS_3014-7/8_4P_25HP_11.23_BRZ | 656.6 | 656.6 | 1313.2 | 3 | 0 | 3 | B | KPVS_SplitCase | 4 | 3 | 4 | 6 | BranchMin4_BranchMax6 | 5 | 3 | 5 | 8 | HeaderMin5_HeaderMax8 | 5 | 3 | 9 | [29 empty] | INVALID
139 | 19 | 3014-7/8-4P-25HP KPVS | KPVS_3014-7/8_4P_25HP_11.23_BRZ | 656.6 | 656.6 | 1313.2 | 3 | 0 | 3 | B | KPVS_SplitCase | 4 | 3 | 4 | 6 | BranchMin4_BranchMax6 | 5 | 3 | 5 | 8 | HeaderMin5_HeaderMax8 | 6 | 3 | 9
139 | 19 | 3014-7/8-4P-25HP KPVS | KPVS_3014-7/8_4P_25HP_11.23_BRZ | 656.6 | 656.6 | 1313.2 | 3 | 0 | 3 | B | KPVS_SplitCase | 4 | 3 | 4 | 6 | BranchMin4_BranchMax6 | 5 | 3 | 5 | 8 | HeaderMin5_HeaderMax8 | 8 | 3 | 9
139 | 19 | 3014-7/8-4P-25HP KPVS | KPVS_3014-7/8_4P_25HP_11.23_BRZ | 656.6 | 656.6 | 1313.2 | 3 | 0 | 3 | B | KPVS_SplitCase | 4 | 3 | 4 | 6 | BranchMin4_BranchMax6 | 6 | 3 | 5 | 8 | HeaderMin5_HeaderMax8 | 5 | 3 | 9 | [29 empty] | INVALID
139 | 19 | 3014-7/8-4P-25HP KPVS | KPVS_3014-7/8_4P_25HP_11.23_BRZ | 656.6 | 656.6 | 1313.2 | 3 | 0 | 3 | B | KPVS_SplitCase | 4 | 3 | 4 | 6 | BranchMin4_BranchMax6 | 6 | 3 | 5 | 8 | HeaderMin5_HeaderMax8 | 6 | 3 | 9 | [29 empty] | INVALID
139 | 19 | 3014-7/8-4P-25HP KPVS | KPVS_3014-7/8_4P_25HP_11.23_BRZ | 656.6 | 656.6 | 1313.2 | 3 | 0 | 3 | B | KPVS_SplitCase | 4 | 3 | 4 | 6 | BranchMin4_BranchMax6 | 6 | 3 | 5 | 8 | HeaderMin5_HeaderMax8 | 8 | 3 | 9
140 | 20 | 3014-7/8-4P-30HP KPVS | KPVS_3014-7/8_4P_30HP_11.86_BRZ | 710 | 710 | 1420 | 3 | 0 | 3 | B | KPVS_SplitCase | 4 | 3 | 4 | 6 | BranchMin4_BranchMax6 | 4 | 3 | 5 | 8 | HeaderMin5_HeaderMax8 | 5 | 3 | 9
140 | 20 | 3014-7/8-4P-30HP KPVS | KPVS_3014-7/8_4P_30HP_11.86_BRZ | 710 | 710 | 1420 | 3 | 0 | 3 | B | KPVS_SplitCase | 4 | 3 | 4 | 6 | BranchMin4_BranchMax6 | 4 | 3 | 5 | 8 | HeaderMin5_HeaderMax8 | 6 | 3 | 9
140 | 20 | 3014-7/8-4P-30HP KPVS | KPVS_3014-7/8_4P_30HP_11.86_BRZ | 710 | 710 | 1420 | 3 | 0 | 3 | B | KPVS_SplitCase | 4 | 3 | 4 | 6 | BranchMin4_BranchMax6 | 4 | 3 | 5 | 8 | HeaderMin5_HeaderMax8 | 8 | 3 | 9
140 | 20 | 3014-7/8-4P-30HP KPVS | KPVS_3014-7/8_4P_30HP_11.86_BRZ | 710 | 710 | 1420 | 3 | 0 | 3 | B | KPVS_SplitCase | 4 | 3 | 4 | 6 | BranchMin4_BranchMax6 | 5 | 3 | 5 | 8 | HeaderMin5_HeaderMax8 | 5 | 3 | 9 | [29 empty] | INVALID
140 | 20 | 3014-7/8-4P-30HP KPVS | KPVS_3014-7/8_4P_30HP_11.86_BRZ | 710 | 710 | 1420 | 3 | 0 | 3 | B | KPVS_SplitCase | 4 | 3 | 4 | 6 | BranchMin4_BranchMax6 | 5 | 3 | 5 | 8 | HeaderMin5_HeaderMax8 | 6 | 3 | 9
140 | 20 | 3014-7/8-4P-30HP KPVS | KPVS_3014-7/8_4P_30HP_11.86_BRZ | 710 | 710 | 1420 | 3 | 0 | 3 | B | KPVS_SplitCase | 4 | 3 | 4 | 6 | BranchMin4_BranchMax6 | 5 | 3 | 5 | 8 | HeaderMin5_HeaderMax8 | 8 | 3 | 9
140 | 20 | 3014-7/8-4P-30HP KPVS | KPVS_3014-7/8_4P_30HP_11.86_BRZ | 710 | 710 | 1420 | 3 | 0 | 3 | B | KPVS_SplitCase | 4 | 3 | 4 | 6 | BranchMin4_BranchMax6 | 6 | 3 | 5 | 8 | HeaderMin5_HeaderMax8 | 5 | 3 | 9 | [29 empty] | INVALID
140 | 20 | 3014-7/8-4P-30HP KPVS | KPVS_3014-7/8_4P_30HP_11.86_BRZ | 710 | 710 | 1420 | 3 | 0 | 3 | B | KPVS_SplitCase | 4 | 3 | 4 | 6 | BranchMin4_BranchMax6 | 6 | 3 | 5 | 8 | HeaderMin5_HeaderMax8 | 6 | 3 | 9 | [29 empty] | INVALID
140 | 20 | 3014-7/8-4P-30HP KPVS | KPVS_3014-7/8_4P_30HP_11.86_BRZ | 710 | 710 | 1420 | 3 | 0 | 3 | B | KPVS_SplitCase | 4 | 3 | 4 | 6 | BranchMin4_BranchMax6 | 6 | 3 | 5 | 8 | HeaderMin5_HeaderMax8 | 8 | 3 | 9
141 | 21 | 3014-7/8-4P-40HP KPVS | KPVS_3014-7/8_4P_40HP_12.92_BRZ | 802.4 | 802.4 | 1604.8 | 3 | 0 | 3 | B | KPVS_SplitCase | 4 | 3 | 4 | 6 | BranchMin4_BranchMax6 | 4 | 3 | 5 | 10 | HeaderMin5_HeaderMax10 | 5 | 4 | 12
141 | 21 | 3014-7/8-4P-40HP KPVS | KPVS_3014-7/8_4P_40HP_12.92_BRZ | 802.4 | 802.4 | 1604.8 | 3 | 0 | 3 | B | KPVS_SplitCase | 4 | 3 | 4 | 6 | BranchMin4_BranchMax6 | 4 | 3 | 5 | 10 | HeaderMin5_HeaderMax10 | 6 | 4 | 12
141 | 21 | 3014-7/8-4P-40HP KPVS | KPVS_3014-7/8_4P_40HP_12.92_BRZ | 802.4 | 802.4 | 1604.8 | 3 | 0 | 3 | B | KPVS_SplitCase | 4 | 3 | 4 | 6 | BranchMin4_BranchMax6 | 4 | 3 | 5 | 10 | HeaderMin5_HeaderMax10 | 8 | 4 | 12
141 | 21 | 3014-7/8-4P-40HP KPVS | KPVS_3014-7/8_4P_40HP_12.92_BRZ | 802.4 | 802.4 | 1604.8 | 3 | 0 | 3 | B | KPVS_SplitCase | 4 | 3 | 4 | 6 | BranchMin4_BranchMax6 | 4 | 3 | 5 | 10 | HeaderMin5_HeaderMax10 | 10 | 4 | 12
141 | 21 | 3014-7/8-4P-40HP KPVS | KPVS_3014-7/8_4P_40HP_12.92_BRZ | 802.4 | 802.4 | 1604.8 | 3 | 0 | 3 | B | KPVS_SplitCase | 4 | 3 | 4 | 6 | BranchMin4_BranchMax6 | 5 | 3 | 5 | 10 | HeaderMin5_HeaderMax10 | 5 | 4 | 12 | [29 empty] | INVALID
141 | 21 | 3014-7/8-4P-40HP KPVS | KPVS_3014-7/8_4P_40HP_12.92_BRZ | 802.4 | 802.4 | 1604.8 | 3 | 0 | 3 | B | KPVS_SplitCase | 4 | 3 | 4 | 6 | BranchMin4_BranchMax6 | 5 | 3 | 5 | 10 | HeaderMin5_HeaderMax10 | 6 | 4 | 12
141 | 21 | 3014-7/8-4P-40HP KPVS | KPVS_3014-7/8_4P_40HP_12.92_BRZ | 802.4 | 802.4 | 1604.8 | 3 | 0 | 3 | B | KPVS_SplitCase | 4 | 3 | 4 | 6 | BranchMin4_BranchMax6 | 5 | 3 | 5 | 10 | HeaderMin5_HeaderMax10 | 8 | 4 | 12
141 | 21 | 3014-7/8-4P-40HP KPVS | KPVS_3014-7/8_4P_40HP_12.92_BRZ | 802.4 | 802.4 | 1604.8 | 3 | 0 | 3 | B | KPVS_SplitCase | 4 | 3 | 4 | 6 | BranchMin4_BranchMax6 | 5 | 3 | 5 | 10 | HeaderMin5_HeaderMax10 | 10 | 4 | 12
141 | 21 | 3014-7/8-4P-40HP KPVS | KPVS_3014-7/8_4P_40HP_12.92_BRZ | 802.4 | 802.4 | 1604.8 | 3 | 0 | 3 | B | KPVS_SplitCase | 4 | 3 | 4 | 6 | BranchMin4_BranchMax6 | 6 | 3 | 5 | 10 | HeaderMin5_HeaderMax10 | 5 | 4 | 12 | [29 empty] | INVALID
141 | 21 | 3014-7/8-4P-40HP KPVS | KPVS_3014-7/8_4P_40HP_12.92_BRZ | 802.4 | 802.4 | 1604.8 | 3 | 0 | 3 | B | KPVS_SplitCase | 4 | 3 | 4 | 6 | BranchMin4_BranchMax6 | 6 | 3 | 5 | 10 | HeaderMin5_HeaderMax10 | 6 | 4 | 12 | [29 empty] | INVALID
141 | 21 | 3014-7/8-4P-40HP KPVS | KPVS_3014-7/8_4P_40HP_12.92_BRZ | 802.4 | 802.4 | 1604.8 | 3 | 0 | 3 | B | KPVS_SplitCase | 4 | 3 | 4 | 6 | BranchMin4_BranchMax6 | 6 | 3 | 5 | 10 | HeaderMin5_HeaderMax10 | 8 | 4 | 12
141 | 21 | 3014-7/8-4P-40HP KPVS | KPVS_3014-7/8_4P_40HP_12.92_BRZ | 802.4 | 802.4 | 1604.8 | 3 | 0 | 3 | B | KPVS_SplitCase | 4 | 3 | 4 | 6 | BranchMin4_BranchMax6 | 6 | 3 | 5 | 10 | HeaderMin5_HeaderMax10 | 10 | 4 | 12
142 | 22 | 3014-7/8-4P-50HP KPVS | KPVS_3014-7/8_4P_50HP_13.79_BRZ | 880.7 | 880.7 | 1761.4 | 3 | 0 | 3 | B | KPVS_SplitCase | 4 | 3 | 4 | 6 | BranchMin4_BranchMax6 | 4 | 3 | 5 | 10 | HeaderMin5_HeaderMax10 | 5 | 4 | 12
142 | 22 | 3014-7/8-4P-50HP KPVS | KPVS_3014-7/8_4P_50HP_13.79_BRZ | 880.7 | 880.7 | 1761.4 | 3 | 0 | 3 | B | KPVS_SplitCase | 4 | 3 | 4 | 6 | BranchMin4_BranchMax6 | 4 | 3 | 5 | 10 | HeaderMin5_HeaderMax10 | 6 | 4 | 12
142 | 22 | 3014-7/8-4P-50HP KPVS | KPVS_3014-7/8_4P_50HP_13.79_BRZ | 880.7 | 880.7 | 1761.4 | 3 | 0 | 3 | B | KPVS_SplitCase | 4 | 3 | 4 | 6 | BranchMin4_BranchMax6 | 4 | 3 | 5 | 10 | HeaderMin5_HeaderMax10 | 8 | 4 | 12
142 | 22 | 3014-7/8-4P-50HP KPVS | KPVS_3014-7/8_4P_50HP_13.79_BRZ | 880.7 | 880.7 | 1761.4 | 3 | 0 | 3 | B | KPVS_SplitCase | 4 | 3 | 4 | 6 | BranchMin4_BranchMax6 | 4 | 3 | 5 | 10 | HeaderMin5_HeaderMax10 | 10 | 4 | 12
142 | 22 | 3014-7/8-4P-50HP KPVS | KPVS_3014-7/8_4P_50HP_13.79_BRZ | 880.7 | 880.7 | 1761.4 | 3 | 0 | 3 | B | KPVS_SplitCase | 4 | 3 | 4 | 6 | BranchMin4_BranchMax6 | 5 | 3 | 5 | 10 | HeaderMin5_HeaderMax10 | 5 | 4 | 12 | [29 empty] | INVALID
142 | 22 | 3014-7/8-4P-50HP KPVS | KPVS_3014-7/8_4P_50HP_13.79_BRZ | 880.7 | 880.7 | 1761.4 | 3 | 0 | 3 | B | KPVS_SplitCase | 4 | 3 | 4 | 6 | BranchMin4_BranchMax6 | 5 | 3 | 5 | 10 | HeaderMin5_HeaderMax10 | 6 | 4 | 12
142 | 22 | 3014-7/8-4P-50HP KPVS | KPVS_3014-7/8_4P_50HP_13.79_BRZ | 880.7 | 880.7 | 1761.4 | 3 | 0 | 3 | B | KPVS_SplitCase | 4 | 3 | 4 | 6 | BranchMin4_BranchMax6 | 5 | 3 | 5 | 10 | HeaderMin5_HeaderMax10 | 8 | 4 | 12
142 | 22 | 3014-7/8-4P-50HP KPVS | KPVS_3014-7/8_4P_50HP_13.79_BRZ | 880.7 | 880.7 | 1761.4 | 3 | 0 | 3 | B | KPVS_SplitCase | 4 | 3 | 4 | 6 | BranchMin4_BranchMax6 | 5 | 3 | 5 | 10 | HeaderMin5_HeaderMax10 | 10 | 4 | 12
142 | 22 | 3014-7/8-4P-50HP KPVS | KPVS_3014-7/8_4P_50HP_13.79_BRZ | 880.7 | 880.7 | 1761.4 | 3 | 0 | 3 | B | KPVS_SplitCase | 4 | 3 | 4 | 6 | BranchMin4_BranchMax6 | 6 | 3 | 5 | 10 | HeaderMin5_HeaderMax10 | 5 | 4 | 12 | [29 empty] | INVALID
142 | 22 | 3014-7/8-4P-50HP KPVS | KPVS_3014-7/8_4P_50HP_13.79_BRZ | 880.7 | 880.7 | 1761.4 | 3 | 0 | 3 | B | KPVS_SplitCase | 4 | 3 | 4 | 6 | BranchMin4_BranchMax6 | 6 | 3 | 5 | 10 | HeaderMin5_HeaderMax10 | 6 | 4 | 12 | [29 empty] | INVALID
142 | 22 | 3014-7/8-4P-50HP KPVS | KPVS_3014-7/8_4P_50HP_13.79_BRZ | 880.7 | 880.7 | 1761.4 | 3 | 0 | 3 | B | KPVS_SplitCase | 4 | 3 | 4 | 6 | BranchMin4_BranchMax6 | 6 | 3 | 5 | 10 | HeaderMin5_HeaderMax10 | 8 | 4 | 12
142 | 22 | 3014-7/8-4P-50HP KPVS | KPVS_3014-7/8_4P_50HP_13.79_BRZ | 880.7 | 880.7 | 1761.4 | 3 | 0 | 3 | B | KPVS_SplitCase | 4 | 3 | 4 | 6 | BranchMin4_BranchMax6 | 6 | 3 | 5 | 10 | HeaderMin5_HeaderMax10 | 10 | 4 | 12
143 | 23 | 3014-7/8-4P-60HP KPVS | KPVS_3014-7/8_4P_60HP_14.00_BRZ | 900 | 900 | 1800 | 3 | 0 | 3 | B | KPVS_SplitCase | 4 | 3 | 4 | 6 | BranchMin4_BranchMax6 | 4 | 3 | 5 | 10 | HeaderMin5_HeaderMax10 | 5 | 4 | 12
143 | 23 | 3014-7/8-4P-60HP KPVS | KPVS_3014-7/8_4P_60HP_14.00_BRZ | 900 | 900 | 1800 | 3 | 0 | 3 | B | KPVS_SplitCase | 4 | 3 | 4 | 6 | BranchMin4_BranchMax6 | 4 | 3 | 5 | 10 | HeaderMin5_HeaderMax10 | 6 | 4 | 12
143 | 23 | 3014-7/8-4P-60HP KPVS | KPVS_3014-7/8_4P_60HP_14.00_BRZ | 900 | 900 | 1800 | 3 | 0 | 3 | B | KPVS_SplitCase | 4 | 3 | 4 | 6 | BranchMin4_BranchMax6 | 4 | 3 | 5 | 10 | HeaderMin5_HeaderMax10 | 8 | 4 | 12
143 | 23 | 3014-7/8-4P-60HP KPVS | KPVS_3014-7/8_4P_60HP_14.00_BRZ | 900 | 900 | 1800 | 3 | 0 | 3 | B | KPVS_SplitCase | 4 | 3 | 4 | 6 | BranchMin4_BranchMax6 | 4 | 3 | 5 | 10 | HeaderMin5_HeaderMax10 | 10 | 4 | 12
143 | 23 | 3014-7/8-4P-60HP KPVS | KPVS_3014-7/8_4P_60HP_14.00_BRZ | 900 | 900 | 1800 | 3 | 0 | 3 | B | KPVS_SplitCase | 4 | 3 | 4 | 6 | BranchMin4_BranchMax6 | 5 | 3 | 5 | 10 | HeaderMin5_HeaderMax10 | 5 | 4 | 12 | [29 empty] | INVALID
143 | 23 | 3014-7/8-4P-60HP KPVS | KPVS_3014-7/8_4P_60HP_14.00_BRZ | 900 | 900 | 1800 | 3 | 0 | 3 | B | KPVS_SplitCase | 4 | 3 | 4 | 6 | BranchMin4_BranchMax6 | 5 | 3 | 5 | 10 | HeaderMin5_HeaderMax10 | 6 | 4 | 12
143 | 23 | 3014-7/8-4P-60HP KPVS | KPVS_3014-7/8_4P_60HP_14.00_BRZ | 900 | 900 | 1800 | 3 | 0 | 3 | B | KPVS_SplitCase | 4 | 3 | 4 | 6 | BranchMin4_BranchMax6 | 5 | 3 | 5 | 10 | HeaderMin5_HeaderMax10 | 8 | 4 | 12
143 | 23 | 3014-7/8-4P-60HP KPVS | KPVS_3014-7/8_4P_60HP_14.00_BRZ | 900 | 900 | 1800 | 3 | 0 | 3 | B | KPVS_SplitCase | 4 | 3 | 4 | 6 | BranchMin4_BranchMax6 | 5 | 3 | 5 | 10 | HeaderMin5_HeaderMax10 | 10 | 4 | 12
143 | 23 | 3014-7/8-4P-60HP KPVS | KPVS_3014-7/8_4P_60HP_14.00_BRZ | 900 | 900 | 1800 | 3 | 0 | 3 | B | KPVS_SplitCase | 4 | 3 | 4 | 6 | BranchMin4_BranchMax6 | 6 | 3 | 5 | 10 | HeaderMin5_HeaderMax10 | 5 | 4 | 12 | [29 empty] | INVALID
143 | 23 | 3014-7/8-4P-60HP KPVS | KPVS_3014-7/8_4P_60HP_14.00_BRZ | 900 | 900 | 1800 | 3 | 0 | 3 | B | KPVS_SplitCase | 4 | 3 | 4 | 6 | BranchMin4_BranchMax6 | 6 | 3 | 5 | 10 | HeaderMin5_HeaderMax10 | 6 | 4 | 12 | [29 empty] | INVALID
143 | 23 | 3014-7/8-4P-60HP KPVS | KPVS_3014-7/8_4P_60HP_14.00_BRZ | 900 | 900 | 1800 | 3 | 0 | 3 | B | KPVS_SplitCase | 4 | 3 | 4 | 6 | BranchMin4_BranchMax6 | 6 | 3 | 5 | 10 | HeaderMin5_HeaderMax10 | 8 | 4 | 12
143 | 23 | 3014-7/8-4P-60HP KPVS | KPVS_3014-7/8_4P_60HP_14.00_BRZ | 900 | 900 | 1800 | 3 | 0 | 3 | B | KPVS_SplitCase | 4 | 3 | 4 | 6 | BranchMin4_BranchMax6 | 6 | 3 | 5 | 10 | HeaderMin5_HeaderMax10 | 10 | 4 | 12
144 | 24 | 4012-1/2-4P-5HP KPVS | KPVS_4012-1/2_4P_5HP_6.82_BRZ | 532.4 | 532.4 | 1064.8 | 3 | 0 | 3 | B | KPVS_SplitCase | 5 | 4 | 5 | 5 | BranchMin5_BranchMax5 | 5 | 1 | 6 | 8 | HeaderMin6_HeaderMax8 | 6 | 2 | 2
144 | 24 | 4012-1/2-4P-5HP KPVS | KPVS_4012-1/2_4P_5HP_6.82_BRZ | 532.4 | 532.4 | 1064.8 | 3 | 0 | 3 | B | KPVS_SplitCase | 5 | 4 | 5 | 5 | BranchMin5_BranchMax5 | 5 | 1 | 6 | 8 | HeaderMin6_HeaderMax8 | 8 | 2 | 2
145 | 25 | 4012-1/2-4P-7.5HP KPVS | KPVS_4012-1/2_4P_7.5HP_7.70_BRZ | 625.2 | 625.2 | 1250.4 | 3 | 0 | 3 | B | KPVS_SplitCase | 5 | 4 | 5 | 5 | BranchMin5_BranchMax5 | 5 | 1 | 6 | 8 | HeaderMin6_HeaderMax8 | 6 | 2 | 2
145 | 25 | 4012-1/2-4P-7.5HP KPVS | KPVS_4012-1/2_4P_7.5HP_7.70_BRZ | 625.2 | 625.2 | 1250.4 | 3 | 0 | 3 | B | KPVS_SplitCase | 5 | 4 | 5 | 5 | BranchMin5_BranchMax5 | 5 | 1 | 6 | 8 | HeaderMin6_HeaderMax8 | 8 | 2 | 2
146 | 26 | 4012-1/2-4P-10HP KPVS | KPVS_4012-1/2_4P_10HP_8.39_BRZ | 696.4 | 696.4 | 1392.8 | 3 | 0 | 3 | B | KPVS_SplitCase | 5 | 4 | 5 | 6 | BranchMin5_BranchMax6 | 5 | 2 | 6 | 8 | HeaderMin6_HeaderMax8 | 6 | 2 | 4
146 | 26 | 4012-1/2-4P-10HP KPVS | KPVS_4012-1/2_4P_10HP_8.39_BRZ | 696.4 | 696.4 | 1392.8 | 3 | 0 | 3 | B | KPVS_SplitCase | 5 | 4 | 5 | 6 | BranchMin5_BranchMax6 | 5 | 2 | 6 | 8 | HeaderMin6_HeaderMax8 | 8 | 2 | 4
146 | 26 | 4012-1/2-4P-10HP KPVS | KPVS_4012-1/2_4P_10HP_8.39_BRZ | 696.4 | 696.4 | 1392.8 | 3 | 0 | 3 | B | KPVS_SplitCase | 5 | 4 | 5 | 6 | BranchMin5_BranchMax6 | 6 | 2 | 6 | 8 | HeaderMin6_HeaderMax8 | 6 | 2 | 4 | [29 empty] | INVALID
146 | 26 | 4012-1/2-4P-10HP KPVS | KPVS_4012-1/2_4P_10HP_8.39_BRZ | 696.4 | 696.4 | 1392.8 | 3 | 0 | 3 | B | KPVS_SplitCase | 5 | 4 | 5 | 6 | BranchMin5_BranchMax6 | 6 | 2 | 6 | 8 | HeaderMin6_HeaderMax8 | 8 | 2 | 4
147 | 27 | 4012-1/2-4P-15HP KPVS | KPVS_4012-1/2_4P_15HP_9.28_BRZ | 775.8 | 775.8 | 1551.6 | 3 | 0 | 3 | B | KPVS_SplitCase | 5 | 4 | 5 | 6 | BranchMin5_BranchMax6 | 5 | 2 | 6 | 8 | HeaderMin6_HeaderMax8 | 6 | 2 | 4
147 | 27 | 4012-1/2-4P-15HP KPVS | KPVS_4012-1/2_4P_15HP_9.28_BRZ | 775.8 | 775.8 | 1551.6 | 3 | 0 | 3 | B | KPVS_SplitCase | 5 | 4 | 5 | 6 | BranchMin5_BranchMax6 | 5 | 2 | 6 | 8 | HeaderMin6_HeaderMax8 | 8 | 2 | 4
147 | 27 | 4012-1/2-4P-15HP KPVS | KPVS_4012-1/2_4P_15HP_9.28_BRZ | 775.8 | 775.8 | 1551.6 | 3 | 0 | 3 | B | KPVS_SplitCase | 5 | 4 | 5 | 6 | BranchMin5_BranchMax6 | 6 | 2 | 6 | 8 | HeaderMin6_HeaderMax8 | 6 | 2 | 4 | [29 empty] | INVALID
147 | 27 | 4012-1/2-4P-15HP KPVS | KPVS_4012-1/2_4P_15HP_9.28_BRZ | 775.8 | 775.8 | 1551.6 | 3 | 0 | 3 | B | KPVS_SplitCase | 5 | 4 | 5 | 6 | BranchMin5_BranchMax6 | 6 | 2 | 6 | 8 | HeaderMin6_HeaderMax8 | 8 | 2 | 4
148 | 28 | 4012-1/2-4P-20HP KPVS | KPVS_4012-1/2_4P_20HP_10.04_BRZ | 829.7 | 829.7 | 1659.4 | 3 | 0 | 3 | B | KPVS_SplitCase | 5 | 4 | 5 | 6 | BranchMin5_BranchMax6 | 5 | 2 | 6 | 10 | HeaderMin6_HeaderMax10 | 6 | 3 | 6
148 | 28 | 4012-1/2-4P-20HP KPVS | KPVS_4012-1/2_4P_20HP_10.04_BRZ | 829.7 | 829.7 | 1659.4 | 3 | 0 | 3 | B | KPVS_SplitCase | 5 | 4 | 5 | 6 | BranchMin5_BranchMax6 | 5 | 2 | 6 | 10 | HeaderMin6_HeaderMax10 | 8 | 3 | 6
148 | 28 | 4012-1/2-4P-20HP KPVS | KPVS_4012-1/2_4P_20HP_10.04_BRZ | 829.7 | 829.7 | 1659.4 | 3 | 0 | 3 | B | KPVS_SplitCase | 5 | 4 | 5 | 6 | BranchMin5_BranchMax6 | 5 | 2 | 6 | 10 | HeaderMin6_HeaderMax10 | 10 | 3 | 6
148 | 28 | 4012-1/2-4P-20HP KPVS | KPVS_4012-1/2_4P_20HP_10.04_BRZ | 829.7 | 829.7 | 1659.4 | 3 | 0 | 3 | B | KPVS_SplitCase | 5 | 4 | 5 | 6 | BranchMin5_BranchMax6 | 6 | 2 | 6 | 10 | HeaderMin6_HeaderMax10 | 6 | 3 | 6 | [29 empty] | INVALID
148 | 28 | 4012-1/2-4P-20HP KPVS | KPVS_4012-1/2_4P_20HP_10.04_BRZ | 829.7 | 829.7 | 1659.4 | 3 | 0 | 3 | B | KPVS_SplitCase | 5 | 4 | 5 | 6 | BranchMin5_BranchMax6 | 6 | 2 | 6 | 10 | HeaderMin6_HeaderMax10 | 8 | 3 | 6
148 | 28 | 4012-1/2-4P-20HP KPVS | KPVS_4012-1/2_4P_20HP_10.04_BRZ | 829.7 | 829.7 | 1659.4 | 3 | 0 | 3 | B | KPVS_SplitCase | 5 | 4 | 5 | 6 | BranchMin5_BranchMax6 | 6 | 2 | 6 | 10 | HeaderMin6_HeaderMax10 | 10 | 3 | 6
149 | 29 | 4012-1/2-4P-25HP KPVS | KPVS_4012-1/2_4P_25HP_10.91_BRZ | 914.4 | 914.4 | 1828.8 | 3 | 0 | 3 | B | KPVS_SplitCase | 5 | 4 | 5 | 6 | BranchMin5_BranchMax6 | 5 | 2 | 6 | 10 | HeaderMin6_HeaderMax10 | 6 | 3 | 6
149 | 29 | 4012-1/2-4P-25HP KPVS | KPVS_4012-1/2_4P_25HP_10.91_BRZ | 914.4 | 914.4 | 1828.8 | 3 | 0 | 3 | B | KPVS_SplitCase | 5 | 4 | 5 | 6 | BranchMin5_BranchMax6 | 5 | 2 | 6 | 10 | HeaderMin6_HeaderMax10 | 8 | 3 | 6
149 | 29 | 4012-1/2-4P-25HP KPVS | KPVS_4012-1/2_4P_25HP_10.91_BRZ | 914.4 | 914.4 | 1828.8 | 3 | 0 | 3 | B | KPVS_SplitCase | 5 | 4 | 5 | 6 | BranchMin5_BranchMax6 | 5 | 2 | 6 | 10 | HeaderMin6_HeaderMax10 | 10 | 3 | 6
149 | 29 | 4012-1/2-4P-25HP KPVS | KPVS_4012-1/2_4P_25HP_10.91_BRZ | 914.4 | 914.4 | 1828.8 | 3 | 0 | 3 | B | KPVS_SplitCase | 5 | 4 | 5 | 6 | BranchMin5_BranchMax6 | 6 | 2 | 6 | 10 | HeaderMin6_HeaderMax10 | 6 | 3 | 6 | [29 empty] | INVALID
149 | 29 | 4012-1/2-4P-25HP KPVS | KPVS_4012-1/2_4P_25HP_10.91_BRZ | 914.4 | 914.4 | 1828.8 | 3 | 0 | 3 | B | KPVS_SplitCase | 5 | 4 | 5 | 6 | BranchMin5_BranchMax6 | 6 | 2 | 6 | 10 | HeaderMin6_HeaderMax10 | 8 | 3 | 6
149 | 29 | 4012-1/2-4P-25HP KPVS | KPVS_4012-1/2_4P_25HP_10.91_BRZ | 914.4 | 914.4 | 1828.8 | 3 | 0 | 3 | B | KPVS_SplitCase | 5 | 4 | 5 | 6 | BranchMin5_BranchMax6 | 6 | 2 | 6 | 10 | HeaderMin6_HeaderMax10 | 10 | 3 | 6
150 | 30 | 4012-1/2-4P-30HP KPVS | KPVS_4012-1/2_4P_30HP_11.00_BRZ | 924 | 924 | 1848 | 3 | 0 | 3 | B | KPVS_SplitCase | 5 | 4 | 5 | 6 | BranchMin5_BranchMax6 | 5 | 2 | 6 | 10 | HeaderMin6_HeaderMax10 | 6 | 3 | 6
150 | 30 | 4012-1/2-4P-30HP KPVS | KPVS_4012-1/2_4P_30HP_11.00_BRZ | 924 | 924 | 1848 | 3 | 0 | 3 | B | KPVS_SplitCase | 5 | 4 | 5 | 6 | BranchMin5_BranchMax6 | 5 | 2 | 6 | 10 | HeaderMin6_HeaderMax10 | 8 | 3 | 6
150 | 30 | 4012-1/2-4P-30HP KPVS | KPVS_4012-1/2_4P_30HP_11.00_BRZ | 924 | 924 | 1848 | 3 | 0 | 3 | B | KPVS_SplitCase | 5 | 4 | 5 | 6 | BranchMin5_BranchMax6 | 5 | 2 | 6 | 10 | HeaderMin6_HeaderMax10 | 10 | 3 | 6
150 | 30 | 4012-1/2-4P-30HP KPVS | KPVS_4012-1/2_4P_30HP_11.00_BRZ | 924 | 924 | 1848 | 3 | 0 | 3 | B | KPVS_SplitCase | 5 | 4 | 5 | 6 | BranchMin5_BranchMax6 | 6 | 2 | 6 | 10 | HeaderMin6_HeaderMax10 | 6 | 3 | 6 | [29 empty] | INVALID
150 | 30 | 4012-1/2-4P-30HP KPVS | KPVS_4012-1/2_4P_30HP_11.00_BRZ | 924 | 924 | 1848 | 3 | 0 | 3 | B | KPVS_SplitCase | 5 | 4 | 5 | 6 | BranchMin5_BranchMax6 | 6 | 2 | 6 | 10 | HeaderMin6_HeaderMax10 | 8 | 3 | 6
150 | 30 | 4012-1/2-4P-30HP KPVS | KPVS_4012-1/2_4P_30HP_11.00_BRZ | 924 | 924 | 1848 | 3 | 0 | 3 | B | KPVS_SplitCase | 5 | 4 | 5 | 6 | BranchMin5_BranchMax6 | 6 | 2 | 6 | 10 | HeaderMin6_HeaderMax10 | 10 | 3 | 6
151 | 31 | 4012-7/8-4P-10HP KPVS | KPVS_4012-7/8_4P_10HP_7.56_BRZ | 887.5 | 887.5 | 1775 | 3 | 0 | 3 | B | KPVS_SplitCase | 5 | 4 | 5 | 6 | BranchMin5_BranchMax6 | 5 | 2 | 6 | 10 | HeaderMin6_HeaderMax10 | 6 | 3 | 6
151 | 31 | 4012-7/8-4P-10HP KPVS | KPVS_4012-7/8_4P_10HP_7.56_BRZ | 887.5 | 887.5 | 1775 | 3 | 0 | 3 | B | KPVS_SplitCase | 5 | 4 | 5 | 6 | BranchMin5_BranchMax6 | 5 | 2 | 6 | 10 | HeaderMin6_HeaderMax10 | 8 | 3 | 6
151 | 31 | 4012-7/8-4P-10HP KPVS | KPVS_4012-7/8_4P_10HP_7.56_BRZ | 887.5 | 887.5 | 1775 | 3 | 0 | 3 | B | KPVS_SplitCase | 5 | 4 | 5 | 6 | BranchMin5_BranchMax6 | 5 | 2 | 6 | 10 | HeaderMin6_HeaderMax10 | 10 | 3 | 6
151 | 31 | 4012-7/8-4P-10HP KPVS | KPVS_4012-7/8_4P_10HP_7.56_BRZ | 887.5 | 887.5 | 1775 | 3 | 0 | 3 | B | KPVS_SplitCase | 5 | 4 | 5 | 6 | BranchMin5_BranchMax6 | 6 | 2 | 6 | 10 | HeaderMin6_HeaderMax10 | 6 | 3 | 6 | [29 empty] | INVALID
151 | 31 | 4012-7/8-4P-10HP KPVS | KPVS_4012-7/8_4P_10HP_7.56_BRZ | 887.5 | 887.5 | 1775 | 3 | 0 | 3 | B | KPVS_SplitCase | 5 | 4 | 5 | 6 | BranchMin5_BranchMax6 | 6 | 2 | 6 | 10 | HeaderMin6_HeaderMax10 | 8 | 3 | 6
151 | 31 | 4012-7/8-4P-10HP KPVS | KPVS_4012-7/8_4P_10HP_7.56_BRZ | 887.5 | 887.5 | 1775 | 3 | 0 | 3 | B | KPVS_SplitCase | 5 | 4 | 5 | 6 | BranchMin5_BranchMax6 | 6 | 2 | 6 | 10 | HeaderMin6_HeaderMax10 | 10 | 3 | 6
152 | 32 | 4012-7/8-4P-15HP KPVS | KPVS_4012-7/8_4P_15HP_8.57_BRZ | 976.3 | 976.3 | 1952.6 | 3 | 0 | 3 | B | KPVS_SplitCase | 5 | 4 | 5 | 8 | BranchMin5_BranchMax8 | 5 | 3 | 6 | 10 | HeaderMin6_HeaderMax10 | 6 | 3 | 9
152 | 32 | 4012-7/8-4P-15HP KPVS | KPVS_4012-7/8_4P_15HP_8.57_BRZ | 976.3 | 976.3 | 1952.6 | 3 | 0 | 3 | B | KPVS_SplitCase | 5 | 4 | 5 | 8 | BranchMin5_BranchMax8 | 5 | 3 | 6 | 10 | HeaderMin6_HeaderMax10 | 8 | 3 | 9
152 | 32 | 4012-7/8-4P-15HP KPVS | KPVS_4012-7/8_4P_15HP_8.57_BRZ | 976.3 | 976.3 | 1952.6 | 3 | 0 | 3 | B | KPVS_SplitCase | 5 | 4 | 5 | 8 | BranchMin5_BranchMax8 | 5 | 3 | 6 | 10 | HeaderMin6_HeaderMax10 | 10 | 3 | 9
152 | 32 | 4012-7/8-4P-15HP KPVS | KPVS_4012-7/8_4P_15HP_8.57_BRZ | 976.3 | 976.3 | 1952.6 | 3 | 0 | 3 | B | KPVS_SplitCase | 5 | 4 | 5 | 8 | BranchMin5_BranchMax8 | 6 | 3 | 6 | 10 | HeaderMin6_HeaderMax10 | 6 | 3 | 9 | [29 empty] | INVALID
152 | 32 | 4012-7/8-4P-15HP KPVS | KPVS_4012-7/8_4P_15HP_8.57_BRZ | 976.3 | 976.3 | 1952.6 | 3 | 0 | 3 | B | KPVS_SplitCase | 5 | 4 | 5 | 8 | BranchMin5_BranchMax8 | 6 | 3 | 6 | 10 | HeaderMin6_HeaderMax10 | 8 | 3 | 9
152 | 32 | 4012-7/8-4P-15HP KPVS | KPVS_4012-7/8_4P_15HP_8.57_BRZ | 976.3 | 976.3 | 1952.6 | 3 | 0 | 3 | B | KPVS_SplitCase | 5 | 4 | 5 | 8 | BranchMin5_BranchMax8 | 6 | 3 | 6 | 10 | HeaderMin6_HeaderMax10 | 10 | 3 | 9
152 | 32 | 4012-7/8-4P-15HP KPVS | KPVS_4012-7/8_4P_15HP_8.57_BRZ | 976.3 | 976.3 | 1952.6 | 3 | 0 | 3 | B | KPVS_SplitCase | 5 | 4 | 5 | 8 | BranchMin5_BranchMax8 | 8 | 3 | 6 | 10 | HeaderMin6_HeaderMax10 | 6 | 3 | 9 | [29 empty] | INVALID
152 | 32 | 4012-7/8-4P-15HP KPVS | KPVS_4012-7/8_4P_15HP_8.57_BRZ | 976.3 | 976.3 | 1952.6 | 3 | 0 | 3 | B | KPVS_SplitCase | 5 | 4 | 5 | 8 | BranchMin5_BranchMax8 | 8 | 3 | 6 | 10 | HeaderMin6_HeaderMax10 | 8 | 3 | 9 | [29 empty] | INVALID
152 | 32 | 4012-7/8-4P-15HP KPVS | KPVS_4012-7/8_4P_15HP_8.57_BRZ | 976.3 | 976.3 | 1952.6 | 3 | 0 | 3 | B | KPVS_SplitCase | 5 | 4 | 5 | 8 | BranchMin5_BranchMax8 | 8 | 3 | 6 | 10 | HeaderMin6_HeaderMax10 | 10 | 3 | 9
153 | 33 | 4012-7/8-4P-20HP KPVS | KPVS_4012-7/8_4P_20HP_9.35_BRZ | 1058.8 | 1058.8 | 2117.6 | 3 | 0 | 3 | B | KPVS_SplitCase | 5 | 4 | 5 | 8 | BranchMin5_BranchMax8 | 5 | 3 | 6 | 10 | HeaderMin6_HeaderMax10 | 6 | 3 | 9
153 | 33 | 4012-7/8-4P-20HP KPVS | KPVS_4012-7/8_4P_20HP_9.35_BRZ | 1058.8 | 1058.8 | 2117.6 | 3 | 0 | 3 | B | KPVS_SplitCase | 5 | 4 | 5 | 8 | BranchMin5_BranchMax8 | 5 | 3 | 6 | 10 | HeaderMin6_HeaderMax10 | 8 | 3 | 9
153 | 33 | 4012-7/8-4P-20HP KPVS | KPVS_4012-7/8_4P_20HP_9.35_BRZ | 1058.8 | 1058.8 | 2117.6 | 3 | 0 | 3 | B | KPVS_SplitCase | 5 | 4 | 5 | 8 | BranchMin5_BranchMax8 | 5 | 3 | 6 | 10 | HeaderMin6_HeaderMax10 | 10 | 3 | 9
153 | 33 | 4012-7/8-4P-20HP KPVS | KPVS_4012-7/8_4P_20HP_9.35_BRZ | 1058.8 | 1058.8 | 2117.6 | 3 | 0 | 3 | B | KPVS_SplitCase | 5 | 4 | 5 | 8 | BranchMin5_BranchMax8 | 6 | 3 | 6 | 10 | HeaderMin6_HeaderMax10 | 6 | 3 | 9 | [29 empty] | INVALID
153 | 33 | 4012-7/8-4P-20HP KPVS | KPVS_4012-7/8_4P_20HP_9.35_BRZ | 1058.8 | 1058.8 | 2117.6 | 3 | 0 | 3 | B | KPVS_SplitCase | 5 | 4 | 5 | 8 | BranchMin5_BranchMax8 | 6 | 3 | 6 | 10 | HeaderMin6_HeaderMax10 | 8 | 3 | 9
153 | 33 | 4012-7/8-4P-20HP KPVS | KPVS_4012-7/8_4P_20HP_9.35_BRZ | 1058.8 | 1058.8 | 2117.6 | 3 | 0 | 3 | B | KPVS_SplitCase | 5 | 4 | 5 | 8 | BranchMin5_BranchMax8 | 6 | 3 | 6 | 10 | HeaderMin6_HeaderMax10 | 10 | 3 | 9
153 | 33 | 4012-7/8-4P-20HP KPVS | KPVS_4012-7/8_4P_20HP_9.35_BRZ | 1058.8 | 1058.8 | 2117.6 | 3 | 0 | 3 | B | KPVS_SplitCase | 5 | 4 | 5 | 8 | BranchMin5_BranchMax8 | 8 | 3 | 6 | 10 | HeaderMin6_HeaderMax10 | 6 | 3 | 9 | [29 empty] | INVALID
153 | 33 | 4012-7/8-4P-20HP KPVS | KPVS_4012-7/8_4P_20HP_9.35_BRZ | 1058.8 | 1058.8 | 2117.6 | 3 | 0 | 3 | B | KPVS_SplitCase | 5 | 4 | 5 | 8 | BranchMin5_BranchMax8 | 8 | 3 | 6 | 10 | HeaderMin6_HeaderMax10 | 8 | 3 | 9 | [29 empty] | INVALID
153 | 33 | 4012-7/8-4P-20HP KPVS | KPVS_4012-7/8_4P_20HP_9.35_BRZ | 1058.8 | 1058.8 | 2117.6 | 3 | 0 | 3 | B | KPVS_SplitCase | 5 | 4 | 5 | 8 | BranchMin5_BranchMax8 | 8 | 3 | 6 | 10 | HeaderMin6_HeaderMax10 | 10 | 3 | 9
154 | 34 | 4012-7/8-4P-25HP KPVS | KPVS_4012-7/8_4P_25HP_9.91_BRZ | 1105.4 | 1105.4 | 2210.8 | 3 | 0 | 3 | B | KPVS_SplitCase | 5 | 4 | 5 | 8 | BranchMin5_BranchMax8 | 5 | 3 | 6 | 10 | HeaderMin6_HeaderMax10 | 6 | 3 | 9
154 | 34 | 4012-7/8-4P-25HP KPVS | KPVS_4012-7/8_4P_25HP_9.91_BRZ | 1105.4 | 1105.4 | 2210.8 | 3 | 0 | 3 | B | KPVS_SplitCase | 5 | 4 | 5 | 8 | BranchMin5_BranchMax8 | 5 | 3 | 6 | 10 | HeaderMin6_HeaderMax10 | 8 | 3 | 9
154 | 34 | 4012-7/8-4P-25HP KPVS | KPVS_4012-7/8_4P_25HP_9.91_BRZ | 1105.4 | 1105.4 | 2210.8 | 3 | 0 | 3 | B | KPVS_SplitCase | 5 | 4 | 5 | 8 | BranchMin5_BranchMax8 | 5 | 3 | 6 | 10 | HeaderMin6_HeaderMax10 | 10 | 3 | 9
154 | 34 | 4012-7/8-4P-25HP KPVS | KPVS_4012-7/8_4P_25HP_9.91_BRZ | 1105.4 | 1105.4 | 2210.8 | 3 | 0 | 3 | B | KPVS_SplitCase | 5 | 4 | 5 | 8 | BranchMin5_BranchMax8 | 6 | 3 | 6 | 10 | HeaderMin6_HeaderMax10 | 6 | 3 | 9 | [29 empty] | INVALID
154 | 34 | 4012-7/8-4P-25HP KPVS | KPVS_4012-7/8_4P_25HP_9.91_BRZ | 1105.4 | 1105.4 | 2210.8 | 3 | 0 | 3 | B | KPVS_SplitCase | 5 | 4 | 5 | 8 | BranchMin5_BranchMax8 | 6 | 3 | 6 | 10 | HeaderMin6_HeaderMax10 | 8 | 3 | 9
154 | 34 | 4012-7/8-4P-25HP KPVS | KPVS_4012-7/8_4P_25HP_9.91_BRZ | 1105.4 | 1105.4 | 2210.8 | 3 | 0 | 3 | B | KPVS_SplitCase | 5 | 4 | 5 | 8 | BranchMin5_BranchMax8 | 6 | 3 | 6 | 10 | HeaderMin6_HeaderMax10 | 10 | 3 | 9
154 | 34 | 4012-7/8-4P-25HP KPVS | KPVS_4012-7/8_4P_25HP_9.91_BRZ | 1105.4 | 1105.4 | 2210.8 | 3 | 0 | 3 | B | KPVS_SplitCase | 5 | 4 | 5 | 8 | BranchMin5_BranchMax8 | 8 | 3 | 6 | 10 | HeaderMin6_HeaderMax10 | 6 | 3 | 9 | [29 empty] | INVALID
154 | 34 | 4012-7/8-4P-25HP KPVS | KPVS_4012-7/8_4P_25HP_9.91_BRZ | 1105.4 | 1105.4 | 2210.8 | 3 | 0 | 3 | B | KPVS_SplitCase | 5 | 4 | 5 | 8 | BranchMin5_BranchMax8 | 8 | 3 | 6 | 10 | HeaderMin6_HeaderMax10 | 8 | 3 | 9 | [29 empty] | INVALID
154 | 34 | 4012-7/8-4P-25HP KPVS | KPVS_4012-7/8_4P_25HP_9.91_BRZ | 1105.4 | 1105.4 | 2210.8 | 3 | 0 | 3 | B | KPVS_SplitCase | 5 | 4 | 5 | 8 | BranchMin5_BranchMax8 | 8 | 3 | 6 | 10 | HeaderMin6_HeaderMax10 | 10 | 3 | 9
155 | 35 | 4012-7/8-4P-30HP KPVS | KPVS_4012-7/8_4P_30HP_10.38_BRZ | 1130.9 | 1130.9 | 2261.8 | 3 | 0 | 3 | B | KPVS_SplitCase | 5 | 4 | 5 | 8 | BranchMin5_BranchMax8 | 5 | 3 | 6 | 10 | HeaderMin6_HeaderMax10 | 6 | 3 | 9
155 | 35 | 4012-7/8-4P-30HP KPVS | KPVS_4012-7/8_4P_30HP_10.38_BRZ | 1130.9 | 1130.9 | 2261.8 | 3 | 0 | 3 | B | KPVS_SplitCase | 5 | 4 | 5 | 8 | BranchMin5_BranchMax8 | 5 | 3 | 6 | 10 | HeaderMin6_HeaderMax10 | 8 | 3 | 9
155 | 35 | 4012-7/8-4P-30HP KPVS | KPVS_4012-7/8_4P_30HP_10.38_BRZ | 1130.9 | 1130.9 | 2261.8 | 3 | 0 | 3 | B | KPVS_SplitCase | 5 | 4 | 5 | 8 | BranchMin5_BranchMax8 | 5 | 3 | 6 | 10 | HeaderMin6_HeaderMax10 | 10 | 3 | 9
155 | 35 | 4012-7/8-4P-30HP KPVS | KPVS_4012-7/8_4P_30HP_10.38_BRZ | 1130.9 | 1130.9 | 2261.8 | 3 | 0 | 3 | B | KPVS_SplitCase | 5 | 4 | 5 | 8 | BranchMin5_BranchMax8 | 6 | 3 | 6 | 10 | HeaderMin6_HeaderMax10 | 6 | 3 | 9 | [29 empty] | INVALID
155 | 35 | 4012-7/8-4P-30HP KPVS | KPVS_4012-7/8_4P_30HP_10.38_BRZ | 1130.9 | 1130.9 | 2261.8 | 3 | 0 | 3 | B | KPVS_SplitCase | 5 | 4 | 5 | 8 | BranchMin5_BranchMax8 | 6 | 3 | 6 | 10 | HeaderMin6_HeaderMax10 | 8 | 3 | 9
155 | 35 | 4012-7/8-4P-30HP KPVS | KPVS_4012-7/8_4P_30HP_10.38_BRZ | 1130.9 | 1130.9 | 2261.8 | 3 | 0 | 3 | B | KPVS_SplitCase | 5 | 4 | 5 | 8 | BranchMin5_BranchMax8 | 6 | 3 | 6 | 10 | HeaderMin6_HeaderMax10 | 10 | 3 | 9
155 | 35 | 4012-7/8-4P-30HP KPVS | KPVS_4012-7/8_4P_30HP_10.38_BRZ | 1130.9 | 1130.9 | 2261.8 | 3 | 0 | 3 | B | KPVS_SplitCase | 5 | 4 | 5 | 8 | BranchMin5_BranchMax8 | 8 | 3 | 6 | 10 | HeaderMin6_HeaderMax10 | 6 | 3 | 9 | [29 empty] | INVALID
155 | 35 | 4012-7/8-4P-30HP KPVS | KPVS_4012-7/8_4P_30HP_10.38_BRZ | 1130.9 | 1130.9 | 2261.8 | 3 | 0 | 3 | B | KPVS_SplitCase | 5 | 4 | 5 | 8 | BranchMin5_BranchMax8 | 8 | 3 | 6 | 10 | HeaderMin6_HeaderMax10 | 8 | 3 | 9 | [29 empty] | INVALID
155 | 35 | 4012-7/8-4P-30HP KPVS | KPVS_4012-7/8_4P_30HP_10.38_BRZ | 1130.9 | 1130.9 | 2261.8 | 3 | 0 | 3 | B | KPVS_SplitCase | 5 | 4 | 5 | 8 | BranchMin5_BranchMax8 | 8 | 3 | 6 | 10 | HeaderMin6_HeaderMax10 | 10 | 3 | 9
156 | 36 | 4012-7/8-4P-40HP KPVS | KPVS_4012-7/8_4P_40HP_11.39_BRZ | 1197.7 | 1197.7 | 2395.4 | 3 | 0 | 3 | B | KPVS_SplitCase | 5 | 4 | 5 | 8 | BranchMin5_BranchMax8 | 5 | 3 | 6 | 10 | HeaderMin6_HeaderMax10 | 6 | 3 | 9
156 | 36 | 4012-7/8-4P-40HP KPVS | KPVS_4012-7/8_4P_40HP_11.39_BRZ | 1197.7 | 1197.7 | 2395.4 | 3 | 0 | 3 | B | KPVS_SplitCase | 5 | 4 | 5 | 8 | BranchMin5_BranchMax8 | 5 | 3 | 6 | 10 | HeaderMin6_HeaderMax10 | 8 | 3 | 9
156 | 36 | 4012-7/8-4P-40HP KPVS | KPVS_4012-7/8_4P_40HP_11.39_BRZ | 1197.7 | 1197.7 | 2395.4 | 3 | 0 | 3 | B | KPVS_SplitCase | 5 | 4 | 5 | 8 | BranchMin5_BranchMax8 | 5 | 3 | 6 | 10 | HeaderMin6_HeaderMax10 | 10 | 3 | 9
156 | 36 | 4012-7/8-4P-40HP KPVS | KPVS_4012-7/8_4P_40HP_11.39_BRZ | 1197.7 | 1197.7 | 2395.4 | 3 | 0 | 3 | B | KPVS_SplitCase | 5 | 4 | 5 | 8 | BranchMin5_BranchMax8 | 6 | 3 | 6 | 10 | HeaderMin6_HeaderMax10 | 6 | 3 | 9 | [29 empty] | INVALID
156 | 36 | 4012-7/8-4P-40HP KPVS | KPVS_4012-7/8_4P_40HP_11.39_BRZ | 1197.7 | 1197.7 | 2395.4 | 3 | 0 | 3 | B | KPVS_SplitCase | 5 | 4 | 5 | 8 | BranchMin5_BranchMax8 | 6 | 3 | 6 | 10 | HeaderMin6_HeaderMax10 | 8 | 3 | 9
156 | 36 | 4012-7/8-4P-40HP KPVS | KPVS_4012-7/8_4P_40HP_11.39_BRZ | 1197.7 | 1197.7 | 2395.4 | 3 | 0 | 3 | B | KPVS_SplitCase | 5 | 4 | 5 | 8 | BranchMin5_BranchMax8 | 6 | 3 | 6 | 10 | HeaderMin6_HeaderMax10 | 10 | 3 | 9
156 | 36 | 4012-7/8-4P-40HP KPVS | KPVS_4012-7/8_4P_40HP_11.39_BRZ | 1197.7 | 1197.7 | 2395.4 | 3 | 0 | 3 | B | KPVS_SplitCase | 5 | 4 | 5 | 8 | BranchMin5_BranchMax8 | 8 | 3 | 6 | 10 | HeaderMin6_HeaderMax10 | 6 | 3 | 9 | [29 empty] | INVALID
156 | 36 | 4012-7/8-4P-40HP KPVS | KPVS_4012-7/8_4P_40HP_11.39_BRZ | 1197.7 | 1197.7 | 2395.4 | 3 | 0 | 3 | B | KPVS_SplitCase | 5 | 4 | 5 | 8 | BranchMin5_BranchMax8 | 8 | 3 | 6 | 10 | HeaderMin6_HeaderMax10 | 8 | 3 | 9 | [29 empty] | INVALID
156 | 36 | 4012-7/8-4P-40HP KPVS | KPVS_4012-7/8_4P_40HP_11.39_BRZ | 1197.7 | 1197.7 | 2395.4 | 3 | 0 | 3 | B | KPVS_SplitCase | 5 | 4 | 5 | 8 | BranchMin5_BranchMax8 | 8 | 3 | 6 | 10 | HeaderMin6_HeaderMax10 | 10 | 3 | 9
157 | 37 | 4012-7/8-4P-50HP KPVS | KPVS_4012-7/8_4P_50HP_12.00_BRZ | 1259 | 1259 | 2518 | 3 | 0 | 3 | B | KPVS_SplitCase | 5 | 4 | 5 | 8 | BranchMin5_BranchMax8 | 5 | 3 | 6 | 12 | HeaderMin6_HeaderMax12 | 6 | 4 | 12
157 | 37 | 4012-7/8-4P-50HP KPVS | KPVS_4012-7/8_4P_50HP_12.00_BRZ | 1259 | 1259 | 2518 | 3 | 0 | 3 | B | KPVS_SplitCase | 5 | 4 | 5 | 8 | BranchMin5_BranchMax8 | 5 | 3 | 6 | 12 | HeaderMin6_HeaderMax12 | 8 | 4 | 12
157 | 37 | 4012-7/8-4P-50HP KPVS | KPVS_4012-7/8_4P_50HP_12.00_BRZ | 1259 | 1259 | 2518 | 3 | 0 | 3 | B | KPVS_SplitCase | 5 | 4 | 5 | 8 | BranchMin5_BranchMax8 | 5 | 3 | 6 | 12 | HeaderMin6_HeaderMax12 | 10 | 4 | 12
157 | 37 | 4012-7/8-4P-50HP KPVS | KPVS_4012-7/8_4P_50HP_12.00_BRZ | 1259 | 1259 | 2518 | 3 | 0 | 3 | B | KPVS_SplitCase | 5 | 4 | 5 | 8 | BranchMin5_BranchMax8 | 5 | 3 | 6 | 12 | HeaderMin6_HeaderMax12 | 12 | 4 | 12
157 | 37 | 4012-7/8-4P-50HP KPVS | KPVS_4012-7/8_4P_50HP_12.00_BRZ | 1259 | 1259 | 2518 | 3 | 0 | 3 | B | KPVS_SplitCase | 5 | 4 | 5 | 8 | BranchMin5_BranchMax8 | 6 | 3 | 6 | 12 | HeaderMin6_HeaderMax12 | 6 | 4 | 12 | [29 empty] | INVALID
157 | 37 | 4012-7/8-4P-50HP KPVS | KPVS_4012-7/8_4P_50HP_12.00_BRZ | 1259 | 1259 | 2518 | 3 | 0 | 3 | B | KPVS_SplitCase | 5 | 4 | 5 | 8 | BranchMin5_BranchMax8 | 6 | 3 | 6 | 12 | HeaderMin6_HeaderMax12 | 8 | 4 | 12
157 | 37 | 4012-7/8-4P-50HP KPVS | KPVS_4012-7/8_4P_50HP_12.00_BRZ | 1259 | 1259 | 2518 | 3 | 0 | 3 | B | KPVS_SplitCase | 5 | 4 | 5 | 8 | BranchMin5_BranchMax8 | 6 | 3 | 6 | 12 | HeaderMin6_HeaderMax12 | 10 | 4 | 12
157 | 37 | 4012-7/8-4P-50HP KPVS | KPVS_4012-7/8_4P_50HP_12.00_BRZ | 1259 | 1259 | 2518 | 3 | 0 | 3 | B | KPVS_SplitCase | 5 | 4 | 5 | 8 | BranchMin5_BranchMax8 | 6 | 3 | 6 | 12 | HeaderMin6_HeaderMax12 | 12 | 4 | 12
157 | 37 | 4012-7/8-4P-50HP KPVS | KPVS_4012-7/8_4P_50HP_12.00_BRZ | 1259 | 1259 | 2518 | 3 | 0 | 3 | B | KPVS_SplitCase | 5 | 4 | 5 | 8 | BranchMin5_BranchMax8 | 8 | 3 | 6 | 12 | HeaderMin6_HeaderMax12 | 6 | 4 | 12 | [29 empty] | INVALID
157 | 37 | 4012-7/8-4P-50HP KPVS | KPVS_4012-7/8_4P_50HP_12.00_BRZ | 1259 | 1259 | 2518 | 3 | 0 | 3 | B | KPVS_SplitCase | 5 | 4 | 5 | 8 | BranchMin5_BranchMax8 | 8 | 3 | 6 | 12 | HeaderMin6_HeaderMax12 | 8 | 4 | 12 | [29 empty] | INVALID
157 | 37 | 4012-7/8-4P-50HP KPVS | KPVS_4012-7/8_4P_50HP_12.00_BRZ | 1259 | 1259 | 2518 | 3 | 0 | 3 | B | KPVS_SplitCase | 5 | 4 | 5 | 8 | BranchMin5_BranchMax8 | 8 | 3 | 6 | 12 | HeaderMin6_HeaderMax12 | 10 | 4 | 12
157 | 37 | 4012-7/8-4P-50HP KPVS | KPVS_4012-7/8_4P_50HP_12.00_BRZ | 1259 | 1259 | 2518 | 3 | 0 | 3 | B | KPVS_SplitCase | 5 | 4 | 5 | 8 | BranchMin5_BranchMax8 | 8 | 3 | 6 | 12 | HeaderMin6_HeaderMax12 | 12 | 4 | 12
158 | 38 | 4015-9/0-4P-25HP KPVS | KPVS_4015-9/0_4P_25HP_9.71_BRZ | 786.3 | 786.3 | 1572.6 | 3 | 0 | 3 | B | KPVS_SplitCase | 5 | 4 | 5 | 6 | BranchMin5_BranchMax6 | 5 | 2 | 6 | 8 | HeaderMin6_HeaderMax8 | 6 | 2 | 4
158 | 38 | 4015-9/0-4P-25HP KPVS | KPVS_4015-9/0_4P_25HP_9.71_BRZ | 786.3 | 786.3 | 1572.6 | 3 | 0 | 3 | B | KPVS_SplitCase | 5 | 4 | 5 | 6 | BranchMin5_BranchMax6 | 5 | 2 | 6 | 8 | HeaderMin6_HeaderMax8 | 8 | 2 | 4
158 | 38 | 4015-9/0-4P-25HP KPVS | KPVS_4015-9/0_4P_25HP_9.71_BRZ | 786.3 | 786.3 | 1572.6 | 3 | 0 | 3 | B | KPVS_SplitCase | 5 | 4 | 5 | 6 | BranchMin5_BranchMax6 | 6 | 2 | 6 | 8 | HeaderMin6_HeaderMax8 | 6 | 2 | 4 | [29 empty] | INVALID
158 | 38 | 4015-9/0-4P-25HP KPVS | KPVS_4015-9/0_4P_25HP_9.71_BRZ | 786.3 | 786.3 | 1572.6 | 3 | 0 | 3 | B | KPVS_SplitCase | 5 | 4 | 5 | 6 | BranchMin5_BranchMax6 | 6 | 2 | 6 | 8 | HeaderMin6_HeaderMax8 | 8 | 2 | 4
159 | 39 | 4015-9/0-4P-30HP KPVS | KPVS_4015-9/0_4P_30HP_10.24_BRZ | 848.4 | 848.4 | 1696.8 | 3 | 0 | 3 | B | KPVS_SplitCase | 5 | 4 | 5 | 6 | BranchMin5_BranchMax6 | 5 | 2 | 6 | 10 | HeaderMin6_HeaderMax10 | 6 | 3 | 6
159 | 39 | 4015-9/0-4P-30HP KPVS | KPVS_4015-9/0_4P_30HP_10.24_BRZ | 848.4 | 848.4 | 1696.8 | 3 | 0 | 3 | B | KPVS_SplitCase | 5 | 4 | 5 | 6 | BranchMin5_BranchMax6 | 5 | 2 | 6 | 10 | HeaderMin6_HeaderMax10 | 8 | 3 | 6
159 | 39 | 4015-9/0-4P-30HP KPVS | KPVS_4015-9/0_4P_30HP_10.24_BRZ | 848.4 | 848.4 | 1696.8 | 3 | 0 | 3 | B | KPVS_SplitCase | 5 | 4 | 5 | 6 | BranchMin5_BranchMax6 | 5 | 2 | 6 | 10 | HeaderMin6_HeaderMax10 | 10 | 3 | 6
159 | 39 | 4015-9/0-4P-30HP KPVS | KPVS_4015-9/0_4P_30HP_10.24_BRZ | 848.4 | 848.4 | 1696.8 | 3 | 0 | 3 | B | KPVS_SplitCase | 5 | 4 | 5 | 6 | BranchMin5_BranchMax6 | 6 | 2 | 6 | 10 | HeaderMin6_HeaderMax10 | 6 | 3 | 6 | [29 empty] | INVALID
159 | 39 | 4015-9/0-4P-30HP KPVS | KPVS_4015-9/0_4P_30HP_10.24_BRZ | 848.4 | 848.4 | 1696.8 | 3 | 0 | 3 | B | KPVS_SplitCase | 5 | 4 | 5 | 6 | BranchMin5_BranchMax6 | 6 | 2 | 6 | 10 | HeaderMin6_HeaderMax10 | 8 | 3 | 6
159 | 39 | 4015-9/0-4P-30HP KPVS | KPVS_4015-9/0_4P_30HP_10.24_BRZ | 848.4 | 848.4 | 1696.8 | 3 | 0 | 3 | B | KPVS_SplitCase | 5 | 4 | 5 | 6 | BranchMin5_BranchMax6 | 6 | 2 | 6 | 10 | HeaderMin6_HeaderMax10 | 10 | 3 | 6
160 | 40 | 4015-9/0-4P-40HP KPVS | KPVS_4015-9/0_4P_40HP_11.17_BRZ | 960.9 | 960.9 | 1921.8 | 3 | 0 | 3 | B | KPVS_SplitCase | 5 | 4 | 5 | 8 | BranchMin5_BranchMax8 | 5 | 3 | 6 | 10 | HeaderMin6_HeaderMax10 | 6 | 3 | 9
160 | 40 | 4015-9/0-4P-40HP KPVS | KPVS_4015-9/0_4P_40HP_11.17_BRZ | 960.9 | 960.9 | 1921.8 | 3 | 0 | 3 | B | KPVS_SplitCase | 5 | 4 | 5 | 8 | BranchMin5_BranchMax8 | 5 | 3 | 6 | 10 | HeaderMin6_HeaderMax10 | 8 | 3 | 9
160 | 40 | 4015-9/0-4P-40HP KPVS | KPVS_4015-9/0_4P_40HP_11.17_BRZ | 960.9 | 960.9 | 1921.8 | 3 | 0 | 3 | B | KPVS_SplitCase | 5 | 4 | 5 | 8 | BranchMin5_BranchMax8 | 5 | 3 | 6 | 10 | HeaderMin6_HeaderMax10 | 10 | 3 | 9
160 | 40 | 4015-9/0-4P-40HP KPVS | KPVS_4015-9/0_4P_40HP_11.17_BRZ | 960.9 | 960.9 | 1921.8 | 3 | 0 | 3 | B | KPVS_SplitCase | 5 | 4 | 5 | 8 | BranchMin5_BranchMax8 | 6 | 3 | 6 | 10 | HeaderMin6_HeaderMax10 | 6 | 3 | 9 | [29 empty] | INVALID
160 | 40 | 4015-9/0-4P-40HP KPVS | KPVS_4015-9/0_4P_40HP_11.17_BRZ | 960.9 | 960.9 | 1921.8 | 3 | 0 | 3 | B | KPVS_SplitCase | 5 | 4 | 5 | 8 | BranchMin5_BranchMax8 | 6 | 3 | 6 | 10 | HeaderMin6_HeaderMax10 | 8 | 3 | 9
160 | 40 | 4015-9/0-4P-40HP KPVS | KPVS_4015-9/0_4P_40HP_11.17_BRZ | 960.9 | 960.9 | 1921.8 | 3 | 0 | 3 | B | KPVS_SplitCase | 5 | 4 | 5 | 8 | BranchMin5_BranchMax8 | 6 | 3 | 6 | 10 | HeaderMin6_HeaderMax10 | 10 | 3 | 9
160 | 40 | 4015-9/0-4P-40HP KPVS | KPVS_4015-9/0_4P_40HP_11.17_BRZ | 960.9 | 960.9 | 1921.8 | 3 | 0 | 3 | B | KPVS_SplitCase | 5 | 4 | 5 | 8 | BranchMin5_BranchMax8 | 8 | 3 | 6 | 10 | HeaderMin6_HeaderMax10 | 6 | 3 | 9 | [29 empty] | INVALID
160 | 40 | 4015-9/0-4P-40HP KPVS | KPVS_4015-9/0_4P_40HP_11.17_BRZ | 960.9 | 960.9 | 1921.8 | 3 | 0 | 3 | B | KPVS_SplitCase | 5 | 4 | 5 | 8 | BranchMin5_BranchMax8 | 8 | 3 | 6 | 10 | HeaderMin6_HeaderMax10 | 8 | 3 | 9 | [29 empty] | INVALID
160 | 40 | 4015-9/0-4P-40HP KPVS | KPVS_4015-9/0_4P_40HP_11.17_BRZ | 960.9 | 960.9 | 1921.8 | 3 | 0 | 3 | B | KPVS_SplitCase | 5 | 4 | 5 | 8 | BranchMin5_BranchMax8 | 8 | 3 | 6 | 10 | HeaderMin6_HeaderMax10 | 10 | 3 | 9
161 | 41 | 4015-9/0-4P-50HP KPVS | KPVS_4015-9/0_4P_50HP_11.92_BRZ | 1054.6 | 1054.6 | 2109.2 | 3 | 0 | 3 | B | KPVS_SplitCase | 5 | 4 | 5 | 8 | BranchMin5_BranchMax8 | 5 | 3 | 6 | 10 | HeaderMin6_HeaderMax10 | 6 | 3 | 9
161 | 41 | 4015-9/0-4P-50HP KPVS | KPVS_4015-9/0_4P_50HP_11.92_BRZ | 1054.6 | 1054.6 | 2109.2 | 3 | 0 | 3 | B | KPVS_SplitCase | 5 | 4 | 5 | 8 | BranchMin5_BranchMax8 | 5 | 3 | 6 | 10 | HeaderMin6_HeaderMax10 | 8 | 3 | 9
161 | 41 | 4015-9/0-4P-50HP KPVS | KPVS_4015-9/0_4P_50HP_11.92_BRZ | 1054.6 | 1054.6 | 2109.2 | 3 | 0 | 3 | B | KPVS_SplitCase | 5 | 4 | 5 | 8 | BranchMin5_BranchMax8 | 5 | 3 | 6 | 10 | HeaderMin6_HeaderMax10 | 10 | 3 | 9
161 | 41 | 4015-9/0-4P-50HP KPVS | KPVS_4015-9/0_4P_50HP_11.92_BRZ | 1054.6 | 1054.6 | 2109.2 | 3 | 0 | 3 | B | KPVS_SplitCase | 5 | 4 | 5 | 8 | BranchMin5_BranchMax8 | 6 | 3 | 6 | 10 | HeaderMin6_HeaderMax10 | 6 | 3 | 9 | [29 empty] | INVALID
161 | 41 | 4015-9/0-4P-50HP KPVS | KPVS_4015-9/0_4P_50HP_11.92_BRZ | 1054.6 | 1054.6 | 2109.2 | 3 | 0 | 3 | B | KPVS_SplitCase | 5 | 4 | 5 | 8 | BranchMin5_BranchMax8 | 6 | 3 | 6 | 10 | HeaderMin6_HeaderMax10 | 8 | 3 | 9
161 | 41 | 4015-9/0-4P-50HP KPVS | KPVS_4015-9/0_4P_50HP_11.92_BRZ | 1054.6 | 1054.6 | 2109.2 | 3 | 0 | 3 | B | KPVS_SplitCase | 5 | 4 | 5 | 8 | BranchMin5_BranchMax8 | 6 | 3 | 6 | 10 | HeaderMin6_HeaderMax10 | 10 | 3 | 9
161 | 41 | 4015-9/0-4P-50HP KPVS | KPVS_4015-9/0_4P_50HP_11.92_BRZ | 1054.6 | 1054.6 | 2109.2 | 3 | 0 | 3 | B | KPVS_SplitCase | 5 | 4 | 5 | 8 | BranchMin5_BranchMax8 | 8 | 3 | 6 | 10 | HeaderMin6_HeaderMax10 | 6 | 3 | 9 | [29 empty] | INVALID
161 | 41 | 4015-9/0-4P-50HP KPVS | KPVS_4015-9/0_4P_50HP_11.92_BRZ | 1054.6 | 1054.6 | 2109.2 | 3 | 0 | 3 | B | KPVS_SplitCase | 5 | 4 | 5 | 8 | BranchMin5_BranchMax8 | 8 | 3 | 6 | 10 | HeaderMin6_HeaderMax10 | 8 | 3 | 9 | [29 empty] | INVALID
161 | 41 | 4015-9/0-4P-50HP KPVS | KPVS_4015-9/0_4P_50HP_11.92_BRZ | 1054.6 | 1054.6 | 2109.2 | 3 | 0 | 3 | B | KPVS_SplitCase | 5 | 4 | 5 | 8 | BranchMin5_BranchMax8 | 8 | 3 | 6 | 10 | HeaderMin6_HeaderMax10 | 10 | 3 | 9
162 | 42 | 4015-9/0-4P-60HP KPVS | KPVS_4015-9/0_4P_60HP_12.56_BRZ | 1137.7 | 1137.7 | 2275.4 | 3 | 0 | 3 | B | KPVS_SplitCase | 5 | 4 | 5 | 8 | BranchMin5_BranchMax8 | 5 | 3 | 6 | 10 | HeaderMin6_HeaderMax10 | 6 | 3 | 9
162 | 42 | 4015-9/0-4P-60HP KPVS | KPVS_4015-9/0_4P_60HP_12.56_BRZ | 1137.7 | 1137.7 | 2275.4 | 3 | 0 | 3 | B | KPVS_SplitCase | 5 | 4 | 5 | 8 | BranchMin5_BranchMax8 | 5 | 3 | 6 | 10 | HeaderMin6_HeaderMax10 | 8 | 3 | 9
162 | 42 | 4015-9/0-4P-60HP KPVS | KPVS_4015-9/0_4P_60HP_12.56_BRZ | 1137.7 | 1137.7 | 2275.4 | 3 | 0 | 3 | B | KPVS_SplitCase | 5 | 4 | 5 | 8 | BranchMin5_BranchMax8 | 5 | 3 | 6 | 10 | HeaderMin6_HeaderMax10 | 10 | 3 | 9
162 | 42 | 4015-9/0-4P-60HP KPVS | KPVS_4015-9/0_4P_60HP_12.56_BRZ | 1137.7 | 1137.7 | 2275.4 | 3 | 0 | 3 | B | KPVS_SplitCase | 5 | 4 | 5 | 8 | BranchMin5_BranchMax8 | 6 | 3 | 6 | 10 | HeaderMin6_HeaderMax10 | 6 | 3 | 9 | [29 empty] | INVALID
162 | 42 | 4015-9/0-4P-60HP KPVS | KPVS_4015-9/0_4P_60HP_12.56_BRZ | 1137.7 | 1137.7 | 2275.4 | 3 | 0 | 3 | B | KPVS_SplitCase | 5 | 4 | 5 | 8 | BranchMin5_BranchMax8 | 6 | 3 | 6 | 10 | HeaderMin6_HeaderMax10 | 8 | 3 | 9
162 | 42 | 4015-9/0-4P-60HP KPVS | KPVS_4015-9/0_4P_60HP_12.56_BRZ | 1137.7 | 1137.7 | 2275.4 | 3 | 0 | 3 | B | KPVS_SplitCase | 5 | 4 | 5 | 8 | BranchMin5_BranchMax8 | 6 | 3 | 6 | 10 | HeaderMin6_HeaderMax10 | 10 | 3 | 9
162 | 42 | 4015-9/0-4P-60HP KPVS | KPVS_4015-9/0_4P_60HP_12.56_BRZ | 1137.7 | 1137.7 | 2275.4 | 3 | 0 | 3 | B | KPVS_SplitCase | 5 | 4 | 5 | 8 | BranchMin5_BranchMax8 | 8 | 3 | 6 | 10 | HeaderMin6_HeaderMax10 | 6 | 3 | 9 | [29 empty] | INVALID
162 | 42 | 4015-9/0-4P-60HP KPVS | KPVS_4015-9/0_4P_60HP_12.56_BRZ | 1137.7 | 1137.7 | 2275.4 | 3 | 0 | 3 | B | KPVS_SplitCase | 5 | 4 | 5 | 8 | BranchMin5_BranchMax8 | 8 | 3 | 6 | 10 | HeaderMin6_HeaderMax10 | 8 | 3 | 9 | [29 empty] | INVALID
162 | 42 | 4015-9/0-4P-60HP KPVS | KPVS_4015-9/0_4P_60HP_12.56_BRZ | 1137.7 | 1137.7 | 2275.4 | 3 | 0 | 3 | B | KPVS_SplitCase | 5 | 4 | 5 | 8 | BranchMin5_BranchMax8 | 8 | 3 | 6 | 10 | HeaderMin6_HeaderMax10 | 10 | 3 | 9
163 | 43 | 4015-9/0-4P-75HP KPVS | KPVS_4015-9/0_4P_75HP_13.30_BRZ | 1251.5 | 1251.5 | 2503 | 3 | 0 | 3 | B | KPVS_SplitCase | 5 | 4 | 5 | 8 | BranchMin5_BranchMax8 | 5 | 3 | 6 | 12 | HeaderMin6_HeaderMax12 | 6 | 4 | 12
163 | 43 | 4015-9/0-4P-75HP KPVS | KPVS_4015-9/0_4P_75HP_13.30_BRZ | 1251.5 | 1251.5 | 2503 | 3 | 0 | 3 | B | KPVS_SplitCase | 5 | 4 | 5 | 8 | BranchMin5_BranchMax8 | 5 | 3 | 6 | 12 | HeaderMin6_HeaderMax12 | 8 | 4 | 12
163 | 43 | 4015-9/0-4P-75HP KPVS | KPVS_4015-9/0_4P_75HP_13.30_BRZ | 1251.5 | 1251.5 | 2503 | 3 | 0 | 3 | B | KPVS_SplitCase | 5 | 4 | 5 | 8 | BranchMin5_BranchMax8 | 5 | 3 | 6 | 12 | HeaderMin6_HeaderMax12 | 10 | 4 | 12
163 | 43 | 4015-9/0-4P-75HP KPVS | KPVS_4015-9/0_4P_75HP_13.30_BRZ | 1251.5 | 1251.5 | 2503 | 3 | 0 | 3 | B | KPVS_SplitCase | 5 | 4 | 5 | 8 | BranchMin5_BranchMax8 | 5 | 3 | 6 | 12 | HeaderMin6_HeaderMax12 | 12 | 4 | 12
163 | 43 | 4015-9/0-4P-75HP KPVS | KPVS_4015-9/0_4P_75HP_13.30_BRZ | 1251.5 | 1251.5 | 2503 | 3 | 0 | 3 | B | KPVS_SplitCase | 5 | 4 | 5 | 8 | BranchMin5_BranchMax8 | 6 | 3 | 6 | 12 | HeaderMin6_HeaderMax12 | 6 | 4 | 12 | [29 empty] | INVALID
163 | 43 | 4015-9/0-4P-75HP KPVS | KPVS_4015-9/0_4P_75HP_13.30_BRZ | 1251.5 | 1251.5 | 2503 | 3 | 0 | 3 | B | KPVS_SplitCase | 5 | 4 | 5 | 8 | BranchMin5_BranchMax8 | 6 | 3 | 6 | 12 | HeaderMin6_HeaderMax12 | 8 | 4 | 12
163 | 43 | 4015-9/0-4P-75HP KPVS | KPVS_4015-9/0_4P_75HP_13.30_BRZ | 1251.5 | 1251.5 | 2503 | 3 | 0 | 3 | B | KPVS_SplitCase | 5 | 4 | 5 | 8 | BranchMin5_BranchMax8 | 6 | 3 | 6 | 12 | HeaderMin6_HeaderMax12 | 10 | 4 | 12
163 | 43 | 4015-9/0-4P-75HP KPVS | KPVS_4015-9/0_4P_75HP_13.30_BRZ | 1251.5 | 1251.5 | 2503 | 3 | 0 | 3 | B | KPVS_SplitCase | 5 | 4 | 5 | 8 | BranchMin5_BranchMax8 | 6 | 3 | 6 | 12 | HeaderMin6_HeaderMax12 | 12 | 4 | 12
163 | 43 | 4015-9/0-4P-75HP KPVS | KPVS_4015-9/0_4P_75HP_13.30_BRZ | 1251.5 | 1251.5 | 2503 | 3 | 0 | 3 | B | KPVS_SplitCase | 5 | 4 | 5 | 8 | BranchMin5_BranchMax8 | 8 | 3 | 6 | 12 | HeaderMin6_HeaderMax12 | 6 | 4 | 12 | [29 empty] | INVALID
163 | 43 | 4015-9/0-4P-75HP KPVS | KPVS_4015-9/0_4P_75HP_13.30_BRZ | 1251.5 | 1251.5 | 2503 | 3 | 0 | 3 | B | KPVS_SplitCase | 5 | 4 | 5 | 8 | BranchMin5_BranchMax8 | 8 | 3 | 6 | 12 | HeaderMin6_HeaderMax12 | 8 | 4 | 12 | [29 empty] | INVALID
163 | 43 | 4015-9/0-4P-75HP KPVS | KPVS_4015-9/0_4P_75HP_13.30_BRZ | 1251.5 | 1251.5 | 2503 | 3 | 0 | 3 | B | KPVS_SplitCase | 5 | 4 | 5 | 8 | BranchMin5_BranchMax8 | 8 | 3 | 6 | 12 | HeaderMin6_HeaderMax12 | 10 | 4 | 12
163 | 43 | 4015-9/0-4P-75HP KPVS | KPVS_4015-9/0_4P_75HP_13.30_BRZ | 1251.5 | 1251.5 | 2503 | 3 | 0 | 3 | B | KPVS_SplitCase | 5 | 4 | 5 | 8 | BranchMin5_BranchMax8 | 8 | 3 | 6 | 12 | HeaderMin6_HeaderMax12 | 12 | 4 | 12
164 | 44 | 4015-9/0-4P-100HP KPVS | KPVS_4015-9/0_4P_100HP_14.44_BRZ | 1415.3 | 1415.3 | 2830.6 | 3 | 0 | 3 | B | KPVS_SplitCase | 5 | 4 | 5 | 8 | BranchMin5_BranchMax8 | 5 | 3 | 6 | 12 | HeaderMin6_HeaderMax12 | 6 | 4 | 12
164 | 44 | 4015-9/0-4P-100HP KPVS | KPVS_4015-9/0_4P_100HP_14.44_BRZ | 1415.3 | 1415.3 | 2830.6 | 3 | 0 | 3 | B | KPVS_SplitCase | 5 | 4 | 5 | 8 | BranchMin5_BranchMax8 | 5 | 3 | 6 | 12 | HeaderMin6_HeaderMax12 | 8 | 4 | 12
164 | 44 | 4015-9/0-4P-100HP KPVS | KPVS_4015-9/0_4P_100HP_14.44_BRZ | 1415.3 | 1415.3 | 2830.6 | 3 | 0 | 3 | B | KPVS_SplitCase | 5 | 4 | 5 | 8 | BranchMin5_BranchMax8 | 5 | 3 | 6 | 12 | HeaderMin6_HeaderMax12 | 10 | 4 | 12
164 | 44 | 4015-9/0-4P-100HP KPVS | KPVS_4015-9/0_4P_100HP_14.44_BRZ | 1415.3 | 1415.3 | 2830.6 | 3 | 0 | 3 | B | KPVS_SplitCase | 5 | 4 | 5 | 8 | BranchMin5_BranchMax8 | 5 | 3 | 6 | 12 | HeaderMin6_HeaderMax12 | 12 | 4 | 12
164 | 44 | 4015-9/0-4P-100HP KPVS | KPVS_4015-9/0_4P_100HP_14.44_BRZ | 1415.3 | 1415.3 | 2830.6 | 3 | 0 | 3 | B | KPVS_SplitCase | 5 | 4 | 5 | 8 | BranchMin5_BranchMax8 | 6 | 3 | 6 | 12 | HeaderMin6_HeaderMax12 | 6 | 4 | 12 | [29 empty] | INVALID
164 | 44 | 4015-9/0-4P-100HP KPVS | KPVS_4015-9/0_4P_100HP_14.44_BRZ | 1415.3 | 1415.3 | 2830.6 | 3 | 0 | 3 | B | KPVS_SplitCase | 5 | 4 | 5 | 8 | BranchMin5_BranchMax8 | 6 | 3 | 6 | 12 | HeaderMin6_HeaderMax12 | 8 | 4 | 12
164 | 44 | 4015-9/0-4P-100HP KPVS | KPVS_4015-9/0_4P_100HP_14.44_BRZ | 1415.3 | 1415.3 | 2830.6 | 3 | 0 | 3 | B | KPVS_SplitCase | 5 | 4 | 5 | 8 | BranchMin5_BranchMax8 | 6 | 3 | 6 | 12 | HeaderMin6_HeaderMax12 | 10 | 4 | 12
164 | 44 | 4015-9/0-4P-100HP KPVS | KPVS_4015-9/0_4P_100HP_14.44_BRZ | 1415.3 | 1415.3 | 2830.6 | 3 | 0 | 3 | B | KPVS_SplitCase | 5 | 4 | 5 | 8 | BranchMin5_BranchMax8 | 6 | 3 | 6 | 12 | HeaderMin6_HeaderMax12 | 12 | 4 | 12
164 | 44 | 4015-9/0-4P-100HP KPVS | KPVS_4015-9/0_4P_100HP_14.44_BRZ | 1415.3 | 1415.3 | 2830.6 | 3 | 0 | 3 | B | KPVS_SplitCase | 5 | 4 | 5 | 8 | BranchMin5_BranchMax8 | 8 | 3 | 6 | 12 | HeaderMin6_HeaderMax12 | 6 | 4 | 12 | [29 empty] | INVALID
164 | 44 | 4015-9/0-4P-100HP KPVS | KPVS_4015-9/0_4P_100HP_14.44_BRZ | 1415.3 | 1415.3 | 2830.6 | 3 | 0 | 3 | B | KPVS_SplitCase | 5 | 4 | 5 | 8 | BranchMin5_BranchMax8 | 8 | 3 | 6 | 12 | HeaderMin6_HeaderMax12 | 8 | 4 | 12 | [29 empty] | INVALID
164 | 44 | 4015-9/0-4P-100HP KPVS | KPVS_4015-9/0_4P_100HP_14.44_BRZ | 1415.3 | 1415.3 | 2830.6 | 3 | 0 | 3 | B | KPVS_SplitCase | 5 | 4 | 5 | 8 | BranchMin5_BranchMax8 | 8 | 3 | 6 | 12 | HeaderMin6_HeaderMax12 | 10 | 4 | 12
164 | 44 | 4015-9/0-4P-100HP KPVS | KPVS_4015-9/0_4P_100HP_14.44_BRZ | 1415.3 | 1415.3 | 2830.6 | 3 | 0 | 3 | B | KPVS_SplitCase | 5 | 4 | 5 | 8 | BranchMin5_BranchMax8 | 8 | 3 | 6 | 12 | HeaderMin6_HeaderMax12 | 12 | 4 | 12
165 | 45 | 4015-9/0-4P-125HP KPVS | KPVS_4015-9/0_4P_125HP_15.25_BRZ | 1500 | 1500 | 3000 | 3 | 0 | 3 | B | KPVS_SplitCase | 5 | 4 | 5 | 8 | BranchMin5_BranchMax8 | 5 | 3 | 6 | 12 | HeaderMin6_HeaderMax12 | 6 | 4 | 12
165 | 45 | 4015-9/0-4P-125HP KPVS | KPVS_4015-9/0_4P_125HP_15.25_BRZ | 1500 | 1500 | 3000 | 3 | 0 | 3 | B | KPVS_SplitCase | 5 | 4 | 5 | 8 | BranchMin5_BranchMax8 | 5 | 3 | 6 | 12 | HeaderMin6_HeaderMax12 | 8 | 4 | 12
165 | 45 | 4015-9/0-4P-125HP KPVS | KPVS_4015-9/0_4P_125HP_15.25_BRZ | 1500 | 1500 | 3000 | 3 | 0 | 3 | B | KPVS_SplitCase | 5 | 4 | 5 | 8 | BranchMin5_BranchMax8 | 5 | 3 | 6 | 12 | HeaderMin6_HeaderMax12 | 10 | 4 | 12
165 | 45 | 4015-9/0-4P-125HP KPVS | KPVS_4015-9/0_4P_125HP_15.25_BRZ | 1500 | 1500 | 3000 | 3 | 0 | 3 | B | KPVS_SplitCase | 5 | 4 | 5 | 8 | BranchMin5_BranchMax8 | 5 | 3 | 6 | 12 | HeaderMin6_HeaderMax12 | 12 | 4 | 12
165 | 45 | 4015-9/0-4P-125HP KPVS | KPVS_4015-9/0_4P_125HP_15.25_BRZ | 1500 | 1500 | 3000 | 3 | 0 | 3 | B | KPVS_SplitCase | 5 | 4 | 5 | 8 | BranchMin5_BranchMax8 | 6 | 3 | 6 | 12 | HeaderMin6_HeaderMax12 | 6 | 4 | 12 | [29 empty] | INVALID
165 | 45 | 4015-9/0-4P-125HP KPVS | KPVS_4015-9/0_4P_125HP_15.25_BRZ | 1500 | 1500 | 3000 | 3 | 0 | 3 | B | KPVS_SplitCase | 5 | 4 | 5 | 8 | BranchMin5_BranchMax8 | 6 | 3 | 6 | 12 | HeaderMin6_HeaderMax12 | 8 | 4 | 12
165 | 45 | 4015-9/0-4P-125HP KPVS | KPVS_4015-9/0_4P_125HP_15.25_BRZ | 1500 | 1500 | 3000 | 3 | 0 | 3 | B | KPVS_SplitCase | 5 | 4 | 5 | 8 | BranchMin5_BranchMax8 | 6 | 3 | 6 | 12 | HeaderMin6_HeaderMax12 | 10 | 4 | 12
165 | 45 | 4015-9/0-4P-125HP KPVS | KPVS_4015-9/0_4P_125HP_15.25_BRZ | 1500 | 1500 | 3000 | 3 | 0 | 3 | B | KPVS_SplitCase | 5 | 4 | 5 | 8 | BranchMin5_BranchMax8 | 6 | 3 | 6 | 12 | HeaderMin6_HeaderMax12 | 12 | 4 | 12
165 | 45 | 4015-9/0-4P-125HP KPVS | KPVS_4015-9/0_4P_125HP_15.25_BRZ | 1500 | 1500 | 3000 | 3 | 0 | 3 | B | KPVS_SplitCase | 5 | 4 | 5 | 8 | BranchMin5_BranchMax8 | 8 | 3 | 6 | 12 | HeaderMin6_HeaderMax12 | 6 | 4 | 12 | [29 empty] | INVALID
165 | 45 | 4015-9/0-4P-125HP KPVS | KPVS_4015-9/0_4P_125HP_15.25_BRZ | 1500 | 1500 | 3000 | 3 | 0 | 3 | B | KPVS_SplitCase | 5 | 4 | 5 | 8 | BranchMin5_BranchMax8 | 8 | 3 | 6 | 12 | HeaderMin6_HeaderMax12 | 8 | 4 | 12 | [29 empty] | INVALID
165 | 45 | 4015-9/0-4P-125HP KPVS | KPVS_4015-9/0_4P_125HP_15.25_BRZ | 1500 | 1500 | 3000 | 3 | 0 | 3 | B | KPVS_SplitCase | 5 | 4 | 5 | 8 | BranchMin5_BranchMax8 | 8 | 3 | 6 | 12 | HeaderMin6_HeaderMax12 | 10 | 4 | 12
165 | 45 | 4015-9/0-4P-125HP KPVS | KPVS_4015-9/0_4P_125HP_15.25_BRZ | 1500 | 1500 | 3000 | 3 | 0 | 3 | B | KPVS_SplitCase | 5 | 4 | 5 | 8 | BranchMin5_BranchMax8 | 8 | 3 | 6 | 12 | HeaderMin6_HeaderMax12 | 12 | 4 | 12
166 | 46 | 5012-7/8-4P-15HP KPVS | KPVS_5012-7/8_4P_15HP_7.65_BRZ | 1236.1 | 1236.1 | 2472.2 | 3 | 0 | 3 | B | KPVS_SplitCase | 6 | 5 | 6 | 8 | BranchMin6_BranchMax8 | 6 | 2 | 8 | 10 | HeaderMin8_HeaderMax10 | 8 | 2 | 4
166 | 46 | 5012-7/8-4P-15HP KPVS | KPVS_5012-7/8_4P_15HP_7.65_BRZ | 1236.1 | 1236.1 | 2472.2 | 3 | 0 | 3 | B | KPVS_SplitCase | 6 | 5 | 6 | 8 | BranchMin6_BranchMax8 | 6 | 2 | 8 | 10 | HeaderMin8_HeaderMax10 | 10 | 2 | 4
166 | 46 | 5012-7/8-4P-15HP KPVS | KPVS_5012-7/8_4P_15HP_7.65_BRZ | 1236.1 | 1236.1 | 2472.2 | 3 | 0 | 3 | B | KPVS_SplitCase | 6 | 5 | 6 | 8 | BranchMin6_BranchMax8 | 8 | 2 | 8 | 10 | HeaderMin8_HeaderMax10 | 8 | 2 | 4 | [29 empty] | INVALID
166 | 46 | 5012-7/8-4P-15HP KPVS | KPVS_5012-7/8_4P_15HP_7.65_BRZ | 1236.1 | 1236.1 | 2472.2 | 3 | 0 | 3 | B | KPVS_SplitCase | 6 | 5 | 6 | 8 | BranchMin6_BranchMax8 | 8 | 2 | 8 | 10 | HeaderMin8_HeaderMax10 | 10 | 2 | 4
167 | 47 | 5012-7/8-4P-20HP KPVS | KPVS_5012-7/8_4P_20HP_8.38_BRZ | 1345.4 | 1345.4 | 2690.8 | 3 | 0 | 3 | B | KPVS_SplitCase | 6 | 5 | 6 | 8 | BranchMin6_BranchMax8 | 6 | 2 | 8 | 12 | HeaderMin8_HeaderMax12 | 8 | 3 | 6
167 | 47 | 5012-7/8-4P-20HP KPVS | KPVS_5012-7/8_4P_20HP_8.38_BRZ | 1345.4 | 1345.4 | 2690.8 | 3 | 0 | 3 | B | KPVS_SplitCase | 6 | 5 | 6 | 8 | BranchMin6_BranchMax8 | 6 | 2 | 8 | 12 | HeaderMin8_HeaderMax12 | 10 | 3 | 6
167 | 47 | 5012-7/8-4P-20HP KPVS | KPVS_5012-7/8_4P_20HP_8.38_BRZ | 1345.4 | 1345.4 | 2690.8 | 3 | 0 | 3 | B | KPVS_SplitCase | 6 | 5 | 6 | 8 | BranchMin6_BranchMax8 | 6 | 2 | 8 | 12 | HeaderMin8_HeaderMax12 | 12 | 3 | 6
167 | 47 | 5012-7/8-4P-20HP KPVS | KPVS_5012-7/8_4P_20HP_8.38_BRZ | 1345.4 | 1345.4 | 2690.8 | 3 | 0 | 3 | B | KPVS_SplitCase | 6 | 5 | 6 | 8 | BranchMin6_BranchMax8 | 8 | 2 | 8 | 12 | HeaderMin8_HeaderMax12 | 8 | 3 | 6 | [29 empty] | INVALID
167 | 47 | 5012-7/8-4P-20HP KPVS | KPVS_5012-7/8_4P_20HP_8.38_BRZ | 1345.4 | 1345.4 | 2690.8 | 3 | 0 | 3 | B | KPVS_SplitCase | 6 | 5 | 6 | 8 | BranchMin6_BranchMax8 | 8 | 2 | 8 | 12 | HeaderMin8_HeaderMax12 | 10 | 3 | 6
167 | 47 | 5012-7/8-4P-20HP KPVS | KPVS_5012-7/8_4P_20HP_8.38_BRZ | 1345.4 | 1345.4 | 2690.8 | 3 | 0 | 3 | B | KPVS_SplitCase | 6 | 5 | 6 | 8 | BranchMin6_BranchMax8 | 8 | 2 | 8 | 12 | HeaderMin8_HeaderMax12 | 12 | 3 | 6
168 | 48 | 5012-7/8-4P-25HP KPVS | KPVS_5012-7/8_4P_25HP_8.96_BRZ | 1441.8 | 1441.8 | 2883.6 | 3 | 0 | 3 | B | KPVS_SplitCase | 6 | 5 | 6 | 8 | BranchMin6_BranchMax8 | 6 | 2 | 8 | 12 | HeaderMin8_HeaderMax12 | 8 | 3 | 6
168 | 48 | 5012-7/8-4P-25HP KPVS | KPVS_5012-7/8_4P_25HP_8.96_BRZ | 1441.8 | 1441.8 | 2883.6 | 3 | 0 | 3 | B | KPVS_SplitCase | 6 | 5 | 6 | 8 | BranchMin6_BranchMax8 | 6 | 2 | 8 | 12 | HeaderMin8_HeaderMax12 | 10 | 3 | 6
168 | 48 | 5012-7/8-4P-25HP KPVS | KPVS_5012-7/8_4P_25HP_8.96_BRZ | 1441.8 | 1441.8 | 2883.6 | 3 | 0 | 3 | B | KPVS_SplitCase | 6 | 5 | 6 | 8 | BranchMin6_BranchMax8 | 6 | 2 | 8 | 12 | HeaderMin8_HeaderMax12 | 12 | 3 | 6
168 | 48 | 5012-7/8-4P-25HP KPVS | KPVS_5012-7/8_4P_25HP_8.96_BRZ | 1441.8 | 1441.8 | 2883.6 | 3 | 0 | 3 | B | KPVS_SplitCase | 6 | 5 | 6 | 8 | BranchMin6_BranchMax8 | 8 | 2 | 8 | 12 | HeaderMin8_HeaderMax12 | 8 | 3 | 6 | [29 empty] | INVALID
168 | 48 | 5012-7/8-4P-25HP KPVS | KPVS_5012-7/8_4P_25HP_8.96_BRZ | 1441.8 | 1441.8 | 2883.6 | 3 | 0 | 3 | B | KPVS_SplitCase | 6 | 5 | 6 | 8 | BranchMin6_BranchMax8 | 8 | 2 | 8 | 12 | HeaderMin8_HeaderMax12 | 10 | 3 | 6
168 | 48 | 5012-7/8-4P-25HP KPVS | KPVS_5012-7/8_4P_25HP_8.96_BRZ | 1441.8 | 1441.8 | 2883.6 | 3 | 0 | 3 | B | KPVS_SplitCase | 6 | 5 | 6 | 8 | BranchMin6_BranchMax8 | 8 | 2 | 8 | 12 | HeaderMin8_HeaderMax12 | 12 | 3 | 6
169 | 49 | 5012-7/8-4P-30HP KPVS | KPVS_5012-7/8_4P_30HP_9.45_BRZ | 1529.7 | 1529.7 | 3059.4 | 3 | 0 | 3 | B | KPVS_SplitCase | 6 | 5 | 6 | 8 | BranchMin6_BranchMax8 | 6 | 2 | 8 | 12 | HeaderMin8_HeaderMax12 | 8 | 3 | 6
169 | 49 | 5012-7/8-4P-30HP KPVS | KPVS_5012-7/8_4P_30HP_9.45_BRZ | 1529.7 | 1529.7 | 3059.4 | 3 | 0 | 3 | B | KPVS_SplitCase | 6 | 5 | 6 | 8 | BranchMin6_BranchMax8 | 6 | 2 | 8 | 12 | HeaderMin8_HeaderMax12 | 10 | 3 | 6
169 | 49 | 5012-7/8-4P-30HP KPVS | KPVS_5012-7/8_4P_30HP_9.45_BRZ | 1529.7 | 1529.7 | 3059.4 | 3 | 0 | 3 | B | KPVS_SplitCase | 6 | 5 | 6 | 8 | BranchMin6_BranchMax8 | 6 | 2 | 8 | 12 | HeaderMin8_HeaderMax12 | 12 | 3 | 6
169 | 49 | 5012-7/8-4P-30HP KPVS | KPVS_5012-7/8_4P_30HP_9.45_BRZ | 1529.7 | 1529.7 | 3059.4 | 3 | 0 | 3 | B | KPVS_SplitCase | 6 | 5 | 6 | 8 | BranchMin6_BranchMax8 | 8 | 2 | 8 | 12 | HeaderMin8_HeaderMax12 | 8 | 3 | 6 | [29 empty] | INVALID
169 | 49 | 5012-7/8-4P-30HP KPVS | KPVS_5012-7/8_4P_30HP_9.45_BRZ | 1529.7 | 1529.7 | 3059.4 | 3 | 0 | 3 | B | KPVS_SplitCase | 6 | 5 | 6 | 8 | BranchMin6_BranchMax8 | 8 | 2 | 8 | 12 | HeaderMin8_HeaderMax12 | 10 | 3 | 6
169 | 49 | 5012-7/8-4P-30HP KPVS | KPVS_5012-7/8_4P_30HP_9.45_BRZ | 1529.7 | 1529.7 | 3059.4 | 3 | 0 | 3 | B | KPVS_SplitCase | 6 | 5 | 6 | 8 | BranchMin6_BranchMax8 | 8 | 2 | 8 | 12 | HeaderMin8_HeaderMax12 | 12 | 3 | 6
170 | 50 | 5012-7/8-4P-40HP KPVS | KPVS_5012-7/8_4P_40HP_10.20_BRZ | 1658 | 1658 | 3316 | 3 | 0 | 3 | B | KPVS_SplitCase | 6 | 5 | 6 | 10 | BranchMin6_BranchMax10 | 6 | 3 | 8 | 12 | HeaderMin8_HeaderMax12 | 8 | 3 | 9
170 | 50 | 5012-7/8-4P-40HP KPVS | KPVS_5012-7/8_4P_40HP_10.20_BRZ | 1658 | 1658 | 3316 | 3 | 0 | 3 | B | KPVS_SplitCase | 6 | 5 | 6 | 10 | BranchMin6_BranchMax10 | 6 | 3 | 8 | 12 | HeaderMin8_HeaderMax12 | 10 | 3 | 9
170 | 50 | 5012-7/8-4P-40HP KPVS | KPVS_5012-7/8_4P_40HP_10.20_BRZ | 1658 | 1658 | 3316 | 3 | 0 | 3 | B | KPVS_SplitCase | 6 | 5 | 6 | 10 | BranchMin6_BranchMax10 | 6 | 3 | 8 | 12 | HeaderMin8_HeaderMax12 | 12 | 3 | 9
170 | 50 | 5012-7/8-4P-40HP KPVS | KPVS_5012-7/8_4P_40HP_10.20_BRZ | 1658 | 1658 | 3316 | 3 | 0 | 3 | B | KPVS_SplitCase | 6 | 5 | 6 | 10 | BranchMin6_BranchMax10 | 8 | 3 | 8 | 12 | HeaderMin8_HeaderMax12 | 8 | 3 | 9 | [29 empty] | INVALID
170 | 50 | 5012-7/8-4P-40HP KPVS | KPVS_5012-7/8_4P_40HP_10.20_BRZ | 1658 | 1658 | 3316 | 3 | 0 | 3 | B | KPVS_SplitCase | 6 | 5 | 6 | 10 | BranchMin6_BranchMax10 | 8 | 3 | 8 | 12 | HeaderMin8_HeaderMax12 | 10 | 3 | 9
170 | 50 | 5012-7/8-4P-40HP KPVS | KPVS_5012-7/8_4P_40HP_10.20_BRZ | 1658 | 1658 | 3316 | 3 | 0 | 3 | B | KPVS_SplitCase | 6 | 5 | 6 | 10 | BranchMin6_BranchMax10 | 8 | 3 | 8 | 12 | HeaderMin8_HeaderMax12 | 12 | 3 | 9
170 | 50 | 5012-7/8-4P-40HP KPVS | KPVS_5012-7/8_4P_40HP_10.20_BRZ | 1658 | 1658 | 3316 | 3 | 0 | 3 | B | KPVS_SplitCase | 6 | 5 | 6 | 10 | BranchMin6_BranchMax10 | 10 | 3 | 8 | 12 | HeaderMin8_HeaderMax12 | 8 | 3 | 9 | [29 empty] | INVALID
170 | 50 | 5012-7/8-4P-40HP KPVS | KPVS_5012-7/8_4P_40HP_10.20_BRZ | 1658 | 1658 | 3316 | 3 | 0 | 3 | B | KPVS_SplitCase | 6 | 5 | 6 | 10 | BranchMin6_BranchMax10 | 10 | 3 | 8 | 12 | HeaderMin8_HeaderMax12 | 10 | 3 | 9 | [29 empty] | INVALID
170 | 50 | 5012-7/8-4P-40HP KPVS | KPVS_5012-7/8_4P_40HP_10.20_BRZ | 1658 | 1658 | 3316 | 3 | 0 | 3 | B | KPVS_SplitCase | 6 | 5 | 6 | 10 | BranchMin6_BranchMax10 | 10 | 3 | 8 | 12 | HeaderMin8_HeaderMax12 | 12 | 3 | 9
171 | 51 | 5012-7/8-4P-50HP KPVS | KPVS_5012-7/8_4P_50HP_10.79_BRZ | 1758.4 | 1758.4 | 3516.8 | 3 | 0 | 3 | B | KPVS_SplitCase | 6 | 5 | 6 | 10 | BranchMin6_BranchMax10 | 6 | 3 | 8 | 12 | HeaderMin8_HeaderMax12 | 8 | 3 | 9
171 | 51 | 5012-7/8-4P-50HP KPVS | KPVS_5012-7/8_4P_50HP_10.79_BRZ | 1758.4 | 1758.4 | 3516.8 | 3 | 0 | 3 | B | KPVS_SplitCase | 6 | 5 | 6 | 10 | BranchMin6_BranchMax10 | 6 | 3 | 8 | 12 | HeaderMin8_HeaderMax12 | 10 | 3 | 9
171 | 51 | 5012-7/8-4P-50HP KPVS | KPVS_5012-7/8_4P_50HP_10.79_BRZ | 1758.4 | 1758.4 | 3516.8 | 3 | 0 | 3 | B | KPVS_SplitCase | 6 | 5 | 6 | 10 | BranchMin6_BranchMax10 | 6 | 3 | 8 | 12 | HeaderMin8_HeaderMax12 | 12 | 3 | 9
171 | 51 | 5012-7/8-4P-50HP KPVS | KPVS_5012-7/8_4P_50HP_10.79_BRZ | 1758.4 | 1758.4 | 3516.8 | 3 | 0 | 3 | B | KPVS_SplitCase | 6 | 5 | 6 | 10 | BranchMin6_BranchMax10 | 8 | 3 | 8 | 12 | HeaderMin8_HeaderMax12 | 8 | 3 | 9 | [29 empty] | INVALID
171 | 51 | 5012-7/8-4P-50HP KPVS | KPVS_5012-7/8_4P_50HP_10.79_BRZ | 1758.4 | 1758.4 | 3516.8 | 3 | 0 | 3 | B | KPVS_SplitCase | 6 | 5 | 6 | 10 | BranchMin6_BranchMax10 | 8 | 3 | 8 | 12 | HeaderMin8_HeaderMax12 | 10 | 3 | 9
171 | 51 | 5012-7/8-4P-50HP KPVS | KPVS_5012-7/8_4P_50HP_10.79_BRZ | 1758.4 | 1758.4 | 3516.8 | 3 | 0 | 3 | B | KPVS_SplitCase | 6 | 5 | 6 | 10 | BranchMin6_BranchMax10 | 8 | 3 | 8 | 12 | HeaderMin8_HeaderMax12 | 12 | 3 | 9
171 | 51 | 5012-7/8-4P-50HP KPVS | KPVS_5012-7/8_4P_50HP_10.79_BRZ | 1758.4 | 1758.4 | 3516.8 | 3 | 0 | 3 | B | KPVS_SplitCase | 6 | 5 | 6 | 10 | BranchMin6_BranchMax10 | 10 | 3 | 8 | 12 | HeaderMin8_HeaderMax12 | 8 | 3 | 9 | [29 empty] | INVALID
171 | 51 | 5012-7/8-4P-50HP KPVS | KPVS_5012-7/8_4P_50HP_10.79_BRZ | 1758.4 | 1758.4 | 3516.8 | 3 | 0 | 3 | B | KPVS_SplitCase | 6 | 5 | 6 | 10 | BranchMin6_BranchMax10 | 10 | 3 | 8 | 12 | HeaderMin8_HeaderMax12 | 10 | 3 | 9 | [29 empty] | INVALID
171 | 51 | 5012-7/8-4P-50HP KPVS | KPVS_5012-7/8_4P_50HP_10.79_BRZ | 1758.4 | 1758.4 | 3516.8 | 3 | 0 | 3 | B | KPVS_SplitCase | 6 | 5 | 6 | 10 | BranchMin6_BranchMax10 | 10 | 3 | 8 | 12 | HeaderMin8_HeaderMax12 | 12 | 3 | 9
172 | 52 | 5012-7/8-4P-60HP KPVS | KPVS_5012-7/8_4P_60HP_11.37_BRZ | 1869.9 | 1869.9 | 3739.8 | 3 | 0 | 3 | B | KPVS_SplitCase | 6 | 5 | 6 | 10 | BranchMin6_BranchMax10 | 6 | 3 | 8 | 14 | HeaderMin8_HeaderMax14 | 8 | 4 | 12
172 | 52 | 5012-7/8-4P-60HP KPVS | KPVS_5012-7/8_4P_60HP_11.37_BRZ | 1869.9 | 1869.9 | 3739.8 | 3 | 0 | 3 | B | KPVS_SplitCase | 6 | 5 | 6 | 10 | BranchMin6_BranchMax10 | 6 | 3 | 8 | 14 | HeaderMin8_HeaderMax14 | 10 | 4 | 12
172 | 52 | 5012-7/8-4P-60HP KPVS | KPVS_5012-7/8_4P_60HP_11.37_BRZ | 1869.9 | 1869.9 | 3739.8 | 3 | 0 | 3 | B | KPVS_SplitCase | 6 | 5 | 6 | 10 | BranchMin6_BranchMax10 | 6 | 3 | 8 | 14 | HeaderMin8_HeaderMax14 | 12 | 4 | 12
172 | 52 | 5012-7/8-4P-60HP KPVS | KPVS_5012-7/8_4P_60HP_11.37_BRZ | 1869.9 | 1869.9 | 3739.8 | 3 | 0 | 3 | B | KPVS_SplitCase | 6 | 5 | 6 | 10 | BranchMin6_BranchMax10 | 6 | 3 | 8 | 14 | HeaderMin8_HeaderMax14 | 14 | 4 | 12
172 | 52 | 5012-7/8-4P-60HP KPVS | KPVS_5012-7/8_4P_60HP_11.37_BRZ | 1869.9 | 1869.9 | 3739.8 | 3 | 0 | 3 | B | KPVS_SplitCase | 6 | 5 | 6 | 10 | BranchMin6_BranchMax10 | 8 | 3 | 8 | 14 | HeaderMin8_HeaderMax14 | 8 | 4 | 12 | [29 empty] | INVALID
172 | 52 | 5012-7/8-4P-60HP KPVS | KPVS_5012-7/8_4P_60HP_11.37_BRZ | 1869.9 | 1869.9 | 3739.8 | 3 | 0 | 3 | B | KPVS_SplitCase | 6 | 5 | 6 | 10 | BranchMin6_BranchMax10 | 8 | 3 | 8 | 14 | HeaderMin8_HeaderMax14 | 10 | 4 | 12
172 | 52 | 5012-7/8-4P-60HP KPVS | KPVS_5012-7/8_4P_60HP_11.37_BRZ | 1869.9 | 1869.9 | 3739.8 | 3 | 0 | 3 | B | KPVS_SplitCase | 6 | 5 | 6 | 10 | BranchMin6_BranchMax10 | 8 | 3 | 8 | 14 | HeaderMin8_HeaderMax14 | 12 | 4 | 12
172 | 52 | 5012-7/8-4P-60HP KPVS | KPVS_5012-7/8_4P_60HP_11.37_BRZ | 1869.9 | 1869.9 | 3739.8 | 3 | 0 | 3 | B | KPVS_SplitCase | 6 | 5 | 6 | 10 | BranchMin6_BranchMax10 | 8 | 3 | 8 | 14 | HeaderMin8_HeaderMax14 | 14 | 4 | 12
172 | 52 | 5012-7/8-4P-60HP KPVS | KPVS_5012-7/8_4P_60HP_11.37_BRZ | 1869.9 | 1869.9 | 3739.8 | 3 | 0 | 3 | B | KPVS_SplitCase | 6 | 5 | 6 | 10 | BranchMin6_BranchMax10 | 10 | 3 | 8 | 14 | HeaderMin8_HeaderMax14 | 8 | 4 | 12 | [29 empty] | INVALID
172 | 52 | 5012-7/8-4P-60HP KPVS | KPVS_5012-7/8_4P_60HP_11.37_BRZ | 1869.9 | 1869.9 | 3739.8 | 3 | 0 | 3 | B | KPVS_SplitCase | 6 | 5 | 6 | 10 | BranchMin6_BranchMax10 | 10 | 3 | 8 | 14 | HeaderMin8_HeaderMax14 | 10 | 4 | 12 | [29 empty] | INVALID
172 | 52 | 5012-7/8-4P-60HP KPVS | KPVS_5012-7/8_4P_60HP_11.37_BRZ | 1869.9 | 1869.9 | 3739.8 | 3 | 0 | 3 | B | KPVS_SplitCase | 6 | 5 | 6 | 10 | BranchMin6_BranchMax10 | 10 | 3 | 8 | 14 | HeaderMin8_HeaderMax14 | 12 | 4 | 12
172 | 52 | 5012-7/8-4P-60HP KPVS | KPVS_5012-7/8_4P_60HP_11.37_BRZ | 1869.9 | 1869.9 | 3739.8 | 3 | 0 | 3 | B | KPVS_SplitCase | 6 | 5 | 6 | 10 | BranchMin6_BranchMax10 | 10 | 3 | 8 | 14 | HeaderMin8_HeaderMax14 | 14 | 4 | 12
173 | 53 | 5012-7/8-4P-75HP KPVS | KPVS_5012-7/8_4P_75HP_12.00_BRZ | 2000 | 2000 | 4000 | 3 | 0 | 3 | B | KPVS_SplitCase | 6 | 5 | 6 | 10 | BranchMin6_BranchMax10 | 6 | 3 | 8 | 14 | HeaderMin8_HeaderMax14 | 8 | 4 | 12
173 | 53 | 5012-7/8-4P-75HP KPVS | KPVS_5012-7/8_4P_75HP_12.00_BRZ | 2000 | 2000 | 4000 | 3 | 0 | 3 | B | KPVS_SplitCase | 6 | 5 | 6 | 10 | BranchMin6_BranchMax10 | 6 | 3 | 8 | 14 | HeaderMin8_HeaderMax14 | 10 | 4 | 12
173 | 53 | 5012-7/8-4P-75HP KPVS | KPVS_5012-7/8_4P_75HP_12.00_BRZ | 2000 | 2000 | 4000 | 3 | 0 | 3 | B | KPVS_SplitCase | 6 | 5 | 6 | 10 | BranchMin6_BranchMax10 | 6 | 3 | 8 | 14 | HeaderMin8_HeaderMax14 | 12 | 4 | 12
173 | 53 | 5012-7/8-4P-75HP KPVS | KPVS_5012-7/8_4P_75HP_12.00_BRZ | 2000 | 2000 | 4000 | 3 | 0 | 3 | B | KPVS_SplitCase | 6 | 5 | 6 | 10 | BranchMin6_BranchMax10 | 6 | 3 | 8 | 14 | HeaderMin8_HeaderMax14 | 14 | 4 | 12
173 | 53 | 5012-7/8-4P-75HP KPVS | KPVS_5012-7/8_4P_75HP_12.00_BRZ | 2000 | 2000 | 4000 | 3 | 0 | 3 | B | KPVS_SplitCase | 6 | 5 | 6 | 10 | BranchMin6_BranchMax10 | 8 | 3 | 8 | 14 | HeaderMin8_HeaderMax14 | 8 | 4 | 12 | [29 empty] | INVALID
173 | 53 | 5012-7/8-4P-75HP KPVS | KPVS_5012-7/8_4P_75HP_12.00_BRZ | 2000 | 2000 | 4000 | 3 | 0 | 3 | B | KPVS_SplitCase | 6 | 5 | 6 | 10 | BranchMin6_BranchMax10 | 8 | 3 | 8 | 14 | HeaderMin8_HeaderMax14 | 10 | 4 | 12
173 | 53 | 5012-7/8-4P-75HP KPVS | KPVS_5012-7/8_4P_75HP_12.00_BRZ | 2000 | 2000 | 4000 | 3 | 0 | 3 | B | KPVS_SplitCase | 6 | 5 | 6 | 10 | BranchMin6_BranchMax10 | 8 | 3 | 8 | 14 | HeaderMin8_HeaderMax14 | 12 | 4 | 12
173 | 53 | 5012-7/8-4P-75HP KPVS | KPVS_5012-7/8_4P_75HP_12.00_BRZ | 2000 | 2000 | 4000 | 3 | 0 | 3 | B | KPVS_SplitCase | 6 | 5 | 6 | 10 | BranchMin6_BranchMax10 | 8 | 3 | 8 | 14 | HeaderMin8_HeaderMax14 | 14 | 4 | 12
173 | 53 | 5012-7/8-4P-75HP KPVS | KPVS_5012-7/8_4P_75HP_12.00_BRZ | 2000 | 2000 | 4000 | 3 | 0 | 3 | B | KPVS_SplitCase | 6 | 5 | 6 | 10 | BranchMin6_BranchMax10 | 10 | 3 | 8 | 14 | HeaderMin8_HeaderMax14 | 8 | 4 | 12 | [29 empty] | INVALID
173 | 53 | 5012-7/8-4P-75HP KPVS | KPVS_5012-7/8_4P_75HP_12.00_BRZ | 2000 | 2000 | 4000 | 3 | 0 | 3 | B | KPVS_SplitCase | 6 | 5 | 6 | 10 | BranchMin6_BranchMax10 | 10 | 3 | 8 | 14 | HeaderMin8_HeaderMax14 | 10 | 4 | 12 | [29 empty] | INVALID
173 | 53 | 5012-7/8-4P-75HP KPVS | KPVS_5012-7/8_4P_75HP_12.00_BRZ | 2000 | 2000 | 4000 | 3 | 0 | 3 | B | KPVS_SplitCase | 6 | 5 | 6 | 10 | BranchMin6_BranchMax10 | 10 | 3 | 8 | 14 | HeaderMin8_HeaderMax14 | 12 | 4 | 12
173 | 53 | 5012-7/8-4P-75HP KPVS | KPVS_5012-7/8_4P_75HP_12.00_BRZ | 2000 | 2000 | 4000 | 3 | 0 | 3 | B | KPVS_SplitCase | 6 | 5 | 6 | 10 | BranchMin6_BranchMax10 | 10 | 3 | 8 | 14 | HeaderMin8_HeaderMax14 | 14 | 4 | 12
174 | 54 | 5015-9/0-4P-25HP KPVS | KPVS_5015-9/0_4P_25HP_9.03_BRZ | 1495.7 | 1495.7 | 2991.4 | 3 | 0 | 3 | B | KPVS_SplitCase | 6 | 5 | 6 | 8 | BranchMin6_BranchMax8 | 6 | 2 | 8 | 12 | HeaderMin8_HeaderMax12 | 8 | 3 | 6
174 | 54 | 5015-9/0-4P-25HP KPVS | KPVS_5015-9/0_4P_25HP_9.03_BRZ | 1495.7 | 1495.7 | 2991.4 | 3 | 0 | 3 | B | KPVS_SplitCase | 6 | 5 | 6 | 8 | BranchMin6_BranchMax8 | 6 | 2 | 8 | 12 | HeaderMin8_HeaderMax12 | 10 | 3 | 6
174 | 54 | 5015-9/0-4P-25HP KPVS | KPVS_5015-9/0_4P_25HP_9.03_BRZ | 1495.7 | 1495.7 | 2991.4 | 3 | 0 | 3 | B | KPVS_SplitCase | 6 | 5 | 6 | 8 | BranchMin6_BranchMax8 | 6 | 2 | 8 | 12 | HeaderMin8_HeaderMax12 | 12 | 3 | 6
174 | 54 | 5015-9/0-4P-25HP KPVS | KPVS_5015-9/0_4P_25HP_9.03_BRZ | 1495.7 | 1495.7 | 2991.4 | 3 | 0 | 3 | B | KPVS_SplitCase | 6 | 5 | 6 | 8 | BranchMin6_BranchMax8 | 8 | 2 | 8 | 12 | HeaderMin8_HeaderMax12 | 8 | 3 | 6 | [29 empty] | INVALID
174 | 54 | 5015-9/0-4P-25HP KPVS | KPVS_5015-9/0_4P_25HP_9.03_BRZ | 1495.7 | 1495.7 | 2991.4 | 3 | 0 | 3 | B | KPVS_SplitCase | 6 | 5 | 6 | 8 | BranchMin6_BranchMax8 | 8 | 2 | 8 | 12 | HeaderMin8_HeaderMax12 | 10 | 3 | 6
174 | 54 | 5015-9/0-4P-25HP KPVS | KPVS_5015-9/0_4P_25HP_9.03_BRZ | 1495.7 | 1495.7 | 2991.4 | 3 | 0 | 3 | B | KPVS_SplitCase | 6 | 5 | 6 | 8 | BranchMin6_BranchMax8 | 8 | 2 | 8 | 12 | HeaderMin8_HeaderMax12 | 12 | 3 | 6
175 | 55 | 5015-9/0-4P-30HP KPVS | KPVS_5015-9/0_4P_30HP_9.62_BRZ | 1583.4 | 1583.4 | 3166.8 | 3 | 0 | 3 | B | KPVS_SplitCase | 6 | 5 | 6 | 8 | BranchMin6_BranchMax8 | 6 | 2 | 8 | 12 | HeaderMin8_HeaderMax12 | 8 | 3 | 6
175 | 55 | 5015-9/0-4P-30HP KPVS | KPVS_5015-9/0_4P_30HP_9.62_BRZ | 1583.4 | 1583.4 | 3166.8 | 3 | 0 | 3 | B | KPVS_SplitCase | 6 | 5 | 6 | 8 | BranchMin6_BranchMax8 | 6 | 2 | 8 | 12 | HeaderMin8_HeaderMax12 | 10 | 3 | 6
175 | 55 | 5015-9/0-4P-30HP KPVS | KPVS_5015-9/0_4P_30HP_9.62_BRZ | 1583.4 | 1583.4 | 3166.8 | 3 | 0 | 3 | B | KPVS_SplitCase | 6 | 5 | 6 | 8 | BranchMin6_BranchMax8 | 6 | 2 | 8 | 12 | HeaderMin8_HeaderMax12 | 12 | 3 | 6
175 | 55 | 5015-9/0-4P-30HP KPVS | KPVS_5015-9/0_4P_30HP_9.62_BRZ | 1583.4 | 1583.4 | 3166.8 | 3 | 0 | 3 | B | KPVS_SplitCase | 6 | 5 | 6 | 8 | BranchMin6_BranchMax8 | 8 | 2 | 8 | 12 | HeaderMin8_HeaderMax12 | 8 | 3 | 6 | [29 empty] | INVALID
175 | 55 | 5015-9/0-4P-30HP KPVS | KPVS_5015-9/0_4P_30HP_9.62_BRZ | 1583.4 | 1583.4 | 3166.8 | 3 | 0 | 3 | B | KPVS_SplitCase | 6 | 5 | 6 | 8 | BranchMin6_BranchMax8 | 8 | 2 | 8 | 12 | HeaderMin8_HeaderMax12 | 10 | 3 | 6
175 | 55 | 5015-9/0-4P-30HP KPVS | KPVS_5015-9/0_4P_30HP_9.62_BRZ | 1583.4 | 1583.4 | 3166.8 | 3 | 0 | 3 | B | KPVS_SplitCase | 6 | 5 | 6 | 8 | BranchMin6_BranchMax8 | 8 | 2 | 8 | 12 | HeaderMin8_HeaderMax12 | 12 | 3 | 6
176 | 56 | 5015-9/0-4P-40HP KPVS | KPVS_5015-9/0_4P_40HP_10.56_BRZ | 1715.7 | 1715.7 | 3431.4 | 3 | 0 | 3 | B | KPVS_SplitCase | 6 | 5 | 6 | 10 | BranchMin6_BranchMax10 | 6 | 3 | 8 | 12 | HeaderMin8_HeaderMax12 | 8 | 3 | 9
176 | 56 | 5015-9/0-4P-40HP KPVS | KPVS_5015-9/0_4P_40HP_10.56_BRZ | 1715.7 | 1715.7 | 3431.4 | 3 | 0 | 3 | B | KPVS_SplitCase | 6 | 5 | 6 | 10 | BranchMin6_BranchMax10 | 6 | 3 | 8 | 12 | HeaderMin8_HeaderMax12 | 10 | 3 | 9
176 | 56 | 5015-9/0-4P-40HP KPVS | KPVS_5015-9/0_4P_40HP_10.56_BRZ | 1715.7 | 1715.7 | 3431.4 | 3 | 0 | 3 | B | KPVS_SplitCase | 6 | 5 | 6 | 10 | BranchMin6_BranchMax10 | 6 | 3 | 8 | 12 | HeaderMin8_HeaderMax12 | 12 | 3 | 9
176 | 56 | 5015-9/0-4P-40HP KPVS | KPVS_5015-9/0_4P_40HP_10.56_BRZ | 1715.7 | 1715.7 | 3431.4 | 3 | 0 | 3 | B | KPVS_SplitCase | 6 | 5 | 6 | 10 | BranchMin6_BranchMax10 | 8 | 3 | 8 | 12 | HeaderMin8_HeaderMax12 | 8 | 3 | 9 | [29 empty] | INVALID
176 | 56 | 5015-9/0-4P-40HP KPVS | KPVS_5015-9/0_4P_40HP_10.56_BRZ | 1715.7 | 1715.7 | 3431.4 | 3 | 0 | 3 | B | KPVS_SplitCase | 6 | 5 | 6 | 10 | BranchMin6_BranchMax10 | 8 | 3 | 8 | 12 | HeaderMin8_HeaderMax12 | 10 | 3 | 9
176 | 56 | 5015-9/0-4P-40HP KPVS | KPVS_5015-9/0_4P_40HP_10.56_BRZ | 1715.7 | 1715.7 | 3431.4 | 3 | 0 | 3 | B | KPVS_SplitCase | 6 | 5 | 6 | 10 | BranchMin6_BranchMax10 | 8 | 3 | 8 | 12 | HeaderMin8_HeaderMax12 | 12 | 3 | 9
176 | 56 | 5015-9/0-4P-40HP KPVS | KPVS_5015-9/0_4P_40HP_10.56_BRZ | 1715.7 | 1715.7 | 3431.4 | 3 | 0 | 3 | B | KPVS_SplitCase | 6 | 5 | 6 | 10 | BranchMin6_BranchMax10 | 10 | 3 | 8 | 12 | HeaderMin8_HeaderMax12 | 8 | 3 | 9 | [29 empty] | INVALID
176 | 56 | 5015-9/0-4P-40HP KPVS | KPVS_5015-9/0_4P_40HP_10.56_BRZ | 1715.7 | 1715.7 | 3431.4 | 3 | 0 | 3 | B | KPVS_SplitCase | 6 | 5 | 6 | 10 | BranchMin6_BranchMax10 | 10 | 3 | 8 | 12 | HeaderMin8_HeaderMax12 | 10 | 3 | 9 | [29 empty] | INVALID
176 | 56 | 5015-9/0-4P-40HP KPVS | KPVS_5015-9/0_4P_40HP_10.56_BRZ | 1715.7 | 1715.7 | 3431.4 | 3 | 0 | 3 | B | KPVS_SplitCase | 6 | 5 | 6 | 10 | BranchMin6_BranchMax10 | 10 | 3 | 8 | 12 | HeaderMin8_HeaderMax12 | 12 | 3 | 9
177 | 57 | 5015-9/0-4P-50HP KPVS | KPVS_5015-9/0_4P_50HP_11.30_BRZ | 1813.1 | 1813.1 | 3626.2 | 3 | 0 | 3 | B | KPVS_SplitCase | 6 | 5 | 6 | 10 | BranchMin6_BranchMax10 | 6 | 3 | 8 | 14 | HeaderMin8_HeaderMax14 | 8 | 4 | 12
177 | 57 | 5015-9/0-4P-50HP KPVS | KPVS_5015-9/0_4P_50HP_11.30_BRZ | 1813.1 | 1813.1 | 3626.2 | 3 | 0 | 3 | B | KPVS_SplitCase | 6 | 5 | 6 | 10 | BranchMin6_BranchMax10 | 6 | 3 | 8 | 14 | HeaderMin8_HeaderMax14 | 10 | 4 | 12
177 | 57 | 5015-9/0-4P-50HP KPVS | KPVS_5015-9/0_4P_50HP_11.30_BRZ | 1813.1 | 1813.1 | 3626.2 | 3 | 0 | 3 | B | KPVS_SplitCase | 6 | 5 | 6 | 10 | BranchMin6_BranchMax10 | 6 | 3 | 8 | 14 | HeaderMin8_HeaderMax14 | 12 | 4 | 12
177 | 57 | 5015-9/0-4P-50HP KPVS | KPVS_5015-9/0_4P_50HP_11.30_BRZ | 1813.1 | 1813.1 | 3626.2 | 3 | 0 | 3 | B | KPVS_SplitCase | 6 | 5 | 6 | 10 | BranchMin6_BranchMax10 | 6 | 3 | 8 | 14 | HeaderMin8_HeaderMax14 | 14 | 4 | 12
177 | 57 | 5015-9/0-4P-50HP KPVS | KPVS_5015-9/0_4P_50HP_11.30_BRZ | 1813.1 | 1813.1 | 3626.2 | 3 | 0 | 3 | B | KPVS_SplitCase | 6 | 5 | 6 | 10 | BranchMin6_BranchMax10 | 8 | 3 | 8 | 14 | HeaderMin8_HeaderMax14 | 8 | 4 | 12 | [29 empty] | INVALID
177 | 57 | 5015-9/0-4P-50HP KPVS | KPVS_5015-9/0_4P_50HP_11.30_BRZ | 1813.1 | 1813.1 | 3626.2 | 3 | 0 | 3 | B | KPVS_SplitCase | 6 | 5 | 6 | 10 | BranchMin6_BranchMax10 | 8 | 3 | 8 | 14 | HeaderMin8_HeaderMax14 | 10 | 4 | 12
177 | 57 | 5015-9/0-4P-50HP KPVS | KPVS_5015-9/0_4P_50HP_11.30_BRZ | 1813.1 | 1813.1 | 3626.2 | 3 | 0 | 3 | B | KPVS_SplitCase | 6 | 5 | 6 | 10 | BranchMin6_BranchMax10 | 8 | 3 | 8 | 14 | HeaderMin8_HeaderMax14 | 12 | 4 | 12
177 | 57 | 5015-9/0-4P-50HP KPVS | KPVS_5015-9/0_4P_50HP_11.30_BRZ | 1813.1 | 1813.1 | 3626.2 | 3 | 0 | 3 | B | KPVS_SplitCase | 6 | 5 | 6 | 10 | BranchMin6_BranchMax10 | 8 | 3 | 8 | 14 | HeaderMin8_HeaderMax14 | 14 | 4 | 12
177 | 57 | 5015-9/0-4P-50HP KPVS | KPVS_5015-9/0_4P_50HP_11.30_BRZ | 1813.1 | 1813.1 | 3626.2 | 3 | 0 | 3 | B | KPVS_SplitCase | 6 | 5 | 6 | 10 | BranchMin6_BranchMax10 | 10 | 3 | 8 | 14 | HeaderMin8_HeaderMax14 | 8 | 4 | 12 | [29 empty] | INVALID
177 | 57 | 5015-9/0-4P-50HP KPVS | KPVS_5015-9/0_4P_50HP_11.30_BRZ | 1813.1 | 1813.1 | 3626.2 | 3 | 0 | 3 | B | KPVS_SplitCase | 6 | 5 | 6 | 10 | BranchMin6_BranchMax10 | 10 | 3 | 8 | 14 | HeaderMin8_HeaderMax14 | 10 | 4 | 12 | [29 empty] | INVALID
177 | 57 | 5015-9/0-4P-50HP KPVS | KPVS_5015-9/0_4P_50HP_11.30_BRZ | 1813.1 | 1813.1 | 3626.2 | 3 | 0 | 3 | B | KPVS_SplitCase | 6 | 5 | 6 | 10 | BranchMin6_BranchMax10 | 10 | 3 | 8 | 14 | HeaderMin8_HeaderMax14 | 12 | 4 | 12
177 | 57 | 5015-9/0-4P-50HP KPVS | KPVS_5015-9/0_4P_50HP_11.30_BRZ | 1813.1 | 1813.1 | 3626.2 | 3 | 0 | 3 | B | KPVS_SplitCase | 6 | 5 | 6 | 10 | BranchMin6_BranchMax10 | 10 | 3 | 8 | 14 | HeaderMin8_HeaderMax14 | 14 | 4 | 12
178 | 58 | 5015-9/0-4P-60HP KPVS | KPVS_5015-9/0_4P_60HP_11.87_BRZ | 1884.3 | 1884.3 | 3768.6 | 3 | 0 | 3 | B | KPVS_SplitCase | 6 | 5 | 6 | 10 | BranchMin6_BranchMax10 | 6 | 3 | 8 | 14 | HeaderMin8_HeaderMax14 | 8 | 4 | 12
178 | 58 | 5015-9/0-4P-60HP KPVS | KPVS_5015-9/0_4P_60HP_11.87_BRZ | 1884.3 | 1884.3 | 3768.6 | 3 | 0 | 3 | B | KPVS_SplitCase | 6 | 5 | 6 | 10 | BranchMin6_BranchMax10 | 6 | 3 | 8 | 14 | HeaderMin8_HeaderMax14 | 10 | 4 | 12
178 | 58 | 5015-9/0-4P-60HP KPVS | KPVS_5015-9/0_4P_60HP_11.87_BRZ | 1884.3 | 1884.3 | 3768.6 | 3 | 0 | 3 | B | KPVS_SplitCase | 6 | 5 | 6 | 10 | BranchMin6_BranchMax10 | 6 | 3 | 8 | 14 | HeaderMin8_HeaderMax14 | 12 | 4 | 12
178 | 58 | 5015-9/0-4P-60HP KPVS | KPVS_5015-9/0_4P_60HP_11.87_BRZ | 1884.3 | 1884.3 | 3768.6 | 3 | 0 | 3 | B | KPVS_SplitCase | 6 | 5 | 6 | 10 | BranchMin6_BranchMax10 | 6 | 3 | 8 | 14 | HeaderMin8_HeaderMax14 | 14 | 4 | 12
178 | 58 | 5015-9/0-4P-60HP KPVS | KPVS_5015-9/0_4P_60HP_11.87_BRZ | 1884.3 | 1884.3 | 3768.6 | 3 | 0 | 3 | B | KPVS_SplitCase | 6 | 5 | 6 | 10 | BranchMin6_BranchMax10 | 8 | 3 | 8 | 14 | HeaderMin8_HeaderMax14 | 8 | 4 | 12 | [29 empty] | INVALID
178 | 58 | 5015-9/0-4P-60HP KPVS | KPVS_5015-9/0_4P_60HP_11.87_BRZ | 1884.3 | 1884.3 | 3768.6 | 3 | 0 | 3 | B | KPVS_SplitCase | 6 | 5 | 6 | 10 | BranchMin6_BranchMax10 | 8 | 3 | 8 | 14 | HeaderMin8_HeaderMax14 | 10 | 4 | 12
178 | 58 | 5015-9/0-4P-60HP KPVS | KPVS_5015-9/0_4P_60HP_11.87_BRZ | 1884.3 | 1884.3 | 3768.6 | 3 | 0 | 3 | B | KPVS_SplitCase | 6 | 5 | 6 | 10 | BranchMin6_BranchMax10 | 8 | 3 | 8 | 14 | HeaderMin8_HeaderMax14 | 12 | 4 | 12
178 | 58 | 5015-9/0-4P-60HP KPVS | KPVS_5015-9/0_4P_60HP_11.87_BRZ | 1884.3 | 1884.3 | 3768.6 | 3 | 0 | 3 | B | KPVS_SplitCase | 6 | 5 | 6 | 10 | BranchMin6_BranchMax10 | 8 | 3 | 8 | 14 | HeaderMin8_HeaderMax14 | 14 | 4 | 12
178 | 58 | 5015-9/0-4P-60HP KPVS | KPVS_5015-9/0_4P_60HP_11.87_BRZ | 1884.3 | 1884.3 | 3768.6 | 3 | 0 | 3 | B | KPVS_SplitCase | 6 | 5 | 6 | 10 | BranchMin6_BranchMax10 | 10 | 3 | 8 | 14 | HeaderMin8_HeaderMax14 | 8 | 4 | 12 | [29 empty] | INVALID
178 | 58 | 5015-9/0-4P-60HP KPVS | KPVS_5015-9/0_4P_60HP_11.87_BRZ | 1884.3 | 1884.3 | 3768.6 | 3 | 0 | 3 | B | KPVS_SplitCase | 6 | 5 | 6 | 10 | BranchMin6_BranchMax10 | 10 | 3 | 8 | 14 | HeaderMin8_HeaderMax14 | 10 | 4 | 12 | [29 empty] | INVALID
178 | 58 | 5015-9/0-4P-60HP KPVS | KPVS_5015-9/0_4P_60HP_11.87_BRZ | 1884.3 | 1884.3 | 3768.6 | 3 | 0 | 3 | B | KPVS_SplitCase | 6 | 5 | 6 | 10 | BranchMin6_BranchMax10 | 10 | 3 | 8 | 14 | HeaderMin8_HeaderMax14 | 12 | 4 | 12
178 | 58 | 5015-9/0-4P-60HP KPVS | KPVS_5015-9/0_4P_60HP_11.87_BRZ | 1884.3 | 1884.3 | 3768.6 | 3 | 0 | 3 | B | KPVS_SplitCase | 6 | 5 | 6 | 10 | BranchMin6_BranchMax10 | 10 | 3 | 8 | 14 | HeaderMin8_HeaderMax14 | 14 | 4 | 12
179 | 59 | 5015-9/0-4P-75HP KPVS | KPVS_5015-9/0_4P_75HP_12.61_BRZ | 1998.6 | 1998.6 | 3997.2 | 3 | 0 | 3 | B | KPVS_SplitCase | 6 | 5 | 6 | 10 | BranchMin6_BranchMax10 | 6 | 3 | 8 | 14 | HeaderMin8_HeaderMax14 | 8 | 4 | 12
179 | 59 | 5015-9/0-4P-75HP KPVS | KPVS_5015-9/0_4P_75HP_12.61_BRZ | 1998.6 | 1998.6 | 3997.2 | 3 | 0 | 3 | B | KPVS_SplitCase | 6 | 5 | 6 | 10 | BranchMin6_BranchMax10 | 6 | 3 | 8 | 14 | HeaderMin8_HeaderMax14 | 10 | 4 | 12
179 | 59 | 5015-9/0-4P-75HP KPVS | KPVS_5015-9/0_4P_75HP_12.61_BRZ | 1998.6 | 1998.6 | 3997.2 | 3 | 0 | 3 | B | KPVS_SplitCase | 6 | 5 | 6 | 10 | BranchMin6_BranchMax10 | 6 | 3 | 8 | 14 | HeaderMin8_HeaderMax14 | 12 | 4 | 12
179 | 59 | 5015-9/0-4P-75HP KPVS | KPVS_5015-9/0_4P_75HP_12.61_BRZ | 1998.6 | 1998.6 | 3997.2 | 3 | 0 | 3 | B | KPVS_SplitCase | 6 | 5 | 6 | 10 | BranchMin6_BranchMax10 | 6 | 3 | 8 | 14 | HeaderMin8_HeaderMax14 | 14 | 4 | 12
179 | 59 | 5015-9/0-4P-75HP KPVS | KPVS_5015-9/0_4P_75HP_12.61_BRZ | 1998.6 | 1998.6 | 3997.2 | 3 | 0 | 3 | B | KPVS_SplitCase | 6 | 5 | 6 | 10 | BranchMin6_BranchMax10 | 8 | 3 | 8 | 14 | HeaderMin8_HeaderMax14 | 8 | 4 | 12 | [29 empty] | INVALID
179 | 59 | 5015-9/0-4P-75HP KPVS | KPVS_5015-9/0_4P_75HP_12.61_BRZ | 1998.6 | 1998.6 | 3997.2 | 3 | 0 | 3 | B | KPVS_SplitCase | 6 | 5 | 6 | 10 | BranchMin6_BranchMax10 | 8 | 3 | 8 | 14 | HeaderMin8_HeaderMax14 | 10 | 4 | 12
179 | 59 | 5015-9/0-4P-75HP KPVS | KPVS_5015-9/0_4P_75HP_12.61_BRZ | 1998.6 | 1998.6 | 3997.2 | 3 | 0 | 3 | B | KPVS_SplitCase | 6 | 5 | 6 | 10 | BranchMin6_BranchMax10 | 8 | 3 | 8 | 14 | HeaderMin8_HeaderMax14 | 12 | 4 | 12
179 | 59 | 5015-9/0-4P-75HP KPVS | KPVS_5015-9/0_4P_75HP_12.61_BRZ | 1998.6 | 1998.6 | 3997.2 | 3 | 0 | 3 | B | KPVS_SplitCase | 6 | 5 | 6 | 10 | BranchMin6_BranchMax10 | 8 | 3 | 8 | 14 | HeaderMin8_HeaderMax14 | 14 | 4 | 12
179 | 59 | 5015-9/0-4P-75HP KPVS | KPVS_5015-9/0_4P_75HP_12.61_BRZ | 1998.6 | 1998.6 | 3997.2 | 3 | 0 | 3 | B | KPVS_SplitCase | 6 | 5 | 6 | 10 | BranchMin6_BranchMax10 | 10 | 3 | 8 | 14 | HeaderMin8_HeaderMax14 | 8 | 4 | 12 | [29 empty] | INVALID
179 | 59 | 5015-9/0-4P-75HP KPVS | KPVS_5015-9/0_4P_75HP_12.61_BRZ | 1998.6 | 1998.6 | 3997.2 | 3 | 0 | 3 | B | KPVS_SplitCase | 6 | 5 | 6 | 10 | BranchMin6_BranchMax10 | 10 | 3 | 8 | 14 | HeaderMin8_HeaderMax14 | 10 | 4 | 12 | [29 empty] | INVALID
179 | 59 | 5015-9/0-4P-75HP KPVS | KPVS_5015-9/0_4P_75HP_12.61_BRZ | 1998.6 | 1998.6 | 3997.2 | 3 | 0 | 3 | B | KPVS_SplitCase | 6 | 5 | 6 | 10 | BranchMin6_BranchMax10 | 10 | 3 | 8 | 14 | HeaderMin8_HeaderMax14 | 12 | 4 | 12
179 | 59 | 5015-9/0-4P-75HP KPVS | KPVS_5015-9/0_4P_75HP_12.61_BRZ | 1998.6 | 1998.6 | 3997.2 | 3 | 0 | 3 | B | KPVS_SplitCase | 6 | 5 | 6 | 10 | BranchMin6_BranchMax10 | 10 | 3 | 8 | 14 | HeaderMin8_HeaderMax14 | 14 | 4 | 12
180 | 60 | 5015-9/0-4P-100HP KPVS | KPVS_5015-9/0_4P_100HP_13.60_BRZ | 2182.4 | 2182.4 | 4364.8 | 3 | 0 | 3 | B | KPVS_SplitCase | 6 | 5 | 6 | 10 | BranchMin6_BranchMax10 | 6 | 3 | 8 | 16 | HeaderMin8_HeaderMax16 | 8 | 5 | 15
180 | 60 | 5015-9/0-4P-100HP KPVS | KPVS_5015-9/0_4P_100HP_13.60_BRZ | 2182.4 | 2182.4 | 4364.8 | 3 | 0 | 3 | B | KPVS_SplitCase | 6 | 5 | 6 | 10 | BranchMin6_BranchMax10 | 6 | 3 | 8 | 16 | HeaderMin8_HeaderMax16 | 10 | 5 | 15
180 | 60 | 5015-9/0-4P-100HP KPVS | KPVS_5015-9/0_4P_100HP_13.60_BRZ | 2182.4 | 2182.4 | 4364.8 | 3 | 0 | 3 | B | KPVS_SplitCase | 6 | 5 | 6 | 10 | BranchMin6_BranchMax10 | 6 | 3 | 8 | 16 | HeaderMin8_HeaderMax16 | 12 | 5 | 15
180 | 60 | 5015-9/0-4P-100HP KPVS | KPVS_5015-9/0_4P_100HP_13.60_BRZ | 2182.4 | 2182.4 | 4364.8 | 3 | 0 | 3 | B | KPVS_SplitCase | 6 | 5 | 6 | 10 | BranchMin6_BranchMax10 | 6 | 3 | 8 | 16 | HeaderMin8_HeaderMax16 | 14 | 5 | 15
180 | 60 | 5015-9/0-4P-100HP KPVS | KPVS_5015-9/0_4P_100HP_13.60_BRZ | 2182.4 | 2182.4 | 4364.8 | 3 | 0 | 3 | B | KPVS_SplitCase | 6 | 5 | 6 | 10 | BranchMin6_BranchMax10 | 6 | 3 | 8 | 16 | HeaderMin8_HeaderMax16 | 16 | 5 | 15
180 | 60 | 5015-9/0-4P-100HP KPVS | KPVS_5015-9/0_4P_100HP_13.60_BRZ | 2182.4 | 2182.4 | 4364.8 | 3 | 0 | 3 | B | KPVS_SplitCase | 6 | 5 | 6 | 10 | BranchMin6_BranchMax10 | 8 | 3 | 8 | 16 | HeaderMin8_HeaderMax16 | 8 | 5 | 15 | [29 empty] | INVALID
180 | 60 | 5015-9/0-4P-100HP KPVS | KPVS_5015-9/0_4P_100HP_13.60_BRZ | 2182.4 | 2182.4 | 4364.8 | 3 | 0 | 3 | B | KPVS_SplitCase | 6 | 5 | 6 | 10 | BranchMin6_BranchMax10 | 8 | 3 | 8 | 16 | HeaderMin8_HeaderMax16 | 10 | 5 | 15
180 | 60 | 5015-9/0-4P-100HP KPVS | KPVS_5015-9/0_4P_100HP_13.60_BRZ | 2182.4 | 2182.4 | 4364.8 | 3 | 0 | 3 | B | KPVS_SplitCase | 6 | 5 | 6 | 10 | BranchMin6_BranchMax10 | 8 | 3 | 8 | 16 | HeaderMin8_HeaderMax16 | 12 | 5 | 15
180 | 60 | 5015-9/0-4P-100HP KPVS | KPVS_5015-9/0_4P_100HP_13.60_BRZ | 2182.4 | 2182.4 | 4364.8 | 3 | 0 | 3 | B | KPVS_SplitCase | 6 | 5 | 6 | 10 | BranchMin6_BranchMax10 | 8 | 3 | 8 | 16 | HeaderMin8_HeaderMax16 | 14 | 5 | 15
180 | 60 | 5015-9/0-4P-100HP KPVS | KPVS_5015-9/0_4P_100HP_13.60_BRZ | 2182.4 | 2182.4 | 4364.8 | 3 | 0 | 3 | B | KPVS_SplitCase | 6 | 5 | 6 | 10 | BranchMin6_BranchMax10 | 8 | 3 | 8 | 16 | HeaderMin8_HeaderMax16 | 16 | 5 | 15
180 | 60 | 5015-9/0-4P-100HP KPVS | KPVS_5015-9/0_4P_100HP_13.60_BRZ | 2182.4 | 2182.4 | 4364.8 | 3 | 0 | 3 | B | KPVS_SplitCase | 6 | 5 | 6 | 10 | BranchMin6_BranchMax10 | 10 | 3 | 8 | 16 | HeaderMin8_HeaderMax16 | 8 | 5 | 15 | [29 empty] | INVALID
180 | 60 | 5015-9/0-4P-100HP KPVS | KPVS_5015-9/0_4P_100HP_13.60_BRZ | 2182.4 | 2182.4 | 4364.8 | 3 | 0 | 3 | B | KPVS_SplitCase | 6 | 5 | 6 | 10 | BranchMin6_BranchMax10 | 10 | 3 | 8 | 16 | HeaderMin8_HeaderMax16 | 10 | 5 | 15 | [29 empty] | INVALID
180 | 60 | 5015-9/0-4P-100HP KPVS | KPVS_5015-9/0_4P_100HP_13.60_BRZ | 2182.4 | 2182.4 | 4364.8 | 3 | 0 | 3 | B | KPVS_SplitCase | 6 | 5 | 6 | 10 | BranchMin6_BranchMax10 | 10 | 3 | 8 | 16 | HeaderMin8_HeaderMax16 | 12 | 5 | 15
180 | 60 | 5015-9/0-4P-100HP KPVS | KPVS_5015-9/0_4P_100HP_13.60_BRZ | 2182.4 | 2182.4 | 4364.8 | 3 | 0 | 3 | B | KPVS_SplitCase | 6 | 5 | 6 | 10 | BranchMin6_BranchMax10 | 10 | 3 | 8 | 16 | HeaderMin8_HeaderMax16 | 14 | 5 | 15
180 | 60 | 5015-9/0-4P-100HP KPVS | KPVS_5015-9/0_4P_100HP_13.60_BRZ | 2182.4 | 2182.4 | 4364.8 | 3 | 0 | 3 | B | KPVS_SplitCase | 6 | 5 | 6 | 10 | BranchMin6_BranchMax10 | 10 | 3 | 8 | 16 | HeaderMin8_HeaderMax16 | 16 | 5 | 15
181 | 61 | 5015-9/0-4P-125HP KPVS | KPVS_5015-9/0_4P_125HP_14.35_BRZ | 2327.6 | 2327.6 | 4655.2 | 3 | 0 | 3 | B | KPVS_SplitCase | 6 | 5 | 6 | 10 | BranchMin6_BranchMax10 | 6 | 3 | 8 | 16 | HeaderMin8_HeaderMax16 | 8 | 5 | 15
181 | 61 | 5015-9/0-4P-125HP KPVS | KPVS_5015-9/0_4P_125HP_14.35_BRZ | 2327.6 | 2327.6 | 4655.2 | 3 | 0 | 3 | B | KPVS_SplitCase | 6 | 5 | 6 | 10 | BranchMin6_BranchMax10 | 6 | 3 | 8 | 16 | HeaderMin8_HeaderMax16 | 10 | 5 | 15
181 | 61 | 5015-9/0-4P-125HP KPVS | KPVS_5015-9/0_4P_125HP_14.35_BRZ | 2327.6 | 2327.6 | 4655.2 | 3 | 0 | 3 | B | KPVS_SplitCase | 6 | 5 | 6 | 10 | BranchMin6_BranchMax10 | 6 | 3 | 8 | 16 | HeaderMin8_HeaderMax16 | 12 | 5 | 15
181 | 61 | 5015-9/0-4P-125HP KPVS | KPVS_5015-9/0_4P_125HP_14.35_BRZ | 2327.6 | 2327.6 | 4655.2 | 3 | 0 | 3 | B | KPVS_SplitCase | 6 | 5 | 6 | 10 | BranchMin6_BranchMax10 | 6 | 3 | 8 | 16 | HeaderMin8_HeaderMax16 | 14 | 5 | 15
181 | 61 | 5015-9/0-4P-125HP KPVS | KPVS_5015-9/0_4P_125HP_14.35_BRZ | 2327.6 | 2327.6 | 4655.2 | 3 | 0 | 3 | B | KPVS_SplitCase | 6 | 5 | 6 | 10 | BranchMin6_BranchMax10 | 6 | 3 | 8 | 16 | HeaderMin8_HeaderMax16 | 16 | 5 | 15
181 | 61 | 5015-9/0-4P-125HP KPVS | KPVS_5015-9/0_4P_125HP_14.35_BRZ | 2327.6 | 2327.6 | 4655.2 | 3 | 0 | 3 | B | KPVS_SplitCase | 6 | 5 | 6 | 10 | BranchMin6_BranchMax10 | 8 | 3 | 8 | 16 | HeaderMin8_HeaderMax16 | 8 | 5 | 15 | [29 empty] | INVALID
181 | 61 | 5015-9/0-4P-125HP KPVS | KPVS_5015-9/0_4P_125HP_14.35_BRZ | 2327.6 | 2327.6 | 4655.2 | 3 | 0 | 3 | B | KPVS_SplitCase | 6 | 5 | 6 | 10 | BranchMin6_BranchMax10 | 8 | 3 | 8 | 16 | HeaderMin8_HeaderMax16 | 10 | 5 | 15
181 | 61 | 5015-9/0-4P-125HP KPVS | KPVS_5015-9/0_4P_125HP_14.35_BRZ | 2327.6 | 2327.6 | 4655.2 | 3 | 0 | 3 | B | KPVS_SplitCase | 6 | 5 | 6 | 10 | BranchMin6_BranchMax10 | 8 | 3 | 8 | 16 | HeaderMin8_HeaderMax16 | 12 | 5 | 15
181 | 61 | 5015-9/0-4P-125HP KPVS | KPVS_5015-9/0_4P_125HP_14.35_BRZ | 2327.6 | 2327.6 | 4655.2 | 3 | 0 | 3 | B | KPVS_SplitCase | 6 | 5 | 6 | 10 | BranchMin6_BranchMax10 | 8 | 3 | 8 | 16 | HeaderMin8_HeaderMax16 | 14 | 5 | 15
181 | 61 | 5015-9/0-4P-125HP KPVS | KPVS_5015-9/0_4P_125HP_14.35_BRZ | 2327.6 | 2327.6 | 4655.2 | 3 | 0 | 3 | B | KPVS_SplitCase | 6 | 5 | 6 | 10 | BranchMin6_BranchMax10 | 8 | 3 | 8 | 16 | HeaderMin8_HeaderMax16 | 16 | 5 | 15
181 | 61 | 5015-9/0-4P-125HP KPVS | KPVS_5015-9/0_4P_125HP_14.35_BRZ | 2327.6 | 2327.6 | 4655.2 | 3 | 0 | 3 | B | KPVS_SplitCase | 6 | 5 | 6 | 10 | BranchMin6_BranchMax10 | 10 | 3 | 8 | 16 | HeaderMin8_HeaderMax16 | 8 | 5 | 15 | [29 empty] | INVALID
181 | 61 | 5015-9/0-4P-125HP KPVS | KPVS_5015-9/0_4P_125HP_14.35_BRZ | 2327.6 | 2327.6 | 4655.2 | 3 | 0 | 3 | B | KPVS_SplitCase | 6 | 5 | 6 | 10 | BranchMin6_BranchMax10 | 10 | 3 | 8 | 16 | HeaderMin8_HeaderMax16 | 10 | 5 | 15 | [29 empty] | INVALID
181 | 61 | 5015-9/0-4P-125HP KPVS | KPVS_5015-9/0_4P_125HP_14.35_BRZ | 2327.6 | 2327.6 | 4655.2 | 3 | 0 | 3 | B | KPVS_SplitCase | 6 | 5 | 6 | 10 | BranchMin6_BranchMax10 | 10 | 3 | 8 | 16 | HeaderMin8_HeaderMax16 | 12 | 5 | 15
181 | 61 | 5015-9/0-4P-125HP KPVS | KPVS_5015-9/0_4P_125HP_14.35_BRZ | 2327.6 | 2327.6 | 4655.2 | 3 | 0 | 3 | B | KPVS_SplitCase | 6 | 5 | 6 | 10 | BranchMin6_BranchMax10 | 10 | 3 | 8 | 16 | HeaderMin8_HeaderMax16 | 14 | 5 | 15
181 | 61 | 5015-9/0-4P-125HP KPVS | KPVS_5015-9/0_4P_125HP_14.35_BRZ | 2327.6 | 2327.6 | 4655.2 | 3 | 0 | 3 | B | KPVS_SplitCase | 6 | 5 | 6 | 10 | BranchMin6_BranchMax10 | 10 | 3 | 8 | 16 | HeaderMin8_HeaderMax16 | 16 | 5 | 15
182 | 62 | 5015-9/0-4P-150HP KPVS | KPVS_5015-9/0_4P_150HP_15.00_BRZ | 2460 | 2460 | 4920 | 3 | 0 | 3 | B | KPVS_SplitCase | 6 | 5 | 6 | 10 | BranchMin6_BranchMax10 | 6 | 3 | 8 | 16 | HeaderMin8_HeaderMax16 | 8 | 5 | 15
182 | 62 | 5015-9/0-4P-150HP KPVS | KPVS_5015-9/0_4P_150HP_15.00_BRZ | 2460 | 2460 | 4920 | 3 | 0 | 3 | B | KPVS_SplitCase | 6 | 5 | 6 | 10 | BranchMin6_BranchMax10 | 6 | 3 | 8 | 16 | HeaderMin8_HeaderMax16 | 10 | 5 | 15
182 | 62 | 5015-9/0-4P-150HP KPVS | KPVS_5015-9/0_4P_150HP_15.00_BRZ | 2460 | 2460 | 4920 | 3 | 0 | 3 | B | KPVS_SplitCase | 6 | 5 | 6 | 10 | BranchMin6_BranchMax10 | 6 | 3 | 8 | 16 | HeaderMin8_HeaderMax16 | 12 | 5 | 15
182 | 62 | 5015-9/0-4P-150HP KPVS | KPVS_5015-9/0_4P_150HP_15.00_BRZ | 2460 | 2460 | 4920 | 3 | 0 | 3 | B | KPVS_SplitCase | 6 | 5 | 6 | 10 | BranchMin6_BranchMax10 | 6 | 3 | 8 | 16 | HeaderMin8_HeaderMax16 | 14 | 5 | 15
182 | 62 | 5015-9/0-4P-150HP KPVS | KPVS_5015-9/0_4P_150HP_15.00_BRZ | 2460 | 2460 | 4920 | 3 | 0 | 3 | B | KPVS_SplitCase | 6 | 5 | 6 | 10 | BranchMin6_BranchMax10 | 6 | 3 | 8 | 16 | HeaderMin8_HeaderMax16 | 16 | 5 | 15
182 | 62 | 5015-9/0-4P-150HP KPVS | KPVS_5015-9/0_4P_150HP_15.00_BRZ | 2460 | 2460 | 4920 | 3 | 0 | 3 | B | KPVS_SplitCase | 6 | 5 | 6 | 10 | BranchMin6_BranchMax10 | 8 | 3 | 8 | 16 | HeaderMin8_HeaderMax16 | 8 | 5 | 15 | [29 empty] | INVALID
182 | 62 | 5015-9/0-4P-150HP KPVS | KPVS_5015-9/0_4P_150HP_15.00_BRZ | 2460 | 2460 | 4920 | 3 | 0 | 3 | B | KPVS_SplitCase | 6 | 5 | 6 | 10 | BranchMin6_BranchMax10 | 8 | 3 | 8 | 16 | HeaderMin8_HeaderMax16 | 10 | 5 | 15
182 | 62 | 5015-9/0-4P-150HP KPVS | KPVS_5015-9/0_4P_150HP_15.00_BRZ | 2460 | 2460 | 4920 | 3 | 0 | 3 | B | KPVS_SplitCase | 6 | 5 | 6 | 10 | BranchMin6_BranchMax10 | 8 | 3 | 8 | 16 | HeaderMin8_HeaderMax16 | 12 | 5 | 15
182 | 62 | 5015-9/0-4P-150HP KPVS | KPVS_5015-9/0_4P_150HP_15.00_BRZ | 2460 | 2460 | 4920 | 3 | 0 | 3 | B | KPVS_SplitCase | 6 | 5 | 6 | 10 | BranchMin6_BranchMax10 | 8 | 3 | 8 | 16 | HeaderMin8_HeaderMax16 | 14 | 5 | 15
182 | 62 | 5015-9/0-4P-150HP KPVS | KPVS_5015-9/0_4P_150HP_15.00_BRZ | 2460 | 2460 | 4920 | 3 | 0 | 3 | B | KPVS_SplitCase | 6 | 5 | 6 | 10 | BranchMin6_BranchMax10 | 8 | 3 | 8 | 16 | HeaderMin8_HeaderMax16 | 16 | 5 | 15
182 | 62 | 5015-9/0-4P-150HP KPVS | KPVS_5015-9/0_4P_150HP_15.00_BRZ | 2460 | 2460 | 4920 | 3 | 0 | 3 | B | KPVS_SplitCase | 6 | 5 | 6 | 10 | BranchMin6_BranchMax10 | 10 | 3 | 8 | 16 | HeaderMin8_HeaderMax16 | 8 | 5 | 15 | [29 empty] | INVALID
182 | 62 | 5015-9/0-4P-150HP KPVS | KPVS_5015-9/0_4P_150HP_15.00_BRZ | 2460 | 2460 | 4920 | 3 | 0 | 3 | B | KPVS_SplitCase | 6 | 5 | 6 | 10 | BranchMin6_BranchMax10 | 10 | 3 | 8 | 16 | HeaderMin8_HeaderMax16 | 10 | 5 | 15 | [29 empty] | INVALID
182 | 62 | 5015-9/0-4P-150HP KPVS | KPVS_5015-9/0_4P_150HP_15.00_BRZ | 2460 | 2460 | 4920 | 3 | 0 | 3 | B | KPVS_SplitCase | 6 | 5 | 6 | 10 | BranchMin6_BranchMax10 | 10 | 3 | 8 | 16 | HeaderMin8_HeaderMax16 | 12 | 5 | 15
182 | 62 | 5015-9/0-4P-150HP KPVS | KPVS_5015-9/0_4P_150HP_15.00_BRZ | 2460 | 2460 | 4920 | 3 | 0 | 3 | B | KPVS_SplitCase | 6 | 5 | 6 | 10 | BranchMin6_BranchMax10 | 10 | 3 | 8 | 16 | HeaderMin8_HeaderMax16 | 14 | 5 | 15
182 | 62 | 5015-9/0-4P-150HP KPVS | KPVS_5015-9/0_4P_150HP_15.00_BRZ | 2460 | 2460 | 4920 | 3 | 0 | 3 | B | KPVS_SplitCase | 6 | 5 | 6 | 10 | BranchMin6_BranchMax10 | 10 | 3 | 8 | 16 | HeaderMin8_HeaderMax16 | 16 | 5 | 15
183 | 63 | 6012-3/4-4P-20HP KPVS | KPVS_6012-3/4_4P_20HP_7.18_BRZ | 1948.3 | 1948.3 | 3896.6 | 3 | 0 | 3 | B | KPVS_SplitCase | 8 | 6 | 8 | 10 | BranchMin8_BranchMax10 | 8 | 2 | 10 | 14 | HeaderMin10_HeaderMax14 | 10 | 3 | 6
183 | 63 | 6012-3/4-4P-20HP KPVS | KPVS_6012-3/4_4P_20HP_7.18_BRZ | 1948.3 | 1948.3 | 3896.6 | 3 | 0 | 3 | B | KPVS_SplitCase | 8 | 6 | 8 | 10 | BranchMin8_BranchMax10 | 8 | 2 | 10 | 14 | HeaderMin10_HeaderMax14 | 12 | 3 | 6
183 | 63 | 6012-3/4-4P-20HP KPVS | KPVS_6012-3/4_4P_20HP_7.18_BRZ | 1948.3 | 1948.3 | 3896.6 | 3 | 0 | 3 | B | KPVS_SplitCase | 8 | 6 | 8 | 10 | BranchMin8_BranchMax10 | 8 | 2 | 10 | 14 | HeaderMin10_HeaderMax14 | 14 | 3 | 6
183 | 63 | 6012-3/4-4P-20HP KPVS | KPVS_6012-3/4_4P_20HP_7.18_BRZ | 1948.3 | 1948.3 | 3896.6 | 3 | 0 | 3 | B | KPVS_SplitCase | 8 | 6 | 8 | 10 | BranchMin8_BranchMax10 | 10 | 2 | 10 | 14 | HeaderMin10_HeaderMax14 | 10 | 3 | 6 | [29 empty] | INVALID
183 | 63 | 6012-3/4-4P-20HP KPVS | KPVS_6012-3/4_4P_20HP_7.18_BRZ | 1948.3 | 1948.3 | 3896.6 | 3 | 0 | 3 | B | KPVS_SplitCase | 8 | 6 | 8 | 10 | BranchMin8_BranchMax10 | 10 | 2 | 10 | 14 | HeaderMin10_HeaderMax14 | 12 | 3 | 6
183 | 63 | 6012-3/4-4P-20HP KPVS | KPVS_6012-3/4_4P_20HP_7.18_BRZ | 1948.3 | 1948.3 | 3896.6 | 3 | 0 | 3 | B | KPVS_SplitCase | 8 | 6 | 8 | 10 | BranchMin8_BranchMax10 | 10 | 2 | 10 | 14 | HeaderMin10_HeaderMax14 | 14 | 3 | 6
184 | 64 | 6012-3/4-4P-25HP KPVS | KPVS_6012-3/4_4P_25HP_7.66_BRZ | 2103.8 | 2103.8 | 4207.6 | 3 | 0 | 3 | B | KPVS_SplitCase | 8 | 6 | 8 | 10 | BranchMin8_BranchMax10 | 8 | 2 | 10 | 14 | HeaderMin10_HeaderMax14 | 10 | 3 | 6
184 | 64 | 6012-3/4-4P-25HP KPVS | KPVS_6012-3/4_4P_25HP_7.66_BRZ | 2103.8 | 2103.8 | 4207.6 | 3 | 0 | 3 | B | KPVS_SplitCase | 8 | 6 | 8 | 10 | BranchMin8_BranchMax10 | 8 | 2 | 10 | 14 | HeaderMin10_HeaderMax14 | 12 | 3 | 6
184 | 64 | 6012-3/4-4P-25HP KPVS | KPVS_6012-3/4_4P_25HP_7.66_BRZ | 2103.8 | 2103.8 | 4207.6 | 3 | 0 | 3 | B | KPVS_SplitCase | 8 | 6 | 8 | 10 | BranchMin8_BranchMax10 | 8 | 2 | 10 | 14 | HeaderMin10_HeaderMax14 | 14 | 3 | 6
184 | 64 | 6012-3/4-4P-25HP KPVS | KPVS_6012-3/4_4P_25HP_7.66_BRZ | 2103.8 | 2103.8 | 4207.6 | 3 | 0 | 3 | B | KPVS_SplitCase | 8 | 6 | 8 | 10 | BranchMin8_BranchMax10 | 10 | 2 | 10 | 14 | HeaderMin10_HeaderMax14 | 10 | 3 | 6 | [29 empty] | INVALID
184 | 64 | 6012-3/4-4P-25HP KPVS | KPVS_6012-3/4_4P_25HP_7.66_BRZ | 2103.8 | 2103.8 | 4207.6 | 3 | 0 | 3 | B | KPVS_SplitCase | 8 | 6 | 8 | 10 | BranchMin8_BranchMax10 | 10 | 2 | 10 | 14 | HeaderMin10_HeaderMax14 | 12 | 3 | 6
184 | 64 | 6012-3/4-4P-25HP KPVS | KPVS_6012-3/4_4P_25HP_7.66_BRZ | 2103.8 | 2103.8 | 4207.6 | 3 | 0 | 3 | B | KPVS_SplitCase | 8 | 6 | 8 | 10 | BranchMin8_BranchMax10 | 10 | 2 | 10 | 14 | HeaderMin10_HeaderMax14 | 14 | 3 | 6
185 | 65 | 6012-3/4-4P-30HP KPVS | KPVS_6012-3/4_4P_30HP_8.02_BRZ | 2220.5 | 2220.5 | 4441 | 3 | 0 | 3 | B | KPVS_SplitCase | 8 | 6 | 8 | 10 | BranchMin8_BranchMax10 | 8 | 2 | 10 | 16 | HeaderMin10_HeaderMax16 | 10 | 4 | 8
185 | 65 | 6012-3/4-4P-30HP KPVS | KPVS_6012-3/4_4P_30HP_8.02_BRZ | 2220.5 | 2220.5 | 4441 | 3 | 0 | 3 | B | KPVS_SplitCase | 8 | 6 | 8 | 10 | BranchMin8_BranchMax10 | 8 | 2 | 10 | 16 | HeaderMin10_HeaderMax16 | 12 | 4 | 8
185 | 65 | 6012-3/4-4P-30HP KPVS | KPVS_6012-3/4_4P_30HP_8.02_BRZ | 2220.5 | 2220.5 | 4441 | 3 | 0 | 3 | B | KPVS_SplitCase | 8 | 6 | 8 | 10 | BranchMin8_BranchMax10 | 8 | 2 | 10 | 16 | HeaderMin10_HeaderMax16 | 14 | 4 | 8
185 | 65 | 6012-3/4-4P-30HP KPVS | KPVS_6012-3/4_4P_30HP_8.02_BRZ | 2220.5 | 2220.5 | 4441 | 3 | 0 | 3 | B | KPVS_SplitCase | 8 | 6 | 8 | 10 | BranchMin8_BranchMax10 | 8 | 2 | 10 | 16 | HeaderMin10_HeaderMax16 | 16 | 4 | 8
185 | 65 | 6012-3/4-4P-30HP KPVS | KPVS_6012-3/4_4P_30HP_8.02_BRZ | 2220.5 | 2220.5 | 4441 | 3 | 0 | 3 | B | KPVS_SplitCase | 8 | 6 | 8 | 10 | BranchMin8_BranchMax10 | 10 | 2 | 10 | 16 | HeaderMin10_HeaderMax16 | 10 | 4 | 8 | [29 empty] | INVALID
185 | 65 | 6012-3/4-4P-30HP KPVS | KPVS_6012-3/4_4P_30HP_8.02_BRZ | 2220.5 | 2220.5 | 4441 | 3 | 0 | 3 | B | KPVS_SplitCase | 8 | 6 | 8 | 10 | BranchMin8_BranchMax10 | 10 | 2 | 10 | 16 | HeaderMin10_HeaderMax16 | 12 | 4 | 8
185 | 65 | 6012-3/4-4P-30HP KPVS | KPVS_6012-3/4_4P_30HP_8.02_BRZ | 2220.5 | 2220.5 | 4441 | 3 | 0 | 3 | B | KPVS_SplitCase | 8 | 6 | 8 | 10 | BranchMin8_BranchMax10 | 10 | 2 | 10 | 16 | HeaderMin10_HeaderMax16 | 14 | 4 | 8
185 | 65 | 6012-3/4-4P-30HP KPVS | KPVS_6012-3/4_4P_30HP_8.02_BRZ | 2220.5 | 2220.5 | 4441 | 3 | 0 | 3 | B | KPVS_SplitCase | 8 | 6 | 8 | 10 | BranchMin8_BranchMax10 | 10 | 2 | 10 | 16 | HeaderMin10_HeaderMax16 | 16 | 4 | 8
186 | 66 | 6012-3/4-4P-40HP KPVS | KPVS_6012-3/4_4P_40HP_8.86_BRZ | 2492.6 | 2492.6 | 4985.2 | 3 | 0 | 3 | B | KPVS_SplitCase | 8 | 6 | 8 | 10 | BranchMin8_BranchMax10 | 8 | 2 | 10 | 16 | HeaderMin10_HeaderMax16 | 10 | 4 | 8
186 | 66 | 6012-3/4-4P-40HP KPVS | KPVS_6012-3/4_4P_40HP_8.86_BRZ | 2492.6 | 2492.6 | 4985.2 | 3 | 0 | 3 | B | KPVS_SplitCase | 8 | 6 | 8 | 10 | BranchMin8_BranchMax10 | 8 | 2 | 10 | 16 | HeaderMin10_HeaderMax16 | 12 | 4 | 8
186 | 66 | 6012-3/4-4P-40HP KPVS | KPVS_6012-3/4_4P_40HP_8.86_BRZ | 2492.6 | 2492.6 | 4985.2 | 3 | 0 | 3 | B | KPVS_SplitCase | 8 | 6 | 8 | 10 | BranchMin8_BranchMax10 | 8 | 2 | 10 | 16 | HeaderMin10_HeaderMax16 | 14 | 4 | 8
186 | 66 | 6012-3/4-4P-40HP KPVS | KPVS_6012-3/4_4P_40HP_8.86_BRZ | 2492.6 | 2492.6 | 4985.2 | 3 | 0 | 3 | B | KPVS_SplitCase | 8 | 6 | 8 | 10 | BranchMin8_BranchMax10 | 8 | 2 | 10 | 16 | HeaderMin10_HeaderMax16 | 16 | 4 | 8
186 | 66 | 6012-3/4-4P-40HP KPVS | KPVS_6012-3/4_4P_40HP_8.86_BRZ | 2492.6 | 2492.6 | 4985.2 | 3 | 0 | 3 | B | KPVS_SplitCase | 8 | 6 | 8 | 10 | BranchMin8_BranchMax10 | 10 | 2 | 10 | 16 | HeaderMin10_HeaderMax16 | 10 | 4 | 8 | [29 empty] | INVALID
186 | 66 | 6012-3/4-4P-40HP KPVS | KPVS_6012-3/4_4P_40HP_8.86_BRZ | 2492.6 | 2492.6 | 4985.2 | 3 | 0 | 3 | B | KPVS_SplitCase | 8 | 6 | 8 | 10 | BranchMin8_BranchMax10 | 10 | 2 | 10 | 16 | HeaderMin10_HeaderMax16 | 12 | 4 | 8
186 | 66 | 6012-3/4-4P-40HP KPVS | KPVS_6012-3/4_4P_40HP_8.86_BRZ | 2492.6 | 2492.6 | 4985.2 | 3 | 0 | 3 | B | KPVS_SplitCase | 8 | 6 | 8 | 10 | BranchMin8_BranchMax10 | 10 | 2 | 10 | 16 | HeaderMin10_HeaderMax16 | 14 | 4 | 8
186 | 66 | 6012-3/4-4P-40HP KPVS | KPVS_6012-3/4_4P_40HP_8.86_BRZ | 2492.6 | 2492.6 | 4985.2 | 3 | 0 | 3 | B | KPVS_SplitCase | 8 | 6 | 8 | 10 | BranchMin8_BranchMax10 | 10 | 2 | 10 | 16 | HeaderMin10_HeaderMax16 | 16 | 4 | 8
187 | 67 | 6012-3/4-4P-50HP KPVS | KPVS_6012-3/4_4P_50HP_9.85_BRZ | 2801.3 | 2801.3 | 5602.6 | 3 | 0 | 3 | B | KPVS_SplitCase | 8 | 6 | 8 | 12 | BranchMin8_BranchMax12 | 8 | 3 | 10 | 18 | HeaderMin10_HeaderMax18 | 10 | 5 | 15
187 | 67 | 6012-3/4-4P-50HP KPVS | KPVS_6012-3/4_4P_50HP_9.85_BRZ | 2801.3 | 2801.3 | 5602.6 | 3 | 0 | 3 | B | KPVS_SplitCase | 8 | 6 | 8 | 12 | BranchMin8_BranchMax12 | 8 | 3 | 10 | 18 | HeaderMin10_HeaderMax18 | 12 | 5 | 15
187 | 67 | 6012-3/4-4P-50HP KPVS | KPVS_6012-3/4_4P_50HP_9.85_BRZ | 2801.3 | 2801.3 | 5602.6 | 3 | 0 | 3 | B | KPVS_SplitCase | 8 | 6 | 8 | 12 | BranchMin8_BranchMax12 | 8 | 3 | 10 | 18 | HeaderMin10_HeaderMax18 | 14 | 5 | 15
187 | 67 | 6012-3/4-4P-50HP KPVS | KPVS_6012-3/4_4P_50HP_9.85_BRZ | 2801.3 | 2801.3 | 5602.6 | 3 | 0 | 3 | B | KPVS_SplitCase | 8 | 6 | 8 | 12 | BranchMin8_BranchMax12 | 8 | 3 | 10 | 18 | HeaderMin10_HeaderMax18 | 16 | 5 | 15
187 | 67 | 6012-3/4-4P-50HP KPVS | KPVS_6012-3/4_4P_50HP_9.85_BRZ | 2801.3 | 2801.3 | 5602.6 | 3 | 0 | 3 | B | KPVS_SplitCase | 8 | 6 | 8 | 12 | BranchMin8_BranchMax12 | 8 | 3 | 10 | 18 | HeaderMin10_HeaderMax18 | 18 | 5 | 15
187 | 67 | 6012-3/4-4P-50HP KPVS | KPVS_6012-3/4_4P_50HP_9.85_BRZ | 2801.3 | 2801.3 | 5602.6 | 3 | 0 | 3 | B | KPVS_SplitCase | 8 | 6 | 8 | 12 | BranchMin8_BranchMax12 | 10 | 3 | 10 | 18 | HeaderMin10_HeaderMax18 | 10 | 5 | 15 | [29 empty] | INVALID
187 | 67 | 6012-3/4-4P-50HP KPVS | KPVS_6012-3/4_4P_50HP_9.85_BRZ | 2801.3 | 2801.3 | 5602.6 | 3 | 0 | 3 | B | KPVS_SplitCase | 8 | 6 | 8 | 12 | BranchMin8_BranchMax12 | 10 | 3 | 10 | 18 | HeaderMin10_HeaderMax18 | 12 | 5 | 15
187 | 67 | 6012-3/4-4P-50HP KPVS | KPVS_6012-3/4_4P_50HP_9.85_BRZ | 2801.3 | 2801.3 | 5602.6 | 3 | 0 | 3 | B | KPVS_SplitCase | 8 | 6 | 8 | 12 | BranchMin8_BranchMax12 | 10 | 3 | 10 | 18 | HeaderMin10_HeaderMax18 | 14 | 5 | 15
187 | 67 | 6012-3/4-4P-50HP KPVS | KPVS_6012-3/4_4P_50HP_9.85_BRZ | 2801.3 | 2801.3 | 5602.6 | 3 | 0 | 3 | B | KPVS_SplitCase | 8 | 6 | 8 | 12 | BranchMin8_BranchMax12 | 10 | 3 | 10 | 18 | HeaderMin10_HeaderMax18 | 16 | 5 | 15
187 | 67 | 6012-3/4-4P-50HP KPVS | KPVS_6012-3/4_4P_50HP_9.85_BRZ | 2801.3 | 2801.3 | 5602.6 | 3 | 0 | 3 | B | KPVS_SplitCase | 8 | 6 | 8 | 12 | BranchMin8_BranchMax12 | 10 | 3 | 10 | 18 | HeaderMin10_HeaderMax18 | 18 | 5 | 15
187 | 67 | 6012-3/4-4P-50HP KPVS | KPVS_6012-3/4_4P_50HP_9.85_BRZ | 2801.3 | 2801.3 | 5602.6 | 3 | 0 | 3 | B | KPVS_SplitCase | 8 | 6 | 8 | 12 | BranchMin8_BranchMax12 | 12 | 3 | 10 | 18 | HeaderMin10_HeaderMax18 | 10 | 5 | 15 | [29 empty] | INVALID
187 | 67 | 6012-3/4-4P-50HP KPVS | KPVS_6012-3/4_4P_50HP_9.85_BRZ | 2801.3 | 2801.3 | 5602.6 | 3 | 0 | 3 | B | KPVS_SplitCase | 8 | 6 | 8 | 12 | BranchMin8_BranchMax12 | 12 | 3 | 10 | 18 | HeaderMin10_HeaderMax18 | 12 | 5 | 15 | [29 empty] | INVALID
187 | 67 | 6012-3/4-4P-50HP KPVS | KPVS_6012-3/4_4P_50HP_9.85_BRZ | 2801.3 | 2801.3 | 5602.6 | 3 | 0 | 3 | B | KPVS_SplitCase | 8 | 6 | 8 | 12 | BranchMin8_BranchMax12 | 12 | 3 | 10 | 18 | HeaderMin10_HeaderMax18 | 14 | 5 | 15
187 | 67 | 6012-3/4-4P-50HP KPVS | KPVS_6012-3/4_4P_50HP_9.85_BRZ | 2801.3 | 2801.3 | 5602.6 | 3 | 0 | 3 | B | KPVS_SplitCase | 8 | 6 | 8 | 12 | BranchMin8_BranchMax12 | 12 | 3 | 10 | 18 | HeaderMin10_HeaderMax18 | 16 | 5 | 15
187 | 67 | 6012-3/4-4P-50HP KPVS | KPVS_6012-3/4_4P_50HP_9.85_BRZ | 2801.3 | 2801.3 | 5602.6 | 3 | 0 | 3 | B | KPVS_SplitCase | 8 | 6 | 8 | 12 | BranchMin8_BranchMax12 | 12 | 3 | 10 | 18 | HeaderMin10_HeaderMax18 | 18 | 5 | 15
188 | 68 | 6012-3/4-4P-60HP KPVS | KPVS_6012-3/4_4P_60HP_10.38_BRZ | 2944.6 | 2944.6 | 5889.2 | 3 | 0 | 3 | B | KPVS_SplitCase | 8 | 6 | 8 | 12 | BranchMin8_BranchMax12 | 8 | 3 | 10 | 18 | HeaderMin10_HeaderMax18 | 10 | 5 | 15
188 | 68 | 6012-3/4-4P-60HP KPVS | KPVS_6012-3/4_4P_60HP_10.38_BRZ | 2944.6 | 2944.6 | 5889.2 | 3 | 0 | 3 | B | KPVS_SplitCase | 8 | 6 | 8 | 12 | BranchMin8_BranchMax12 | 8 | 3 | 10 | 18 | HeaderMin10_HeaderMax18 | 12 | 5 | 15
188 | 68 | 6012-3/4-4P-60HP KPVS | KPVS_6012-3/4_4P_60HP_10.38_BRZ | 2944.6 | 2944.6 | 5889.2 | 3 | 0 | 3 | B | KPVS_SplitCase | 8 | 6 | 8 | 12 | BranchMin8_BranchMax12 | 8 | 3 | 10 | 18 | HeaderMin10_HeaderMax18 | 14 | 5 | 15
188 | 68 | 6012-3/4-4P-60HP KPVS | KPVS_6012-3/4_4P_60HP_10.38_BRZ | 2944.6 | 2944.6 | 5889.2 | 3 | 0 | 3 | B | KPVS_SplitCase | 8 | 6 | 8 | 12 | BranchMin8_BranchMax12 | 8 | 3 | 10 | 18 | HeaderMin10_HeaderMax18 | 16 | 5 | 15
188 | 68 | 6012-3/4-4P-60HP KPVS | KPVS_6012-3/4_4P_60HP_10.38_BRZ | 2944.6 | 2944.6 | 5889.2 | 3 | 0 | 3 | B | KPVS_SplitCase | 8 | 6 | 8 | 12 | BranchMin8_BranchMax12 | 8 | 3 | 10 | 18 | HeaderMin10_HeaderMax18 | 18 | 5 | 15
188 | 68 | 6012-3/4-4P-60HP KPVS | KPVS_6012-3/4_4P_60HP_10.38_BRZ | 2944.6 | 2944.6 | 5889.2 | 3 | 0 | 3 | B | KPVS_SplitCase | 8 | 6 | 8 | 12 | BranchMin8_BranchMax12 | 10 | 3 | 10 | 18 | HeaderMin10_HeaderMax18 | 10 | 5 | 15 | [29 empty] | INVALID
188 | 68 | 6012-3/4-4P-60HP KPVS | KPVS_6012-3/4_4P_60HP_10.38_BRZ | 2944.6 | 2944.6 | 5889.2 | 3 | 0 | 3 | B | KPVS_SplitCase | 8 | 6 | 8 | 12 | BranchMin8_BranchMax12 | 10 | 3 | 10 | 18 | HeaderMin10_HeaderMax18 | 12 | 5 | 15
188 | 68 | 6012-3/4-4P-60HP KPVS | KPVS_6012-3/4_4P_60HP_10.38_BRZ | 2944.6 | 2944.6 | 5889.2 | 3 | 0 | 3 | B | KPVS_SplitCase | 8 | 6 | 8 | 12 | BranchMin8_BranchMax12 | 10 | 3 | 10 | 18 | HeaderMin10_HeaderMax18 | 14 | 5 | 15
188 | 68 | 6012-3/4-4P-60HP KPVS | KPVS_6012-3/4_4P_60HP_10.38_BRZ | 2944.6 | 2944.6 | 5889.2 | 3 | 0 | 3 | B | KPVS_SplitCase | 8 | 6 | 8 | 12 | BranchMin8_BranchMax12 | 10 | 3 | 10 | 18 | HeaderMin10_HeaderMax18 | 16 | 5 | 15
188 | 68 | 6012-3/4-4P-60HP KPVS | KPVS_6012-3/4_4P_60HP_10.38_BRZ | 2944.6 | 2944.6 | 5889.2 | 3 | 0 | 3 | B | KPVS_SplitCase | 8 | 6 | 8 | 12 | BranchMin8_BranchMax12 | 10 | 3 | 10 | 18 | HeaderMin10_HeaderMax18 | 18 | 5 | 15
188 | 68 | 6012-3/4-4P-60HP KPVS | KPVS_6012-3/4_4P_60HP_10.38_BRZ | 2944.6 | 2944.6 | 5889.2 | 3 | 0 | 3 | B | KPVS_SplitCase | 8 | 6 | 8 | 12 | BranchMin8_BranchMax12 | 12 | 3 | 10 | 18 | HeaderMin10_HeaderMax18 | 10 | 5 | 15 | [29 empty] | INVALID
188 | 68 | 6012-3/4-4P-60HP KPVS | KPVS_6012-3/4_4P_60HP_10.38_BRZ | 2944.6 | 2944.6 | 5889.2 | 3 | 0 | 3 | B | KPVS_SplitCase | 8 | 6 | 8 | 12 | BranchMin8_BranchMax12 | 12 | 3 | 10 | 18 | HeaderMin10_HeaderMax18 | 12 | 5 | 15 | [29 empty] | INVALID
188 | 68 | 6012-3/4-4P-60HP KPVS | KPVS_6012-3/4_4P_60HP_10.38_BRZ | 2944.6 | 2944.6 | 5889.2 | 3 | 0 | 3 | B | KPVS_SplitCase | 8 | 6 | 8 | 12 | BranchMin8_BranchMax12 | 12 | 3 | 10 | 18 | HeaderMin10_HeaderMax18 | 14 | 5 | 15
188 | 68 | 6012-3/4-4P-60HP KPVS | KPVS_6012-3/4_4P_60HP_10.38_BRZ | 2944.6 | 2944.6 | 5889.2 | 3 | 0 | 3 | B | KPVS_SplitCase | 8 | 6 | 8 | 12 | BranchMin8_BranchMax12 | 12 | 3 | 10 | 18 | HeaderMin10_HeaderMax18 | 16 | 5 | 15
188 | 68 | 6012-3/4-4P-60HP KPVS | KPVS_6012-3/4_4P_60HP_10.38_BRZ | 2944.6 | 2944.6 | 5889.2 | 3 | 0 | 3 | B | KPVS_SplitCase | 8 | 6 | 8 | 12 | BranchMin8_BranchMax12 | 12 | 3 | 10 | 18 | HeaderMin10_HeaderMax18 | 18 | 5 | 15
189 | 69 | 6012-3/4-4P-75HP KPVS | KPVS_6012-3/4_4P_75HP_11.05_BRZ | 3118.5 | 3118.5 | 6237 | 3 | 0 | 3 | B | KPVS_SplitCase | 8 | 6 | 8 | 12 | BranchMin8_BranchMax12 | 8 | 3 | 10 | 18 | HeaderMin10_HeaderMax18 | 10 | 5 | 15
189 | 69 | 6012-3/4-4P-75HP KPVS | KPVS_6012-3/4_4P_75HP_11.05_BRZ | 3118.5 | 3118.5 | 6237 | 3 | 0 | 3 | B | KPVS_SplitCase | 8 | 6 | 8 | 12 | BranchMin8_BranchMax12 | 8 | 3 | 10 | 18 | HeaderMin10_HeaderMax18 | 12 | 5 | 15
189 | 69 | 6012-3/4-4P-75HP KPVS | KPVS_6012-3/4_4P_75HP_11.05_BRZ | 3118.5 | 3118.5 | 6237 | 3 | 0 | 3 | B | KPVS_SplitCase | 8 | 6 | 8 | 12 | BranchMin8_BranchMax12 | 8 | 3 | 10 | 18 | HeaderMin10_HeaderMax18 | 14 | 5 | 15
189 | 69 | 6012-3/4-4P-75HP KPVS | KPVS_6012-3/4_4P_75HP_11.05_BRZ | 3118.5 | 3118.5 | 6237 | 3 | 0 | 3 | B | KPVS_SplitCase | 8 | 6 | 8 | 12 | BranchMin8_BranchMax12 | 8 | 3 | 10 | 18 | HeaderMin10_HeaderMax18 | 16 | 5 | 15
189 | 69 | 6012-3/4-4P-75HP KPVS | KPVS_6012-3/4_4P_75HP_11.05_BRZ | 3118.5 | 3118.5 | 6237 | 3 | 0 | 3 | B | KPVS_SplitCase | 8 | 6 | 8 | 12 | BranchMin8_BranchMax12 | 8 | 3 | 10 | 18 | HeaderMin10_HeaderMax18 | 18 | 5 | 15
189 | 69 | 6012-3/4-4P-75HP KPVS | KPVS_6012-3/4_4P_75HP_11.05_BRZ | 3118.5 | 3118.5 | 6237 | 3 | 0 | 3 | B | KPVS_SplitCase | 8 | 6 | 8 | 12 | BranchMin8_BranchMax12 | 10 | 3 | 10 | 18 | HeaderMin10_HeaderMax18 | 10 | 5 | 15 | [29 empty] | INVALID
189 | 69 | 6012-3/4-4P-75HP KPVS | KPVS_6012-3/4_4P_75HP_11.05_BRZ | 3118.5 | 3118.5 | 6237 | 3 | 0 | 3 | B | KPVS_SplitCase | 8 | 6 | 8 | 12 | BranchMin8_BranchMax12 | 10 | 3 | 10 | 18 | HeaderMin10_HeaderMax18 | 12 | 5 | 15
189 | 69 | 6012-3/4-4P-75HP KPVS | KPVS_6012-3/4_4P_75HP_11.05_BRZ | 3118.5 | 3118.5 | 6237 | 3 | 0 | 3 | B | KPVS_SplitCase | 8 | 6 | 8 | 12 | BranchMin8_BranchMax12 | 10 | 3 | 10 | 18 | HeaderMin10_HeaderMax18 | 14 | 5 | 15
189 | 69 | 6012-3/4-4P-75HP KPVS | KPVS_6012-3/4_4P_75HP_11.05_BRZ | 3118.5 | 3118.5 | 6237 | 3 | 0 | 3 | B | KPVS_SplitCase | 8 | 6 | 8 | 12 | BranchMin8_BranchMax12 | 10 | 3 | 10 | 18 | HeaderMin10_HeaderMax18 | 16 | 5 | 15
189 | 69 | 6012-3/4-4P-75HP KPVS | KPVS_6012-3/4_4P_75HP_11.05_BRZ | 3118.5 | 3118.5 | 6237 | 3 | 0 | 3 | B | KPVS_SplitCase | 8 | 6 | 8 | 12 | BranchMin8_BranchMax12 | 10 | 3 | 10 | 18 | HeaderMin10_HeaderMax18 | 18 | 5 | 15
189 | 69 | 6012-3/4-4P-75HP KPVS | KPVS_6012-3/4_4P_75HP_11.05_BRZ | 3118.5 | 3118.5 | 6237 | 3 | 0 | 3 | B | KPVS_SplitCase | 8 | 6 | 8 | 12 | BranchMin8_BranchMax12 | 12 | 3 | 10 | 18 | HeaderMin10_HeaderMax18 | 10 | 5 | 15 | [29 empty] | INVALID
189 | 69 | 6012-3/4-4P-75HP KPVS | KPVS_6012-3/4_4P_75HP_11.05_BRZ | 3118.5 | 3118.5 | 6237 | 3 | 0 | 3 | B | KPVS_SplitCase | 8 | 6 | 8 | 12 | BranchMin8_BranchMax12 | 12 | 3 | 10 | 18 | HeaderMin10_HeaderMax18 | 12 | 5 | 15 | [29 empty] | INVALID
189 | 69 | 6012-3/4-4P-75HP KPVS | KPVS_6012-3/4_4P_75HP_11.05_BRZ | 3118.5 | 3118.5 | 6237 | 3 | 0 | 3 | B | KPVS_SplitCase | 8 | 6 | 8 | 12 | BranchMin8_BranchMax12 | 12 | 3 | 10 | 18 | HeaderMin10_HeaderMax18 | 14 | 5 | 15
189 | 69 | 6012-3/4-4P-75HP KPVS | KPVS_6012-3/4_4P_75HP_11.05_BRZ | 3118.5 | 3118.5 | 6237 | 3 | 0 | 3 | B | KPVS_SplitCase | 8 | 6 | 8 | 12 | BranchMin8_BranchMax12 | 12 | 3 | 10 | 18 | HeaderMin10_HeaderMax18 | 16 | 5 | 15
189 | 69 | 6012-3/4-4P-75HP KPVS | KPVS_6012-3/4_4P_75HP_11.05_BRZ | 3118.5 | 3118.5 | 6237 | 3 | 0 | 3 | B | KPVS_SplitCase | 8 | 6 | 8 | 12 | BranchMin8_BranchMax12 | 12 | 3 | 10 | 18 | HeaderMin10_HeaderMax18 | 18 | 5 | 15
190 | 70 | 6012-3/4-4P-100HP KPVS | KPVS_6012-3/4_4P_100HP_12.00_BRZ | 3375 | 3375 | 6750 | 3 | 0 | 3 | B | KPVS_SplitCase | 8 | 6 | 8 | 12 | BranchMin8_BranchMax12 | 8 | 3 | 10 | 18 | HeaderMin10_HeaderMax18 | 10 | 5 | 15
190 | 70 | 6012-3/4-4P-100HP KPVS | KPVS_6012-3/4_4P_100HP_12.00_BRZ | 3375 | 3375 | 6750 | 3 | 0 | 3 | B | KPVS_SplitCase | 8 | 6 | 8 | 12 | BranchMin8_BranchMax12 | 8 | 3 | 10 | 18 | HeaderMin10_HeaderMax18 | 12 | 5 | 15
190 | 70 | 6012-3/4-4P-100HP KPVS | KPVS_6012-3/4_4P_100HP_12.00_BRZ | 3375 | 3375 | 6750 | 3 | 0 | 3 | B | KPVS_SplitCase | 8 | 6 | 8 | 12 | BranchMin8_BranchMax12 | 8 | 3 | 10 | 18 | HeaderMin10_HeaderMax18 | 14 | 5 | 15
190 | 70 | 6012-3/4-4P-100HP KPVS | KPVS_6012-3/4_4P_100HP_12.00_BRZ | 3375 | 3375 | 6750 | 3 | 0 | 3 | B | KPVS_SplitCase | 8 | 6 | 8 | 12 | BranchMin8_BranchMax12 | 8 | 3 | 10 | 18 | HeaderMin10_HeaderMax18 | 16 | 5 | 15
190 | 70 | 6012-3/4-4P-100HP KPVS | KPVS_6012-3/4_4P_100HP_12.00_BRZ | 3375 | 3375 | 6750 | 3 | 0 | 3 | B | KPVS_SplitCase | 8 | 6 | 8 | 12 | BranchMin8_BranchMax12 | 8 | 3 | 10 | 18 | HeaderMin10_HeaderMax18 | 18 | 5 | 15
190 | 70 | 6012-3/4-4P-100HP KPVS | KPVS_6012-3/4_4P_100HP_12.00_BRZ | 3375 | 3375 | 6750 | 3 | 0 | 3 | B | KPVS_SplitCase | 8 | 6 | 8 | 12 | BranchMin8_BranchMax12 | 10 | 3 | 10 | 18 | HeaderMin10_HeaderMax18 | 10 | 5 | 15 | [29 empty] | INVALID
190 | 70 | 6012-3/4-4P-100HP KPVS | KPVS_6012-3/4_4P_100HP_12.00_BRZ | 3375 | 3375 | 6750 | 3 | 0 | 3 | B | KPVS_SplitCase | 8 | 6 | 8 | 12 | BranchMin8_BranchMax12 | 10 | 3 | 10 | 18 | HeaderMin10_HeaderMax18 | 12 | 5 | 15
190 | 70 | 6012-3/4-4P-100HP KPVS | KPVS_6012-3/4_4P_100HP_12.00_BRZ | 3375 | 3375 | 6750 | 3 | 0 | 3 | B | KPVS_SplitCase | 8 | 6 | 8 | 12 | BranchMin8_BranchMax12 | 10 | 3 | 10 | 18 | HeaderMin10_HeaderMax18 | 14 | 5 | 15
190 | 70 | 6012-3/4-4P-100HP KPVS | KPVS_6012-3/4_4P_100HP_12.00_BRZ | 3375 | 3375 | 6750 | 3 | 0 | 3 | B | KPVS_SplitCase | 8 | 6 | 8 | 12 | BranchMin8_BranchMax12 | 10 | 3 | 10 | 18 | HeaderMin10_HeaderMax18 | 16 | 5 | 15
190 | 70 | 6012-3/4-4P-100HP KPVS | KPVS_6012-3/4_4P_100HP_12.00_BRZ | 3375 | 3375 | 6750 | 3 | 0 | 3 | B | KPVS_SplitCase | 8 | 6 | 8 | 12 | BranchMin8_BranchMax12 | 10 | 3 | 10 | 18 | HeaderMin10_HeaderMax18 | 18 | 5 | 15
190 | 70 | 6012-3/4-4P-100HP KPVS | KPVS_6012-3/4_4P_100HP_12.00_BRZ | 3375 | 3375 | 6750 | 3 | 0 | 3 | B | KPVS_SplitCase | 8 | 6 | 8 | 12 | BranchMin8_BranchMax12 | 12 | 3 | 10 | 18 | HeaderMin10_HeaderMax18 | 10 | 5 | 15 | [29 empty] | INVALID
190 | 70 | 6012-3/4-4P-100HP KPVS | KPVS_6012-3/4_4P_100HP_12.00_BRZ | 3375 | 3375 | 6750 | 3 | 0 | 3 | B | KPVS_SplitCase | 8 | 6 | 8 | 12 | BranchMin8_BranchMax12 | 12 | 3 | 10 | 18 | HeaderMin10_HeaderMax18 | 12 | 5 | 15 | [29 empty] | INVALID
190 | 70 | 6012-3/4-4P-100HP KPVS | KPVS_6012-3/4_4P_100HP_12.00_BRZ | 3375 | 3375 | 6750 | 3 | 0 | 3 | B | KPVS_SplitCase | 8 | 6 | 8 | 12 | BranchMin8_BranchMax12 | 12 | 3 | 10 | 18 | HeaderMin10_HeaderMax18 | 14 | 5 | 15
190 | 70 | 6012-3/4-4P-100HP KPVS | KPVS_6012-3/4_4P_100HP_12.00_BRZ | 3375 | 3375 | 6750 | 3 | 0 | 3 | B | KPVS_SplitCase | 8 | 6 | 8 | 12 | BranchMin8_BranchMax12 | 12 | 3 | 10 | 18 | HeaderMin10_HeaderMax18 | 16 | 5 | 15
190 | 70 | 6012-3/4-4P-100HP KPVS | KPVS_6012-3/4_4P_100HP_12.00_BRZ | 3375 | 3375 | 6750 | 3 | 0 | 3 | B | KPVS_SplitCase | 8 | 6 | 8 | 12 | BranchMin8_BranchMax12 | 12 | 3 | 10 | 18 | HeaderMin10_HeaderMax18 | 18 | 5 | 15
191 | 71 | 6015-3/4-4P-40HP KPVS | KPVS_6015-3/4_4P_40HP_9.03_BRZ | 2242.4 | 2242.4 | 4484.8 | 3 | 0 | 3 | B | KPVS_SplitCase | 8 | 6 | 8 | 10 | BranchMin8_BranchMax10 | 8 | 2 | 10 | 16 | HeaderMin10_HeaderMax16 | 10 | 4 | 8
191 | 71 | 6015-3/4-4P-40HP KPVS | KPVS_6015-3/4_4P_40HP_9.03_BRZ | 2242.4 | 2242.4 | 4484.8 | 3 | 0 | 3 | B | KPVS_SplitCase | 8 | 6 | 8 | 10 | BranchMin8_BranchMax10 | 8 | 2 | 10 | 16 | HeaderMin10_HeaderMax16 | 12 | 4 | 8
191 | 71 | 6015-3/4-4P-40HP KPVS | KPVS_6015-3/4_4P_40HP_9.03_BRZ | 2242.4 | 2242.4 | 4484.8 | 3 | 0 | 3 | B | KPVS_SplitCase | 8 | 6 | 8 | 10 | BranchMin8_BranchMax10 | 8 | 2 | 10 | 16 | HeaderMin10_HeaderMax16 | 14 | 4 | 8
191 | 71 | 6015-3/4-4P-40HP KPVS | KPVS_6015-3/4_4P_40HP_9.03_BRZ | 2242.4 | 2242.4 | 4484.8 | 3 | 0 | 3 | B | KPVS_SplitCase | 8 | 6 | 8 | 10 | BranchMin8_BranchMax10 | 8 | 2 | 10 | 16 | HeaderMin10_HeaderMax16 | 16 | 4 | 8
191 | 71 | 6015-3/4-4P-40HP KPVS | KPVS_6015-3/4_4P_40HP_9.03_BRZ | 2242.4 | 2242.4 | 4484.8 | 3 | 0 | 3 | B | KPVS_SplitCase | 8 | 6 | 8 | 10 | BranchMin8_BranchMax10 | 10 | 2 | 10 | 16 | HeaderMin10_HeaderMax16 | 10 | 4 | 8 | [29 empty] | INVALID
191 | 71 | 6015-3/4-4P-40HP KPVS | KPVS_6015-3/4_4P_40HP_9.03_BRZ | 2242.4 | 2242.4 | 4484.8 | 3 | 0 | 3 | B | KPVS_SplitCase | 8 | 6 | 8 | 10 | BranchMin8_BranchMax10 | 10 | 2 | 10 | 16 | HeaderMin10_HeaderMax16 | 12 | 4 | 8
191 | 71 | 6015-3/4-4P-40HP KPVS | KPVS_6015-3/4_4P_40HP_9.03_BRZ | 2242.4 | 2242.4 | 4484.8 | 3 | 0 | 3 | B | KPVS_SplitCase | 8 | 6 | 8 | 10 | BranchMin8_BranchMax10 | 10 | 2 | 10 | 16 | HeaderMin10_HeaderMax16 | 14 | 4 | 8
191 | 71 | 6015-3/4-4P-40HP KPVS | KPVS_6015-3/4_4P_40HP_9.03_BRZ | 2242.4 | 2242.4 | 4484.8 | 3 | 0 | 3 | B | KPVS_SplitCase | 8 | 6 | 8 | 10 | BranchMin8_BranchMax10 | 10 | 2 | 10 | 16 | HeaderMin10_HeaderMax16 | 16 | 4 | 8
192 | 72 | 6015-3/4-4P-50HP KPVS | KPVS_6015-3/4_4P_50HP_9.58_BRZ | 2378.6 | 2378.6 | 4757.2 | 3 | 0 | 3 | B | KPVS_SplitCase | 8 | 6 | 8 | 10 | BranchMin8_BranchMax10 | 8 | 2 | 10 | 16 | HeaderMin10_HeaderMax16 | 10 | 4 | 8
192 | 72 | 6015-3/4-4P-50HP KPVS | KPVS_6015-3/4_4P_50HP_9.58_BRZ | 2378.6 | 2378.6 | 4757.2 | 3 | 0 | 3 | B | KPVS_SplitCase | 8 | 6 | 8 | 10 | BranchMin8_BranchMax10 | 8 | 2 | 10 | 16 | HeaderMin10_HeaderMax16 | 12 | 4 | 8
192 | 72 | 6015-3/4-4P-50HP KPVS | KPVS_6015-3/4_4P_50HP_9.58_BRZ | 2378.6 | 2378.6 | 4757.2 | 3 | 0 | 3 | B | KPVS_SplitCase | 8 | 6 | 8 | 10 | BranchMin8_BranchMax10 | 8 | 2 | 10 | 16 | HeaderMin10_HeaderMax16 | 14 | 4 | 8
192 | 72 | 6015-3/4-4P-50HP KPVS | KPVS_6015-3/4_4P_50HP_9.58_BRZ | 2378.6 | 2378.6 | 4757.2 | 3 | 0 | 3 | B | KPVS_SplitCase | 8 | 6 | 8 | 10 | BranchMin8_BranchMax10 | 8 | 2 | 10 | 16 | HeaderMin10_HeaderMax16 | 16 | 4 | 8
192 | 72 | 6015-3/4-4P-50HP KPVS | KPVS_6015-3/4_4P_50HP_9.58_BRZ | 2378.6 | 2378.6 | 4757.2 | 3 | 0 | 3 | B | KPVS_SplitCase | 8 | 6 | 8 | 10 | BranchMin8_BranchMax10 | 10 | 2 | 10 | 16 | HeaderMin10_HeaderMax16 | 10 | 4 | 8 | [29 empty] | INVALID
192 | 72 | 6015-3/4-4P-50HP KPVS | KPVS_6015-3/4_4P_50HP_9.58_BRZ | 2378.6 | 2378.6 | 4757.2 | 3 | 0 | 3 | B | KPVS_SplitCase | 8 | 6 | 8 | 10 | BranchMin8_BranchMax10 | 10 | 2 | 10 | 16 | HeaderMin10_HeaderMax16 | 12 | 4 | 8
192 | 72 | 6015-3/4-4P-50HP KPVS | KPVS_6015-3/4_4P_50HP_9.58_BRZ | 2378.6 | 2378.6 | 4757.2 | 3 | 0 | 3 | B | KPVS_SplitCase | 8 | 6 | 8 | 10 | BranchMin8_BranchMax10 | 10 | 2 | 10 | 16 | HeaderMin10_HeaderMax16 | 14 | 4 | 8
192 | 72 | 6015-3/4-4P-50HP KPVS | KPVS_6015-3/4_4P_50HP_9.58_BRZ | 2378.6 | 2378.6 | 4757.2 | 3 | 0 | 3 | B | KPVS_SplitCase | 8 | 6 | 8 | 10 | BranchMin8_BranchMax10 | 10 | 2 | 10 | 16 | HeaderMin10_HeaderMax16 | 16 | 4 | 8
193 | 73 | 6015-3/4-4P-60HP KPVS | KPVS_6015-3/4_4P_60HP_10.10_BRZ | 2507.3 | 2507.3 | 5014.6 | 3 | 0 | 3 | B | KPVS_SplitCase | 8 | 6 | 8 | 12 | BranchMin8_BranchMax12 | 8 | 3 | 10 | 16 | HeaderMin10_HeaderMax16 | 10 | 4 | 12
193 | 73 | 6015-3/4-4P-60HP KPVS | KPVS_6015-3/4_4P_60HP_10.10_BRZ | 2507.3 | 2507.3 | 5014.6 | 3 | 0 | 3 | B | KPVS_SplitCase | 8 | 6 | 8 | 12 | BranchMin8_BranchMax12 | 8 | 3 | 10 | 16 | HeaderMin10_HeaderMax16 | 12 | 4 | 12
193 | 73 | 6015-3/4-4P-60HP KPVS | KPVS_6015-3/4_4P_60HP_10.10_BRZ | 2507.3 | 2507.3 | 5014.6 | 3 | 0 | 3 | B | KPVS_SplitCase | 8 | 6 | 8 | 12 | BranchMin8_BranchMax12 | 8 | 3 | 10 | 16 | HeaderMin10_HeaderMax16 | 14 | 4 | 12
193 | 73 | 6015-3/4-4P-60HP KPVS | KPVS_6015-3/4_4P_60HP_10.10_BRZ | 2507.3 | 2507.3 | 5014.6 | 3 | 0 | 3 | B | KPVS_SplitCase | 8 | 6 | 8 | 12 | BranchMin8_BranchMax12 | 8 | 3 | 10 | 16 | HeaderMin10_HeaderMax16 | 16 | 4 | 12
193 | 73 | 6015-3/4-4P-60HP KPVS | KPVS_6015-3/4_4P_60HP_10.10_BRZ | 2507.3 | 2507.3 | 5014.6 | 3 | 0 | 3 | B | KPVS_SplitCase | 8 | 6 | 8 | 12 | BranchMin8_BranchMax12 | 10 | 3 | 10 | 16 | HeaderMin10_HeaderMax16 | 10 | 4 | 12 | [29 empty] | INVALID
193 | 73 | 6015-3/4-4P-60HP KPVS | KPVS_6015-3/4_4P_60HP_10.10_BRZ | 2507.3 | 2507.3 | 5014.6 | 3 | 0 | 3 | B | KPVS_SplitCase | 8 | 6 | 8 | 12 | BranchMin8_BranchMax12 | 10 | 3 | 10 | 16 | HeaderMin10_HeaderMax16 | 12 | 4 | 12
193 | 73 | 6015-3/4-4P-60HP KPVS | KPVS_6015-3/4_4P_60HP_10.10_BRZ | 2507.3 | 2507.3 | 5014.6 | 3 | 0 | 3 | B | KPVS_SplitCase | 8 | 6 | 8 | 12 | BranchMin8_BranchMax12 | 10 | 3 | 10 | 16 | HeaderMin10_HeaderMax16 | 14 | 4 | 12
193 | 73 | 6015-3/4-4P-60HP KPVS | KPVS_6015-3/4_4P_60HP_10.10_BRZ | 2507.3 | 2507.3 | 5014.6 | 3 | 0 | 3 | B | KPVS_SplitCase | 8 | 6 | 8 | 12 | BranchMin8_BranchMax12 | 10 | 3 | 10 | 16 | HeaderMin10_HeaderMax16 | 16 | 4 | 12
193 | 73 | 6015-3/4-4P-60HP KPVS | KPVS_6015-3/4_4P_60HP_10.10_BRZ | 2507.3 | 2507.3 | 5014.6 | 3 | 0 | 3 | B | KPVS_SplitCase | 8 | 6 | 8 | 12 | BranchMin8_BranchMax12 | 12 | 3 | 10 | 16 | HeaderMin10_HeaderMax16 | 10 | 4 | 12 | [29 empty] | INVALID
193 | 73 | 6015-3/4-4P-60HP KPVS | KPVS_6015-3/4_4P_60HP_10.10_BRZ | 2507.3 | 2507.3 | 5014.6 | 3 | 0 | 3 | B | KPVS_SplitCase | 8 | 6 | 8 | 12 | BranchMin8_BranchMax12 | 12 | 3 | 10 | 16 | HeaderMin10_HeaderMax16 | 12 | 4 | 12 | [29 empty] | INVALID
193 | 73 | 6015-3/4-4P-60HP KPVS | KPVS_6015-3/4_4P_60HP_10.10_BRZ | 2507.3 | 2507.3 | 5014.6 | 3 | 0 | 3 | B | KPVS_SplitCase | 8 | 6 | 8 | 12 | BranchMin8_BranchMax12 | 12 | 3 | 10 | 16 | HeaderMin10_HeaderMax16 | 14 | 4 | 12
193 | 73 | 6015-3/4-4P-60HP KPVS | KPVS_6015-3/4_4P_60HP_10.10_BRZ | 2507.3 | 2507.3 | 5014.6 | 3 | 0 | 3 | B | KPVS_SplitCase | 8 | 6 | 8 | 12 | BranchMin8_BranchMax12 | 12 | 3 | 10 | 16 | HeaderMin10_HeaderMax16 | 16 | 4 | 12
194 | 74 | 6015-3/4-4P-75HP KPVS | KPVS_6015-3/4_4P_75HP_10.82_BRZ | 2685.5 | 2685.5 | 5371 | 3 | 0 | 3 | B | KPVS_SplitCase | 8 | 6 | 8 | 12 | BranchMin8_BranchMax12 | 8 | 3 | 10 | 16 | HeaderMin10_HeaderMax16 | 10 | 4 | 12
194 | 74 | 6015-3/4-4P-75HP KPVS | KPVS_6015-3/4_4P_75HP_10.82_BRZ | 2685.5 | 2685.5 | 5371 | 3 | 0 | 3 | B | KPVS_SplitCase | 8 | 6 | 8 | 12 | BranchMin8_BranchMax12 | 8 | 3 | 10 | 16 | HeaderMin10_HeaderMax16 | 12 | 4 | 12
194 | 74 | 6015-3/4-4P-75HP KPVS | KPVS_6015-3/4_4P_75HP_10.82_BRZ | 2685.5 | 2685.5 | 5371 | 3 | 0 | 3 | B | KPVS_SplitCase | 8 | 6 | 8 | 12 | BranchMin8_BranchMax12 | 8 | 3 | 10 | 16 | HeaderMin10_HeaderMax16 | 14 | 4 | 12
194 | 74 | 6015-3/4-4P-75HP KPVS | KPVS_6015-3/4_4P_75HP_10.82_BRZ | 2685.5 | 2685.5 | 5371 | 3 | 0 | 3 | B | KPVS_SplitCase | 8 | 6 | 8 | 12 | BranchMin8_BranchMax12 | 8 | 3 | 10 | 16 | HeaderMin10_HeaderMax16 | 16 | 4 | 12
194 | 74 | 6015-3/4-4P-75HP KPVS | KPVS_6015-3/4_4P_75HP_10.82_BRZ | 2685.5 | 2685.5 | 5371 | 3 | 0 | 3 | B | KPVS_SplitCase | 8 | 6 | 8 | 12 | BranchMin8_BranchMax12 | 10 | 3 | 10 | 16 | HeaderMin10_HeaderMax16 | 10 | 4 | 12 | [29 empty] | INVALID
194 | 74 | 6015-3/4-4P-75HP KPVS | KPVS_6015-3/4_4P_75HP_10.82_BRZ | 2685.5 | 2685.5 | 5371 | 3 | 0 | 3 | B | KPVS_SplitCase | 8 | 6 | 8 | 12 | BranchMin8_BranchMax12 | 10 | 3 | 10 | 16 | HeaderMin10_HeaderMax16 | 12 | 4 | 12
194 | 74 | 6015-3/4-4P-75HP KPVS | KPVS_6015-3/4_4P_75HP_10.82_BRZ | 2685.5 | 2685.5 | 5371 | 3 | 0 | 3 | B | KPVS_SplitCase | 8 | 6 | 8 | 12 | BranchMin8_BranchMax12 | 10 | 3 | 10 | 16 | HeaderMin10_HeaderMax16 | 14 | 4 | 12
194 | 74 | 6015-3/4-4P-75HP KPVS | KPVS_6015-3/4_4P_75HP_10.82_BRZ | 2685.5 | 2685.5 | 5371 | 3 | 0 | 3 | B | KPVS_SplitCase | 8 | 6 | 8 | 12 | BranchMin8_BranchMax12 | 10 | 3 | 10 | 16 | HeaderMin10_HeaderMax16 | 16 | 4 | 12
194 | 74 | 6015-3/4-4P-75HP KPVS | KPVS_6015-3/4_4P_75HP_10.82_BRZ | 2685.5 | 2685.5 | 5371 | 3 | 0 | 3 | B | KPVS_SplitCase | 8 | 6 | 8 | 12 | BranchMin8_BranchMax12 | 12 | 3 | 10 | 16 | HeaderMin10_HeaderMax16 | 10 | 4 | 12 | [29 empty] | INVALID
194 | 74 | 6015-3/4-4P-75HP KPVS | KPVS_6015-3/4_4P_75HP_10.82_BRZ | 2685.5 | 2685.5 | 5371 | 3 | 0 | 3 | B | KPVS_SplitCase | 8 | 6 | 8 | 12 | BranchMin8_BranchMax12 | 12 | 3 | 10 | 16 | HeaderMin10_HeaderMax16 | 12 | 4 | 12 | [29 empty] | INVALID
194 | 74 | 6015-3/4-4P-75HP KPVS | KPVS_6015-3/4_4P_75HP_10.82_BRZ | 2685.5 | 2685.5 | 5371 | 3 | 0 | 3 | B | KPVS_SplitCase | 8 | 6 | 8 | 12 | BranchMin8_BranchMax12 | 12 | 3 | 10 | 16 | HeaderMin10_HeaderMax16 | 14 | 4 | 12
194 | 74 | 6015-3/4-4P-75HP KPVS | KPVS_6015-3/4_4P_75HP_10.82_BRZ | 2685.5 | 2685.5 | 5371 | 3 | 0 | 3 | B | KPVS_SplitCase | 8 | 6 | 8 | 12 | BranchMin8_BranchMax12 | 12 | 3 | 10 | 16 | HeaderMin10_HeaderMax16 | 16 | 4 | 12
195 | 75 | 6015-3/4-4P-100HP KPVS | KPVS_6015-3/4_4P_100HP_11.99_BRZ | 2975 | 2975 | 5950 | 3 | 0 | 3 | B | KPVS_SplitCase | 8 | 6 | 8 | 12 | BranchMin8_BranchMax12 | 8 | 3 | 10 | 18 | HeaderMin10_HeaderMax18 | 10 | 5 | 15
195 | 75 | 6015-3/4-4P-100HP KPVS | KPVS_6015-3/4_4P_100HP_11.99_BRZ | 2975 | 2975 | 5950 | 3 | 0 | 3 | B | KPVS_SplitCase | 8 | 6 | 8 | 12 | BranchMin8_BranchMax12 | 8 | 3 | 10 | 18 | HeaderMin10_HeaderMax18 | 12 | 5 | 15
195 | 75 | 6015-3/4-4P-100HP KPVS | KPVS_6015-3/4_4P_100HP_11.99_BRZ | 2975 | 2975 | 5950 | 3 | 0 | 3 | B | KPVS_SplitCase | 8 | 6 | 8 | 12 | BranchMin8_BranchMax12 | 8 | 3 | 10 | 18 | HeaderMin10_HeaderMax18 | 14 | 5 | 15
195 | 75 | 6015-3/4-4P-100HP KPVS | KPVS_6015-3/4_4P_100HP_11.99_BRZ | 2975 | 2975 | 5950 | 3 | 0 | 3 | B | KPVS_SplitCase | 8 | 6 | 8 | 12 | BranchMin8_BranchMax12 | 8 | 3 | 10 | 18 | HeaderMin10_HeaderMax18 | 16 | 5 | 15
195 | 75 | 6015-3/4-4P-100HP KPVS | KPVS_6015-3/4_4P_100HP_11.99_BRZ | 2975 | 2975 | 5950 | 3 | 0 | 3 | B | KPVS_SplitCase | 8 | 6 | 8 | 12 | BranchMin8_BranchMax12 | 8 | 3 | 10 | 18 | HeaderMin10_HeaderMax18 | 18 | 5 | 15
195 | 75 | 6015-3/4-4P-100HP KPVS | KPVS_6015-3/4_4P_100HP_11.99_BRZ | 2975 | 2975 | 5950 | 3 | 0 | 3 | B | KPVS_SplitCase | 8 | 6 | 8 | 12 | BranchMin8_BranchMax12 | 10 | 3 | 10 | 18 | HeaderMin10_HeaderMax18 | 10 | 5 | 15 | [29 empty] | INVALID
195 | 75 | 6015-3/4-4P-100HP KPVS | KPVS_6015-3/4_4P_100HP_11.99_BRZ | 2975 | 2975 | 5950 | 3 | 0 | 3 | B | KPVS_SplitCase | 8 | 6 | 8 | 12 | BranchMin8_BranchMax12 | 10 | 3 | 10 | 18 | HeaderMin10_HeaderMax18 | 12 | 5 | 15
195 | 75 | 6015-3/4-4P-100HP KPVS | KPVS_6015-3/4_4P_100HP_11.99_BRZ | 2975 | 2975 | 5950 | 3 | 0 | 3 | B | KPVS_SplitCase | 8 | 6 | 8 | 12 | BranchMin8_BranchMax12 | 10 | 3 | 10 | 18 | HeaderMin10_HeaderMax18 | 14 | 5 | 15
195 | 75 | 6015-3/4-4P-100HP KPVS | KPVS_6015-3/4_4P_100HP_11.99_BRZ | 2975 | 2975 | 5950 | 3 | 0 | 3 | B | KPVS_SplitCase | 8 | 6 | 8 | 12 | BranchMin8_BranchMax12 | 10 | 3 | 10 | 18 | HeaderMin10_HeaderMax18 | 16 | 5 | 15
195 | 75 | 6015-3/4-4P-100HP KPVS | KPVS_6015-3/4_4P_100HP_11.99_BRZ | 2975 | 2975 | 5950 | 3 | 0 | 3 | B | KPVS_SplitCase | 8 | 6 | 8 | 12 | BranchMin8_BranchMax12 | 10 | 3 | 10 | 18 | HeaderMin10_HeaderMax18 | 18 | 5 | 15
195 | 75 | 6015-3/4-4P-100HP KPVS | KPVS_6015-3/4_4P_100HP_11.99_BRZ | 2975 | 2975 | 5950 | 3 | 0 | 3 | B | KPVS_SplitCase | 8 | 6 | 8 | 12 | BranchMin8_BranchMax12 | 12 | 3 | 10 | 18 | HeaderMin10_HeaderMax18 | 10 | 5 | 15 | [29 empty] | INVALID
195 | 75 | 6015-3/4-4P-100HP KPVS | KPVS_6015-3/4_4P_100HP_11.99_BRZ | 2975 | 2975 | 5950 | 3 | 0 | 3 | B | KPVS_SplitCase | 8 | 6 | 8 | 12 | BranchMin8_BranchMax12 | 12 | 3 | 10 | 18 | HeaderMin10_HeaderMax18 | 12 | 5 | 15 | [29 empty] | INVALID
195 | 75 | 6015-3/4-4P-100HP KPVS | KPVS_6015-3/4_4P_100HP_11.99_BRZ | 2975 | 2975 | 5950 | 3 | 0 | 3 | B | KPVS_SplitCase | 8 | 6 | 8 | 12 | BranchMin8_BranchMax12 | 12 | 3 | 10 | 18 | HeaderMin10_HeaderMax18 | 14 | 5 | 15
195 | 75 | 6015-3/4-4P-100HP KPVS | KPVS_6015-3/4_4P_100HP_11.99_BRZ | 2975 | 2975 | 5950 | 3 | 0 | 3 | B | KPVS_SplitCase | 8 | 6 | 8 | 12 | BranchMin8_BranchMax12 | 12 | 3 | 10 | 18 | HeaderMin10_HeaderMax18 | 16 | 5 | 15
195 | 75 | 6015-3/4-4P-100HP KPVS | KPVS_6015-3/4_4P_100HP_11.99_BRZ | 2975 | 2975 | 5950 | 3 | 0 | 3 | B | KPVS_SplitCase | 8 | 6 | 8 | 12 | BranchMin8_BranchMax12 | 12 | 3 | 10 | 18 | HeaderMin10_HeaderMax18 | 18 | 5 | 15
196 | 76 | 6015-3/4-4P-125HP KPVS | KPVS_6015-3/4_4P_125HP_12.84_BRZ | 3257.5 | 3257.5 | 6515 | 3 | 0 | 3 | B | KPVS_SplitCase | 8 | 6 | 8 | 12 | BranchMin8_BranchMax12 | 8 | 3 | 10 | 18 | HeaderMin10_HeaderMax18 | 10 | 5 | 15
196 | 76 | 6015-3/4-4P-125HP KPVS | KPVS_6015-3/4_4P_125HP_12.84_BRZ | 3257.5 | 3257.5 | 6515 | 3 | 0 | 3 | B | KPVS_SplitCase | 8 | 6 | 8 | 12 | BranchMin8_BranchMax12 | 8 | 3 | 10 | 18 | HeaderMin10_HeaderMax18 | 12 | 5 | 15
196 | 76 | 6015-3/4-4P-125HP KPVS | KPVS_6015-3/4_4P_125HP_12.84_BRZ | 3257.5 | 3257.5 | 6515 | 3 | 0 | 3 | B | KPVS_SplitCase | 8 | 6 | 8 | 12 | BranchMin8_BranchMax12 | 8 | 3 | 10 | 18 | HeaderMin10_HeaderMax18 | 14 | 5 | 15
196 | 76 | 6015-3/4-4P-125HP KPVS | KPVS_6015-3/4_4P_125HP_12.84_BRZ | 3257.5 | 3257.5 | 6515 | 3 | 0 | 3 | B | KPVS_SplitCase | 8 | 6 | 8 | 12 | BranchMin8_BranchMax12 | 8 | 3 | 10 | 18 | HeaderMin10_HeaderMax18 | 16 | 5 | 15
196 | 76 | 6015-3/4-4P-125HP KPVS | KPVS_6015-3/4_4P_125HP_12.84_BRZ | 3257.5 | 3257.5 | 6515 | 3 | 0 | 3 | B | KPVS_SplitCase | 8 | 6 | 8 | 12 | BranchMin8_BranchMax12 | 8 | 3 | 10 | 18 | HeaderMin10_HeaderMax18 | 18 | 5 | 15
196 | 76 | 6015-3/4-4P-125HP KPVS | KPVS_6015-3/4_4P_125HP_12.84_BRZ | 3257.5 | 3257.5 | 6515 | 3 | 0 | 3 | B | KPVS_SplitCase | 8 | 6 | 8 | 12 | BranchMin8_BranchMax12 | 10 | 3 | 10 | 18 | HeaderMin10_HeaderMax18 | 10 | 5 | 15 | [29 empty] | INVALID
196 | 76 | 6015-3/4-4P-125HP KPVS | KPVS_6015-3/4_4P_125HP_12.84_BRZ | 3257.5 | 3257.5 | 6515 | 3 | 0 | 3 | B | KPVS_SplitCase | 8 | 6 | 8 | 12 | BranchMin8_BranchMax12 | 10 | 3 | 10 | 18 | HeaderMin10_HeaderMax18 | 12 | 5 | 15
196 | 76 | 6015-3/4-4P-125HP KPVS | KPVS_6015-3/4_4P_125HP_12.84_BRZ | 3257.5 | 3257.5 | 6515 | 3 | 0 | 3 | B | KPVS_SplitCase | 8 | 6 | 8 | 12 | BranchMin8_BranchMax12 | 10 | 3 | 10 | 18 | HeaderMin10_HeaderMax18 | 14 | 5 | 15
196 | 76 | 6015-3/4-4P-125HP KPVS | KPVS_6015-3/4_4P_125HP_12.84_BRZ | 3257.5 | 3257.5 | 6515 | 3 | 0 | 3 | B | KPVS_SplitCase | 8 | 6 | 8 | 12 | BranchMin8_BranchMax12 | 10 | 3 | 10 | 18 | HeaderMin10_HeaderMax18 | 16 | 5 | 15
196 | 76 | 6015-3/4-4P-125HP KPVS | KPVS_6015-3/4_4P_125HP_12.84_BRZ | 3257.5 | 3257.5 | 6515 | 3 | 0 | 3 | B | KPVS_SplitCase | 8 | 6 | 8 | 12 | BranchMin8_BranchMax12 | 10 | 3 | 10 | 18 | HeaderMin10_HeaderMax18 | 18 | 5 | 15
196 | 76 | 6015-3/4-4P-125HP KPVS | KPVS_6015-3/4_4P_125HP_12.84_BRZ | 3257.5 | 3257.5 | 6515 | 3 | 0 | 3 | B | KPVS_SplitCase | 8 | 6 | 8 | 12 | BranchMin8_BranchMax12 | 12 | 3 | 10 | 18 | HeaderMin10_HeaderMax18 | 10 | 5 | 15 | [29 empty] | INVALID
196 | 76 | 6015-3/4-4P-125HP KPVS | KPVS_6015-3/4_4P_125HP_12.84_BRZ | 3257.5 | 3257.5 | 6515 | 3 | 0 | 3 | B | KPVS_SplitCase | 8 | 6 | 8 | 12 | BranchMin8_BranchMax12 | 12 | 3 | 10 | 18 | HeaderMin10_HeaderMax18 | 12 | 5 | 15 | [29 empty] | INVALID
196 | 76 | 6015-3/4-4P-125HP KPVS | KPVS_6015-3/4_4P_125HP_12.84_BRZ | 3257.5 | 3257.5 | 6515 | 3 | 0 | 3 | B | KPVS_SplitCase | 8 | 6 | 8 | 12 | BranchMin8_BranchMax12 | 12 | 3 | 10 | 18 | HeaderMin10_HeaderMax18 | 14 | 5 | 15
196 | 76 | 6015-3/4-4P-125HP KPVS | KPVS_6015-3/4_4P_125HP_12.84_BRZ | 3257.5 | 3257.5 | 6515 | 3 | 0 | 3 | B | KPVS_SplitCase | 8 | 6 | 8 | 12 | BranchMin8_BranchMax12 | 12 | 3 | 10 | 18 | HeaderMin10_HeaderMax18 | 16 | 5 | 15
196 | 76 | 6015-3/4-4P-125HP KPVS | KPVS_6015-3/4_4P_125HP_12.84_BRZ | 3257.5 | 3257.5 | 6515 | 3 | 0 | 3 | B | KPVS_SplitCase | 8 | 6 | 8 | 12 | BranchMin8_BranchMax12 | 12 | 3 | 10 | 18 | HeaderMin10_HeaderMax18 | 18 | 5 | 15
197 | 77 | 6015-3/4-4P-150HP KPVS | KPVS_6015-3/4_4P_150HP_13.50_BRZ | 3513.8 | 3513.8 | 7027.6 | 3 | 0 | 3 | B | KPVS_SplitCase | 8 | 6 | 8 | 12 | BranchMin8_BranchMax12 | 8 | 3 | 10 | 18 | HeaderMin10_HeaderMax18 | 10 | 5 | 15
197 | 77 | 6015-3/4-4P-150HP KPVS | KPVS_6015-3/4_4P_150HP_13.50_BRZ | 3513.8 | 3513.8 | 7027.6 | 3 | 0 | 3 | B | KPVS_SplitCase | 8 | 6 | 8 | 12 | BranchMin8_BranchMax12 | 8 | 3 | 10 | 18 | HeaderMin10_HeaderMax18 | 12 | 5 | 15
197 | 77 | 6015-3/4-4P-150HP KPVS | KPVS_6015-3/4_4P_150HP_13.50_BRZ | 3513.8 | 3513.8 | 7027.6 | 3 | 0 | 3 | B | KPVS_SplitCase | 8 | 6 | 8 | 12 | BranchMin8_BranchMax12 | 8 | 3 | 10 | 18 | HeaderMin10_HeaderMax18 | 14 | 5 | 15
197 | 77 | 6015-3/4-4P-150HP KPVS | KPVS_6015-3/4_4P_150HP_13.50_BRZ | 3513.8 | 3513.8 | 7027.6 | 3 | 0 | 3 | B | KPVS_SplitCase | 8 | 6 | 8 | 12 | BranchMin8_BranchMax12 | 8 | 3 | 10 | 18 | HeaderMin10_HeaderMax18 | 16 | 5 | 15
197 | 77 | 6015-3/4-4P-150HP KPVS | KPVS_6015-3/4_4P_150HP_13.50_BRZ | 3513.8 | 3513.8 | 7027.6 | 3 | 0 | 3 | B | KPVS_SplitCase | 8 | 6 | 8 | 12 | BranchMin8_BranchMax12 | 8 | 3 | 10 | 18 | HeaderMin10_HeaderMax18 | 18 | 5 | 15
197 | 77 | 6015-3/4-4P-150HP KPVS | KPVS_6015-3/4_4P_150HP_13.50_BRZ | 3513.8 | 3513.8 | 7027.6 | 3 | 0 | 3 | B | KPVS_SplitCase | 8 | 6 | 8 | 12 | BranchMin8_BranchMax12 | 10 | 3 | 10 | 18 | HeaderMin10_HeaderMax18 | 10 | 5 | 15 | [29 empty] | INVALID
197 | 77 | 6015-3/4-4P-150HP KPVS | KPVS_6015-3/4_4P_150HP_13.50_BRZ | 3513.8 | 3513.8 | 7027.6 | 3 | 0 | 3 | B | KPVS_SplitCase | 8 | 6 | 8 | 12 | BranchMin8_BranchMax12 | 10 | 3 | 10 | 18 | HeaderMin10_HeaderMax18 | 12 | 5 | 15
197 | 77 | 6015-3/4-4P-150HP KPVS | KPVS_6015-3/4_4P_150HP_13.50_BRZ | 3513.8 | 3513.8 | 7027.6 | 3 | 0 | 3 | B | KPVS_SplitCase | 8 | 6 | 8 | 12 | BranchMin8_BranchMax12 | 10 | 3 | 10 | 18 | HeaderMin10_HeaderMax18 | 14 | 5 | 15
197 | 77 | 6015-3/4-4P-150HP KPVS | KPVS_6015-3/4_4P_150HP_13.50_BRZ | 3513.8 | 3513.8 | 7027.6 | 3 | 0 | 3 | B | KPVS_SplitCase | 8 | 6 | 8 | 12 | BranchMin8_BranchMax12 | 10 | 3 | 10 | 18 | HeaderMin10_HeaderMax18 | 16 | 5 | 15
197 | 77 | 6015-3/4-4P-150HP KPVS | KPVS_6015-3/4_4P_150HP_13.50_BRZ | 3513.8 | 3513.8 | 7027.6 | 3 | 0 | 3 | B | KPVS_SplitCase | 8 | 6 | 8 | 12 | BranchMin8_BranchMax12 | 10 | 3 | 10 | 18 | HeaderMin10_HeaderMax18 | 18 | 5 | 15
197 | 77 | 6015-3/4-4P-150HP KPVS | KPVS_6015-3/4_4P_150HP_13.50_BRZ | 3513.8 | 3513.8 | 7027.6 | 3 | 0 | 3 | B | KPVS_SplitCase | 8 | 6 | 8 | 12 | BranchMin8_BranchMax12 | 12 | 3 | 10 | 18 | HeaderMin10_HeaderMax18 | 10 | 5 | 15 | [29 empty] | INVALID
197 | 77 | 6015-3/4-4P-150HP KPVS | KPVS_6015-3/4_4P_150HP_13.50_BRZ | 3513.8 | 3513.8 | 7027.6 | 3 | 0 | 3 | B | KPVS_SplitCase | 8 | 6 | 8 | 12 | BranchMin8_BranchMax12 | 12 | 3 | 10 | 18 | HeaderMin10_HeaderMax18 | 12 | 5 | 15 | [29 empty] | INVALID
197 | 77 | 6015-3/4-4P-150HP KPVS | KPVS_6015-3/4_4P_150HP_13.50_BRZ | 3513.8 | 3513.8 | 7027.6 | 3 | 0 | 3 | B | KPVS_SplitCase | 8 | 6 | 8 | 12 | BranchMin8_BranchMax12 | 12 | 3 | 10 | 18 | HeaderMin10_HeaderMax18 | 14 | 5 | 15
197 | 77 | 6015-3/4-4P-150HP KPVS | KPVS_6015-3/4_4P_150HP_13.50_BRZ | 3513.8 | 3513.8 | 7027.6 | 3 | 0 | 3 | B | KPVS_SplitCase | 8 | 6 | 8 | 12 | BranchMin8_BranchMax12 | 12 | 3 | 10 | 18 | HeaderMin10_HeaderMax18 | 16 | 5 | 15
197 | 77 | 6015-3/4-4P-150HP KPVS | KPVS_6015-3/4_4P_150HP_13.50_BRZ | 3513.8 | 3513.8 | 7027.6 | 3 | 0 | 3 | B | KPVS_SplitCase | 8 | 6 | 8 | 12 | BranchMin8_BranchMax12 | 12 | 3 | 10 | 18 | HeaderMin10_HeaderMax18 | 18 | 5 | 15
198 | 78 | 6015-3/4-4P-200HP KPVS | KPVS_6015-3/4_4P_200HP_14.71_BRZ | 3946.3 | 3946.3 | 7892.6 | 3 | 0 | 3 | B | KPVS_SplitCase | 8 | 6 | 8 | 14 | BranchMin8_BranchMax14 | 8 | 4 | 10 | 20 | HeaderMin10_HeaderMax20 | 10 | 6 | 24
198 | 78 | 6015-3/4-4P-200HP KPVS | KPVS_6015-3/4_4P_200HP_14.71_BRZ | 3946.3 | 3946.3 | 7892.6 | 3 | 0 | 3 | B | KPVS_SplitCase | 8 | 6 | 8 | 14 | BranchMin8_BranchMax14 | 8 | 4 | 10 | 20 | HeaderMin10_HeaderMax20 | 12 | 6 | 24
198 | 78 | 6015-3/4-4P-200HP KPVS | KPVS_6015-3/4_4P_200HP_14.71_BRZ | 3946.3 | 3946.3 | 7892.6 | 3 | 0 | 3 | B | KPVS_SplitCase | 8 | 6 | 8 | 14 | BranchMin8_BranchMax14 | 8 | 4 | 10 | 20 | HeaderMin10_HeaderMax20 | 14 | 6 | 24
198 | 78 | 6015-3/4-4P-200HP KPVS | KPVS_6015-3/4_4P_200HP_14.71_BRZ | 3946.3 | 3946.3 | 7892.6 | 3 | 0 | 3 | B | KPVS_SplitCase | 8 | 6 | 8 | 14 | BranchMin8_BranchMax14 | 8 | 4 | 10 | 20 | HeaderMin10_HeaderMax20 | 16 | 6 | 24
198 | 78 | 6015-3/4-4P-200HP KPVS | KPVS_6015-3/4_4P_200HP_14.71_BRZ | 3946.3 | 3946.3 | 7892.6 | 3 | 0 | 3 | B | KPVS_SplitCase | 8 | 6 | 8 | 14 | BranchMin8_BranchMax14 | 8 | 4 | 10 | 20 | HeaderMin10_HeaderMax20 | 18 | 6 | 24
198 | 78 | 6015-3/4-4P-200HP KPVS | KPVS_6015-3/4_4P_200HP_14.71_BRZ | 3946.3 | 3946.3 | 7892.6 | 3 | 0 | 3 | B | KPVS_SplitCase | 8 | 6 | 8 | 14 | BranchMin8_BranchMax14 | 8 | 4 | 10 | 20 | HeaderMin10_HeaderMax20 | 20 | 6 | 24
198 | 78 | 6015-3/4-4P-200HP KPVS | KPVS_6015-3/4_4P_200HP_14.71_BRZ | 3946.3 | 3946.3 | 7892.6 | 3 | 0 | 3 | B | KPVS_SplitCase | 8 | 6 | 8 | 14 | BranchMin8_BranchMax14 | 10 | 4 | 10 | 20 | HeaderMin10_HeaderMax20 | 10 | 6 | 24 | [29 empty] | INVALID
198 | 78 | 6015-3/4-4P-200HP KPVS | KPVS_6015-3/4_4P_200HP_14.71_BRZ | 3946.3 | 3946.3 | 7892.6 | 3 | 0 | 3 | B | KPVS_SplitCase | 8 | 6 | 8 | 14 | BranchMin8_BranchMax14 | 10 | 4 | 10 | 20 | HeaderMin10_HeaderMax20 | 12 | 6 | 24
198 | 78 | 6015-3/4-4P-200HP KPVS | KPVS_6015-3/4_4P_200HP_14.71_BRZ | 3946.3 | 3946.3 | 7892.6 | 3 | 0 | 3 | B | KPVS_SplitCase | 8 | 6 | 8 | 14 | BranchMin8_BranchMax14 | 10 | 4 | 10 | 20 | HeaderMin10_HeaderMax20 | 14 | 6 | 24
198 | 78 | 6015-3/4-4P-200HP KPVS | KPVS_6015-3/4_4P_200HP_14.71_BRZ | 3946.3 | 3946.3 | 7892.6 | 3 | 0 | 3 | B | KPVS_SplitCase | 8 | 6 | 8 | 14 | BranchMin8_BranchMax14 | 10 | 4 | 10 | 20 | HeaderMin10_HeaderMax20 | 16 | 6 | 24
198 | 78 | 6015-3/4-4P-200HP KPVS | KPVS_6015-3/4_4P_200HP_14.71_BRZ | 3946.3 | 3946.3 | 7892.6 | 3 | 0 | 3 | B | KPVS_SplitCase | 8 | 6 | 8 | 14 | BranchMin8_BranchMax14 | 10 | 4 | 10 | 20 | HeaderMin10_HeaderMax20 | 18 | 6 | 24
198 | 78 | 6015-3/4-4P-200HP KPVS | KPVS_6015-3/4_4P_200HP_14.71_BRZ | 3946.3 | 3946.3 | 7892.6 | 3 | 0 | 3 | B | KPVS_SplitCase | 8 | 6 | 8 | 14 | BranchMin8_BranchMax14 | 10 | 4 | 10 | 20 | HeaderMin10_HeaderMax20 | 20 | 6 | 24
198 | 78 | 6015-3/4-4P-200HP KPVS | KPVS_6015-3/4_4P_200HP_14.71_BRZ | 3946.3 | 3946.3 | 7892.6 | 3 | 0 | 3 | B | KPVS_SplitCase | 8 | 6 | 8 | 14 | BranchMin8_BranchMax14 | 12 | 4 | 10 | 20 | HeaderMin10_HeaderMax20 | 10 | 6 | 24 | [29 empty] | INVALID
198 | 78 | 6015-3/4-4P-200HP KPVS | KPVS_6015-3/4_4P_200HP_14.71_BRZ | 3946.3 | 3946.3 | 7892.6 | 3 | 0 | 3 | B | KPVS_SplitCase | 8 | 6 | 8 | 14 | BranchMin8_BranchMax14 | 12 | 4 | 10 | 20 | HeaderMin10_HeaderMax20 | 12 | 6 | 24 | [29 empty] | INVALID
198 | 78 | 6015-3/4-4P-200HP KPVS | KPVS_6015-3/4_4P_200HP_14.71_BRZ | 3946.3 | 3946.3 | 7892.6 | 3 | 0 | 3 | B | KPVS_SplitCase | 8 | 6 | 8 | 14 | BranchMin8_BranchMax14 | 12 | 4 | 10 | 20 | HeaderMin10_HeaderMax20 | 14 | 6 | 24
198 | 78 | 6015-3/4-4P-200HP KPVS | KPVS_6015-3/4_4P_200HP_14.71_BRZ | 3946.3 | 3946.3 | 7892.6 | 3 | 0 | 3 | B | KPVS_SplitCase | 8 | 6 | 8 | 14 | BranchMin8_BranchMax14 | 12 | 4 | 10 | 20 | HeaderMin10_HeaderMax20 | 16 | 6 | 24
198 | 78 | 6015-3/4-4P-200HP KPVS | KPVS_6015-3/4_4P_200HP_14.71_BRZ | 3946.3 | 3946.3 | 7892.6 | 3 | 0 | 3 | B | KPVS_SplitCase | 8 | 6 | 8 | 14 | BranchMin8_BranchMax14 | 12 | 4 | 10 | 20 | HeaderMin10_HeaderMax20 | 18 | 6 | 24
198 | 78 | 6015-3/4-4P-200HP KPVS | KPVS_6015-3/4_4P_200HP_14.71_BRZ | 3946.3 | 3946.3 | 7892.6 | 3 | 0 | 3 | B | KPVS_SplitCase | 8 | 6 | 8 | 14 | BranchMin8_BranchMax14 | 12 | 4 | 10 | 20 | HeaderMin10_HeaderMax20 | 20 | 6 | 24
198 | 78 | 6015-3/4-4P-200HP KPVS | KPVS_6015-3/4_4P_200HP_14.71_BRZ | 3946.3 | 3946.3 | 7892.6 | 3 | 0 | 3 | B | KPVS_SplitCase | 8 | 6 | 8 | 14 | BranchMin8_BranchMax14 | 14 | 4 | 10 | 20 | HeaderMin10_HeaderMax20 | 10 | 6 | 24 | [29 empty] | INVALID
198 | 78 | 6015-3/4-4P-200HP KPVS | KPVS_6015-3/4_4P_200HP_14.71_BRZ | 3946.3 | 3946.3 | 7892.6 | 3 | 0 | 3 | B | KPVS_SplitCase | 8 | 6 | 8 | 14 | BranchMin8_BranchMax14 | 14 | 4 | 10 | 20 | HeaderMin10_HeaderMax20 | 12 | 6 | 24 | [29 empty] | INVALID
198 | 78 | 6015-3/4-4P-200HP KPVS | KPVS_6015-3/4_4P_200HP_14.71_BRZ | 3946.3 | 3946.3 | 7892.6 | 3 | 0 | 3 | B | KPVS_SplitCase | 8 | 6 | 8 | 14 | BranchMin8_BranchMax14 | 14 | 4 | 10 | 20 | HeaderMin10_HeaderMax20 | 14 | 6 | 24 | [29 empty] | INVALID
198 | 78 | 6015-3/4-4P-200HP KPVS | KPVS_6015-3/4_4P_200HP_14.71_BRZ | 3946.3 | 3946.3 | 7892.6 | 3 | 0 | 3 | B | KPVS_SplitCase | 8 | 6 | 8 | 14 | BranchMin8_BranchMax14 | 14 | 4 | 10 | 20 | HeaderMin10_HeaderMax20 | 16 | 6 | 24
198 | 78 | 6015-3/4-4P-200HP KPVS | KPVS_6015-3/4_4P_200HP_14.71_BRZ | 3946.3 | 3946.3 | 7892.6 | 3 | 0 | 3 | B | KPVS_SplitCase | 8 | 6 | 8 | 14 | BranchMin8_BranchMax14 | 14 | 4 | 10 | 20 | HeaderMin10_HeaderMax20 | 18 | 6 | 24
198 | 78 | 6015-3/4-4P-200HP KPVS | KPVS_6015-3/4_4P_200HP_14.71_BRZ | 3946.3 | 3946.3 | 7892.6 | 3 | 0 | 3 | B | KPVS_SplitCase | 8 | 6 | 8 | 14 | BranchMin8_BranchMax14 | 14 | 4 | 10 | 20 | HeaderMin10_HeaderMax20 | 20 | 6 | 24
199 | 79 | 6015-3/4-4P-250HP KPVS | KPVS_6015-3/4_4P_250HP_15.00_BRZ | 4050 | 4050 | 8100 | 3 | 0 | 3 | B | KPVS_SplitCase | 8 | 6 | 8 | 14 | BranchMin8_BranchMax14 | 8 | 4 | 10 | 20 | HeaderMin10_HeaderMax20 | 10 | 6 | 24
199 | 79 | 6015-3/4-4P-250HP KPVS | KPVS_6015-3/4_4P_250HP_15.00_BRZ | 4050 | 4050 | 8100 | 3 | 0 | 3 | B | KPVS_SplitCase | 8 | 6 | 8 | 14 | BranchMin8_BranchMax14 | 8 | 4 | 10 | 20 | HeaderMin10_HeaderMax20 | 12 | 6 | 24
199 | 79 | 6015-3/4-4P-250HP KPVS | KPVS_6015-3/4_4P_250HP_15.00_BRZ | 4050 | 4050 | 8100 | 3 | 0 | 3 | B | KPVS_SplitCase | 8 | 6 | 8 | 14 | BranchMin8_BranchMax14 | 8 | 4 | 10 | 20 | HeaderMin10_HeaderMax20 | 14 | 6 | 24
199 | 79 | 6015-3/4-4P-250HP KPVS | KPVS_6015-3/4_4P_250HP_15.00_BRZ | 4050 | 4050 | 8100 | 3 | 0 | 3 | B | KPVS_SplitCase | 8 | 6 | 8 | 14 | BranchMin8_BranchMax14 | 8 | 4 | 10 | 20 | HeaderMin10_HeaderMax20 | 16 | 6 | 24
199 | 79 | 6015-3/4-4P-250HP KPVS | KPVS_6015-3/4_4P_250HP_15.00_BRZ | 4050 | 4050 | 8100 | 3 | 0 | 3 | B | KPVS_SplitCase | 8 | 6 | 8 | 14 | BranchMin8_BranchMax14 | 8 | 4 | 10 | 20 | HeaderMin10_HeaderMax20 | 18 | 6 | 24
199 | 79 | 6015-3/4-4P-250HP KPVS | KPVS_6015-3/4_4P_250HP_15.00_BRZ | 4050 | 4050 | 8100 | 3 | 0 | 3 | B | KPVS_SplitCase | 8 | 6 | 8 | 14 | BranchMin8_BranchMax14 | 8 | 4 | 10 | 20 | HeaderMin10_HeaderMax20 | 20 | 6 | 24
199 | 79 | 6015-3/4-4P-250HP KPVS | KPVS_6015-3/4_4P_250HP_15.00_BRZ | 4050 | 4050 | 8100 | 3 | 0 | 3 | B | KPVS_SplitCase | 8 | 6 | 8 | 14 | BranchMin8_BranchMax14 | 10 | 4 | 10 | 20 | HeaderMin10_HeaderMax20 | 10 | 6 | 24 | [29 empty] | INVALID
199 | 79 | 6015-3/4-4P-250HP KPVS | KPVS_6015-3/4_4P_250HP_15.00_BRZ | 4050 | 4050 | 8100 | 3 | 0 | 3 | B | KPVS_SplitCase | 8 | 6 | 8 | 14 | BranchMin8_BranchMax14 | 10 | 4 | 10 | 20 | HeaderMin10_HeaderMax20 | 12 | 6 | 24
199 | 79 | 6015-3/4-4P-250HP KPVS | KPVS_6015-3/4_4P_250HP_15.00_BRZ | 4050 | 4050 | 8100 | 3 | 0 | 3 | B | KPVS_SplitCase | 8 | 6 | 8 | 14 | BranchMin8_BranchMax14 | 10 | 4 | 10 | 20 | HeaderMin10_HeaderMax20 | 14 | 6 | 24
199 | 79 | 6015-3/4-4P-250HP KPVS | KPVS_6015-3/4_4P_250HP_15.00_BRZ | 4050 | 4050 | 8100 | 3 | 0 | 3 | B | KPVS_SplitCase | 8 | 6 | 8 | 14 | BranchMin8_BranchMax14 | 10 | 4 | 10 | 20 | HeaderMin10_HeaderMax20 | 16 | 6 | 24
199 | 79 | 6015-3/4-4P-250HP KPVS | KPVS_6015-3/4_4P_250HP_15.00_BRZ | 4050 | 4050 | 8100 | 3 | 0 | 3 | B | KPVS_SplitCase | 8 | 6 | 8 | 14 | BranchMin8_BranchMax14 | 10 | 4 | 10 | 20 | HeaderMin10_HeaderMax20 | 18 | 6 | 24
199 | 79 | 6015-3/4-4P-250HP KPVS | KPVS_6015-3/4_4P_250HP_15.00_BRZ | 4050 | 4050 | 8100 | 3 | 0 | 3 | B | KPVS_SplitCase | 8 | 6 | 8 | 14 | BranchMin8_BranchMax14 | 10 | 4 | 10 | 20 | HeaderMin10_HeaderMax20 | 20 | 6 | 24
199 | 79 | 6015-3/4-4P-250HP KPVS | KPVS_6015-3/4_4P_250HP_15.00_BRZ | 4050 | 4050 | 8100 | 3 | 0 | 3 | B | KPVS_SplitCase | 8 | 6 | 8 | 14 | BranchMin8_BranchMax14 | 12 | 4 | 10 | 20 | HeaderMin10_HeaderMax20 | 10 | 6 | 24 | [29 empty] | INVALID
199 | 79 | 6015-3/4-4P-250HP KPVS | KPVS_6015-3/4_4P_250HP_15.00_BRZ | 4050 | 4050 | 8100 | 3 | 0 | 3 | B | KPVS_SplitCase | 8 | 6 | 8 | 14 | BranchMin8_BranchMax14 | 12 | 4 | 10 | 20 | HeaderMin10_HeaderMax20 | 12 | 6 | 24 | [29 empty] | INVALID
199 | 79 | 6015-3/4-4P-250HP KPVS | KPVS_6015-3/4_4P_250HP_15.00_BRZ | 4050 | 4050 | 8100 | 3 | 0 | 3 | B | KPVS_SplitCase | 8 | 6 | 8 | 14 | BranchMin8_BranchMax14 | 12 | 4 | 10 | 20 | HeaderMin10_HeaderMax20 | 14 | 6 | 24
199 | 79 | 6015-3/4-4P-250HP KPVS | KPVS_6015-3/4_4P_250HP_15.00_BRZ | 4050 | 4050 | 8100 | 3 | 0 | 3 | B | KPVS_SplitCase | 8 | 6 | 8 | 14 | BranchMin8_BranchMax14 | 12 | 4 | 10 | 20 | HeaderMin10_HeaderMax20 | 16 | 6 | 24
199 | 79 | 6015-3/4-4P-250HP KPVS | KPVS_6015-3/4_4P_250HP_15.00_BRZ | 4050 | 4050 | 8100 | 3 | 0 | 3 | B | KPVS_SplitCase | 8 | 6 | 8 | 14 | BranchMin8_BranchMax14 | 12 | 4 | 10 | 20 | HeaderMin10_HeaderMax20 | 18 | 6 | 24
199 | 79 | 6015-3/4-4P-250HP KPVS | KPVS_6015-3/4_4P_250HP_15.00_BRZ | 4050 | 4050 | 8100 | 3 | 0 | 3 | B | KPVS_SplitCase | 8 | 6 | 8 | 14 | BranchMin8_BranchMax14 | 12 | 4 | 10 | 20 | HeaderMin10_HeaderMax20 | 20 | 6 | 24
199 | 79 | 6015-3/4-4P-250HP KPVS | KPVS_6015-3/4_4P_250HP_15.00_BRZ | 4050 | 4050 | 8100 | 3 | 0 | 3 | B | KPVS_SplitCase | 8 | 6 | 8 | 14 | BranchMin8_BranchMax14 | 14 | 4 | 10 | 20 | HeaderMin10_HeaderMax20 | 10 | 6 | 24 | [29 empty] | INVALID
199 | 79 | 6015-3/4-4P-250HP KPVS | KPVS_6015-3/4_4P_250HP_15.00_BRZ | 4050 | 4050 | 8100 | 3 | 0 | 3 | B | KPVS_SplitCase | 8 | 6 | 8 | 14 | BranchMin8_BranchMax14 | 14 | 4 | 10 | 20 | HeaderMin10_HeaderMax20 | 12 | 6 | 24 | [29 empty] | INVALID
199 | 79 | 6015-3/4-4P-250HP KPVS | KPVS_6015-3/4_4P_250HP_15.00_BRZ | 4050 | 4050 | 8100 | 3 | 0 | 3 | B | KPVS_SplitCase | 8 | 6 | 8 | 14 | BranchMin8_BranchMax14 | 14 | 4 | 10 | 20 | HeaderMin10_HeaderMax20 | 14 | 6 | 24 | [29 empty] | INVALID
199 | 79 | 6015-3/4-4P-250HP KPVS | KPVS_6015-3/4_4P_250HP_15.00_BRZ | 4050 | 4050 | 8100 | 3 | 0 | 3 | B | KPVS_SplitCase | 8 | 6 | 8 | 14 | BranchMin8_BranchMax14 | 14 | 4 | 10 | 20 | HeaderMin10_HeaderMax20 | 16 | 6 | 24
199 | 79 | 6015-3/4-4P-250HP KPVS | KPVS_6015-3/4_4P_250HP_15.00_BRZ | 4050 | 4050 | 8100 | 3 | 0 | 3 | B | KPVS_SplitCase | 8 | 6 | 8 | 14 | BranchMin8_BranchMax14 | 14 | 4 | 10 | 20 | HeaderMin10_HeaderMax20 | 18 | 6 | 24
199 | 79 | 6015-3/4-4P-250HP KPVS | KPVS_6015-3/4_4P_250HP_15.00_BRZ | 4050 | 4050 | 8100 | 3 | 0 | 3 | B | KPVS_SplitCase | 8 | 6 | 8 | 14 | BranchMin8_BranchMax14 | 14 | 4 | 10 | 20 | HeaderMin10_HeaderMax20 | 20 | 6 | 24
200 | 80 | 6019-7/8-4P-125HP KPVS | KPVS_6019-7/8_4P_125HP_15.17_BRZ | 2174.5 | 2174.5 | 4349 | 3 | 0 | 3 | B | KPVS_SplitCase | 8 | 6 | 8 | 10 | BranchMin8_BranchMax10 | 8 | 2 | 10 | 16 | HeaderMin10_HeaderMax16 | 10 | 4 | 8
200 | 80 | 6019-7/8-4P-125HP KPVS | KPVS_6019-7/8_4P_125HP_15.17_BRZ | 2174.5 | 2174.5 | 4349 | 3 | 0 | 3 | B | KPVS_SplitCase | 8 | 6 | 8 | 10 | BranchMin8_BranchMax10 | 8 | 2 | 10 | 16 | HeaderMin10_HeaderMax16 | 12 | 4 | 8
200 | 80 | 6019-7/8-4P-125HP KPVS | KPVS_6019-7/8_4P_125HP_15.17_BRZ | 2174.5 | 2174.5 | 4349 | 3 | 0 | 3 | B | KPVS_SplitCase | 8 | 6 | 8 | 10 | BranchMin8_BranchMax10 | 8 | 2 | 10 | 16 | HeaderMin10_HeaderMax16 | 14 | 4 | 8
200 | 80 | 6019-7/8-4P-125HP KPVS | KPVS_6019-7/8_4P_125HP_15.17_BRZ | 2174.5 | 2174.5 | 4349 | 3 | 0 | 3 | B | KPVS_SplitCase | 8 | 6 | 8 | 10 | BranchMin8_BranchMax10 | 8 | 2 | 10 | 16 | HeaderMin10_HeaderMax16 | 16 | 4 | 8
200 | 80 | 6019-7/8-4P-125HP KPVS | KPVS_6019-7/8_4P_125HP_15.17_BRZ | 2174.5 | 2174.5 | 4349 | 3 | 0 | 3 | B | KPVS_SplitCase | 8 | 6 | 8 | 10 | BranchMin8_BranchMax10 | 10 | 2 | 10 | 16 | HeaderMin10_HeaderMax16 | 10 | 4 | 8 | [29 empty] | INVALID
200 | 80 | 6019-7/8-4P-125HP KPVS | KPVS_6019-7/8_4P_125HP_15.17_BRZ | 2174.5 | 2174.5 | 4349 | 3 | 0 | 3 | B | KPVS_SplitCase | 8 | 6 | 8 | 10 | BranchMin8_BranchMax10 | 10 | 2 | 10 | 16 | HeaderMin10_HeaderMax16 | 12 | 4 | 8
200 | 80 | 6019-7/8-4P-125HP KPVS | KPVS_6019-7/8_4P_125HP_15.17_BRZ | 2174.5 | 2174.5 | 4349 | 3 | 0 | 3 | B | KPVS_SplitCase | 8 | 6 | 8 | 10 | BranchMin8_BranchMax10 | 10 | 2 | 10 | 16 | HeaderMin10_HeaderMax16 | 14 | 4 | 8
200 | 80 | 6019-7/8-4P-125HP KPVS | KPVS_6019-7/8_4P_125HP_15.17_BRZ | 2174.5 | 2174.5 | 4349 | 3 | 0 | 3 | B | KPVS_SplitCase | 8 | 6 | 8 | 10 | BranchMin8_BranchMax10 | 10 | 2 | 10 | 16 | HeaderMin10_HeaderMax16 | 16 | 4 | 8
201 | 81 | 6019-7/8-4P-150HP KPVS | KPVS_6019-7/8_4P_150HP_15.81_BRZ | 2306.3 | 2306.3 | 4612.6 | 3 | 0 | 3 | B | KPVS_SplitCase | 8 | 6 | 8 | 10 | BranchMin8_BranchMax10 | 8 | 2 | 10 | 16 | HeaderMin10_HeaderMax16 | 10 | 4 | 8
201 | 81 | 6019-7/8-4P-150HP KPVS | KPVS_6019-7/8_4P_150HP_15.81_BRZ | 2306.3 | 2306.3 | 4612.6 | 3 | 0 | 3 | B | KPVS_SplitCase | 8 | 6 | 8 | 10 | BranchMin8_BranchMax10 | 8 | 2 | 10 | 16 | HeaderMin10_HeaderMax16 | 12 | 4 | 8
201 | 81 | 6019-7/8-4P-150HP KPVS | KPVS_6019-7/8_4P_150HP_15.81_BRZ | 2306.3 | 2306.3 | 4612.6 | 3 | 0 | 3 | B | KPVS_SplitCase | 8 | 6 | 8 | 10 | BranchMin8_BranchMax10 | 8 | 2 | 10 | 16 | HeaderMin10_HeaderMax16 | 14 | 4 | 8
201 | 81 | 6019-7/8-4P-150HP KPVS | KPVS_6019-7/8_4P_150HP_15.81_BRZ | 2306.3 | 2306.3 | 4612.6 | 3 | 0 | 3 | B | KPVS_SplitCase | 8 | 6 | 8 | 10 | BranchMin8_BranchMax10 | 8 | 2 | 10 | 16 | HeaderMin10_HeaderMax16 | 16 | 4 | 8
201 | 81 | 6019-7/8-4P-150HP KPVS | KPVS_6019-7/8_4P_150HP_15.81_BRZ | 2306.3 | 2306.3 | 4612.6 | 3 | 0 | 3 | B | KPVS_SplitCase | 8 | 6 | 8 | 10 | BranchMin8_BranchMax10 | 10 | 2 | 10 | 16 | HeaderMin10_HeaderMax16 | 10 | 4 | 8 | [29 empty] | INVALID
201 | 81 | 6019-7/8-4P-150HP KPVS | KPVS_6019-7/8_4P_150HP_15.81_BRZ | 2306.3 | 2306.3 | 4612.6 | 3 | 0 | 3 | B | KPVS_SplitCase | 8 | 6 | 8 | 10 | BranchMin8_BranchMax10 | 10 | 2 | 10 | 16 | HeaderMin10_HeaderMax16 | 12 | 4 | 8
201 | 81 | 6019-7/8-4P-150HP KPVS | KPVS_6019-7/8_4P_150HP_15.81_BRZ | 2306.3 | 2306.3 | 4612.6 | 3 | 0 | 3 | B | KPVS_SplitCase | 8 | 6 | 8 | 10 | BranchMin8_BranchMax10 | 10 | 2 | 10 | 16 | HeaderMin10_HeaderMax16 | 14 | 4 | 8
201 | 81 | 6019-7/8-4P-150HP KPVS | KPVS_6019-7/8_4P_150HP_15.81_BRZ | 2306.3 | 2306.3 | 4612.6 | 3 | 0 | 3 | B | KPVS_SplitCase | 8 | 6 | 8 | 10 | BranchMin8_BranchMax10 | 10 | 2 | 10 | 16 | HeaderMin10_HeaderMax16 | 16 | 4 | 8
202 | 82 | 6019-7/8-4P-200HP KPVS | KPVS_6019-7/8_4P_200HP_17.26_BRZ | 2615.2 | 2615.2 | 5230.4 | 3 | 0 | 3 | B | KPVS_SplitCase | 8 | 6 | 8 | 12 | BranchMin8_BranchMax12 | 8 | 3 | 10 | 16 | HeaderMin10_HeaderMax16 | 10 | 4 | 12
202 | 82 | 6019-7/8-4P-200HP KPVS | KPVS_6019-7/8_4P_200HP_17.26_BRZ | 2615.2 | 2615.2 | 5230.4 | 3 | 0 | 3 | B | KPVS_SplitCase | 8 | 6 | 8 | 12 | BranchMin8_BranchMax12 | 8 | 3 | 10 | 16 | HeaderMin10_HeaderMax16 | 12 | 4 | 12
202 | 82 | 6019-7/8-4P-200HP KPVS | KPVS_6019-7/8_4P_200HP_17.26_BRZ | 2615.2 | 2615.2 | 5230.4 | 3 | 0 | 3 | B | KPVS_SplitCase | 8 | 6 | 8 | 12 | BranchMin8_BranchMax12 | 8 | 3 | 10 | 16 | HeaderMin10_HeaderMax16 | 14 | 4 | 12
202 | 82 | 6019-7/8-4P-200HP KPVS | KPVS_6019-7/8_4P_200HP_17.26_BRZ | 2615.2 | 2615.2 | 5230.4 | 3 | 0 | 3 | B | KPVS_SplitCase | 8 | 6 | 8 | 12 | BranchMin8_BranchMax12 | 8 | 3 | 10 | 16 | HeaderMin10_HeaderMax16 | 16 | 4 | 12
202 | 82 | 6019-7/8-4P-200HP KPVS | KPVS_6019-7/8_4P_200HP_17.26_BRZ | 2615.2 | 2615.2 | 5230.4 | 3 | 0 | 3 | B | KPVS_SplitCase | 8 | 6 | 8 | 12 | BranchMin8_BranchMax12 | 10 | 3 | 10 | 16 | HeaderMin10_HeaderMax16 | 10 | 4 | 12 | [29 empty] | INVALID
202 | 82 | 6019-7/8-4P-200HP KPVS | KPVS_6019-7/8_4P_200HP_17.26_BRZ | 2615.2 | 2615.2 | 5230.4 | 3 | 0 | 3 | B | KPVS_SplitCase | 8 | 6 | 8 | 12 | BranchMin8_BranchMax12 | 10 | 3 | 10 | 16 | HeaderMin10_HeaderMax16 | 12 | 4 | 12
202 | 82 | 6019-7/8-4P-200HP KPVS | KPVS_6019-7/8_4P_200HP_17.26_BRZ | 2615.2 | 2615.2 | 5230.4 | 3 | 0 | 3 | B | KPVS_SplitCase | 8 | 6 | 8 | 12 | BranchMin8_BranchMax12 | 10 | 3 | 10 | 16 | HeaderMin10_HeaderMax16 | 14 | 4 | 12
202 | 82 | 6019-7/8-4P-200HP KPVS | KPVS_6019-7/8_4P_200HP_17.26_BRZ | 2615.2 | 2615.2 | 5230.4 | 3 | 0 | 3 | B | KPVS_SplitCase | 8 | 6 | 8 | 12 | BranchMin8_BranchMax12 | 10 | 3 | 10 | 16 | HeaderMin10_HeaderMax16 | 16 | 4 | 12
202 | 82 | 6019-7/8-4P-200HP KPVS | KPVS_6019-7/8_4P_200HP_17.26_BRZ | 2615.2 | 2615.2 | 5230.4 | 3 | 0 | 3 | B | KPVS_SplitCase | 8 | 6 | 8 | 12 | BranchMin8_BranchMax12 | 12 | 3 | 10 | 16 | HeaderMin10_HeaderMax16 | 10 | 4 | 12 | [29 empty] | INVALID
202 | 82 | 6019-7/8-4P-200HP KPVS | KPVS_6019-7/8_4P_200HP_17.26_BRZ | 2615.2 | 2615.2 | 5230.4 | 3 | 0 | 3 | B | KPVS_SplitCase | 8 | 6 | 8 | 12 | BranchMin8_BranchMax12 | 12 | 3 | 10 | 16 | HeaderMin10_HeaderMax16 | 12 | 4 | 12 | [29 empty] | INVALID
202 | 82 | 6019-7/8-4P-200HP KPVS | KPVS_6019-7/8_4P_200HP_17.26_BRZ | 2615.2 | 2615.2 | 5230.4 | 3 | 0 | 3 | B | KPVS_SplitCase | 8 | 6 | 8 | 12 | BranchMin8_BranchMax12 | 12 | 3 | 10 | 16 | HeaderMin10_HeaderMax16 | 14 | 4 | 12
202 | 82 | 6019-7/8-4P-200HP KPVS | KPVS_6019-7/8_4P_200HP_17.26_BRZ | 2615.2 | 2615.2 | 5230.4 | 3 | 0 | 3 | B | KPVS_SplitCase | 8 | 6 | 8 | 12 | BranchMin8_BranchMax12 | 12 | 3 | 10 | 16 | HeaderMin10_HeaderMax16 | 16 | 4 | 12
203 | 83 | 6019-7/8-4P-250HP KPVS | KPVS_6019-7/8_4P_250HP_18.44_BRZ | 2874.5 | 2874.5 | 5749 | 3 | 0 | 3 | B | KPVS_SplitCase | 8 | 6 | 8 | 12 | BranchMin8_BranchMax12 | 8 | 3 | 10 | 18 | HeaderMin10_HeaderMax18 | 10 | 5 | 15
203 | 83 | 6019-7/8-4P-250HP KPVS | KPVS_6019-7/8_4P_250HP_18.44_BRZ | 2874.5 | 2874.5 | 5749 | 3 | 0 | 3 | B | KPVS_SplitCase | 8 | 6 | 8 | 12 | BranchMin8_BranchMax12 | 8 | 3 | 10 | 18 | HeaderMin10_HeaderMax18 | 12 | 5 | 15
203 | 83 | 6019-7/8-4P-250HP KPVS | KPVS_6019-7/8_4P_250HP_18.44_BRZ | 2874.5 | 2874.5 | 5749 | 3 | 0 | 3 | B | KPVS_SplitCase | 8 | 6 | 8 | 12 | BranchMin8_BranchMax12 | 8 | 3 | 10 | 18 | HeaderMin10_HeaderMax18 | 14 | 5 | 15
203 | 83 | 6019-7/8-4P-250HP KPVS | KPVS_6019-7/8_4P_250HP_18.44_BRZ | 2874.5 | 2874.5 | 5749 | 3 | 0 | 3 | B | KPVS_SplitCase | 8 | 6 | 8 | 12 | BranchMin8_BranchMax12 | 8 | 3 | 10 | 18 | HeaderMin10_HeaderMax18 | 16 | 5 | 15
203 | 83 | 6019-7/8-4P-250HP KPVS | KPVS_6019-7/8_4P_250HP_18.44_BRZ | 2874.5 | 2874.5 | 5749 | 3 | 0 | 3 | B | KPVS_SplitCase | 8 | 6 | 8 | 12 | BranchMin8_BranchMax12 | 8 | 3 | 10 | 18 | HeaderMin10_HeaderMax18 | 18 | 5 | 15
203 | 83 | 6019-7/8-4P-250HP KPVS | KPVS_6019-7/8_4P_250HP_18.44_BRZ | 2874.5 | 2874.5 | 5749 | 3 | 0 | 3 | B | KPVS_SplitCase | 8 | 6 | 8 | 12 | BranchMin8_BranchMax12 | 10 | 3 | 10 | 18 | HeaderMin10_HeaderMax18 | 10 | 5 | 15 | [29 empty] | INVALID
203 | 83 | 6019-7/8-4P-250HP KPVS | KPVS_6019-7/8_4P_250HP_18.44_BRZ | 2874.5 | 2874.5 | 5749 | 3 | 0 | 3 | B | KPVS_SplitCase | 8 | 6 | 8 | 12 | BranchMin8_BranchMax12 | 10 | 3 | 10 | 18 | HeaderMin10_HeaderMax18 | 12 | 5 | 15
203 | 83 | 6019-7/8-4P-250HP KPVS | KPVS_6019-7/8_4P_250HP_18.44_BRZ | 2874.5 | 2874.5 | 5749 | 3 | 0 | 3 | B | KPVS_SplitCase | 8 | 6 | 8 | 12 | BranchMin8_BranchMax12 | 10 | 3 | 10 | 18 | HeaderMin10_HeaderMax18 | 14 | 5 | 15
203 | 83 | 6019-7/8-4P-250HP KPVS | KPVS_6019-7/8_4P_250HP_18.44_BRZ | 2874.5 | 2874.5 | 5749 | 3 | 0 | 3 | B | KPVS_SplitCase | 8 | 6 | 8 | 12 | BranchMin8_BranchMax12 | 10 | 3 | 10 | 18 | HeaderMin10_HeaderMax18 | 16 | 5 | 15
203 | 83 | 6019-7/8-4P-250HP KPVS | KPVS_6019-7/8_4P_250HP_18.44_BRZ | 2874.5 | 2874.5 | 5749 | 3 | 0 | 3 | B | KPVS_SplitCase | 8 | 6 | 8 | 12 | BranchMin8_BranchMax12 | 10 | 3 | 10 | 18 | HeaderMin10_HeaderMax18 | 18 | 5 | 15
203 | 83 | 6019-7/8-4P-250HP KPVS | KPVS_6019-7/8_4P_250HP_18.44_BRZ | 2874.5 | 2874.5 | 5749 | 3 | 0 | 3 | B | KPVS_SplitCase | 8 | 6 | 8 | 12 | BranchMin8_BranchMax12 | 12 | 3 | 10 | 18 | HeaderMin10_HeaderMax18 | 10 | 5 | 15 | [29 empty] | INVALID
203 | 83 | 6019-7/8-4P-250HP KPVS | KPVS_6019-7/8_4P_250HP_18.44_BRZ | 2874.5 | 2874.5 | 5749 | 3 | 0 | 3 | B | KPVS_SplitCase | 8 | 6 | 8 | 12 | BranchMin8_BranchMax12 | 12 | 3 | 10 | 18 | HeaderMin10_HeaderMax18 | 12 | 5 | 15 | [29 empty] | INVALID
203 | 83 | 6019-7/8-4P-250HP KPVS | KPVS_6019-7/8_4P_250HP_18.44_BRZ | 2874.5 | 2874.5 | 5749 | 3 | 0 | 3 | B | KPVS_SplitCase | 8 | 6 | 8 | 12 | BranchMin8_BranchMax12 | 12 | 3 | 10 | 18 | HeaderMin10_HeaderMax18 | 14 | 5 | 15
203 | 83 | 6019-7/8-4P-250HP KPVS | KPVS_6019-7/8_4P_250HP_18.44_BRZ | 2874.5 | 2874.5 | 5749 | 3 | 0 | 3 | B | KPVS_SplitCase | 8 | 6 | 8 | 12 | BranchMin8_BranchMax12 | 12 | 3 | 10 | 18 | HeaderMin10_HeaderMax18 | 16 | 5 | 15
203 | 83 | 6019-7/8-4P-250HP KPVS | KPVS_6019-7/8_4P_250HP_18.44_BRZ | 2874.5 | 2874.5 | 5749 | 3 | 0 | 3 | B | KPVS_SplitCase | 8 | 6 | 8 | 12 | BranchMin8_BranchMax12 | 12 | 3 | 10 | 18 | HeaderMin10_HeaderMax18 | 18 | 5 | 15
204 | 84 | 6019-7/8-4P-300HP KPVS | KPVS_6019-7/8_4P_300HP_19.00_BRZ | 3000 | 3000 | 6000 | 3 | 0 | 3 | B | KPVS_SplitCase | 8 | 6 | 8 | 12 | BranchMin8_BranchMax12 | 8 | 3 | 10 | 18 | HeaderMin10_HeaderMax18 | 10 | 5 | 15
204 | 84 | 6019-7/8-4P-300HP KPVS | KPVS_6019-7/8_4P_300HP_19.00_BRZ | 3000 | 3000 | 6000 | 3 | 0 | 3 | B | KPVS_SplitCase | 8 | 6 | 8 | 12 | BranchMin8_BranchMax12 | 8 | 3 | 10 | 18 | HeaderMin10_HeaderMax18 | 12 | 5 | 15
204 | 84 | 6019-7/8-4P-300HP KPVS | KPVS_6019-7/8_4P_300HP_19.00_BRZ | 3000 | 3000 | 6000 | 3 | 0 | 3 | B | KPVS_SplitCase | 8 | 6 | 8 | 12 | BranchMin8_BranchMax12 | 8 | 3 | 10 | 18 | HeaderMin10_HeaderMax18 | 14 | 5 | 15
204 | 84 | 6019-7/8-4P-300HP KPVS | KPVS_6019-7/8_4P_300HP_19.00_BRZ | 3000 | 3000 | 6000 | 3 | 0 | 3 | B | KPVS_SplitCase | 8 | 6 | 8 | 12 | BranchMin8_BranchMax12 | 8 | 3 | 10 | 18 | HeaderMin10_HeaderMax18 | 16 | 5 | 15
204 | 84 | 6019-7/8-4P-300HP KPVS | KPVS_6019-7/8_4P_300HP_19.00_BRZ | 3000 | 3000 | 6000 | 3 | 0 | 3 | B | KPVS_SplitCase | 8 | 6 | 8 | 12 | BranchMin8_BranchMax12 | 8 | 3 | 10 | 18 | HeaderMin10_HeaderMax18 | 18 | 5 | 15
204 | 84 | 6019-7/8-4P-300HP KPVS | KPVS_6019-7/8_4P_300HP_19.00_BRZ | 3000 | 3000 | 6000 | 3 | 0 | 3 | B | KPVS_SplitCase | 8 | 6 | 8 | 12 | BranchMin8_BranchMax12 | 10 | 3 | 10 | 18 | HeaderMin10_HeaderMax18 | 10 | 5 | 15 | [29 empty] | INVALID
204 | 84 | 6019-7/8-4P-300HP KPVS | KPVS_6019-7/8_4P_300HP_19.00_BRZ | 3000 | 3000 | 6000 | 3 | 0 | 3 | B | KPVS_SplitCase | 8 | 6 | 8 | 12 | BranchMin8_BranchMax12 | 10 | 3 | 10 | 18 | HeaderMin10_HeaderMax18 | 12 | 5 | 15
204 | 84 | 6019-7/8-4P-300HP KPVS | KPVS_6019-7/8_4P_300HP_19.00_BRZ | 3000 | 3000 | 6000 | 3 | 0 | 3 | B | KPVS_SplitCase | 8 | 6 | 8 | 12 | BranchMin8_BranchMax12 | 10 | 3 | 10 | 18 | HeaderMin10_HeaderMax18 | 14 | 5 | 15
204 | 84 | 6019-7/8-4P-300HP KPVS | KPVS_6019-7/8_4P_300HP_19.00_BRZ | 3000 | 3000 | 6000 | 3 | 0 | 3 | B | KPVS_SplitCase | 8 | 6 | 8 | 12 | BranchMin8_BranchMax12 | 10 | 3 | 10 | 18 | HeaderMin10_HeaderMax18 | 16 | 5 | 15
204 | 84 | 6019-7/8-4P-300HP KPVS | KPVS_6019-7/8_4P_300HP_19.00_BRZ | 3000 | 3000 | 6000 | 3 | 0 | 3 | B | KPVS_SplitCase | 8 | 6 | 8 | 12 | BranchMin8_BranchMax12 | 10 | 3 | 10 | 18 | HeaderMin10_HeaderMax18 | 18 | 5 | 15
204 | 84 | 6019-7/8-4P-300HP KPVS | KPVS_6019-7/8_4P_300HP_19.00_BRZ | 3000 | 3000 | 6000 | 3 | 0 | 3 | B | KPVS_SplitCase | 8 | 6 | 8 | 12 | BranchMin8_BranchMax12 | 12 | 3 | 10 | 18 | HeaderMin10_HeaderMax18 | 10 | 5 | 15 | [29 empty] | INVALID
204 | 84 | 6019-7/8-4P-300HP KPVS | KPVS_6019-7/8_4P_300HP_19.00_BRZ | 3000 | 3000 | 6000 | 3 | 0 | 3 | B | KPVS_SplitCase | 8 | 6 | 8 | 12 | BranchMin8_BranchMax12 | 12 | 3 | 10 | 18 | HeaderMin10_HeaderMax18 | 12 | 5 | 15 | [29 empty] | INVALID
204 | 84 | 6019-7/8-4P-300HP KPVS | KPVS_6019-7/8_4P_300HP_19.00_BRZ | 3000 | 3000 | 6000 | 3 | 0 | 3 | B | KPVS_SplitCase | 8 | 6 | 8 | 12 | BranchMin8_BranchMax12 | 12 | 3 | 10 | 18 | HeaderMin10_HeaderMax18 | 14 | 5 | 15
204 | 84 | 6019-7/8-4P-300HP KPVS | KPVS_6019-7/8_4P_300HP_19.00_BRZ | 3000 | 3000 | 6000 | 3 | 0 | 3 | B | KPVS_SplitCase | 8 | 6 | 8 | 12 | BranchMin8_BranchMax12 | 12 | 3 | 10 | 18 | HeaderMin10_HeaderMax18 | 16 | 5 | 15
204 | 84 | 6019-7/8-4P-300HP KPVS | KPVS_6019-7/8_4P_300HP_19.00_BRZ | 3000 | 3000 | 6000 | 3 | 0 | 3 | B | KPVS_SplitCase | 8 | 6 | 8 | 12 | BranchMin8_BranchMax12 | 12 | 3 | 10 | 18 | HeaderMin10_HeaderMax18 | 18 | 5 | 15
205 | 85 | 8012-5/6-4P-30HP KPVS | KPVS_8012-5/6_4P_30HP_7.25_BRZ | 2655.1 | 2655.1 | 5310.2 | 3 | 0 | 3 | B | KPVS_SplitCase | 10 | 8 | 10 | 12 | BranchMin10_BranchMax12 | 10 | 2 | 12 | 16 | HeaderMin12_HeaderMax16 | 12 | 3 | 6
205 | 85 | 8012-5/6-4P-30HP KPVS | KPVS_8012-5/6_4P_30HP_7.25_BRZ | 2655.1 | 2655.1 | 5310.2 | 3 | 0 | 3 | B | KPVS_SplitCase | 10 | 8 | 10 | 12 | BranchMin10_BranchMax12 | 10 | 2 | 12 | 16 | HeaderMin12_HeaderMax16 | 14 | 3 | 6
205 | 85 | 8012-5/6-4P-30HP KPVS | KPVS_8012-5/6_4P_30HP_7.25_BRZ | 2655.1 | 2655.1 | 5310.2 | 3 | 0 | 3 | B | KPVS_SplitCase | 10 | 8 | 10 | 12 | BranchMin10_BranchMax12 | 10 | 2 | 12 | 16 | HeaderMin12_HeaderMax16 | 16 | 3 | 6
205 | 85 | 8012-5/6-4P-30HP KPVS | KPVS_8012-5/6_4P_30HP_7.25_BRZ | 2655.1 | 2655.1 | 5310.2 | 3 | 0 | 3 | B | KPVS_SplitCase | 10 | 8 | 10 | 12 | BranchMin10_BranchMax12 | 12 | 2 | 12 | 16 | HeaderMin12_HeaderMax16 | 12 | 3 | 6 | [29 empty] | INVALID
205 | 85 | 8012-5/6-4P-30HP KPVS | KPVS_8012-5/6_4P_30HP_7.25_BRZ | 2655.1 | 2655.1 | 5310.2 | 3 | 0 | 3 | B | KPVS_SplitCase | 10 | 8 | 10 | 12 | BranchMin10_BranchMax12 | 12 | 2 | 12 | 16 | HeaderMin12_HeaderMax16 | 14 | 3 | 6
205 | 85 | 8012-5/6-4P-30HP KPVS | KPVS_8012-5/6_4P_30HP_7.25_BRZ | 2655.1 | 2655.1 | 5310.2 | 3 | 0 | 3 | B | KPVS_SplitCase | 10 | 8 | 10 | 12 | BranchMin10_BranchMax12 | 12 | 2 | 12 | 16 | HeaderMin12_HeaderMax16 | 16 | 3 | 6
206 | 86 | 8012-5/6-4P-40HP KPVS | KPVS_8012-5/6_4P_40HP_8.36_BRZ | 3152.9 | 3152.9 | 6305.8 | 3 | 0 | 3 | B | KPVS_SplitCase | 10 | 8 | 10 | 12 | BranchMin10_BranchMax12 | 10 | 2 | 12 | 18 | HeaderMin12_HeaderMax18 | 12 | 4 | 8
206 | 86 | 8012-5/6-4P-40HP KPVS | KPVS_8012-5/6_4P_40HP_8.36_BRZ | 3152.9 | 3152.9 | 6305.8 | 3 | 0 | 3 | B | KPVS_SplitCase | 10 | 8 | 10 | 12 | BranchMin10_BranchMax12 | 10 | 2 | 12 | 18 | HeaderMin12_HeaderMax18 | 14 | 4 | 8
206 | 86 | 8012-5/6-4P-40HP KPVS | KPVS_8012-5/6_4P_40HP_8.36_BRZ | 3152.9 | 3152.9 | 6305.8 | 3 | 0 | 3 | B | KPVS_SplitCase | 10 | 8 | 10 | 12 | BranchMin10_BranchMax12 | 10 | 2 | 12 | 18 | HeaderMin12_HeaderMax18 | 16 | 4 | 8
206 | 86 | 8012-5/6-4P-40HP KPVS | KPVS_8012-5/6_4P_40HP_8.36_BRZ | 3152.9 | 3152.9 | 6305.8 | 3 | 0 | 3 | B | KPVS_SplitCase | 10 | 8 | 10 | 12 | BranchMin10_BranchMax12 | 10 | 2 | 12 | 18 | HeaderMin12_HeaderMax18 | 18 | 4 | 8
206 | 86 | 8012-5/6-4P-40HP KPVS | KPVS_8012-5/6_4P_40HP_8.36_BRZ | 3152.9 | 3152.9 | 6305.8 | 3 | 0 | 3 | B | KPVS_SplitCase | 10 | 8 | 10 | 12 | BranchMin10_BranchMax12 | 12 | 2 | 12 | 18 | HeaderMin12_HeaderMax18 | 12 | 4 | 8 | [29 empty] | INVALID
206 | 86 | 8012-5/6-4P-40HP KPVS | KPVS_8012-5/6_4P_40HP_8.36_BRZ | 3152.9 | 3152.9 | 6305.8 | 3 | 0 | 3 | B | KPVS_SplitCase | 10 | 8 | 10 | 12 | BranchMin10_BranchMax12 | 12 | 2 | 12 | 18 | HeaderMin12_HeaderMax18 | 14 | 4 | 8
206 | 86 | 8012-5/6-4P-40HP KPVS | KPVS_8012-5/6_4P_40HP_8.36_BRZ | 3152.9 | 3152.9 | 6305.8 | 3 | 0 | 3 | B | KPVS_SplitCase | 10 | 8 | 10 | 12 | BranchMin10_BranchMax12 | 12 | 2 | 12 | 18 | HeaderMin12_HeaderMax18 | 16 | 4 | 8
206 | 86 | 8012-5/6-4P-40HP KPVS | KPVS_8012-5/6_4P_40HP_8.36_BRZ | 3152.9 | 3152.9 | 6305.8 | 3 | 0 | 3 | B | KPVS_SplitCase | 10 | 8 | 10 | 12 | BranchMin10_BranchMax12 | 12 | 2 | 12 | 18 | HeaderMin12_HeaderMax18 | 18 | 4 | 8
207 | 87 | 8012-5/6-4P-50HP KPVS | KPVS_8012-5/6_4P_50HP_9.16_BRZ | 3509.4 | 3509.4 | 7018.8 | 3 | 0 | 3 | B | KPVS_SplitCase | 10 | 8 | 10 | 12 | BranchMin10_BranchMax12 | 10 | 2 | 12 | 18 | HeaderMin12_HeaderMax18 | 12 | 4 | 8
207 | 87 | 8012-5/6-4P-50HP KPVS | KPVS_8012-5/6_4P_50HP_9.16_BRZ | 3509.4 | 3509.4 | 7018.8 | 3 | 0 | 3 | B | KPVS_SplitCase | 10 | 8 | 10 | 12 | BranchMin10_BranchMax12 | 10 | 2 | 12 | 18 | HeaderMin12_HeaderMax18 | 14 | 4 | 8
207 | 87 | 8012-5/6-4P-50HP KPVS | KPVS_8012-5/6_4P_50HP_9.16_BRZ | 3509.4 | 3509.4 | 7018.8 | 3 | 0 | 3 | B | KPVS_SplitCase | 10 | 8 | 10 | 12 | BranchMin10_BranchMax12 | 10 | 2 | 12 | 18 | HeaderMin12_HeaderMax18 | 16 | 4 | 8
207 | 87 | 8012-5/6-4P-50HP KPVS | KPVS_8012-5/6_4P_50HP_9.16_BRZ | 3509.4 | 3509.4 | 7018.8 | 3 | 0 | 3 | B | KPVS_SplitCase | 10 | 8 | 10 | 12 | BranchMin10_BranchMax12 | 10 | 2 | 12 | 18 | HeaderMin12_HeaderMax18 | 18 | 4 | 8
207 | 87 | 8012-5/6-4P-50HP KPVS | KPVS_8012-5/6_4P_50HP_9.16_BRZ | 3509.4 | 3509.4 | 7018.8 | 3 | 0 | 3 | B | KPVS_SplitCase | 10 | 8 | 10 | 12 | BranchMin10_BranchMax12 | 12 | 2 | 12 | 18 | HeaderMin12_HeaderMax18 | 12 | 4 | 8 | [29 empty] | INVALID
207 | 87 | 8012-5/6-4P-50HP KPVS | KPVS_8012-5/6_4P_50HP_9.16_BRZ | 3509.4 | 3509.4 | 7018.8 | 3 | 0 | 3 | B | KPVS_SplitCase | 10 | 8 | 10 | 12 | BranchMin10_BranchMax12 | 12 | 2 | 12 | 18 | HeaderMin12_HeaderMax18 | 14 | 4 | 8
207 | 87 | 8012-5/6-4P-50HP KPVS | KPVS_8012-5/6_4P_50HP_9.16_BRZ | 3509.4 | 3509.4 | 7018.8 | 3 | 0 | 3 | B | KPVS_SplitCase | 10 | 8 | 10 | 12 | BranchMin10_BranchMax12 | 12 | 2 | 12 | 18 | HeaderMin12_HeaderMax18 | 16 | 4 | 8
207 | 87 | 8012-5/6-4P-50HP KPVS | KPVS_8012-5/6_4P_50HP_9.16_BRZ | 3509.4 | 3509.4 | 7018.8 | 3 | 0 | 3 | B | KPVS_SplitCase | 10 | 8 | 10 | 12 | BranchMin10_BranchMax12 | 12 | 2 | 12 | 18 | HeaderMin12_HeaderMax18 | 18 | 4 | 8
208 | 88 | 8012-5/6-4P-60HP KPVS | KPVS_8012-5/6_4P_60HP_9.76_BRZ | 3787.8 | 3787.8 | 7575.6 | 3 | 0 | 3 | B | KPVS_SplitCase | 10 | 8 | 10 | 14 | BranchMin10_BranchMax14 | 10 | 3 | 12 | 20 | HeaderMin12_HeaderMax20 | 12 | 5 | 15
208 | 88 | 8012-5/6-4P-60HP KPVS | KPVS_8012-5/6_4P_60HP_9.76_BRZ | 3787.8 | 3787.8 | 7575.6 | 3 | 0 | 3 | B | KPVS_SplitCase | 10 | 8 | 10 | 14 | BranchMin10_BranchMax14 | 10 | 3 | 12 | 20 | HeaderMin12_HeaderMax20 | 14 | 5 | 15
208 | 88 | 8012-5/6-4P-60HP KPVS | KPVS_8012-5/6_4P_60HP_9.76_BRZ | 3787.8 | 3787.8 | 7575.6 | 3 | 0 | 3 | B | KPVS_SplitCase | 10 | 8 | 10 | 14 | BranchMin10_BranchMax14 | 10 | 3 | 12 | 20 | HeaderMin12_HeaderMax20 | 16 | 5 | 15
208 | 88 | 8012-5/6-4P-60HP KPVS | KPVS_8012-5/6_4P_60HP_9.76_BRZ | 3787.8 | 3787.8 | 7575.6 | 3 | 0 | 3 | B | KPVS_SplitCase | 10 | 8 | 10 | 14 | BranchMin10_BranchMax14 | 10 | 3 | 12 | 20 | HeaderMin12_HeaderMax20 | 18 | 5 | 15
208 | 88 | 8012-5/6-4P-60HP KPVS | KPVS_8012-5/6_4P_60HP_9.76_BRZ | 3787.8 | 3787.8 | 7575.6 | 3 | 0 | 3 | B | KPVS_SplitCase | 10 | 8 | 10 | 14 | BranchMin10_BranchMax14 | 10 | 3 | 12 | 20 | HeaderMin12_HeaderMax20 | 20 | 5 | 15
208 | 88 | 8012-5/6-4P-60HP KPVS | KPVS_8012-5/6_4P_60HP_9.76_BRZ | 3787.8 | 3787.8 | 7575.6 | 3 | 0 | 3 | B | KPVS_SplitCase | 10 | 8 | 10 | 14 | BranchMin10_BranchMax14 | 12 | 3 | 12 | 20 | HeaderMin12_HeaderMax20 | 12 | 5 | 15 | [29 empty] | INVALID
208 | 88 | 8012-5/6-4P-60HP KPVS | KPVS_8012-5/6_4P_60HP_9.76_BRZ | 3787.8 | 3787.8 | 7575.6 | 3 | 0 | 3 | B | KPVS_SplitCase | 10 | 8 | 10 | 14 | BranchMin10_BranchMax14 | 12 | 3 | 12 | 20 | HeaderMin12_HeaderMax20 | 14 | 5 | 15
208 | 88 | 8012-5/6-4P-60HP KPVS | KPVS_8012-5/6_4P_60HP_9.76_BRZ | 3787.8 | 3787.8 | 7575.6 | 3 | 0 | 3 | B | KPVS_SplitCase | 10 | 8 | 10 | 14 | BranchMin10_BranchMax14 | 12 | 3 | 12 | 20 | HeaderMin12_HeaderMax20 | 16 | 5 | 15
208 | 88 | 8012-5/6-4P-60HP KPVS | KPVS_8012-5/6_4P_60HP_9.76_BRZ | 3787.8 | 3787.8 | 7575.6 | 3 | 0 | 3 | B | KPVS_SplitCase | 10 | 8 | 10 | 14 | BranchMin10_BranchMax14 | 12 | 3 | 12 | 20 | HeaderMin12_HeaderMax20 | 18 | 5 | 15
208 | 88 | 8012-5/6-4P-60HP KPVS | KPVS_8012-5/6_4P_60HP_9.76_BRZ | 3787.8 | 3787.8 | 7575.6 | 3 | 0 | 3 | B | KPVS_SplitCase | 10 | 8 | 10 | 14 | BranchMin10_BranchMax14 | 12 | 3 | 12 | 20 | HeaderMin12_HeaderMax20 | 20 | 5 | 15
208 | 88 | 8012-5/6-4P-60HP KPVS | KPVS_8012-5/6_4P_60HP_9.76_BRZ | 3787.8 | 3787.8 | 7575.6 | 3 | 0 | 3 | B | KPVS_SplitCase | 10 | 8 | 10 | 14 | BranchMin10_BranchMax14 | 14 | 3 | 12 | 20 | HeaderMin12_HeaderMax20 | 12 | 5 | 15 | [29 empty] | INVALID
208 | 88 | 8012-5/6-4P-60HP KPVS | KPVS_8012-5/6_4P_60HP_9.76_BRZ | 3787.8 | 3787.8 | 7575.6 | 3 | 0 | 3 | B | KPVS_SplitCase | 10 | 8 | 10 | 14 | BranchMin10_BranchMax14 | 14 | 3 | 12 | 20 | HeaderMin12_HeaderMax20 | 14 | 5 | 15 | [29 empty] | INVALID
208 | 88 | 8012-5/6-4P-60HP KPVS | KPVS_8012-5/6_4P_60HP_9.76_BRZ | 3787.8 | 3787.8 | 7575.6 | 3 | 0 | 3 | B | KPVS_SplitCase | 10 | 8 | 10 | 14 | BranchMin10_BranchMax14 | 14 | 3 | 12 | 20 | HeaderMin12_HeaderMax20 | 16 | 5 | 15
208 | 88 | 8012-5/6-4P-60HP KPVS | KPVS_8012-5/6_4P_60HP_9.76_BRZ | 3787.8 | 3787.8 | 7575.6 | 3 | 0 | 3 | B | KPVS_SplitCase | 10 | 8 | 10 | 14 | BranchMin10_BranchMax14 | 14 | 3 | 12 | 20 | HeaderMin12_HeaderMax20 | 18 | 5 | 15
208 | 88 | 8012-5/6-4P-60HP KPVS | KPVS_8012-5/6_4P_60HP_9.76_BRZ | 3787.8 | 3787.8 | 7575.6 | 3 | 0 | 3 | B | KPVS_SplitCase | 10 | 8 | 10 | 14 | BranchMin10_BranchMax14 | 14 | 3 | 12 | 20 | HeaderMin12_HeaderMax20 | 20 | 5 | 15
209 | 89 | 8012-5/6-4P-75HP KPVS | KPVS_8012-5/6_4P_75HP_10.38_BRZ | 4118.9 | 4118.9 | 8237.8 | 3 | 0 | 3 | B | KPVS_SplitCase | 10 | 8 | 10 | 14 | BranchMin10_BranchMax14 | 10 | 3 | 12 | 20 | HeaderMin12_HeaderMax20 | 12 | 5 | 15
209 | 89 | 8012-5/6-4P-75HP KPVS | KPVS_8012-5/6_4P_75HP_10.38_BRZ | 4118.9 | 4118.9 | 8237.8 | 3 | 0 | 3 | B | KPVS_SplitCase | 10 | 8 | 10 | 14 | BranchMin10_BranchMax14 | 10 | 3 | 12 | 20 | HeaderMin12_HeaderMax20 | 14 | 5 | 15
209 | 89 | 8012-5/6-4P-75HP KPVS | KPVS_8012-5/6_4P_75HP_10.38_BRZ | 4118.9 | 4118.9 | 8237.8 | 3 | 0 | 3 | B | KPVS_SplitCase | 10 | 8 | 10 | 14 | BranchMin10_BranchMax14 | 10 | 3 | 12 | 20 | HeaderMin12_HeaderMax20 | 16 | 5 | 15
209 | 89 | 8012-5/6-4P-75HP KPVS | KPVS_8012-5/6_4P_75HP_10.38_BRZ | 4118.9 | 4118.9 | 8237.8 | 3 | 0 | 3 | B | KPVS_SplitCase | 10 | 8 | 10 | 14 | BranchMin10_BranchMax14 | 10 | 3 | 12 | 20 | HeaderMin12_HeaderMax20 | 18 | 5 | 15
209 | 89 | 8012-5/6-4P-75HP KPVS | KPVS_8012-5/6_4P_75HP_10.38_BRZ | 4118.9 | 4118.9 | 8237.8 | 3 | 0 | 3 | B | KPVS_SplitCase | 10 | 8 | 10 | 14 | BranchMin10_BranchMax14 | 10 | 3 | 12 | 20 | HeaderMin12_HeaderMax20 | 20 | 5 | 15
209 | 89 | 8012-5/6-4P-75HP KPVS | KPVS_8012-5/6_4P_75HP_10.38_BRZ | 4118.9 | 4118.9 | 8237.8 | 3 | 0 | 3 | B | KPVS_SplitCase | 10 | 8 | 10 | 14 | BranchMin10_BranchMax14 | 12 | 3 | 12 | 20 | HeaderMin12_HeaderMax20 | 12 | 5 | 15 | [29 empty] | INVALID
209 | 89 | 8012-5/6-4P-75HP KPVS | KPVS_8012-5/6_4P_75HP_10.38_BRZ | 4118.9 | 4118.9 | 8237.8 | 3 | 0 | 3 | B | KPVS_SplitCase | 10 | 8 | 10 | 14 | BranchMin10_BranchMax14 | 12 | 3 | 12 | 20 | HeaderMin12_HeaderMax20 | 14 | 5 | 15
209 | 89 | 8012-5/6-4P-75HP KPVS | KPVS_8012-5/6_4P_75HP_10.38_BRZ | 4118.9 | 4118.9 | 8237.8 | 3 | 0 | 3 | B | KPVS_SplitCase | 10 | 8 | 10 | 14 | BranchMin10_BranchMax14 | 12 | 3 | 12 | 20 | HeaderMin12_HeaderMax20 | 16 | 5 | 15
209 | 89 | 8012-5/6-4P-75HP KPVS | KPVS_8012-5/6_4P_75HP_10.38_BRZ | 4118.9 | 4118.9 | 8237.8 | 3 | 0 | 3 | B | KPVS_SplitCase | 10 | 8 | 10 | 14 | BranchMin10_BranchMax14 | 12 | 3 | 12 | 20 | HeaderMin12_HeaderMax20 | 18 | 5 | 15
209 | 89 | 8012-5/6-4P-75HP KPVS | KPVS_8012-5/6_4P_75HP_10.38_BRZ | 4118.9 | 4118.9 | 8237.8 | 3 | 0 | 3 | B | KPVS_SplitCase | 10 | 8 | 10 | 14 | BranchMin10_BranchMax14 | 12 | 3 | 12 | 20 | HeaderMin12_HeaderMax20 | 20 | 5 | 15
209 | 89 | 8012-5/6-4P-75HP KPVS | KPVS_8012-5/6_4P_75HP_10.38_BRZ | 4118.9 | 4118.9 | 8237.8 | 3 | 0 | 3 | B | KPVS_SplitCase | 10 | 8 | 10 | 14 | BranchMin10_BranchMax14 | 14 | 3 | 12 | 20 | HeaderMin12_HeaderMax20 | 12 | 5 | 15 | [29 empty] | INVALID
209 | 89 | 8012-5/6-4P-75HP KPVS | KPVS_8012-5/6_4P_75HP_10.38_BRZ | 4118.9 | 4118.9 | 8237.8 | 3 | 0 | 3 | B | KPVS_SplitCase | 10 | 8 | 10 | 14 | BranchMin10_BranchMax14 | 14 | 3 | 12 | 20 | HeaderMin12_HeaderMax20 | 14 | 5 | 15 | [29 empty] | INVALID
209 | 89 | 8012-5/6-4P-75HP KPVS | KPVS_8012-5/6_4P_75HP_10.38_BRZ | 4118.9 | 4118.9 | 8237.8 | 3 | 0 | 3 | B | KPVS_SplitCase | 10 | 8 | 10 | 14 | BranchMin10_BranchMax14 | 14 | 3 | 12 | 20 | HeaderMin12_HeaderMax20 | 16 | 5 | 15
209 | 89 | 8012-5/6-4P-75HP KPVS | KPVS_8012-5/6_4P_75HP_10.38_BRZ | 4118.9 | 4118.9 | 8237.8 | 3 | 0 | 3 | B | KPVS_SplitCase | 10 | 8 | 10 | 14 | BranchMin10_BranchMax14 | 14 | 3 | 12 | 20 | HeaderMin12_HeaderMax20 | 18 | 5 | 15
209 | 89 | 8012-5/6-4P-75HP KPVS | KPVS_8012-5/6_4P_75HP_10.38_BRZ | 4118.9 | 4118.9 | 8237.8 | 3 | 0 | 3 | B | KPVS_SplitCase | 10 | 8 | 10 | 14 | BranchMin10_BranchMax14 | 14 | 3 | 12 | 20 | HeaderMin12_HeaderMax20 | 20 | 5 | 15
210 | 90 | 8012-5/6-4P-100HP KPVS | KPVS_8012-5/6_4P_100HP_11.25_BRZ | 4600.7 | 4600.7 | 9201.4 | 3 | 0 | 3 | B | KPVS_SplitCase | 10 | 8 | 10 | 16 | BranchMin10_BranchMax16 | 10 | 4 | 12 | 24 | HeaderMin12_HeaderMax24 | 12 | 6 | 24
210 | 90 | 8012-5/6-4P-100HP KPVS | KPVS_8012-5/6_4P_100HP_11.25_BRZ | 4600.7 | 4600.7 | 9201.4 | 3 | 0 | 3 | B | KPVS_SplitCase | 10 | 8 | 10 | 16 | BranchMin10_BranchMax16 | 10 | 4 | 12 | 24 | HeaderMin12_HeaderMax24 | 14 | 6 | 24
210 | 90 | 8012-5/6-4P-100HP KPVS | KPVS_8012-5/6_4P_100HP_11.25_BRZ | 4600.7 | 4600.7 | 9201.4 | 3 | 0 | 3 | B | KPVS_SplitCase | 10 | 8 | 10 | 16 | BranchMin10_BranchMax16 | 10 | 4 | 12 | 24 | HeaderMin12_HeaderMax24 | 16 | 6 | 24
210 | 90 | 8012-5/6-4P-100HP KPVS | KPVS_8012-5/6_4P_100HP_11.25_BRZ | 4600.7 | 4600.7 | 9201.4 | 3 | 0 | 3 | B | KPVS_SplitCase | 10 | 8 | 10 | 16 | BranchMin10_BranchMax16 | 10 | 4 | 12 | 24 | HeaderMin12_HeaderMax24 | 18 | 6 | 24
210 | 90 | 8012-5/6-4P-100HP KPVS | KPVS_8012-5/6_4P_100HP_11.25_BRZ | 4600.7 | 4600.7 | 9201.4 | 3 | 0 | 3 | B | KPVS_SplitCase | 10 | 8 | 10 | 16 | BranchMin10_BranchMax16 | 10 | 4 | 12 | 24 | HeaderMin12_HeaderMax24 | 20 | 6 | 24
210 | 90 | 8012-5/6-4P-100HP KPVS | KPVS_8012-5/6_4P_100HP_11.25_BRZ | 4600.7 | 4600.7 | 9201.4 | 3 | 0 | 3 | B | KPVS_SplitCase | 10 | 8 | 10 | 16 | BranchMin10_BranchMax16 | 10 | 4 | 12 | 24 | HeaderMin12_HeaderMax24 | 24 | 6 | 24
210 | 90 | 8012-5/6-4P-100HP KPVS | KPVS_8012-5/6_4P_100HP_11.25_BRZ | 4600.7 | 4600.7 | 9201.4 | 3 | 0 | 3 | B | KPVS_SplitCase | 10 | 8 | 10 | 16 | BranchMin10_BranchMax16 | 12 | 4 | 12 | 24 | HeaderMin12_HeaderMax24 | 12 | 6 | 24 | [29 empty] | INVALID
210 | 90 | 8012-5/6-4P-100HP KPVS | KPVS_8012-5/6_4P_100HP_11.25_BRZ | 4600.7 | 4600.7 | 9201.4 | 3 | 0 | 3 | B | KPVS_SplitCase | 10 | 8 | 10 | 16 | BranchMin10_BranchMax16 | 12 | 4 | 12 | 24 | HeaderMin12_HeaderMax24 | 14 | 6 | 24
210 | 90 | 8012-5/6-4P-100HP KPVS | KPVS_8012-5/6_4P_100HP_11.25_BRZ | 4600.7 | 4600.7 | 9201.4 | 3 | 0 | 3 | B | KPVS_SplitCase | 10 | 8 | 10 | 16 | BranchMin10_BranchMax16 | 12 | 4 | 12 | 24 | HeaderMin12_HeaderMax24 | 16 | 6 | 24
210 | 90 | 8012-5/6-4P-100HP KPVS | KPVS_8012-5/6_4P_100HP_11.25_BRZ | 4600.7 | 4600.7 | 9201.4 | 3 | 0 | 3 | B | KPVS_SplitCase | 10 | 8 | 10 | 16 | BranchMin10_BranchMax16 | 12 | 4 | 12 | 24 | HeaderMin12_HeaderMax24 | 18 | 6 | 24
210 | 90 | 8012-5/6-4P-100HP KPVS | KPVS_8012-5/6_4P_100HP_11.25_BRZ | 4600.7 | 4600.7 | 9201.4 | 3 | 0 | 3 | B | KPVS_SplitCase | 10 | 8 | 10 | 16 | BranchMin10_BranchMax16 | 12 | 4 | 12 | 24 | HeaderMin12_HeaderMax24 | 20 | 6 | 24
210 | 90 | 8012-5/6-4P-100HP KPVS | KPVS_8012-5/6_4P_100HP_11.25_BRZ | 4600.7 | 4600.7 | 9201.4 | 3 | 0 | 3 | B | KPVS_SplitCase | 10 | 8 | 10 | 16 | BranchMin10_BranchMax16 | 12 | 4 | 12 | 24 | HeaderMin12_HeaderMax24 | 24 | 6 | 24
210 | 90 | 8012-5/6-4P-100HP KPVS | KPVS_8012-5/6_4P_100HP_11.25_BRZ | 4600.7 | 4600.7 | 9201.4 | 3 | 0 | 3 | B | KPVS_SplitCase | 10 | 8 | 10 | 16 | BranchMin10_BranchMax16 | 14 | 4 | 12 | 24 | HeaderMin12_HeaderMax24 | 12 | 6 | 24 | [29 empty] | INVALID
210 | 90 | 8012-5/6-4P-100HP KPVS | KPVS_8012-5/6_4P_100HP_11.25_BRZ | 4600.7 | 4600.7 | 9201.4 | 3 | 0 | 3 | B | KPVS_SplitCase | 10 | 8 | 10 | 16 | BranchMin10_BranchMax16 | 14 | 4 | 12 | 24 | HeaderMin12_HeaderMax24 | 14 | 6 | 24 | [29 empty] | INVALID
210 | 90 | 8012-5/6-4P-100HP KPVS | KPVS_8012-5/6_4P_100HP_11.25_BRZ | 4600.7 | 4600.7 | 9201.4 | 3 | 0 | 3 | B | KPVS_SplitCase | 10 | 8 | 10 | 16 | BranchMin10_BranchMax16 | 14 | 4 | 12 | 24 | HeaderMin12_HeaderMax24 | 16 | 6 | 24
210 | 90 | 8012-5/6-4P-100HP KPVS | KPVS_8012-5/6_4P_100HP_11.25_BRZ | 4600.7 | 4600.7 | 9201.4 | 3 | 0 | 3 | B | KPVS_SplitCase | 10 | 8 | 10 | 16 | BranchMin10_BranchMax16 | 14 | 4 | 12 | 24 | HeaderMin12_HeaderMax24 | 18 | 6 | 24
210 | 90 | 8012-5/6-4P-100HP KPVS | KPVS_8012-5/6_4P_100HP_11.25_BRZ | 4600.7 | 4600.7 | 9201.4 | 3 | 0 | 3 | B | KPVS_SplitCase | 10 | 8 | 10 | 16 | BranchMin10_BranchMax16 | 14 | 4 | 12 | 24 | HeaderMin12_HeaderMax24 | 20 | 6 | 24
210 | 90 | 8012-5/6-4P-100HP KPVS | KPVS_8012-5/6_4P_100HP_11.25_BRZ | 4600.7 | 4600.7 | 9201.4 | 3 | 0 | 3 | B | KPVS_SplitCase | 10 | 8 | 10 | 16 | BranchMin10_BranchMax16 | 14 | 4 | 12 | 24 | HeaderMin12_HeaderMax24 | 24 | 6 | 24
210 | 90 | 8012-5/6-4P-100HP KPVS | KPVS_8012-5/6_4P_100HP_11.25_BRZ | 4600.7 | 4600.7 | 9201.4 | 3 | 0 | 3 | B | KPVS_SplitCase | 10 | 8 | 10 | 16 | BranchMin10_BranchMax16 | 16 | 4 | 12 | 24 | HeaderMin12_HeaderMax24 | 12 | 6 | 24 | [29 empty] | INVALID
210 | 90 | 8012-5/6-4P-100HP KPVS | KPVS_8012-5/6_4P_100HP_11.25_BRZ | 4600.7 | 4600.7 | 9201.4 | 3 | 0 | 3 | B | KPVS_SplitCase | 10 | 8 | 10 | 16 | BranchMin10_BranchMax16 | 16 | 4 | 12 | 24 | HeaderMin12_HeaderMax24 | 14 | 6 | 24 | [29 empty] | INVALID
210 | 90 | 8012-5/6-4P-100HP KPVS | KPVS_8012-5/6_4P_100HP_11.25_BRZ | 4600.7 | 4600.7 | 9201.4 | 3 | 0 | 3 | B | KPVS_SplitCase | 10 | 8 | 10 | 16 | BranchMin10_BranchMax16 | 16 | 4 | 12 | 24 | HeaderMin12_HeaderMax24 | 16 | 6 | 24 | [29 empty] | INVALID
210 | 90 | 8012-5/6-4P-100HP KPVS | KPVS_8012-5/6_4P_100HP_11.25_BRZ | 4600.7 | 4600.7 | 9201.4 | 3 | 0 | 3 | B | KPVS_SplitCase | 10 | 8 | 10 | 16 | BranchMin10_BranchMax16 | 16 | 4 | 12 | 24 | HeaderMin12_HeaderMax24 | 18 | 6 | 24
210 | 90 | 8012-5/6-4P-100HP KPVS | KPVS_8012-5/6_4P_100HP_11.25_BRZ | 4600.7 | 4600.7 | 9201.4 | 3 | 0 | 3 | B | KPVS_SplitCase | 10 | 8 | 10 | 16 | BranchMin10_BranchMax16 | 16 | 4 | 12 | 24 | HeaderMin12_HeaderMax24 | 20 | 6 | 24
210 | 90 | 8012-5/6-4P-100HP KPVS | KPVS_8012-5/6_4P_100HP_11.25_BRZ | 4600.7 | 4600.7 | 9201.4 | 3 | 0 | 3 | B | KPVS_SplitCase | 10 | 8 | 10 | 16 | BranchMin10_BranchMax16 | 16 | 4 | 12 | 24 | HeaderMin12_HeaderMax24 | 24 | 6 | 24
211 | 91 | 8012-5/6-4P-125HP KPVS | KPVS_8012-5/6_4P_125HP_12.00_BRZ | 5002.5 | 5002.5 | 10005 | 3 | 0 | 3 | B | KPVS_SplitCase | 10 | 8 | 10 | 16 | BranchMin10_BranchMax16 | 10 | 4 | 12 | 24 | HeaderMin12_HeaderMax24 | 12 | 6 | 24
211 | 91 | 8012-5/6-4P-125HP KPVS | KPVS_8012-5/6_4P_125HP_12.00_BRZ | 5002.5 | 5002.5 | 10005 | 3 | 0 | 3 | B | KPVS_SplitCase | 10 | 8 | 10 | 16 | BranchMin10_BranchMax16 | 10 | 4 | 12 | 24 | HeaderMin12_HeaderMax24 | 14 | 6 | 24
211 | 91 | 8012-5/6-4P-125HP KPVS | KPVS_8012-5/6_4P_125HP_12.00_BRZ | 5002.5 | 5002.5 | 10005 | 3 | 0 | 3 | B | KPVS_SplitCase | 10 | 8 | 10 | 16 | BranchMin10_BranchMax16 | 10 | 4 | 12 | 24 | HeaderMin12_HeaderMax24 | 16 | 6 | 24
211 | 91 | 8012-5/6-4P-125HP KPVS | KPVS_8012-5/6_4P_125HP_12.00_BRZ | 5002.5 | 5002.5 | 10005 | 3 | 0 | 3 | B | KPVS_SplitCase | 10 | 8 | 10 | 16 | BranchMin10_BranchMax16 | 10 | 4 | 12 | 24 | HeaderMin12_HeaderMax24 | 18 | 6 | 24
211 | 91 | 8012-5/6-4P-125HP KPVS | KPVS_8012-5/6_4P_125HP_12.00_BRZ | 5002.5 | 5002.5 | 10005 | 3 | 0 | 3 | B | KPVS_SplitCase | 10 | 8 | 10 | 16 | BranchMin10_BranchMax16 | 10 | 4 | 12 | 24 | HeaderMin12_HeaderMax24 | 20 | 6 | 24
211 | 91 | 8012-5/6-4P-125HP KPVS | KPVS_8012-5/6_4P_125HP_12.00_BRZ | 5002.5 | 5002.5 | 10005 | 3 | 0 | 3 | B | KPVS_SplitCase | 10 | 8 | 10 | 16 | BranchMin10_BranchMax16 | 10 | 4 | 12 | 24 | HeaderMin12_HeaderMax24 | 24 | 6 | 24
211 | 91 | 8012-5/6-4P-125HP KPVS | KPVS_8012-5/6_4P_125HP_12.00_BRZ | 5002.5 | 5002.5 | 10005 | 3 | 0 | 3 | B | KPVS_SplitCase | 10 | 8 | 10 | 16 | BranchMin10_BranchMax16 | 12 | 4 | 12 | 24 | HeaderMin12_HeaderMax24 | 12 | 6 | 24 | [29 empty] | INVALID
211 | 91 | 8012-5/6-4P-125HP KPVS | KPVS_8012-5/6_4P_125HP_12.00_BRZ | 5002.5 | 5002.5 | 10005 | 3 | 0 | 3 | B | KPVS_SplitCase | 10 | 8 | 10 | 16 | BranchMin10_BranchMax16 | 12 | 4 | 12 | 24 | HeaderMin12_HeaderMax24 | 14 | 6 | 24
211 | 91 | 8012-5/6-4P-125HP KPVS | KPVS_8012-5/6_4P_125HP_12.00_BRZ | 5002.5 | 5002.5 | 10005 | 3 | 0 | 3 | B | KPVS_SplitCase | 10 | 8 | 10 | 16 | BranchMin10_BranchMax16 | 12 | 4 | 12 | 24 | HeaderMin12_HeaderMax24 | 16 | 6 | 24
211 | 91 | 8012-5/6-4P-125HP KPVS | KPVS_8012-5/6_4P_125HP_12.00_BRZ | 5002.5 | 5002.5 | 10005 | 3 | 0 | 3 | B | KPVS_SplitCase | 10 | 8 | 10 | 16 | BranchMin10_BranchMax16 | 12 | 4 | 12 | 24 | HeaderMin12_HeaderMax24 | 18 | 6 | 24
211 | 91 | 8012-5/6-4P-125HP KPVS | KPVS_8012-5/6_4P_125HP_12.00_BRZ | 5002.5 | 5002.5 | 10005 | 3 | 0 | 3 | B | KPVS_SplitCase | 10 | 8 | 10 | 16 | BranchMin10_BranchMax16 | 12 | 4 | 12 | 24 | HeaderMin12_HeaderMax24 | 20 | 6 | 24
211 | 91 | 8012-5/6-4P-125HP KPVS | KPVS_8012-5/6_4P_125HP_12.00_BRZ | 5002.5 | 5002.5 | 10005 | 3 | 0 | 3 | B | KPVS_SplitCase | 10 | 8 | 10 | 16 | BranchMin10_BranchMax16 | 12 | 4 | 12 | 24 | HeaderMin12_HeaderMax24 | 24 | 6 | 24
211 | 91 | 8012-5/6-4P-125HP KPVS | KPVS_8012-5/6_4P_125HP_12.00_BRZ | 5002.5 | 5002.5 | 10005 | 3 | 0 | 3 | B | KPVS_SplitCase | 10 | 8 | 10 | 16 | BranchMin10_BranchMax16 | 14 | 4 | 12 | 24 | HeaderMin12_HeaderMax24 | 12 | 6 | 24 | [29 empty] | INVALID
211 | 91 | 8012-5/6-4P-125HP KPVS | KPVS_8012-5/6_4P_125HP_12.00_BRZ | 5002.5 | 5002.5 | 10005 | 3 | 0 | 3 | B | KPVS_SplitCase | 10 | 8 | 10 | 16 | BranchMin10_BranchMax16 | 14 | 4 | 12 | 24 | HeaderMin12_HeaderMax24 | 14 | 6 | 24 | [29 empty] | INVALID
211 | 91 | 8012-5/6-4P-125HP KPVS | KPVS_8012-5/6_4P_125HP_12.00_BRZ | 5002.5 | 5002.5 | 10005 | 3 | 0 | 3 | B | KPVS_SplitCase | 10 | 8 | 10 | 16 | BranchMin10_BranchMax16 | 14 | 4 | 12 | 24 | HeaderMin12_HeaderMax24 | 16 | 6 | 24
211 | 91 | 8012-5/6-4P-125HP KPVS | KPVS_8012-5/6_4P_125HP_12.00_BRZ | 5002.5 | 5002.5 | 10005 | 3 | 0 | 3 | B | KPVS_SplitCase | 10 | 8 | 10 | 16 | BranchMin10_BranchMax16 | 14 | 4 | 12 | 24 | HeaderMin12_HeaderMax24 | 18 | 6 | 24
211 | 91 | 8012-5/6-4P-125HP KPVS | KPVS_8012-5/6_4P_125HP_12.00_BRZ | 5002.5 | 5002.5 | 10005 | 3 | 0 | 3 | B | KPVS_SplitCase | 10 | 8 | 10 | 16 | BranchMin10_BranchMax16 | 14 | 4 | 12 | 24 | HeaderMin12_HeaderMax24 | 20 | 6 | 24
211 | 91 | 8012-5/6-4P-125HP KPVS | KPVS_8012-5/6_4P_125HP_12.00_BRZ | 5002.5 | 5002.5 | 10005 | 3 | 0 | 3 | B | KPVS_SplitCase | 10 | 8 | 10 | 16 | BranchMin10_BranchMax16 | 14 | 4 | 12 | 24 | HeaderMin12_HeaderMax24 | 24 | 6 | 24
211 | 91 | 8012-5/6-4P-125HP KPVS | KPVS_8012-5/6_4P_125HP_12.00_BRZ | 5002.5 | 5002.5 | 10005 | 3 | 0 | 3 | B | KPVS_SplitCase | 10 | 8 | 10 | 16 | BranchMin10_BranchMax16 | 16 | 4 | 12 | 24 | HeaderMin12_HeaderMax24 | 12 | 6 | 24 | [29 empty] | INVALID
211 | 91 | 8012-5/6-4P-125HP KPVS | KPVS_8012-5/6_4P_125HP_12.00_BRZ | 5002.5 | 5002.5 | 10005 | 3 | 0 | 3 | B | KPVS_SplitCase | 10 | 8 | 10 | 16 | BranchMin10_BranchMax16 | 16 | 4 | 12 | 24 | HeaderMin12_HeaderMax24 | 14 | 6 | 24 | [29 empty] | INVALID
211 | 91 | 8012-5/6-4P-125HP KPVS | KPVS_8012-5/6_4P_125HP_12.00_BRZ | 5002.5 | 5002.5 | 10005 | 3 | 0 | 3 | B | KPVS_SplitCase | 10 | 8 | 10 | 16 | BranchMin10_BranchMax16 | 16 | 4 | 12 | 24 | HeaderMin12_HeaderMax24 | 16 | 6 | 24 | [29 empty] | INVALID
211 | 91 | 8012-5/6-4P-125HP KPVS | KPVS_8012-5/6_4P_125HP_12.00_BRZ | 5002.5 | 5002.5 | 10005 | 3 | 0 | 3 | B | KPVS_SplitCase | 10 | 8 | 10 | 16 | BranchMin10_BranchMax16 | 16 | 4 | 12 | 24 | HeaderMin12_HeaderMax24 | 18 | 6 | 24
211 | 91 | 8012-5/6-4P-125HP KPVS | KPVS_8012-5/6_4P_125HP_12.00_BRZ | 5002.5 | 5002.5 | 10005 | 3 | 0 | 3 | B | KPVS_SplitCase | 10 | 8 | 10 | 16 | BranchMin10_BranchMax16 | 16 | 4 | 12 | 24 | HeaderMin12_HeaderMax24 | 20 | 6 | 24
211 | 91 | 8012-5/6-4P-125HP KPVS | KPVS_8012-5/6_4P_125HP_12.00_BRZ | 5002.5 | 5002.5 | 10005 | 3 | 0 | 3 | B | KPVS_SplitCase | 10 | 8 | 10 | 16 | BranchMin10_BranchMax16 | 16 | 4 | 12 | 24 | HeaderMin12_HeaderMax24 | 24 | 6 | 24
212 | 92 | 8015-3/4-4P-60HP KPVS | KPVS_8015-3/4_4P_60HP_9.15_BRZ | 3658.5 | 3658.5 | 7317 | 3 | 0 | 3 | B | KPVS_SplitCase | 10 | 8 | 10 | 14 | BranchMin10_BranchMax14 | 10 | 3 | 12 | 20 | HeaderMin12_HeaderMax20 | 12 | 5 | 15
212 | 92 | 8015-3/4-4P-60HP KPVS | KPVS_8015-3/4_4P_60HP_9.15_BRZ | 3658.5 | 3658.5 | 7317 | 3 | 0 | 3 | B | KPVS_SplitCase | 10 | 8 | 10 | 14 | BranchMin10_BranchMax14 | 10 | 3 | 12 | 20 | HeaderMin12_HeaderMax20 | 14 | 5 | 15
212 | 92 | 8015-3/4-4P-60HP KPVS | KPVS_8015-3/4_4P_60HP_9.15_BRZ | 3658.5 | 3658.5 | 7317 | 3 | 0 | 3 | B | KPVS_SplitCase | 10 | 8 | 10 | 14 | BranchMin10_BranchMax14 | 10 | 3 | 12 | 20 | HeaderMin12_HeaderMax20 | 16 | 5 | 15
212 | 92 | 8015-3/4-4P-60HP KPVS | KPVS_8015-3/4_4P_60HP_9.15_BRZ | 3658.5 | 3658.5 | 7317 | 3 | 0 | 3 | B | KPVS_SplitCase | 10 | 8 | 10 | 14 | BranchMin10_BranchMax14 | 10 | 3 | 12 | 20 | HeaderMin12_HeaderMax20 | 18 | 5 | 15
212 | 92 | 8015-3/4-4P-60HP KPVS | KPVS_8015-3/4_4P_60HP_9.15_BRZ | 3658.5 | 3658.5 | 7317 | 3 | 0 | 3 | B | KPVS_SplitCase | 10 | 8 | 10 | 14 | BranchMin10_BranchMax14 | 10 | 3 | 12 | 20 | HeaderMin12_HeaderMax20 | 20 | 5 | 15
212 | 92 | 8015-3/4-4P-60HP KPVS | KPVS_8015-3/4_4P_60HP_9.15_BRZ | 3658.5 | 3658.5 | 7317 | 3 | 0 | 3 | B | KPVS_SplitCase | 10 | 8 | 10 | 14 | BranchMin10_BranchMax14 | 12 | 3 | 12 | 20 | HeaderMin12_HeaderMax20 | 12 | 5 | 15 | [29 empty] | INVALID
212 | 92 | 8015-3/4-4P-60HP KPVS | KPVS_8015-3/4_4P_60HP_9.15_BRZ | 3658.5 | 3658.5 | 7317 | 3 | 0 | 3 | B | KPVS_SplitCase | 10 | 8 | 10 | 14 | BranchMin10_BranchMax14 | 12 | 3 | 12 | 20 | HeaderMin12_HeaderMax20 | 14 | 5 | 15
212 | 92 | 8015-3/4-4P-60HP KPVS | KPVS_8015-3/4_4P_60HP_9.15_BRZ | 3658.5 | 3658.5 | 7317 | 3 | 0 | 3 | B | KPVS_SplitCase | 10 | 8 | 10 | 14 | BranchMin10_BranchMax14 | 12 | 3 | 12 | 20 | HeaderMin12_HeaderMax20 | 16 | 5 | 15
212 | 92 | 8015-3/4-4P-60HP KPVS | KPVS_8015-3/4_4P_60HP_9.15_BRZ | 3658.5 | 3658.5 | 7317 | 3 | 0 | 3 | B | KPVS_SplitCase | 10 | 8 | 10 | 14 | BranchMin10_BranchMax14 | 12 | 3 | 12 | 20 | HeaderMin12_HeaderMax20 | 18 | 5 | 15
212 | 92 | 8015-3/4-4P-60HP KPVS | KPVS_8015-3/4_4P_60HP_9.15_BRZ | 3658.5 | 3658.5 | 7317 | 3 | 0 | 3 | B | KPVS_SplitCase | 10 | 8 | 10 | 14 | BranchMin10_BranchMax14 | 12 | 3 | 12 | 20 | HeaderMin12_HeaderMax20 | 20 | 5 | 15
212 | 92 | 8015-3/4-4P-60HP KPVS | KPVS_8015-3/4_4P_60HP_9.15_BRZ | 3658.5 | 3658.5 | 7317 | 3 | 0 | 3 | B | KPVS_SplitCase | 10 | 8 | 10 | 14 | BranchMin10_BranchMax14 | 14 | 3 | 12 | 20 | HeaderMin12_HeaderMax20 | 12 | 5 | 15 | [29 empty] | INVALID
212 | 92 | 8015-3/4-4P-60HP KPVS | KPVS_8015-3/4_4P_60HP_9.15_BRZ | 3658.5 | 3658.5 | 7317 | 3 | 0 | 3 | B | KPVS_SplitCase | 10 | 8 | 10 | 14 | BranchMin10_BranchMax14 | 14 | 3 | 12 | 20 | HeaderMin12_HeaderMax20 | 14 | 5 | 15 | [29 empty] | INVALID
212 | 92 | 8015-3/4-4P-60HP KPVS | KPVS_8015-3/4_4P_60HP_9.15_BRZ | 3658.5 | 3658.5 | 7317 | 3 | 0 | 3 | B | KPVS_SplitCase | 10 | 8 | 10 | 14 | BranchMin10_BranchMax14 | 14 | 3 | 12 | 20 | HeaderMin12_HeaderMax20 | 16 | 5 | 15
212 | 92 | 8015-3/4-4P-60HP KPVS | KPVS_8015-3/4_4P_60HP_9.15_BRZ | 3658.5 | 3658.5 | 7317 | 3 | 0 | 3 | B | KPVS_SplitCase | 10 | 8 | 10 | 14 | BranchMin10_BranchMax14 | 14 | 3 | 12 | 20 | HeaderMin12_HeaderMax20 | 18 | 5 | 15
212 | 92 | 8015-3/4-4P-60HP KPVS | KPVS_8015-3/4_4P_60HP_9.15_BRZ | 3658.5 | 3658.5 | 7317 | 3 | 0 | 3 | B | KPVS_SplitCase | 10 | 8 | 10 | 14 | BranchMin10_BranchMax14 | 14 | 3 | 12 | 20 | HeaderMin12_HeaderMax20 | 20 | 5 | 15
213 | 93 | 8015-3/4-4P-75HP KPVS | KPVS_8015-3/4_4P_75HP_9.92_BRZ | 3958.8 | 3958.8 | 7917.6 | 3 | 0 | 3 | B | KPVS_SplitCase | 10 | 8 | 10 | 14 | BranchMin10_BranchMax14 | 10 | 3 | 12 | 20 | HeaderMin12_HeaderMax20 | 12 | 5 | 15
213 | 93 | 8015-3/4-4P-75HP KPVS | KPVS_8015-3/4_4P_75HP_9.92_BRZ | 3958.8 | 3958.8 | 7917.6 | 3 | 0 | 3 | B | KPVS_SplitCase | 10 | 8 | 10 | 14 | BranchMin10_BranchMax14 | 10 | 3 | 12 | 20 | HeaderMin12_HeaderMax20 | 14 | 5 | 15
213 | 93 | 8015-3/4-4P-75HP KPVS | KPVS_8015-3/4_4P_75HP_9.92_BRZ | 3958.8 | 3958.8 | 7917.6 | 3 | 0 | 3 | B | KPVS_SplitCase | 10 | 8 | 10 | 14 | BranchMin10_BranchMax14 | 10 | 3 | 12 | 20 | HeaderMin12_HeaderMax20 | 16 | 5 | 15
213 | 93 | 8015-3/4-4P-75HP KPVS | KPVS_8015-3/4_4P_75HP_9.92_BRZ | 3958.8 | 3958.8 | 7917.6 | 3 | 0 | 3 | B | KPVS_SplitCase | 10 | 8 | 10 | 14 | BranchMin10_BranchMax14 | 10 | 3 | 12 | 20 | HeaderMin12_HeaderMax20 | 18 | 5 | 15
213 | 93 | 8015-3/4-4P-75HP KPVS | KPVS_8015-3/4_4P_75HP_9.92_BRZ | 3958.8 | 3958.8 | 7917.6 | 3 | 0 | 3 | B | KPVS_SplitCase | 10 | 8 | 10 | 14 | BranchMin10_BranchMax14 | 10 | 3 | 12 | 20 | HeaderMin12_HeaderMax20 | 20 | 5 | 15
213 | 93 | 8015-3/4-4P-75HP KPVS | KPVS_8015-3/4_4P_75HP_9.92_BRZ | 3958.8 | 3958.8 | 7917.6 | 3 | 0 | 3 | B | KPVS_SplitCase | 10 | 8 | 10 | 14 | BranchMin10_BranchMax14 | 12 | 3 | 12 | 20 | HeaderMin12_HeaderMax20 | 12 | 5 | 15 | [29 empty] | INVALID
213 | 93 | 8015-3/4-4P-75HP KPVS | KPVS_8015-3/4_4P_75HP_9.92_BRZ | 3958.8 | 3958.8 | 7917.6 | 3 | 0 | 3 | B | KPVS_SplitCase | 10 | 8 | 10 | 14 | BranchMin10_BranchMax14 | 12 | 3 | 12 | 20 | HeaderMin12_HeaderMax20 | 14 | 5 | 15
213 | 93 | 8015-3/4-4P-75HP KPVS | KPVS_8015-3/4_4P_75HP_9.92_BRZ | 3958.8 | 3958.8 | 7917.6 | 3 | 0 | 3 | B | KPVS_SplitCase | 10 | 8 | 10 | 14 | BranchMin10_BranchMax14 | 12 | 3 | 12 | 20 | HeaderMin12_HeaderMax20 | 16 | 5 | 15
213 | 93 | 8015-3/4-4P-75HP KPVS | KPVS_8015-3/4_4P_75HP_9.92_BRZ | 3958.8 | 3958.8 | 7917.6 | 3 | 0 | 3 | B | KPVS_SplitCase | 10 | 8 | 10 | 14 | BranchMin10_BranchMax14 | 12 | 3 | 12 | 20 | HeaderMin12_HeaderMax20 | 18 | 5 | 15
213 | 93 | 8015-3/4-4P-75HP KPVS | KPVS_8015-3/4_4P_75HP_9.92_BRZ | 3958.8 | 3958.8 | 7917.6 | 3 | 0 | 3 | B | KPVS_SplitCase | 10 | 8 | 10 | 14 | BranchMin10_BranchMax14 | 12 | 3 | 12 | 20 | HeaderMin12_HeaderMax20 | 20 | 5 | 15
213 | 93 | 8015-3/4-4P-75HP KPVS | KPVS_8015-3/4_4P_75HP_9.92_BRZ | 3958.8 | 3958.8 | 7917.6 | 3 | 0 | 3 | B | KPVS_SplitCase | 10 | 8 | 10 | 14 | BranchMin10_BranchMax14 | 14 | 3 | 12 | 20 | HeaderMin12_HeaderMax20 | 12 | 5 | 15 | [29 empty] | INVALID
213 | 93 | 8015-3/4-4P-75HP KPVS | KPVS_8015-3/4_4P_75HP_9.92_BRZ | 3958.8 | 3958.8 | 7917.6 | 3 | 0 | 3 | B | KPVS_SplitCase | 10 | 8 | 10 | 14 | BranchMin10_BranchMax14 | 14 | 3 | 12 | 20 | HeaderMin12_HeaderMax20 | 14 | 5 | 15 | [29 empty] | INVALID
213 | 93 | 8015-3/4-4P-75HP KPVS | KPVS_8015-3/4_4P_75HP_9.92_BRZ | 3958.8 | 3958.8 | 7917.6 | 3 | 0 | 3 | B | KPVS_SplitCase | 10 | 8 | 10 | 14 | BranchMin10_BranchMax14 | 14 | 3 | 12 | 20 | HeaderMin12_HeaderMax20 | 16 | 5 | 15
213 | 93 | 8015-3/4-4P-75HP KPVS | KPVS_8015-3/4_4P_75HP_9.92_BRZ | 3958.8 | 3958.8 | 7917.6 | 3 | 0 | 3 | B | KPVS_SplitCase | 10 | 8 | 10 | 14 | BranchMin10_BranchMax14 | 14 | 3 | 12 | 20 | HeaderMin12_HeaderMax20 | 18 | 5 | 15
213 | 93 | 8015-3/4-4P-75HP KPVS | KPVS_8015-3/4_4P_75HP_9.92_BRZ | 3958.8 | 3958.8 | 7917.6 | 3 | 0 | 3 | B | KPVS_SplitCase | 10 | 8 | 10 | 14 | BranchMin10_BranchMax14 | 14 | 3 | 12 | 20 | HeaderMin12_HeaderMax20 | 20 | 5 | 15
214 | 94 | 8015-3/4-4P-100HP KPVS | KPVS_8015-3/4_4P_100HP_10.95_BRZ | 4360.5 | 4360.5 | 8721 | 3 | 0 | 3 | B | KPVS_SplitCase | 10 | 8 | 10 | 16 | BranchMin10_BranchMax16 | 10 | 4 | 12 | 20 | HeaderMin12_HeaderMax20 | 12 | 5 | 20
214 | 94 | 8015-3/4-4P-100HP KPVS | KPVS_8015-3/4_4P_100HP_10.95_BRZ | 4360.5 | 4360.5 | 8721 | 3 | 0 | 3 | B | KPVS_SplitCase | 10 | 8 | 10 | 16 | BranchMin10_BranchMax16 | 10 | 4 | 12 | 20 | HeaderMin12_HeaderMax20 | 14 | 5 | 20
214 | 94 | 8015-3/4-4P-100HP KPVS | KPVS_8015-3/4_4P_100HP_10.95_BRZ | 4360.5 | 4360.5 | 8721 | 3 | 0 | 3 | B | KPVS_SplitCase | 10 | 8 | 10 | 16 | BranchMin10_BranchMax16 | 10 | 4 | 12 | 20 | HeaderMin12_HeaderMax20 | 16 | 5 | 20
214 | 94 | 8015-3/4-4P-100HP KPVS | KPVS_8015-3/4_4P_100HP_10.95_BRZ | 4360.5 | 4360.5 | 8721 | 3 | 0 | 3 | B | KPVS_SplitCase | 10 | 8 | 10 | 16 | BranchMin10_BranchMax16 | 10 | 4 | 12 | 20 | HeaderMin12_HeaderMax20 | 18 | 5 | 20
214 | 94 | 8015-3/4-4P-100HP KPVS | KPVS_8015-3/4_4P_100HP_10.95_BRZ | 4360.5 | 4360.5 | 8721 | 3 | 0 | 3 | B | KPVS_SplitCase | 10 | 8 | 10 | 16 | BranchMin10_BranchMax16 | 10 | 4 | 12 | 20 | HeaderMin12_HeaderMax20 | 20 | 5 | 20
214 | 94 | 8015-3/4-4P-100HP KPVS | KPVS_8015-3/4_4P_100HP_10.95_BRZ | 4360.5 | 4360.5 | 8721 | 3 | 0 | 3 | B | KPVS_SplitCase | 10 | 8 | 10 | 16 | BranchMin10_BranchMax16 | 12 | 4 | 12 | 20 | HeaderMin12_HeaderMax20 | 12 | 5 | 20 | [29 empty] | INVALID
214 | 94 | 8015-3/4-4P-100HP KPVS | KPVS_8015-3/4_4P_100HP_10.95_BRZ | 4360.5 | 4360.5 | 8721 | 3 | 0 | 3 | B | KPVS_SplitCase | 10 | 8 | 10 | 16 | BranchMin10_BranchMax16 | 12 | 4 | 12 | 20 | HeaderMin12_HeaderMax20 | 14 | 5 | 20
214 | 94 | 8015-3/4-4P-100HP KPVS | KPVS_8015-3/4_4P_100HP_10.95_BRZ | 4360.5 | 4360.5 | 8721 | 3 | 0 | 3 | B | KPVS_SplitCase | 10 | 8 | 10 | 16 | BranchMin10_BranchMax16 | 12 | 4 | 12 | 20 | HeaderMin12_HeaderMax20 | 16 | 5 | 20
214 | 94 | 8015-3/4-4P-100HP KPVS | KPVS_8015-3/4_4P_100HP_10.95_BRZ | 4360.5 | 4360.5 | 8721 | 3 | 0 | 3 | B | KPVS_SplitCase | 10 | 8 | 10 | 16 | BranchMin10_BranchMax16 | 12 | 4 | 12 | 20 | HeaderMin12_HeaderMax20 | 18 | 5 | 20
214 | 94 | 8015-3/4-4P-100HP KPVS | KPVS_8015-3/4_4P_100HP_10.95_BRZ | 4360.5 | 4360.5 | 8721 | 3 | 0 | 3 | B | KPVS_SplitCase | 10 | 8 | 10 | 16 | BranchMin10_BranchMax16 | 12 | 4 | 12 | 20 | HeaderMin12_HeaderMax20 | 20 | 5 | 20
214 | 94 | 8015-3/4-4P-100HP KPVS | KPVS_8015-3/4_4P_100HP_10.95_BRZ | 4360.5 | 4360.5 | 8721 | 3 | 0 | 3 | B | KPVS_SplitCase | 10 | 8 | 10 | 16 | BranchMin10_BranchMax16 | 14 | 4 | 12 | 20 | HeaderMin12_HeaderMax20 | 12 | 5 | 20 | [29 empty] | INVALID
214 | 94 | 8015-3/4-4P-100HP KPVS | KPVS_8015-3/4_4P_100HP_10.95_BRZ | 4360.5 | 4360.5 | 8721 | 3 | 0 | 3 | B | KPVS_SplitCase | 10 | 8 | 10 | 16 | BranchMin10_BranchMax16 | 14 | 4 | 12 | 20 | HeaderMin12_HeaderMax20 | 14 | 5 | 20 | [29 empty] | INVALID
214 | 94 | 8015-3/4-4P-100HP KPVS | KPVS_8015-3/4_4P_100HP_10.95_BRZ | 4360.5 | 4360.5 | 8721 | 3 | 0 | 3 | B | KPVS_SplitCase | 10 | 8 | 10 | 16 | BranchMin10_BranchMax16 | 14 | 4 | 12 | 20 | HeaderMin12_HeaderMax20 | 16 | 5 | 20
214 | 94 | 8015-3/4-4P-100HP KPVS | KPVS_8015-3/4_4P_100HP_10.95_BRZ | 4360.5 | 4360.5 | 8721 | 3 | 0 | 3 | B | KPVS_SplitCase | 10 | 8 | 10 | 16 | BranchMin10_BranchMax16 | 14 | 4 | 12 | 20 | HeaderMin12_HeaderMax20 | 18 | 5 | 20
214 | 94 | 8015-3/4-4P-100HP KPVS | KPVS_8015-3/4_4P_100HP_10.95_BRZ | 4360.5 | 4360.5 | 8721 | 3 | 0 | 3 | B | KPVS_SplitCase | 10 | 8 | 10 | 16 | BranchMin10_BranchMax16 | 14 | 4 | 12 | 20 | HeaderMin12_HeaderMax20 | 20 | 5 | 20
214 | 94 | 8015-3/4-4P-100HP KPVS | KPVS_8015-3/4_4P_100HP_10.95_BRZ | 4360.5 | 4360.5 | 8721 | 3 | 0 | 3 | B | KPVS_SplitCase | 10 | 8 | 10 | 16 | BranchMin10_BranchMax16 | 16 | 4 | 12 | 20 | HeaderMin12_HeaderMax20 | 12 | 5 | 20 | [29 empty] | INVALID
214 | 94 | 8015-3/4-4P-100HP KPVS | KPVS_8015-3/4_4P_100HP_10.95_BRZ | 4360.5 | 4360.5 | 8721 | 3 | 0 | 3 | B | KPVS_SplitCase | 10 | 8 | 10 | 16 | BranchMin10_BranchMax16 | 16 | 4 | 12 | 20 | HeaderMin12_HeaderMax20 | 14 | 5 | 20 | [29 empty] | INVALID
214 | 94 | 8015-3/4-4P-100HP KPVS | KPVS_8015-3/4_4P_100HP_10.95_BRZ | 4360.5 | 4360.5 | 8721 | 3 | 0 | 3 | B | KPVS_SplitCase | 10 | 8 | 10 | 16 | BranchMin10_BranchMax16 | 16 | 4 | 12 | 20 | HeaderMin12_HeaderMax20 | 16 | 5 | 20 | [29 empty] | INVALID
214 | 94 | 8015-3/4-4P-100HP KPVS | KPVS_8015-3/4_4P_100HP_10.95_BRZ | 4360.5 | 4360.5 | 8721 | 3 | 0 | 3 | B | KPVS_SplitCase | 10 | 8 | 10 | 16 | BranchMin10_BranchMax16 | 16 | 4 | 12 | 20 | HeaderMin12_HeaderMax20 | 18 | 5 | 20
214 | 94 | 8015-3/4-4P-100HP KPVS | KPVS_8015-3/4_4P_100HP_10.95_BRZ | 4360.5 | 4360.5 | 8721 | 3 | 0 | 3 | B | KPVS_SplitCase | 10 | 8 | 10 | 16 | BranchMin10_BranchMax16 | 16 | 4 | 12 | 20 | HeaderMin12_HeaderMax20 | 20 | 5 | 20
215 | 95 | 8015-3/4-4P-125HP KPVS | KPVS_8015-3/4_4P_125HP_11.69_BRZ | 4649.1 | 4649.1 | 9298.2 | 3 | 0 | 3 | B | KPVS_SplitCase | 10 | 8 | 10 | 16 | BranchMin10_BranchMax16 | 10 | 4 | 12 | 24 | HeaderMin12_HeaderMax24 | 12 | 6 | 24
215 | 95 | 8015-3/4-4P-125HP KPVS | KPVS_8015-3/4_4P_125HP_11.69_BRZ | 4649.1 | 4649.1 | 9298.2 | 3 | 0 | 3 | B | KPVS_SplitCase | 10 | 8 | 10 | 16 | BranchMin10_BranchMax16 | 10 | 4 | 12 | 24 | HeaderMin12_HeaderMax24 | 14 | 6 | 24
215 | 95 | 8015-3/4-4P-125HP KPVS | KPVS_8015-3/4_4P_125HP_11.69_BRZ | 4649.1 | 4649.1 | 9298.2 | 3 | 0 | 3 | B | KPVS_SplitCase | 10 | 8 | 10 | 16 | BranchMin10_BranchMax16 | 10 | 4 | 12 | 24 | HeaderMin12_HeaderMax24 | 16 | 6 | 24
215 | 95 | 8015-3/4-4P-125HP KPVS | KPVS_8015-3/4_4P_125HP_11.69_BRZ | 4649.1 | 4649.1 | 9298.2 | 3 | 0 | 3 | B | KPVS_SplitCase | 10 | 8 | 10 | 16 | BranchMin10_BranchMax16 | 10 | 4 | 12 | 24 | HeaderMin12_HeaderMax24 | 18 | 6 | 24
215 | 95 | 8015-3/4-4P-125HP KPVS | KPVS_8015-3/4_4P_125HP_11.69_BRZ | 4649.1 | 4649.1 | 9298.2 | 3 | 0 | 3 | B | KPVS_SplitCase | 10 | 8 | 10 | 16 | BranchMin10_BranchMax16 | 10 | 4 | 12 | 24 | HeaderMin12_HeaderMax24 | 20 | 6 | 24
215 | 95 | 8015-3/4-4P-125HP KPVS | KPVS_8015-3/4_4P_125HP_11.69_BRZ | 4649.1 | 4649.1 | 9298.2 | 3 | 0 | 3 | B | KPVS_SplitCase | 10 | 8 | 10 | 16 | BranchMin10_BranchMax16 | 10 | 4 | 12 | 24 | HeaderMin12_HeaderMax24 | 24 | 6 | 24
215 | 95 | 8015-3/4-4P-125HP KPVS | KPVS_8015-3/4_4P_125HP_11.69_BRZ | 4649.1 | 4649.1 | 9298.2 | 3 | 0 | 3 | B | KPVS_SplitCase | 10 | 8 | 10 | 16 | BranchMin10_BranchMax16 | 12 | 4 | 12 | 24 | HeaderMin12_HeaderMax24 | 12 | 6 | 24 | [29 empty] | INVALID
215 | 95 | 8015-3/4-4P-125HP KPVS | KPVS_8015-3/4_4P_125HP_11.69_BRZ | 4649.1 | 4649.1 | 9298.2 | 3 | 0 | 3 | B | KPVS_SplitCase | 10 | 8 | 10 | 16 | BranchMin10_BranchMax16 | 12 | 4 | 12 | 24 | HeaderMin12_HeaderMax24 | 14 | 6 | 24
215 | 95 | 8015-3/4-4P-125HP KPVS | KPVS_8015-3/4_4P_125HP_11.69_BRZ | 4649.1 | 4649.1 | 9298.2 | 3 | 0 | 3 | B | KPVS_SplitCase | 10 | 8 | 10 | 16 | BranchMin10_BranchMax16 | 12 | 4 | 12 | 24 | HeaderMin12_HeaderMax24 | 16 | 6 | 24
215 | 95 | 8015-3/4-4P-125HP KPVS | KPVS_8015-3/4_4P_125HP_11.69_BRZ | 4649.1 | 4649.1 | 9298.2 | 3 | 0 | 3 | B | KPVS_SplitCase | 10 | 8 | 10 | 16 | BranchMin10_BranchMax16 | 12 | 4 | 12 | 24 | HeaderMin12_HeaderMax24 | 18 | 6 | 24
215 | 95 | 8015-3/4-4P-125HP KPVS | KPVS_8015-3/4_4P_125HP_11.69_BRZ | 4649.1 | 4649.1 | 9298.2 | 3 | 0 | 3 | B | KPVS_SplitCase | 10 | 8 | 10 | 16 | BranchMin10_BranchMax16 | 12 | 4 | 12 | 24 | HeaderMin12_HeaderMax24 | 20 | 6 | 24
215 | 95 | 8015-3/4-4P-125HP KPVS | KPVS_8015-3/4_4P_125HP_11.69_BRZ | 4649.1 | 4649.1 | 9298.2 | 3 | 0 | 3 | B | KPVS_SplitCase | 10 | 8 | 10 | 16 | BranchMin10_BranchMax16 | 12 | 4 | 12 | 24 | HeaderMin12_HeaderMax24 | 24 | 6 | 24
215 | 95 | 8015-3/4-4P-125HP KPVS | KPVS_8015-3/4_4P_125HP_11.69_BRZ | 4649.1 | 4649.1 | 9298.2 | 3 | 0 | 3 | B | KPVS_SplitCase | 10 | 8 | 10 | 16 | BranchMin10_BranchMax16 | 14 | 4 | 12 | 24 | HeaderMin12_HeaderMax24 | 12 | 6 | 24 | [29 empty] | INVALID
215 | 95 | 8015-3/4-4P-125HP KPVS | KPVS_8015-3/4_4P_125HP_11.69_BRZ | 4649.1 | 4649.1 | 9298.2 | 3 | 0 | 3 | B | KPVS_SplitCase | 10 | 8 | 10 | 16 | BranchMin10_BranchMax16 | 14 | 4 | 12 | 24 | HeaderMin12_HeaderMax24 | 14 | 6 | 24 | [29 empty] | INVALID
215 | 95 | 8015-3/4-4P-125HP KPVS | KPVS_8015-3/4_4P_125HP_11.69_BRZ | 4649.1 | 4649.1 | 9298.2 | 3 | 0 | 3 | B | KPVS_SplitCase | 10 | 8 | 10 | 16 | BranchMin10_BranchMax16 | 14 | 4 | 12 | 24 | HeaderMin12_HeaderMax24 | 16 | 6 | 24
215 | 95 | 8015-3/4-4P-125HP KPVS | KPVS_8015-3/4_4P_125HP_11.69_BRZ | 4649.1 | 4649.1 | 9298.2 | 3 | 0 | 3 | B | KPVS_SplitCase | 10 | 8 | 10 | 16 | BranchMin10_BranchMax16 | 14 | 4 | 12 | 24 | HeaderMin12_HeaderMax24 | 18 | 6 | 24
215 | 95 | 8015-3/4-4P-125HP KPVS | KPVS_8015-3/4_4P_125HP_11.69_BRZ | 4649.1 | 4649.1 | 9298.2 | 3 | 0 | 3 | B | KPVS_SplitCase | 10 | 8 | 10 | 16 | BranchMin10_BranchMax16 | 14 | 4 | 12 | 24 | HeaderMin12_HeaderMax24 | 20 | 6 | 24
215 | 95 | 8015-3/4-4P-125HP KPVS | KPVS_8015-3/4_4P_125HP_11.69_BRZ | 4649.1 | 4649.1 | 9298.2 | 3 | 0 | 3 | B | KPVS_SplitCase | 10 | 8 | 10 | 16 | BranchMin10_BranchMax16 | 14 | 4 | 12 | 24 | HeaderMin12_HeaderMax24 | 24 | 6 | 24
215 | 95 | 8015-3/4-4P-125HP KPVS | KPVS_8015-3/4_4P_125HP_11.69_BRZ | 4649.1 | 4649.1 | 9298.2 | 3 | 0 | 3 | B | KPVS_SplitCase | 10 | 8 | 10 | 16 | BranchMin10_BranchMax16 | 16 | 4 | 12 | 24 | HeaderMin12_HeaderMax24 | 12 | 6 | 24 | [29 empty] | INVALID
215 | 95 | 8015-3/4-4P-125HP KPVS | KPVS_8015-3/4_4P_125HP_11.69_BRZ | 4649.1 | 4649.1 | 9298.2 | 3 | 0 | 3 | B | KPVS_SplitCase | 10 | 8 | 10 | 16 | BranchMin10_BranchMax16 | 16 | 4 | 12 | 24 | HeaderMin12_HeaderMax24 | 14 | 6 | 24 | [29 empty] | INVALID
215 | 95 | 8015-3/4-4P-125HP KPVS | KPVS_8015-3/4_4P_125HP_11.69_BRZ | 4649.1 | 4649.1 | 9298.2 | 3 | 0 | 3 | B | KPVS_SplitCase | 10 | 8 | 10 | 16 | BranchMin10_BranchMax16 | 16 | 4 | 12 | 24 | HeaderMin12_HeaderMax24 | 16 | 6 | 24 | [29 empty] | INVALID
215 | 95 | 8015-3/4-4P-125HP KPVS | KPVS_8015-3/4_4P_125HP_11.69_BRZ | 4649.1 | 4649.1 | 9298.2 | 3 | 0 | 3 | B | KPVS_SplitCase | 10 | 8 | 10 | 16 | BranchMin10_BranchMax16 | 16 | 4 | 12 | 24 | HeaderMin12_HeaderMax24 | 18 | 6 | 24
215 | 95 | 8015-3/4-4P-125HP KPVS | KPVS_8015-3/4_4P_125HP_11.69_BRZ | 4649.1 | 4649.1 | 9298.2 | 3 | 0 | 3 | B | KPVS_SplitCase | 10 | 8 | 10 | 16 | BranchMin10_BranchMax16 | 16 | 4 | 12 | 24 | HeaderMin12_HeaderMax24 | 20 | 6 | 24
215 | 95 | 8015-3/4-4P-125HP KPVS | KPVS_8015-3/4_4P_125HP_11.69_BRZ | 4649.1 | 4649.1 | 9298.2 | 3 | 0 | 3 | B | KPVS_SplitCase | 10 | 8 | 10 | 16 | BranchMin10_BranchMax16 | 16 | 4 | 12 | 24 | HeaderMin12_HeaderMax24 | 24 | 6 | 24
216 | 96 | 8015-3/4-4P-150HP KPVS | KPVS_8015-3/4_4P_150HP_12.23_BRZ | 4862.4 | 4862.4 | 9724.8 | 3 | 0 | 3 | B | KPVS_SplitCase | 10 | 8 | 10 | 16 | BranchMin10_BranchMax16 | 10 | 4 | 12 | 24 | HeaderMin12_HeaderMax24 | 12 | 6 | 24
216 | 96 | 8015-3/4-4P-150HP KPVS | KPVS_8015-3/4_4P_150HP_12.23_BRZ | 4862.4 | 4862.4 | 9724.8 | 3 | 0 | 3 | B | KPVS_SplitCase | 10 | 8 | 10 | 16 | BranchMin10_BranchMax16 | 10 | 4 | 12 | 24 | HeaderMin12_HeaderMax24 | 14 | 6 | 24
216 | 96 | 8015-3/4-4P-150HP KPVS | KPVS_8015-3/4_4P_150HP_12.23_BRZ | 4862.4 | 4862.4 | 9724.8 | 3 | 0 | 3 | B | KPVS_SplitCase | 10 | 8 | 10 | 16 | BranchMin10_BranchMax16 | 10 | 4 | 12 | 24 | HeaderMin12_HeaderMax24 | 16 | 6 | 24
216 | 96 | 8015-3/4-4P-150HP KPVS | KPVS_8015-3/4_4P_150HP_12.23_BRZ | 4862.4 | 4862.4 | 9724.8 | 3 | 0 | 3 | B | KPVS_SplitCase | 10 | 8 | 10 | 16 | BranchMin10_BranchMax16 | 10 | 4 | 12 | 24 | HeaderMin12_HeaderMax24 | 18 | 6 | 24
216 | 96 | 8015-3/4-4P-150HP KPVS | KPVS_8015-3/4_4P_150HP_12.23_BRZ | 4862.4 | 4862.4 | 9724.8 | 3 | 0 | 3 | B | KPVS_SplitCase | 10 | 8 | 10 | 16 | BranchMin10_BranchMax16 | 10 | 4 | 12 | 24 | HeaderMin12_HeaderMax24 | 20 | 6 | 24
216 | 96 | 8015-3/4-4P-150HP KPVS | KPVS_8015-3/4_4P_150HP_12.23_BRZ | 4862.4 | 4862.4 | 9724.8 | 3 | 0 | 3 | B | KPVS_SplitCase | 10 | 8 | 10 | 16 | BranchMin10_BranchMax16 | 10 | 4 | 12 | 24 | HeaderMin12_HeaderMax24 | 24 | 6 | 24
216 | 96 | 8015-3/4-4P-150HP KPVS | KPVS_8015-3/4_4P_150HP_12.23_BRZ | 4862.4 | 4862.4 | 9724.8 | 3 | 0 | 3 | B | KPVS_SplitCase | 10 | 8 | 10 | 16 | BranchMin10_BranchMax16 | 12 | 4 | 12 | 24 | HeaderMin12_HeaderMax24 | 12 | 6 | 24 | [29 empty] | INVALID
216 | 96 | 8015-3/4-4P-150HP KPVS | KPVS_8015-3/4_4P_150HP_12.23_BRZ | 4862.4 | 4862.4 | 9724.8 | 3 | 0 | 3 | B | KPVS_SplitCase | 10 | 8 | 10 | 16 | BranchMin10_BranchMax16 | 12 | 4 | 12 | 24 | HeaderMin12_HeaderMax24 | 14 | 6 | 24
216 | 96 | 8015-3/4-4P-150HP KPVS | KPVS_8015-3/4_4P_150HP_12.23_BRZ | 4862.4 | 4862.4 | 9724.8 | 3 | 0 | 3 | B | KPVS_SplitCase | 10 | 8 | 10 | 16 | BranchMin10_BranchMax16 | 12 | 4 | 12 | 24 | HeaderMin12_HeaderMax24 | 16 | 6 | 24
216 | 96 | 8015-3/4-4P-150HP KPVS | KPVS_8015-3/4_4P_150HP_12.23_BRZ | 4862.4 | 4862.4 | 9724.8 | 3 | 0 | 3 | B | KPVS_SplitCase | 10 | 8 | 10 | 16 | BranchMin10_BranchMax16 | 12 | 4 | 12 | 24 | HeaderMin12_HeaderMax24 | 18 | 6 | 24
216 | 96 | 8015-3/4-4P-150HP KPVS | KPVS_8015-3/4_4P_150HP_12.23_BRZ | 4862.4 | 4862.4 | 9724.8 | 3 | 0 | 3 | B | KPVS_SplitCase | 10 | 8 | 10 | 16 | BranchMin10_BranchMax16 | 12 | 4 | 12 | 24 | HeaderMin12_HeaderMax24 | 20 | 6 | 24
216 | 96 | 8015-3/4-4P-150HP KPVS | KPVS_8015-3/4_4P_150HP_12.23_BRZ | 4862.4 | 4862.4 | 9724.8 | 3 | 0 | 3 | B | KPVS_SplitCase | 10 | 8 | 10 | 16 | BranchMin10_BranchMax16 | 12 | 4 | 12 | 24 | HeaderMin12_HeaderMax24 | 24 | 6 | 24
216 | 96 | 8015-3/4-4P-150HP KPVS | KPVS_8015-3/4_4P_150HP_12.23_BRZ | 4862.4 | 4862.4 | 9724.8 | 3 | 0 | 3 | B | KPVS_SplitCase | 10 | 8 | 10 | 16 | BranchMin10_BranchMax16 | 14 | 4 | 12 | 24 | HeaderMin12_HeaderMax24 | 12 | 6 | 24 | [29 empty] | INVALID
216 | 96 | 8015-3/4-4P-150HP KPVS | KPVS_8015-3/4_4P_150HP_12.23_BRZ | 4862.4 | 4862.4 | 9724.8 | 3 | 0 | 3 | B | KPVS_SplitCase | 10 | 8 | 10 | 16 | BranchMin10_BranchMax16 | 14 | 4 | 12 | 24 | HeaderMin12_HeaderMax24 | 14 | 6 | 24 | [29 empty] | INVALID
216 | 96 | 8015-3/4-4P-150HP KPVS | KPVS_8015-3/4_4P_150HP_12.23_BRZ | 4862.4 | 4862.4 | 9724.8 | 3 | 0 | 3 | B | KPVS_SplitCase | 10 | 8 | 10 | 16 | BranchMin10_BranchMax16 | 14 | 4 | 12 | 24 | HeaderMin12_HeaderMax24 | 16 | 6 | 24
216 | 96 | 8015-3/4-4P-150HP KPVS | KPVS_8015-3/4_4P_150HP_12.23_BRZ | 4862.4 | 4862.4 | 9724.8 | 3 | 0 | 3 | B | KPVS_SplitCase | 10 | 8 | 10 | 16 | BranchMin10_BranchMax16 | 14 | 4 | 12 | 24 | HeaderMin12_HeaderMax24 | 18 | 6 | 24
216 | 96 | 8015-3/4-4P-150HP KPVS | KPVS_8015-3/4_4P_150HP_12.23_BRZ | 4862.4 | 4862.4 | 9724.8 | 3 | 0 | 3 | B | KPVS_SplitCase | 10 | 8 | 10 | 16 | BranchMin10_BranchMax16 | 14 | 4 | 12 | 24 | HeaderMin12_HeaderMax24 | 20 | 6 | 24
216 | 96 | 8015-3/4-4P-150HP KPVS | KPVS_8015-3/4_4P_150HP_12.23_BRZ | 4862.4 | 4862.4 | 9724.8 | 3 | 0 | 3 | B | KPVS_SplitCase | 10 | 8 | 10 | 16 | BranchMin10_BranchMax16 | 14 | 4 | 12 | 24 | HeaderMin12_HeaderMax24 | 24 | 6 | 24
216 | 96 | 8015-3/4-4P-150HP KPVS | KPVS_8015-3/4_4P_150HP_12.23_BRZ | 4862.4 | 4862.4 | 9724.8 | 3 | 0 | 3 | B | KPVS_SplitCase | 10 | 8 | 10 | 16 | BranchMin10_BranchMax16 | 16 | 4 | 12 | 24 | HeaderMin12_HeaderMax24 | 12 | 6 | 24 | [29 empty] | INVALID
216 | 96 | 8015-3/4-4P-150HP KPVS | KPVS_8015-3/4_4P_150HP_12.23_BRZ | 4862.4 | 4862.4 | 9724.8 | 3 | 0 | 3 | B | KPVS_SplitCase | 10 | 8 | 10 | 16 | BranchMin10_BranchMax16 | 16 | 4 | 12 | 24 | HeaderMin12_HeaderMax24 | 14 | 6 | 24 | [29 empty] | INVALID
216 | 96 | 8015-3/4-4P-150HP KPVS | KPVS_8015-3/4_4P_150HP_12.23_BRZ | 4862.4 | 4862.4 | 9724.8 | 3 | 0 | 3 | B | KPVS_SplitCase | 10 | 8 | 10 | 16 | BranchMin10_BranchMax16 | 16 | 4 | 12 | 24 | HeaderMin12_HeaderMax24 | 16 | 6 | 24 | [29 empty] | INVALID
216 | 96 | 8015-3/4-4P-150HP KPVS | KPVS_8015-3/4_4P_150HP_12.23_BRZ | 4862.4 | 4862.4 | 9724.8 | 3 | 0 | 3 | B | KPVS_SplitCase | 10 | 8 | 10 | 16 | BranchMin10_BranchMax16 | 16 | 4 | 12 | 24 | HeaderMin12_HeaderMax24 | 18 | 6 | 24
216 | 96 | 8015-3/4-4P-150HP KPVS | KPVS_8015-3/4_4P_150HP_12.23_BRZ | 4862.4 | 4862.4 | 9724.8 | 3 | 0 | 3 | B | KPVS_SplitCase | 10 | 8 | 10 | 16 | BranchMin10_BranchMax16 | 16 | 4 | 12 | 24 | HeaderMin12_HeaderMax24 | 20 | 6 | 24
216 | 96 | 8015-3/4-4P-150HP KPVS | KPVS_8015-3/4_4P_150HP_12.23_BRZ | 4862.4 | 4862.4 | 9724.8 | 3 | 0 | 3 | B | KPVS_SplitCase | 10 | 8 | 10 | 16 | BranchMin10_BranchMax16 | 16 | 4 | 12 | 24 | HeaderMin12_HeaderMax24 | 24 | 6 | 24
217 | 97 | 8015-3/4-4P-200HP KPVS | KPVS_8015-3/4_4P_200HP_13.29_BRZ | 5297.1 | 5297.1 | 10594.2 | 3 | 0 | 3 | B | KPVS_SplitCase | 10 | 8 | 10 | 16 | BranchMin10_BranchMax16 | 10 | 4 | 12 | 24 | HeaderMin12_HeaderMax24 | 12 | 6 | 24
217 | 97 | 8015-3/4-4P-200HP KPVS | KPVS_8015-3/4_4P_200HP_13.29_BRZ | 5297.1 | 5297.1 | 10594.2 | 3 | 0 | 3 | B | KPVS_SplitCase | 10 | 8 | 10 | 16 | BranchMin10_BranchMax16 | 10 | 4 | 12 | 24 | HeaderMin12_HeaderMax24 | 14 | 6 | 24
217 | 97 | 8015-3/4-4P-200HP KPVS | KPVS_8015-3/4_4P_200HP_13.29_BRZ | 5297.1 | 5297.1 | 10594.2 | 3 | 0 | 3 | B | KPVS_SplitCase | 10 | 8 | 10 | 16 | BranchMin10_BranchMax16 | 10 | 4 | 12 | 24 | HeaderMin12_HeaderMax24 | 16 | 6 | 24
217 | 97 | 8015-3/4-4P-200HP KPVS | KPVS_8015-3/4_4P_200HP_13.29_BRZ | 5297.1 | 5297.1 | 10594.2 | 3 | 0 | 3 | B | KPVS_SplitCase | 10 | 8 | 10 | 16 | BranchMin10_BranchMax16 | 10 | 4 | 12 | 24 | HeaderMin12_HeaderMax24 | 18 | 6 | 24
217 | 97 | 8015-3/4-4P-200HP KPVS | KPVS_8015-3/4_4P_200HP_13.29_BRZ | 5297.1 | 5297.1 | 10594.2 | 3 | 0 | 3 | B | KPVS_SplitCase | 10 | 8 | 10 | 16 | BranchMin10_BranchMax16 | 10 | 4 | 12 | 24 | HeaderMin12_HeaderMax24 | 20 | 6 | 24
217 | 97 | 8015-3/4-4P-200HP KPVS | KPVS_8015-3/4_4P_200HP_13.29_BRZ | 5297.1 | 5297.1 | 10594.2 | 3 | 0 | 3 | B | KPVS_SplitCase | 10 | 8 | 10 | 16 | BranchMin10_BranchMax16 | 10 | 4 | 12 | 24 | HeaderMin12_HeaderMax24 | 24 | 6 | 24
217 | 97 | 8015-3/4-4P-200HP KPVS | KPVS_8015-3/4_4P_200HP_13.29_BRZ | 5297.1 | 5297.1 | 10594.2 | 3 | 0 | 3 | B | KPVS_SplitCase | 10 | 8 | 10 | 16 | BranchMin10_BranchMax16 | 12 | 4 | 12 | 24 | HeaderMin12_HeaderMax24 | 12 | 6 | 24 | [29 empty] | INVALID
217 | 97 | 8015-3/4-4P-200HP KPVS | KPVS_8015-3/4_4P_200HP_13.29_BRZ | 5297.1 | 5297.1 | 10594.2 | 3 | 0 | 3 | B | KPVS_SplitCase | 10 | 8 | 10 | 16 | BranchMin10_BranchMax16 | 12 | 4 | 12 | 24 | HeaderMin12_HeaderMax24 | 14 | 6 | 24
217 | 97 | 8015-3/4-4P-200HP KPVS | KPVS_8015-3/4_4P_200HP_13.29_BRZ | 5297.1 | 5297.1 | 10594.2 | 3 | 0 | 3 | B | KPVS_SplitCase | 10 | 8 | 10 | 16 | BranchMin10_BranchMax16 | 12 | 4 | 12 | 24 | HeaderMin12_HeaderMax24 | 16 | 6 | 24
217 | 97 | 8015-3/4-4P-200HP KPVS | KPVS_8015-3/4_4P_200HP_13.29_BRZ | 5297.1 | 5297.1 | 10594.2 | 3 | 0 | 3 | B | KPVS_SplitCase | 10 | 8 | 10 | 16 | BranchMin10_BranchMax16 | 12 | 4 | 12 | 24 | HeaderMin12_HeaderMax24 | 18 | 6 | 24
217 | 97 | 8015-3/4-4P-200HP KPVS | KPVS_8015-3/4_4P_200HP_13.29_BRZ | 5297.1 | 5297.1 | 10594.2 | 3 | 0 | 3 | B | KPVS_SplitCase | 10 | 8 | 10 | 16 | BranchMin10_BranchMax16 | 12 | 4 | 12 | 24 | HeaderMin12_HeaderMax24 | 20 | 6 | 24
217 | 97 | 8015-3/4-4P-200HP KPVS | KPVS_8015-3/4_4P_200HP_13.29_BRZ | 5297.1 | 5297.1 | 10594.2 | 3 | 0 | 3 | B | KPVS_SplitCase | 10 | 8 | 10 | 16 | BranchMin10_BranchMax16 | 12 | 4 | 12 | 24 | HeaderMin12_HeaderMax24 | 24 | 6 | 24
217 | 97 | 8015-3/4-4P-200HP KPVS | KPVS_8015-3/4_4P_200HP_13.29_BRZ | 5297.1 | 5297.1 | 10594.2 | 3 | 0 | 3 | B | KPVS_SplitCase | 10 | 8 | 10 | 16 | BranchMin10_BranchMax16 | 14 | 4 | 12 | 24 | HeaderMin12_HeaderMax24 | 12 | 6 | 24 | [29 empty] | INVALID
217 | 97 | 8015-3/4-4P-200HP KPVS | KPVS_8015-3/4_4P_200HP_13.29_BRZ | 5297.1 | 5297.1 | 10594.2 | 3 | 0 | 3 | B | KPVS_SplitCase | 10 | 8 | 10 | 16 | BranchMin10_BranchMax16 | 14 | 4 | 12 | 24 | HeaderMin12_HeaderMax24 | 14 | 6 | 24 | [29 empty] | INVALID
217 | 97 | 8015-3/4-4P-200HP KPVS | KPVS_8015-3/4_4P_200HP_13.29_BRZ | 5297.1 | 5297.1 | 10594.2 | 3 | 0 | 3 | B | KPVS_SplitCase | 10 | 8 | 10 | 16 | BranchMin10_BranchMax16 | 14 | 4 | 12 | 24 | HeaderMin12_HeaderMax24 | 16 | 6 | 24
217 | 97 | 8015-3/4-4P-200HP KPVS | KPVS_8015-3/4_4P_200HP_13.29_BRZ | 5297.1 | 5297.1 | 10594.2 | 3 | 0 | 3 | B | KPVS_SplitCase | 10 | 8 | 10 | 16 | BranchMin10_BranchMax16 | 14 | 4 | 12 | 24 | HeaderMin12_HeaderMax24 | 18 | 6 | 24
217 | 97 | 8015-3/4-4P-200HP KPVS | KPVS_8015-3/4_4P_200HP_13.29_BRZ | 5297.1 | 5297.1 | 10594.2 | 3 | 0 | 3 | B | KPVS_SplitCase | 10 | 8 | 10 | 16 | BranchMin10_BranchMax16 | 14 | 4 | 12 | 24 | HeaderMin12_HeaderMax24 | 20 | 6 | 24
217 | 97 | 8015-3/4-4P-200HP KPVS | KPVS_8015-3/4_4P_200HP_13.29_BRZ | 5297.1 | 5297.1 | 10594.2 | 3 | 0 | 3 | B | KPVS_SplitCase | 10 | 8 | 10 | 16 | BranchMin10_BranchMax16 | 14 | 4 | 12 | 24 | HeaderMin12_HeaderMax24 | 24 | 6 | 24
217 | 97 | 8015-3/4-4P-200HP KPVS | KPVS_8015-3/4_4P_200HP_13.29_BRZ | 5297.1 | 5297.1 | 10594.2 | 3 | 0 | 3 | B | KPVS_SplitCase | 10 | 8 | 10 | 16 | BranchMin10_BranchMax16 | 16 | 4 | 12 | 24 | HeaderMin12_HeaderMax24 | 12 | 6 | 24 | [29 empty] | INVALID
217 | 97 | 8015-3/4-4P-200HP KPVS | KPVS_8015-3/4_4P_200HP_13.29_BRZ | 5297.1 | 5297.1 | 10594.2 | 3 | 0 | 3 | B | KPVS_SplitCase | 10 | 8 | 10 | 16 | BranchMin10_BranchMax16 | 16 | 4 | 12 | 24 | HeaderMin12_HeaderMax24 | 14 | 6 | 24 | [29 empty] | INVALID
217 | 97 | 8015-3/4-4P-200HP KPVS | KPVS_8015-3/4_4P_200HP_13.29_BRZ | 5297.1 | 5297.1 | 10594.2 | 3 | 0 | 3 | B | KPVS_SplitCase | 10 | 8 | 10 | 16 | BranchMin10_BranchMax16 | 16 | 4 | 12 | 24 | HeaderMin12_HeaderMax24 | 16 | 6 | 24 | [29 empty] | INVALID
217 | 97 | 8015-3/4-4P-200HP KPVS | KPVS_8015-3/4_4P_200HP_13.29_BRZ | 5297.1 | 5297.1 | 10594.2 | 3 | 0 | 3 | B | KPVS_SplitCase | 10 | 8 | 10 | 16 | BranchMin10_BranchMax16 | 16 | 4 | 12 | 24 | HeaderMin12_HeaderMax24 | 18 | 6 | 24
217 | 97 | 8015-3/4-4P-200HP KPVS | KPVS_8015-3/4_4P_200HP_13.29_BRZ | 5297.1 | 5297.1 | 10594.2 | 3 | 0 | 3 | B | KPVS_SplitCase | 10 | 8 | 10 | 16 | BranchMin10_BranchMax16 | 16 | 4 | 12 | 24 | HeaderMin12_HeaderMax24 | 20 | 6 | 24
217 | 97 | 8015-3/4-4P-200HP KPVS | KPVS_8015-3/4_4P_200HP_13.29_BRZ | 5297.1 | 5297.1 | 10594.2 | 3 | 0 | 3 | B | KPVS_SplitCase | 10 | 8 | 10 | 16 | BranchMin10_BranchMax16 | 16 | 4 | 12 | 24 | HeaderMin12_HeaderMax24 | 24 | 6 | 24
218 | 98 | 8015-3/4-4P-250HP KPVS | KPVS_8015-3/4_4P_250HP_14.19_BRZ | 5667.9 | 5667.9 | 11335.8 | 3 | 0 | 3 | B | KPVS_SplitCase | 10 | 8 | 10 | 18 | BranchMin10_BranchMax18 | 10 | 5 | 12 | 24 | HeaderMin12_HeaderMax24 | 12 | 6 | 30
218 | 98 | 8015-3/4-4P-250HP KPVS | KPVS_8015-3/4_4P_250HP_14.19_BRZ | 5667.9 | 5667.9 | 11335.8 | 3 | 0 | 3 | B | KPVS_SplitCase | 10 | 8 | 10 | 18 | BranchMin10_BranchMax18 | 10 | 5 | 12 | 24 | HeaderMin12_HeaderMax24 | 14 | 6 | 30
218 | 98 | 8015-3/4-4P-250HP KPVS | KPVS_8015-3/4_4P_250HP_14.19_BRZ | 5667.9 | 5667.9 | 11335.8 | 3 | 0 | 3 | B | KPVS_SplitCase | 10 | 8 | 10 | 18 | BranchMin10_BranchMax18 | 10 | 5 | 12 | 24 | HeaderMin12_HeaderMax24 | 16 | 6 | 30
218 | 98 | 8015-3/4-4P-250HP KPVS | KPVS_8015-3/4_4P_250HP_14.19_BRZ | 5667.9 | 5667.9 | 11335.8 | 3 | 0 | 3 | B | KPVS_SplitCase | 10 | 8 | 10 | 18 | BranchMin10_BranchMax18 | 10 | 5 | 12 | 24 | HeaderMin12_HeaderMax24 | 18 | 6 | 30
218 | 98 | 8015-3/4-4P-250HP KPVS | KPVS_8015-3/4_4P_250HP_14.19_BRZ | 5667.9 | 5667.9 | 11335.8 | 3 | 0 | 3 | B | KPVS_SplitCase | 10 | 8 | 10 | 18 | BranchMin10_BranchMax18 | 10 | 5 | 12 | 24 | HeaderMin12_HeaderMax24 | 20 | 6 | 30
218 | 98 | 8015-3/4-4P-250HP KPVS | KPVS_8015-3/4_4P_250HP_14.19_BRZ | 5667.9 | 5667.9 | 11335.8 | 3 | 0 | 3 | B | KPVS_SplitCase | 10 | 8 | 10 | 18 | BranchMin10_BranchMax18 | 10 | 5 | 12 | 24 | HeaderMin12_HeaderMax24 | 24 | 6 | 30
218 | 98 | 8015-3/4-4P-250HP KPVS | KPVS_8015-3/4_4P_250HP_14.19_BRZ | 5667.9 | 5667.9 | 11335.8 | 3 | 0 | 3 | B | KPVS_SplitCase | 10 | 8 | 10 | 18 | BranchMin10_BranchMax18 | 12 | 5 | 12 | 24 | HeaderMin12_HeaderMax24 | 12 | 6 | 30 | [29 empty] | INVALID
218 | 98 | 8015-3/4-4P-250HP KPVS | KPVS_8015-3/4_4P_250HP_14.19_BRZ | 5667.9 | 5667.9 | 11335.8 | 3 | 0 | 3 | B | KPVS_SplitCase | 10 | 8 | 10 | 18 | BranchMin10_BranchMax18 | 12 | 5 | 12 | 24 | HeaderMin12_HeaderMax24 | 14 | 6 | 30
218 | 98 | 8015-3/4-4P-250HP KPVS | KPVS_8015-3/4_4P_250HP_14.19_BRZ | 5667.9 | 5667.9 | 11335.8 | 3 | 0 | 3 | B | KPVS_SplitCase | 10 | 8 | 10 | 18 | BranchMin10_BranchMax18 | 12 | 5 | 12 | 24 | HeaderMin12_HeaderMax24 | 16 | 6 | 30
218 | 98 | 8015-3/4-4P-250HP KPVS | KPVS_8015-3/4_4P_250HP_14.19_BRZ | 5667.9 | 5667.9 | 11335.8 | 3 | 0 | 3 | B | KPVS_SplitCase | 10 | 8 | 10 | 18 | BranchMin10_BranchMax18 | 12 | 5 | 12 | 24 | HeaderMin12_HeaderMax24 | 18 | 6 | 30
218 | 98 | 8015-3/4-4P-250HP KPVS | KPVS_8015-3/4_4P_250HP_14.19_BRZ | 5667.9 | 5667.9 | 11335.8 | 3 | 0 | 3 | B | KPVS_SplitCase | 10 | 8 | 10 | 18 | BranchMin10_BranchMax18 | 12 | 5 | 12 | 24 | HeaderMin12_HeaderMax24 | 20 | 6 | 30
218 | 98 | 8015-3/4-4P-250HP KPVS | KPVS_8015-3/4_4P_250HP_14.19_BRZ | 5667.9 | 5667.9 | 11335.8 | 3 | 0 | 3 | B | KPVS_SplitCase | 10 | 8 | 10 | 18 | BranchMin10_BranchMax18 | 12 | 5 | 12 | 24 | HeaderMin12_HeaderMax24 | 24 | 6 | 30
218 | 98 | 8015-3/4-4P-250HP KPVS | KPVS_8015-3/4_4P_250HP_14.19_BRZ | 5667.9 | 5667.9 | 11335.8 | 3 | 0 | 3 | B | KPVS_SplitCase | 10 | 8 | 10 | 18 | BranchMin10_BranchMax18 | 14 | 5 | 12 | 24 | HeaderMin12_HeaderMax24 | 12 | 6 | 30 | [29 empty] | INVALID
218 | 98 | 8015-3/4-4P-250HP KPVS | KPVS_8015-3/4_4P_250HP_14.19_BRZ | 5667.9 | 5667.9 | 11335.8 | 3 | 0 | 3 | B | KPVS_SplitCase | 10 | 8 | 10 | 18 | BranchMin10_BranchMax18 | 14 | 5 | 12 | 24 | HeaderMin12_HeaderMax24 | 14 | 6 | 30 | [29 empty] | INVALID
218 | 98 | 8015-3/4-4P-250HP KPVS | KPVS_8015-3/4_4P_250HP_14.19_BRZ | 5667.9 | 5667.9 | 11335.8 | 3 | 0 | 3 | B | KPVS_SplitCase | 10 | 8 | 10 | 18 | BranchMin10_BranchMax18 | 14 | 5 | 12 | 24 | HeaderMin12_HeaderMax24 | 16 | 6 | 30
218 | 98 | 8015-3/4-4P-250HP KPVS | KPVS_8015-3/4_4P_250HP_14.19_BRZ | 5667.9 | 5667.9 | 11335.8 | 3 | 0 | 3 | B | KPVS_SplitCase | 10 | 8 | 10 | 18 | BranchMin10_BranchMax18 | 14 | 5 | 12 | 24 | HeaderMin12_HeaderMax24 | 18 | 6 | 30
218 | 98 | 8015-3/4-4P-250HP KPVS | KPVS_8015-3/4_4P_250HP_14.19_BRZ | 5667.9 | 5667.9 | 11335.8 | 3 | 0 | 3 | B | KPVS_SplitCase | 10 | 8 | 10 | 18 | BranchMin10_BranchMax18 | 14 | 5 | 12 | 24 | HeaderMin12_HeaderMax24 | 20 | 6 | 30
218 | 98 | 8015-3/4-4P-250HP KPVS | KPVS_8015-3/4_4P_250HP_14.19_BRZ | 5667.9 | 5667.9 | 11335.8 | 3 | 0 | 3 | B | KPVS_SplitCase | 10 | 8 | 10 | 18 | BranchMin10_BranchMax18 | 14 | 5 | 12 | 24 | HeaderMin12_HeaderMax24 | 24 | 6 | 30
218 | 98 | 8015-3/4-4P-250HP KPVS | KPVS_8015-3/4_4P_250HP_14.19_BRZ | 5667.9 | 5667.9 | 11335.8 | 3 | 0 | 3 | B | KPVS_SplitCase | 10 | 8 | 10 | 18 | BranchMin10_BranchMax18 | 16 | 5 | 12 | 24 | HeaderMin12_HeaderMax24 | 12 | 6 | 30 | [29 empty] | INVALID
218 | 98 | 8015-3/4-4P-250HP KPVS | KPVS_8015-3/4_4P_250HP_14.19_BRZ | 5667.9 | 5667.9 | 11335.8 | 3 | 0 | 3 | B | KPVS_SplitCase | 10 | 8 | 10 | 18 | BranchMin10_BranchMax18 | 16 | 5 | 12 | 24 | HeaderMin12_HeaderMax24 | 14 | 6 | 30 | [29 empty] | INVALID
218 | 98 | 8015-3/4-4P-250HP KPVS | KPVS_8015-3/4_4P_250HP_14.19_BRZ | 5667.9 | 5667.9 | 11335.8 | 3 | 0 | 3 | B | KPVS_SplitCase | 10 | 8 | 10 | 18 | BranchMin10_BranchMax18 | 16 | 5 | 12 | 24 | HeaderMin12_HeaderMax24 | 16 | 6 | 30 | [29 empty] | INVALID
218 | 98 | 8015-3/4-4P-250HP KPVS | KPVS_8015-3/4_4P_250HP_14.19_BRZ | 5667.9 | 5667.9 | 11335.8 | 3 | 0 | 3 | B | KPVS_SplitCase | 10 | 8 | 10 | 18 | BranchMin10_BranchMax18 | 16 | 5 | 12 | 24 | HeaderMin12_HeaderMax24 | 18 | 6 | 30
218 | 98 | 8015-3/4-4P-250HP KPVS | KPVS_8015-3/4_4P_250HP_14.19_BRZ | 5667.9 | 5667.9 | 11335.8 | 3 | 0 | 3 | B | KPVS_SplitCase | 10 | 8 | 10 | 18 | BranchMin10_BranchMax18 | 16 | 5 | 12 | 24 | HeaderMin12_HeaderMax24 | 20 | 6 | 30
218 | 98 | 8015-3/4-4P-250HP KPVS | KPVS_8015-3/4_4P_250HP_14.19_BRZ | 5667.9 | 5667.9 | 11335.8 | 3 | 0 | 3 | B | KPVS_SplitCase | 10 | 8 | 10 | 18 | BranchMin10_BranchMax18 | 16 | 5 | 12 | 24 | HeaderMin12_HeaderMax24 | 24 | 6 | 30
218 | 98 | 8015-3/4-4P-250HP KPVS | KPVS_8015-3/4_4P_250HP_14.19_BRZ | 5667.9 | 5667.9 | 11335.8 | 3 | 0 | 3 | B | KPVS_SplitCase | 10 | 8 | 10 | 18 | BranchMin10_BranchMax18 | 18 | 5 | 12 | 24 | HeaderMin12_HeaderMax24 | 12 | 6 | 30 | [29 empty] | INVALID
218 | 98 | 8015-3/4-4P-250HP KPVS | KPVS_8015-3/4_4P_250HP_14.19_BRZ | 5667.9 | 5667.9 | 11335.8 | 3 | 0 | 3 | B | KPVS_SplitCase | 10 | 8 | 10 | 18 | BranchMin10_BranchMax18 | 18 | 5 | 12 | 24 | HeaderMin12_HeaderMax24 | 14 | 6 | 30 | [29 empty] | INVALID
218 | 98 | 8015-3/4-4P-250HP KPVS | KPVS_8015-3/4_4P_250HP_14.19_BRZ | 5667.9 | 5667.9 | 11335.8 | 3 | 0 | 3 | B | KPVS_SplitCase | 10 | 8 | 10 | 18 | BranchMin10_BranchMax18 | 18 | 5 | 12 | 24 | HeaderMin12_HeaderMax24 | 16 | 6 | 30 | [29 empty] | INVALID
218 | 98 | 8015-3/4-4P-250HP KPVS | KPVS_8015-3/4_4P_250HP_14.19_BRZ | 5667.9 | 5667.9 | 11335.8 | 3 | 0 | 3 | B | KPVS_SplitCase | 10 | 8 | 10 | 18 | BranchMin10_BranchMax18 | 18 | 5 | 12 | 24 | HeaderMin12_HeaderMax24 | 18 | 6 | 30 | [29 empty] | INVALID
218 | 98 | 8015-3/4-4P-250HP KPVS | KPVS_8015-3/4_4P_250HP_14.19_BRZ | 5667.9 | 5667.9 | 11335.8 | 3 | 0 | 3 | B | KPVS_SplitCase | 10 | 8 | 10 | 18 | BranchMin10_BranchMax18 | 18 | 5 | 12 | 24 | HeaderMin12_HeaderMax24 | 20 | 6 | 30
218 | 98 | 8015-3/4-4P-250HP KPVS | KPVS_8015-3/4_4P_250HP_14.19_BRZ | 5667.9 | 5667.9 | 11335.8 | 3 | 0 | 3 | B | KPVS_SplitCase | 10 | 8 | 10 | 18 | BranchMin10_BranchMax18 | 18 | 5 | 12 | 24 | HeaderMin12_HeaderMax24 | 24 | 6 | 30
219 | 99 | 8015-3/4-4P-300HP KPVS | KPVS_8015-3/4_4P_300HP_15.00_BRZ | 6000 | 6000 | 12000 | 3 | 0 | 3 | B | KPVS_SplitCase | 10 | 8 | 10 | 18 | BranchMin10_BranchMax18 | 10 | 5 | 12 | 24 | HeaderMin12_HeaderMax24 | 12 | 6 | 30
219 | 99 | 8015-3/4-4P-300HP KPVS | KPVS_8015-3/4_4P_300HP_15.00_BRZ | 6000 | 6000 | 12000 | 3 | 0 | 3 | B | KPVS_SplitCase | 10 | 8 | 10 | 18 | BranchMin10_BranchMax18 | 10 | 5 | 12 | 24 | HeaderMin12_HeaderMax24 | 14 | 6 | 30
219 | 99 | 8015-3/4-4P-300HP KPVS | KPVS_8015-3/4_4P_300HP_15.00_BRZ | 6000 | 6000 | 12000 | 3 | 0 | 3 | B | KPVS_SplitCase | 10 | 8 | 10 | 18 | BranchMin10_BranchMax18 | 10 | 5 | 12 | 24 | HeaderMin12_HeaderMax24 | 16 | 6 | 30
219 | 99 | 8015-3/4-4P-300HP KPVS | KPVS_8015-3/4_4P_300HP_15.00_BRZ | 6000 | 6000 | 12000 | 3 | 0 | 3 | B | KPVS_SplitCase | 10 | 8 | 10 | 18 | BranchMin10_BranchMax18 | 10 | 5 | 12 | 24 | HeaderMin12_HeaderMax24 | 18 | 6 | 30
219 | 99 | 8015-3/4-4P-300HP KPVS | KPVS_8015-3/4_4P_300HP_15.00_BRZ | 6000 | 6000 | 12000 | 3 | 0 | 3 | B | KPVS_SplitCase | 10 | 8 | 10 | 18 | BranchMin10_BranchMax18 | 10 | 5 | 12 | 24 | HeaderMin12_HeaderMax24 | 20 | 6 | 30
219 | 99 | 8015-3/4-4P-300HP KPVS | KPVS_8015-3/4_4P_300HP_15.00_BRZ | 6000 | 6000 | 12000 | 3 | 0 | 3 | B | KPVS_SplitCase | 10 | 8 | 10 | 18 | BranchMin10_BranchMax18 | 10 | 5 | 12 | 24 | HeaderMin12_HeaderMax24 | 24 | 6 | 30
219 | 99 | 8015-3/4-4P-300HP KPVS | KPVS_8015-3/4_4P_300HP_15.00_BRZ | 6000 | 6000 | 12000 | 3 | 0 | 3 | B | KPVS_SplitCase | 10 | 8 | 10 | 18 | BranchMin10_BranchMax18 | 12 | 5 | 12 | 24 | HeaderMin12_HeaderMax24 | 12 | 6 | 30 | [29 empty] | INVALID
219 | 99 | 8015-3/4-4P-300HP KPVS | KPVS_8015-3/4_4P_300HP_15.00_BRZ | 6000 | 6000 | 12000 | 3 | 0 | 3 | B | KPVS_SplitCase | 10 | 8 | 10 | 18 | BranchMin10_BranchMax18 | 12 | 5 | 12 | 24 | HeaderMin12_HeaderMax24 | 14 | 6 | 30
219 | 99 | 8015-3/4-4P-300HP KPVS | KPVS_8015-3/4_4P_300HP_15.00_BRZ | 6000 | 6000 | 12000 | 3 | 0 | 3 | B | KPVS_SplitCase | 10 | 8 | 10 | 18 | BranchMin10_BranchMax18 | 12 | 5 | 12 | 24 | HeaderMin12_HeaderMax24 | 16 | 6 | 30
219 | 99 | 8015-3/4-4P-300HP KPVS | KPVS_8015-3/4_4P_300HP_15.00_BRZ | 6000 | 6000 | 12000 | 3 | 0 | 3 | B | KPVS_SplitCase | 10 | 8 | 10 | 18 | BranchMin10_BranchMax18 | 12 | 5 | 12 | 24 | HeaderMin12_HeaderMax24 | 18 | 6 | 30
219 | 99 | 8015-3/4-4P-300HP KPVS | KPVS_8015-3/4_4P_300HP_15.00_BRZ | 6000 | 6000 | 12000 | 3 | 0 | 3 | B | KPVS_SplitCase | 10 | 8 | 10 | 18 | BranchMin10_BranchMax18 | 12 | 5 | 12 | 24 | HeaderMin12_HeaderMax24 | 20 | 6 | 30
219 | 99 | 8015-3/4-4P-300HP KPVS | KPVS_8015-3/4_4P_300HP_15.00_BRZ | 6000 | 6000 | 12000 | 3 | 0 | 3 | B | KPVS_SplitCase | 10 | 8 | 10 | 18 | BranchMin10_BranchMax18 | 12 | 5 | 12 | 24 | HeaderMin12_HeaderMax24 | 24 | 6 | 30
219 | 99 | 8015-3/4-4P-300HP KPVS | KPVS_8015-3/4_4P_300HP_15.00_BRZ | 6000 | 6000 | 12000 | 3 | 0 | 3 | B | KPVS_SplitCase | 10 | 8 | 10 | 18 | BranchMin10_BranchMax18 | 14 | 5 | 12 | 24 | HeaderMin12_HeaderMax24 | 12 | 6 | 30 | [29 empty] | INVALID
219 | 99 | 8015-3/4-4P-300HP KPVS | KPVS_8015-3/4_4P_300HP_15.00_BRZ | 6000 | 6000 | 12000 | 3 | 0 | 3 | B | KPVS_SplitCase | 10 | 8 | 10 | 18 | BranchMin10_BranchMax18 | 14 | 5 | 12 | 24 | HeaderMin12_HeaderMax24 | 14 | 6 | 30 | [29 empty] | INVALID
219 | 99 | 8015-3/4-4P-300HP KPVS | KPVS_8015-3/4_4P_300HP_15.00_BRZ | 6000 | 6000 | 12000 | 3 | 0 | 3 | B | KPVS_SplitCase | 10 | 8 | 10 | 18 | BranchMin10_BranchMax18 | 14 | 5 | 12 | 24 | HeaderMin12_HeaderMax24 | 16 | 6 | 30
219 | 99 | 8015-3/4-4P-300HP KPVS | KPVS_8015-3/4_4P_300HP_15.00_BRZ | 6000 | 6000 | 12000 | 3 | 0 | 3 | B | KPVS_SplitCase | 10 | 8 | 10 | 18 | BranchMin10_BranchMax18 | 14 | 5 | 12 | 24 | HeaderMin12_HeaderMax24 | 18 | 6 | 30
219 | 99 | 8015-3/4-4P-300HP KPVS | KPVS_8015-3/4_4P_300HP_15.00_BRZ | 6000 | 6000 | 12000 | 3 | 0 | 3 | B | KPVS_SplitCase | 10 | 8 | 10 | 18 | BranchMin10_BranchMax18 | 14 | 5 | 12 | 24 | HeaderMin12_HeaderMax24 | 20 | 6 | 30
219 | 99 | 8015-3/4-4P-300HP KPVS | KPVS_8015-3/4_4P_300HP_15.00_BRZ | 6000 | 6000 | 12000 | 3 | 0 | 3 | B | KPVS_SplitCase | 10 | 8 | 10 | 18 | BranchMin10_BranchMax18 | 14 | 5 | 12 | 24 | HeaderMin12_HeaderMax24 | 24 | 6 | 30
219 | 99 | 8015-3/4-4P-300HP KPVS | KPVS_8015-3/4_4P_300HP_15.00_BRZ | 6000 | 6000 | 12000 | 3 | 0 | 3 | B | KPVS_SplitCase | 10 | 8 | 10 | 18 | BranchMin10_BranchMax18 | 16 | 5 | 12 | 24 | HeaderMin12_HeaderMax24 | 12 | 6 | 30 | [29 empty] | INVALID
219 | 99 | 8015-3/4-4P-300HP KPVS | KPVS_8015-3/4_4P_300HP_15.00_BRZ | 6000 | 6000 | 12000 | 3 | 0 | 3 | B | KPVS_SplitCase | 10 | 8 | 10 | 18 | BranchMin10_BranchMax18 | 16 | 5 | 12 | 24 | HeaderMin12_HeaderMax24 | 14 | 6 | 30 | [29 empty] | INVALID
219 | 99 | 8015-3/4-4P-300HP KPVS | KPVS_8015-3/4_4P_300HP_15.00_BRZ | 6000 | 6000 | 12000 | 3 | 0 | 3 | B | KPVS_SplitCase | 10 | 8 | 10 | 18 | BranchMin10_BranchMax18 | 16 | 5 | 12 | 24 | HeaderMin12_HeaderMax24 | 16 | 6 | 30 | [29 empty] | INVALID
219 | 99 | 8015-3/4-4P-300HP KPVS | KPVS_8015-3/4_4P_300HP_15.00_BRZ | 6000 | 6000 | 12000 | 3 | 0 | 3 | B | KPVS_SplitCase | 10 | 8 | 10 | 18 | BranchMin10_BranchMax18 | 16 | 5 | 12 | 24 | HeaderMin12_HeaderMax24 | 18 | 6 | 30
219 | 99 | 8015-3/4-4P-300HP KPVS | KPVS_8015-3/4_4P_300HP_15.00_BRZ | 6000 | 6000 | 12000 | 3 | 0 | 3 | B | KPVS_SplitCase | 10 | 8 | 10 | 18 | BranchMin10_BranchMax18 | 16 | 5 | 12 | 24 | HeaderMin12_HeaderMax24 | 20 | 6 | 30
219 | 99 | 8015-3/4-4P-300HP KPVS | KPVS_8015-3/4_4P_300HP_15.00_BRZ | 6000 | 6000 | 12000 | 3 | 0 | 3 | B | KPVS_SplitCase | 10 | 8 | 10 | 18 | BranchMin10_BranchMax18 | 16 | 5 | 12 | 24 | HeaderMin12_HeaderMax24 | 24 | 6 | 30
219 | 99 | 8015-3/4-4P-300HP KPVS | KPVS_8015-3/4_4P_300HP_15.00_BRZ | 6000 | 6000 | 12000 | 3 | 0 | 3 | B | KPVS_SplitCase | 10 | 8 | 10 | 18 | BranchMin10_BranchMax18 | 18 | 5 | 12 | 24 | HeaderMin12_HeaderMax24 | 12 | 6 | 30 | [29 empty] | INVALID
219 | 99 | 8015-3/4-4P-300HP KPVS | KPVS_8015-3/4_4P_300HP_15.00_BRZ | 6000 | 6000 | 12000 | 3 | 0 | 3 | B | KPVS_SplitCase | 10 | 8 | 10 | 18 | BranchMin10_BranchMax18 | 18 | 5 | 12 | 24 | HeaderMin12_HeaderMax24 | 14 | 6 | 30 | [29 empty] | INVALID
219 | 99 | 8015-3/4-4P-300HP KPVS | KPVS_8015-3/4_4P_300HP_15.00_BRZ | 6000 | 6000 | 12000 | 3 | 0 | 3 | B | KPVS_SplitCase | 10 | 8 | 10 | 18 | BranchMin10_BranchMax18 | 18 | 5 | 12 | 24 | HeaderMin12_HeaderMax24 | 16 | 6 | 30 | [29 empty] | INVALID
219 | 99 | 8015-3/4-4P-300HP KPVS | KPVS_8015-3/4_4P_300HP_15.00_BRZ | 6000 | 6000 | 12000 | 3 | 0 | 3 | B | KPVS_SplitCase | 10 | 8 | 10 | 18 | BranchMin10_BranchMax18 | 18 | 5 | 12 | 24 | HeaderMin12_HeaderMax24 | 18 | 6 | 30 | [29 empty] | INVALID
219 | 99 | 8015-3/4-4P-300HP KPVS | KPVS_8015-3/4_4P_300HP_15.00_BRZ | 6000 | 6000 | 12000 | 3 | 0 | 3 | B | KPVS_SplitCase | 10 | 8 | 10 | 18 | BranchMin10_BranchMax18 | 18 | 5 | 12 | 24 | HeaderMin12_HeaderMax24 | 20 | 6 | 30
219 | 99 | 8015-3/4-4P-300HP KPVS | KPVS_8015-3/4_4P_300HP_15.00_BRZ | 6000 | 6000 | 12000 | 3 | 0 | 3 | B | KPVS_SplitCase | 10 | 8 | 10 | 18 | BranchMin10_BranchMax18 | 18 | 5 | 12 | 24 | HeaderMin12_HeaderMax24 | 24 | 6 | 30
220 | 100 | 8020-5/6-4P-250HP KPVS | KPVS_8020-5/6_4P_250HP_14.05_BRZ | 5650.2 | 5650.2 | 11300.4 | 3 | 0 | 3 | B | KPVS_SplitCase | 12 | 8 | 12 | 18 | BranchMin12_BranchMax18 | 12 | 4 | 14 | 24 | HeaderMin14_HeaderMax24 | 14 | 5 | 20
220 | 100 | 8020-5/6-4P-250HP KPVS | KPVS_8020-5/6_4P_250HP_14.05_BRZ | 5650.2 | 5650.2 | 11300.4 | 3 | 0 | 3 | B | KPVS_SplitCase | 12 | 8 | 12 | 18 | BranchMin12_BranchMax18 | 12 | 4 | 14 | 24 | HeaderMin14_HeaderMax24 | 16 | 5 | 20
220 | 100 | 8020-5/6-4P-250HP KPVS | KPVS_8020-5/6_4P_250HP_14.05_BRZ | 5650.2 | 5650.2 | 11300.4 | 3 | 0 | 3 | B | KPVS_SplitCase | 12 | 8 | 12 | 18 | BranchMin12_BranchMax18 | 12 | 4 | 14 | 24 | HeaderMin14_HeaderMax24 | 18 | 5 | 20
220 | 100 | 8020-5/6-4P-250HP KPVS | KPVS_8020-5/6_4P_250HP_14.05_BRZ | 5650.2 | 5650.2 | 11300.4 | 3 | 0 | 3 | B | KPVS_SplitCase | 12 | 8 | 12 | 18 | BranchMin12_BranchMax18 | 12 | 4 | 14 | 24 | HeaderMin14_HeaderMax24 | 20 | 5 | 20
220 | 100 | 8020-5/6-4P-250HP KPVS | KPVS_8020-5/6_4P_250HP_14.05_BRZ | 5650.2 | 5650.2 | 11300.4 | 3 | 0 | 3 | B | KPVS_SplitCase | 12 | 8 | 12 | 18 | BranchMin12_BranchMax18 | 12 | 4 | 14 | 24 | HeaderMin14_HeaderMax24 | 24 | 5 | 20
220 | 100 | 8020-5/6-4P-250HP KPVS | KPVS_8020-5/6_4P_250HP_14.05_BRZ | 5650.2 | 5650.2 | 11300.4 | 3 | 0 | 3 | B | KPVS_SplitCase | 12 | 8 | 12 | 18 | BranchMin12_BranchMax18 | 14 | 4 | 14 | 24 | HeaderMin14_HeaderMax24 | 14 | 5 | 20 | [29 empty] | INVALID
220 | 100 | 8020-5/6-4P-250HP KPVS | KPVS_8020-5/6_4P_250HP_14.05_BRZ | 5650.2 | 5650.2 | 11300.4 | 3 | 0 | 3 | B | KPVS_SplitCase | 12 | 8 | 12 | 18 | BranchMin12_BranchMax18 | 14 | 4 | 14 | 24 | HeaderMin14_HeaderMax24 | 16 | 5 | 20
220 | 100 | 8020-5/6-4P-250HP KPVS | KPVS_8020-5/6_4P_250HP_14.05_BRZ | 5650.2 | 5650.2 | 11300.4 | 3 | 0 | 3 | B | KPVS_SplitCase | 12 | 8 | 12 | 18 | BranchMin12_BranchMax18 | 14 | 4 | 14 | 24 | HeaderMin14_HeaderMax24 | 18 | 5 | 20
220 | 100 | 8020-5/6-4P-250HP KPVS | KPVS_8020-5/6_4P_250HP_14.05_BRZ | 5650.2 | 5650.2 | 11300.4 | 3 | 0 | 3 | B | KPVS_SplitCase | 12 | 8 | 12 | 18 | BranchMin12_BranchMax18 | 14 | 4 | 14 | 24 | HeaderMin14_HeaderMax24 | 20 | 5 | 20
220 | 100 | 8020-5/6-4P-250HP KPVS | KPVS_8020-5/6_4P_250HP_14.05_BRZ | 5650.2 | 5650.2 | 11300.4 | 3 | 0 | 3 | B | KPVS_SplitCase | 12 | 8 | 12 | 18 | BranchMin12_BranchMax18 | 14 | 4 | 14 | 24 | HeaderMin14_HeaderMax24 | 24 | 5 | 20
220 | 100 | 8020-5/6-4P-250HP KPVS | KPVS_8020-5/6_4P_250HP_14.05_BRZ | 5650.2 | 5650.2 | 11300.4 | 3 | 0 | 3 | B | KPVS_SplitCase | 12 | 8 | 12 | 18 | BranchMin12_BranchMax18 | 16 | 4 | 14 | 24 | HeaderMin14_HeaderMax24 | 14 | 5 | 20 | [29 empty] | INVALID
220 | 100 | 8020-5/6-4P-250HP KPVS | KPVS_8020-5/6_4P_250HP_14.05_BRZ | 5650.2 | 5650.2 | 11300.4 | 3 | 0 | 3 | B | KPVS_SplitCase | 12 | 8 | 12 | 18 | BranchMin12_BranchMax18 | 16 | 4 | 14 | 24 | HeaderMin14_HeaderMax24 | 16 | 5 | 20 | [29 empty] | INVALID
220 | 100 | 8020-5/6-4P-250HP KPVS | KPVS_8020-5/6_4P_250HP_14.05_BRZ | 5650.2 | 5650.2 | 11300.4 | 3 | 0 | 3 | B | KPVS_SplitCase | 12 | 8 | 12 | 18 | BranchMin12_BranchMax18 | 16 | 4 | 14 | 24 | HeaderMin14_HeaderMax24 | 18 | 5 | 20
220 | 100 | 8020-5/6-4P-250HP KPVS | KPVS_8020-5/6_4P_250HP_14.05_BRZ | 5650.2 | 5650.2 | 11300.4 | 3 | 0 | 3 | B | KPVS_SplitCase | 12 | 8 | 12 | 18 | BranchMin12_BranchMax18 | 16 | 4 | 14 | 24 | HeaderMin14_HeaderMax24 | 20 | 5 | 20
220 | 100 | 8020-5/6-4P-250HP KPVS | KPVS_8020-5/6_4P_250HP_14.05_BRZ | 5650.2 | 5650.2 | 11300.4 | 3 | 0 | 3 | B | KPVS_SplitCase | 12 | 8 | 12 | 18 | BranchMin12_BranchMax18 | 16 | 4 | 14 | 24 | HeaderMin14_HeaderMax24 | 24 | 5 | 20
220 | 100 | 8020-5/6-4P-250HP KPVS | KPVS_8020-5/6_4P_250HP_14.05_BRZ | 5650.2 | 5650.2 | 11300.4 | 3 | 0 | 3 | B | KPVS_SplitCase | 12 | 8 | 12 | 18 | BranchMin12_BranchMax18 | 18 | 4 | 14 | 24 | HeaderMin14_HeaderMax24 | 14 | 5 | 20 | [29 empty] | INVALID
220 | 100 | 8020-5/6-4P-250HP KPVS | KPVS_8020-5/6_4P_250HP_14.05_BRZ | 5650.2 | 5650.2 | 11300.4 | 3 | 0 | 3 | B | KPVS_SplitCase | 12 | 8 | 12 | 18 | BranchMin12_BranchMax18 | 18 | 4 | 14 | 24 | HeaderMin14_HeaderMax24 | 16 | 5 | 20 | [29 empty] | INVALID
220 | 100 | 8020-5/6-4P-250HP KPVS | KPVS_8020-5/6_4P_250HP_14.05_BRZ | 5650.2 | 5650.2 | 11300.4 | 3 | 0 | 3 | B | KPVS_SplitCase | 12 | 8 | 12 | 18 | BranchMin12_BranchMax18 | 18 | 4 | 14 | 24 | HeaderMin14_HeaderMax24 | 18 | 5 | 20 | [29 empty] | INVALID
220 | 100 | 8020-5/6-4P-250HP KPVS | KPVS_8020-5/6_4P_250HP_14.05_BRZ | 5650.2 | 5650.2 | 11300.4 | 3 | 0 | 3 | B | KPVS_SplitCase | 12 | 8 | 12 | 18 | BranchMin12_BranchMax18 | 18 | 4 | 14 | 24 | HeaderMin14_HeaderMax24 | 20 | 5 | 20
220 | 100 | 8020-5/6-4P-250HP KPVS | KPVS_8020-5/6_4P_250HP_14.05_BRZ | 5650.2 | 5650.2 | 11300.4 | 3 | 0 | 3 | B | KPVS_SplitCase | 12 | 8 | 12 | 18 | BranchMin12_BranchMax18 | 18 | 4 | 14 | 24 | HeaderMin14_HeaderMax24 | 24 | 5 | 20
221 | 101 | 8020-5/6-4P-300HP KPVS | KPVS_8020-5/6_4P_300HP_14.81_BRZ | 5920 | 5920 | 11840 | 3 | 0 | 3 | B | KPVS_SplitCase | 12 | 8 | 12 | 18 | BranchMin12_BranchMax18 | 12 | 4 | 14 | 24 | HeaderMin14_HeaderMax24 | 14 | 5 | 20
221 | 101 | 8020-5/6-4P-300HP KPVS | KPVS_8020-5/6_4P_300HP_14.81_BRZ | 5920 | 5920 | 11840 | 3 | 0 | 3 | B | KPVS_SplitCase | 12 | 8 | 12 | 18 | BranchMin12_BranchMax18 | 12 | 4 | 14 | 24 | HeaderMin14_HeaderMax24 | 16 | 5 | 20
221 | 101 | 8020-5/6-4P-300HP KPVS | KPVS_8020-5/6_4P_300HP_14.81_BRZ | 5920 | 5920 | 11840 | 3 | 0 | 3 | B | KPVS_SplitCase | 12 | 8 | 12 | 18 | BranchMin12_BranchMax18 | 12 | 4 | 14 | 24 | HeaderMin14_HeaderMax24 | 18 | 5 | 20
221 | 101 | 8020-5/6-4P-300HP KPVS | KPVS_8020-5/6_4P_300HP_14.81_BRZ | 5920 | 5920 | 11840 | 3 | 0 | 3 | B | KPVS_SplitCase | 12 | 8 | 12 | 18 | BranchMin12_BranchMax18 | 12 | 4 | 14 | 24 | HeaderMin14_HeaderMax24 | 20 | 5 | 20
221 | 101 | 8020-5/6-4P-300HP KPVS | KPVS_8020-5/6_4P_300HP_14.81_BRZ | 5920 | 5920 | 11840 | 3 | 0 | 3 | B | KPVS_SplitCase | 12 | 8 | 12 | 18 | BranchMin12_BranchMax18 | 12 | 4 | 14 | 24 | HeaderMin14_HeaderMax24 | 24 | 5 | 20
221 | 101 | 8020-5/6-4P-300HP KPVS | KPVS_8020-5/6_4P_300HP_14.81_BRZ | 5920 | 5920 | 11840 | 3 | 0 | 3 | B | KPVS_SplitCase | 12 | 8 | 12 | 18 | BranchMin12_BranchMax18 | 14 | 4 | 14 | 24 | HeaderMin14_HeaderMax24 | 14 | 5 | 20 | [29 empty] | INVALID
221 | 101 | 8020-5/6-4P-300HP KPVS | KPVS_8020-5/6_4P_300HP_14.81_BRZ | 5920 | 5920 | 11840 | 3 | 0 | 3 | B | KPVS_SplitCase | 12 | 8 | 12 | 18 | BranchMin12_BranchMax18 | 14 | 4 | 14 | 24 | HeaderMin14_HeaderMax24 | 16 | 5 | 20
221 | 101 | 8020-5/6-4P-300HP KPVS | KPVS_8020-5/6_4P_300HP_14.81_BRZ | 5920 | 5920 | 11840 | 3 | 0 | 3 | B | KPVS_SplitCase | 12 | 8 | 12 | 18 | BranchMin12_BranchMax18 | 14 | 4 | 14 | 24 | HeaderMin14_HeaderMax24 | 18 | 5 | 20
221 | 101 | 8020-5/6-4P-300HP KPVS | KPVS_8020-5/6_4P_300HP_14.81_BRZ | 5920 | 5920 | 11840 | 3 | 0 | 3 | B | KPVS_SplitCase | 12 | 8 | 12 | 18 | BranchMin12_BranchMax18 | 14 | 4 | 14 | 24 | HeaderMin14_HeaderMax24 | 20 | 5 | 20
221 | 101 | 8020-5/6-4P-300HP KPVS | KPVS_8020-5/6_4P_300HP_14.81_BRZ | 5920 | 5920 | 11840 | 3 | 0 | 3 | B | KPVS_SplitCase | 12 | 8 | 12 | 18 | BranchMin12_BranchMax18 | 14 | 4 | 14 | 24 | HeaderMin14_HeaderMax24 | 24 | 5 | 20
221 | 101 | 8020-5/6-4P-300HP KPVS | KPVS_8020-5/6_4P_300HP_14.81_BRZ | 5920 | 5920 | 11840 | 3 | 0 | 3 | B | KPVS_SplitCase | 12 | 8 | 12 | 18 | BranchMin12_BranchMax18 | 16 | 4 | 14 | 24 | HeaderMin14_HeaderMax24 | 14 | 5 | 20 | [29 empty] | INVALID
221 | 101 | 8020-5/6-4P-300HP KPVS | KPVS_8020-5/6_4P_300HP_14.81_BRZ | 5920 | 5920 | 11840 | 3 | 0 | 3 | B | KPVS_SplitCase | 12 | 8 | 12 | 18 | BranchMin12_BranchMax18 | 16 | 4 | 14 | 24 | HeaderMin14_HeaderMax24 | 16 | 5 | 20 | [29 empty] | INVALID
221 | 101 | 8020-5/6-4P-300HP KPVS | KPVS_8020-5/6_4P_300HP_14.81_BRZ | 5920 | 5920 | 11840 | 3 | 0 | 3 | B | KPVS_SplitCase | 12 | 8 | 12 | 18 | BranchMin12_BranchMax18 | 16 | 4 | 14 | 24 | HeaderMin14_HeaderMax24 | 18 | 5 | 20
221 | 101 | 8020-5/6-4P-300HP KPVS | KPVS_8020-5/6_4P_300HP_14.81_BRZ | 5920 | 5920 | 11840 | 3 | 0 | 3 | B | KPVS_SplitCase | 12 | 8 | 12 | 18 | BranchMin12_BranchMax18 | 16 | 4 | 14 | 24 | HeaderMin14_HeaderMax24 | 20 | 5 | 20
221 | 101 | 8020-5/6-4P-300HP KPVS | KPVS_8020-5/6_4P_300HP_14.81_BRZ | 5920 | 5920 | 11840 | 3 | 0 | 3 | B | KPVS_SplitCase | 12 | 8 | 12 | 18 | BranchMin12_BranchMax18 | 16 | 4 | 14 | 24 | HeaderMin14_HeaderMax24 | 24 | 5 | 20
221 | 101 | 8020-5/6-4P-300HP KPVS | KPVS_8020-5/6_4P_300HP_14.81_BRZ | 5920 | 5920 | 11840 | 3 | 0 | 3 | B | KPVS_SplitCase | 12 | 8 | 12 | 18 | BranchMin12_BranchMax18 | 18 | 4 | 14 | 24 | HeaderMin14_HeaderMax24 | 14 | 5 | 20 | [29 empty] | INVALID
221 | 101 | 8020-5/6-4P-300HP KPVS | KPVS_8020-5/6_4P_300HP_14.81_BRZ | 5920 | 5920 | 11840 | 3 | 0 | 3 | B | KPVS_SplitCase | 12 | 8 | 12 | 18 | BranchMin12_BranchMax18 | 18 | 4 | 14 | 24 | HeaderMin14_HeaderMax24 | 16 | 5 | 20 | [29 empty] | INVALID
221 | 101 | 8020-5/6-4P-300HP KPVS | KPVS_8020-5/6_4P_300HP_14.81_BRZ | 5920 | 5920 | 11840 | 3 | 0 | 3 | B | KPVS_SplitCase | 12 | 8 | 12 | 18 | BranchMin12_BranchMax18 | 18 | 4 | 14 | 24 | HeaderMin14_HeaderMax24 | 18 | 5 | 20 | [29 empty] | INVALID
221 | 101 | 8020-5/6-4P-300HP KPVS | KPVS_8020-5/6_4P_300HP_14.81_BRZ | 5920 | 5920 | 11840 | 3 | 0 | 3 | B | KPVS_SplitCase | 12 | 8 | 12 | 18 | BranchMin12_BranchMax18 | 18 | 4 | 14 | 24 | HeaderMin14_HeaderMax24 | 20 | 5 | 20
221 | 101 | 8020-5/6-4P-300HP KPVS | KPVS_8020-5/6_4P_300HP_14.81_BRZ | 5920 | 5920 | 11840 | 3 | 0 | 3 | B | KPVS_SplitCase | 12 | 8 | 12 | 18 | BranchMin12_BranchMax18 | 18 | 4 | 14 | 24 | HeaderMin14_HeaderMax24 | 24 | 5 | 20
222 | 102 | 1012-1/2-4P-60HP KPVS | KPVS_1012-1/2_4P_60HP_8.54_BRZ | 4880.8 | 4880.8 | 9761.6 | 3 | 0 | 3 | B | KPVS_SplitCase | 12 | 10 | 12 | 16 | BranchMin12_BranchMax16 | 12 | 3 | 14 | 24 | HeaderMin14_HeaderMax24 | 14 | 5 | 15
222 | 102 | 1012-1/2-4P-60HP KPVS | KPVS_1012-1/2_4P_60HP_8.54_BRZ | 4880.8 | 4880.8 | 9761.6 | 3 | 0 | 3 | B | KPVS_SplitCase | 12 | 10 | 12 | 16 | BranchMin12_BranchMax16 | 12 | 3 | 14 | 24 | HeaderMin14_HeaderMax24 | 16 | 5 | 15
222 | 102 | 1012-1/2-4P-60HP KPVS | KPVS_1012-1/2_4P_60HP_8.54_BRZ | 4880.8 | 4880.8 | 9761.6 | 3 | 0 | 3 | B | KPVS_SplitCase | 12 | 10 | 12 | 16 | BranchMin12_BranchMax16 | 12 | 3 | 14 | 24 | HeaderMin14_HeaderMax24 | 18 | 5 | 15
222 | 102 | 1012-1/2-4P-60HP KPVS | KPVS_1012-1/2_4P_60HP_8.54_BRZ | 4880.8 | 4880.8 | 9761.6 | 3 | 0 | 3 | B | KPVS_SplitCase | 12 | 10 | 12 | 16 | BranchMin12_BranchMax16 | 12 | 3 | 14 | 24 | HeaderMin14_HeaderMax24 | 20 | 5 | 15
222 | 102 | 1012-1/2-4P-60HP KPVS | KPVS_1012-1/2_4P_60HP_8.54_BRZ | 4880.8 | 4880.8 | 9761.6 | 3 | 0 | 3 | B | KPVS_SplitCase | 12 | 10 | 12 | 16 | BranchMin12_BranchMax16 | 12 | 3 | 14 | 24 | HeaderMin14_HeaderMax24 | 24 | 5 | 15
222 | 102 | 1012-1/2-4P-60HP KPVS | KPVS_1012-1/2_4P_60HP_8.54_BRZ | 4880.8 | 4880.8 | 9761.6 | 3 | 0 | 3 | B | KPVS_SplitCase | 12 | 10 | 12 | 16 | BranchMin12_BranchMax16 | 14 | 3 | 14 | 24 | HeaderMin14_HeaderMax24 | 14 | 5 | 15 | [29 empty] | INVALID
222 | 102 | 1012-1/2-4P-60HP KPVS | KPVS_1012-1/2_4P_60HP_8.54_BRZ | 4880.8 | 4880.8 | 9761.6 | 3 | 0 | 3 | B | KPVS_SplitCase | 12 | 10 | 12 | 16 | BranchMin12_BranchMax16 | 14 | 3 | 14 | 24 | HeaderMin14_HeaderMax24 | 16 | 5 | 15
222 | 102 | 1012-1/2-4P-60HP KPVS | KPVS_1012-1/2_4P_60HP_8.54_BRZ | 4880.8 | 4880.8 | 9761.6 | 3 | 0 | 3 | B | KPVS_SplitCase | 12 | 10 | 12 | 16 | BranchMin12_BranchMax16 | 14 | 3 | 14 | 24 | HeaderMin14_HeaderMax24 | 18 | 5 | 15
222 | 102 | 1012-1/2-4P-60HP KPVS | KPVS_1012-1/2_4P_60HP_8.54_BRZ | 4880.8 | 4880.8 | 9761.6 | 3 | 0 | 3 | B | KPVS_SplitCase | 12 | 10 | 12 | 16 | BranchMin12_BranchMax16 | 14 | 3 | 14 | 24 | HeaderMin14_HeaderMax24 | 20 | 5 | 15
222 | 102 | 1012-1/2-4P-60HP KPVS | KPVS_1012-1/2_4P_60HP_8.54_BRZ | 4880.8 | 4880.8 | 9761.6 | 3 | 0 | 3 | B | KPVS_SplitCase | 12 | 10 | 12 | 16 | BranchMin12_BranchMax16 | 14 | 3 | 14 | 24 | HeaderMin14_HeaderMax24 | 24 | 5 | 15
222 | 102 | 1012-1/2-4P-60HP KPVS | KPVS_1012-1/2_4P_60HP_8.54_BRZ | 4880.8 | 4880.8 | 9761.6 | 3 | 0 | 3 | B | KPVS_SplitCase | 12 | 10 | 12 | 16 | BranchMin12_BranchMax16 | 16 | 3 | 14 | 24 | HeaderMin14_HeaderMax24 | 14 | 5 | 15 | [29 empty] | INVALID
222 | 102 | 1012-1/2-4P-60HP KPVS | KPVS_1012-1/2_4P_60HP_8.54_BRZ | 4880.8 | 4880.8 | 9761.6 | 3 | 0 | 3 | B | KPVS_SplitCase | 12 | 10 | 12 | 16 | BranchMin12_BranchMax16 | 16 | 3 | 14 | 24 | HeaderMin14_HeaderMax24 | 16 | 5 | 15 | [29 empty] | INVALID
222 | 102 | 1012-1/2-4P-60HP KPVS | KPVS_1012-1/2_4P_60HP_8.54_BRZ | 4880.8 | 4880.8 | 9761.6 | 3 | 0 | 3 | B | KPVS_SplitCase | 12 | 10 | 12 | 16 | BranchMin12_BranchMax16 | 16 | 3 | 14 | 24 | HeaderMin14_HeaderMax24 | 18 | 5 | 15
222 | 102 | 1012-1/2-4P-60HP KPVS | KPVS_1012-1/2_4P_60HP_8.54_BRZ | 4880.8 | 4880.8 | 9761.6 | 3 | 0 | 3 | B | KPVS_SplitCase | 12 | 10 | 12 | 16 | BranchMin12_BranchMax16 | 16 | 3 | 14 | 24 | HeaderMin14_HeaderMax24 | 20 | 5 | 15
222 | 102 | 1012-1/2-4P-60HP KPVS | KPVS_1012-1/2_4P_60HP_8.54_BRZ | 4880.8 | 4880.8 | 9761.6 | 3 | 0 | 3 | B | KPVS_SplitCase | 12 | 10 | 12 | 16 | BranchMin12_BranchMax16 | 16 | 3 | 14 | 24 | HeaderMin14_HeaderMax24 | 24 | 5 | 15
223 | 103 | 1012-1/2-4P-75HP KPVS | KPVS_1012-1/2_4P_75HP_9.30_BRZ | 5233.9 | 5233.9 | 10467.8 | 3 | 0 | 3 | B | KPVS_SplitCase | 12 | 10 | 12 | 16 | BranchMin12_BranchMax16 | 12 | 3 | 14 | 24 | HeaderMin14_HeaderMax24 | 14 | 5 | 15
223 | 103 | 1012-1/2-4P-75HP KPVS | KPVS_1012-1/2_4P_75HP_9.30_BRZ | 5233.9 | 5233.9 | 10467.8 | 3 | 0 | 3 | B | KPVS_SplitCase | 12 | 10 | 12 | 16 | BranchMin12_BranchMax16 | 12 | 3 | 14 | 24 | HeaderMin14_HeaderMax24 | 16 | 5 | 15
223 | 103 | 1012-1/2-4P-75HP KPVS | KPVS_1012-1/2_4P_75HP_9.30_BRZ | 5233.9 | 5233.9 | 10467.8 | 3 | 0 | 3 | B | KPVS_SplitCase | 12 | 10 | 12 | 16 | BranchMin12_BranchMax16 | 12 | 3 | 14 | 24 | HeaderMin14_HeaderMax24 | 18 | 5 | 15
223 | 103 | 1012-1/2-4P-75HP KPVS | KPVS_1012-1/2_4P_75HP_9.30_BRZ | 5233.9 | 5233.9 | 10467.8 | 3 | 0 | 3 | B | KPVS_SplitCase | 12 | 10 | 12 | 16 | BranchMin12_BranchMax16 | 12 | 3 | 14 | 24 | HeaderMin14_HeaderMax24 | 20 | 5 | 15
223 | 103 | 1012-1/2-4P-75HP KPVS | KPVS_1012-1/2_4P_75HP_9.30_BRZ | 5233.9 | 5233.9 | 10467.8 | 3 | 0 | 3 | B | KPVS_SplitCase | 12 | 10 | 12 | 16 | BranchMin12_BranchMax16 | 12 | 3 | 14 | 24 | HeaderMin14_HeaderMax24 | 24 | 5 | 15
223 | 103 | 1012-1/2-4P-75HP KPVS | KPVS_1012-1/2_4P_75HP_9.30_BRZ | 5233.9 | 5233.9 | 10467.8 | 3 | 0 | 3 | B | KPVS_SplitCase | 12 | 10 | 12 | 16 | BranchMin12_BranchMax16 | 14 | 3 | 14 | 24 | HeaderMin14_HeaderMax24 | 14 | 5 | 15 | [29 empty] | INVALID
223 | 103 | 1012-1/2-4P-75HP KPVS | KPVS_1012-1/2_4P_75HP_9.30_BRZ | 5233.9 | 5233.9 | 10467.8 | 3 | 0 | 3 | B | KPVS_SplitCase | 12 | 10 | 12 | 16 | BranchMin12_BranchMax16 | 14 | 3 | 14 | 24 | HeaderMin14_HeaderMax24 | 16 | 5 | 15
223 | 103 | 1012-1/2-4P-75HP KPVS | KPVS_1012-1/2_4P_75HP_9.30_BRZ | 5233.9 | 5233.9 | 10467.8 | 3 | 0 | 3 | B | KPVS_SplitCase | 12 | 10 | 12 | 16 | BranchMin12_BranchMax16 | 14 | 3 | 14 | 24 | HeaderMin14_HeaderMax24 | 18 | 5 | 15
223 | 103 | 1012-1/2-4P-75HP KPVS | KPVS_1012-1/2_4P_75HP_9.30_BRZ | 5233.9 | 5233.9 | 10467.8 | 3 | 0 | 3 | B | KPVS_SplitCase | 12 | 10 | 12 | 16 | BranchMin12_BranchMax16 | 14 | 3 | 14 | 24 | HeaderMin14_HeaderMax24 | 20 | 5 | 15
223 | 103 | 1012-1/2-4P-75HP KPVS | KPVS_1012-1/2_4P_75HP_9.30_BRZ | 5233.9 | 5233.9 | 10467.8 | 3 | 0 | 3 | B | KPVS_SplitCase | 12 | 10 | 12 | 16 | BranchMin12_BranchMax16 | 14 | 3 | 14 | 24 | HeaderMin14_HeaderMax24 | 24 | 5 | 15
223 | 103 | 1012-1/2-4P-75HP KPVS | KPVS_1012-1/2_4P_75HP_9.30_BRZ | 5233.9 | 5233.9 | 10467.8 | 3 | 0 | 3 | B | KPVS_SplitCase | 12 | 10 | 12 | 16 | BranchMin12_BranchMax16 | 16 | 3 | 14 | 24 | HeaderMin14_HeaderMax24 | 14 | 5 | 15 | [29 empty] | INVALID
223 | 103 | 1012-1/2-4P-75HP KPVS | KPVS_1012-1/2_4P_75HP_9.30_BRZ | 5233.9 | 5233.9 | 10467.8 | 3 | 0 | 3 | B | KPVS_SplitCase | 12 | 10 | 12 | 16 | BranchMin12_BranchMax16 | 16 | 3 | 14 | 24 | HeaderMin14_HeaderMax24 | 16 | 5 | 15 | [29 empty] | INVALID
223 | 103 | 1012-1/2-4P-75HP KPVS | KPVS_1012-1/2_4P_75HP_9.30_BRZ | 5233.9 | 5233.9 | 10467.8 | 3 | 0 | 3 | B | KPVS_SplitCase | 12 | 10 | 12 | 16 | BranchMin12_BranchMax16 | 16 | 3 | 14 | 24 | HeaderMin14_HeaderMax24 | 18 | 5 | 15
223 | 103 | 1012-1/2-4P-75HP KPVS | KPVS_1012-1/2_4P_75HP_9.30_BRZ | 5233.9 | 5233.9 | 10467.8 | 3 | 0 | 3 | B | KPVS_SplitCase | 12 | 10 | 12 | 16 | BranchMin12_BranchMax16 | 16 | 3 | 14 | 24 | HeaderMin14_HeaderMax24 | 20 | 5 | 15
223 | 103 | 1012-1/2-4P-75HP KPVS | KPVS_1012-1/2_4P_75HP_9.30_BRZ | 5233.9 | 5233.9 | 10467.8 | 3 | 0 | 3 | B | KPVS_SplitCase | 12 | 10 | 12 | 16 | BranchMin12_BranchMax16 | 16 | 3 | 14 | 24 | HeaderMin14_HeaderMax24 | 24 | 5 | 15
224 | 104 | 1012-1/2-4P-100HP KPVS | KPVS_1012-1/2_4P_100HP_10.20_BRZ | 5663.7 | 5663.7 | 11327.4 | 3 | 0 | 3 | B | KPVS_SplitCase | 12 | 10 | 12 | 18 | BranchMin12_BranchMax18 | 12 | 4 | 14 | 24 | HeaderMin14_HeaderMax24 | 14 | 5 | 20
224 | 104 | 1012-1/2-4P-100HP KPVS | KPVS_1012-1/2_4P_100HP_10.20_BRZ | 5663.7 | 5663.7 | 11327.4 | 3 | 0 | 3 | B | KPVS_SplitCase | 12 | 10 | 12 | 18 | BranchMin12_BranchMax18 | 12 | 4 | 14 | 24 | HeaderMin14_HeaderMax24 | 16 | 5 | 20
224 | 104 | 1012-1/2-4P-100HP KPVS | KPVS_1012-1/2_4P_100HP_10.20_BRZ | 5663.7 | 5663.7 | 11327.4 | 3 | 0 | 3 | B | KPVS_SplitCase | 12 | 10 | 12 | 18 | BranchMin12_BranchMax18 | 12 | 4 | 14 | 24 | HeaderMin14_HeaderMax24 | 18 | 5 | 20
224 | 104 | 1012-1/2-4P-100HP KPVS | KPVS_1012-1/2_4P_100HP_10.20_BRZ | 5663.7 | 5663.7 | 11327.4 | 3 | 0 | 3 | B | KPVS_SplitCase | 12 | 10 | 12 | 18 | BranchMin12_BranchMax18 | 12 | 4 | 14 | 24 | HeaderMin14_HeaderMax24 | 20 | 5 | 20
224 | 104 | 1012-1/2-4P-100HP KPVS | KPVS_1012-1/2_4P_100HP_10.20_BRZ | 5663.7 | 5663.7 | 11327.4 | 3 | 0 | 3 | B | KPVS_SplitCase | 12 | 10 | 12 | 18 | BranchMin12_BranchMax18 | 12 | 4 | 14 | 24 | HeaderMin14_HeaderMax24 | 24 | 5 | 20
224 | 104 | 1012-1/2-4P-100HP KPVS | KPVS_1012-1/2_4P_100HP_10.20_BRZ | 5663.7 | 5663.7 | 11327.4 | 3 | 0 | 3 | B | KPVS_SplitCase | 12 | 10 | 12 | 18 | BranchMin12_BranchMax18 | 14 | 4 | 14 | 24 | HeaderMin14_HeaderMax24 | 14 | 5 | 20 | [29 empty] | INVALID
224 | 104 | 1012-1/2-4P-100HP KPVS | KPVS_1012-1/2_4P_100HP_10.20_BRZ | 5663.7 | 5663.7 | 11327.4 | 3 | 0 | 3 | B | KPVS_SplitCase | 12 | 10 | 12 | 18 | BranchMin12_BranchMax18 | 14 | 4 | 14 | 24 | HeaderMin14_HeaderMax24 | 16 | 5 | 20
224 | 104 | 1012-1/2-4P-100HP KPVS | KPVS_1012-1/2_4P_100HP_10.20_BRZ | 5663.7 | 5663.7 | 11327.4 | 3 | 0 | 3 | B | KPVS_SplitCase | 12 | 10 | 12 | 18 | BranchMin12_BranchMax18 | 14 | 4 | 14 | 24 | HeaderMin14_HeaderMax24 | 18 | 5 | 20
224 | 104 | 1012-1/2-4P-100HP KPVS | KPVS_1012-1/2_4P_100HP_10.20_BRZ | 5663.7 | 5663.7 | 11327.4 | 3 | 0 | 3 | B | KPVS_SplitCase | 12 | 10 | 12 | 18 | BranchMin12_BranchMax18 | 14 | 4 | 14 | 24 | HeaderMin14_HeaderMax24 | 20 | 5 | 20
224 | 104 | 1012-1/2-4P-100HP KPVS | KPVS_1012-1/2_4P_100HP_10.20_BRZ | 5663.7 | 5663.7 | 11327.4 | 3 | 0 | 3 | B | KPVS_SplitCase | 12 | 10 | 12 | 18 | BranchMin12_BranchMax18 | 14 | 4 | 14 | 24 | HeaderMin14_HeaderMax24 | 24 | 5 | 20
224 | 104 | 1012-1/2-4P-100HP KPVS | KPVS_1012-1/2_4P_100HP_10.20_BRZ | 5663.7 | 5663.7 | 11327.4 | 3 | 0 | 3 | B | KPVS_SplitCase | 12 | 10 | 12 | 18 | BranchMin12_BranchMax18 | 16 | 4 | 14 | 24 | HeaderMin14_HeaderMax24 | 14 | 5 | 20 | [29 empty] | INVALID
224 | 104 | 1012-1/2-4P-100HP KPVS | KPVS_1012-1/2_4P_100HP_10.20_BRZ | 5663.7 | 5663.7 | 11327.4 | 3 | 0 | 3 | B | KPVS_SplitCase | 12 | 10 | 12 | 18 | BranchMin12_BranchMax18 | 16 | 4 | 14 | 24 | HeaderMin14_HeaderMax24 | 16 | 5 | 20 | [29 empty] | INVALID
224 | 104 | 1012-1/2-4P-100HP KPVS | KPVS_1012-1/2_4P_100HP_10.20_BRZ | 5663.7 | 5663.7 | 11327.4 | 3 | 0 | 3 | B | KPVS_SplitCase | 12 | 10 | 12 | 18 | BranchMin12_BranchMax18 | 16 | 4 | 14 | 24 | HeaderMin14_HeaderMax24 | 18 | 5 | 20
224 | 104 | 1012-1/2-4P-100HP KPVS | KPVS_1012-1/2_4P_100HP_10.20_BRZ | 5663.7 | 5663.7 | 11327.4 | 3 | 0 | 3 | B | KPVS_SplitCase | 12 | 10 | 12 | 18 | BranchMin12_BranchMax18 | 16 | 4 | 14 | 24 | HeaderMin14_HeaderMax24 | 20 | 5 | 20
224 | 104 | 1012-1/2-4P-100HP KPVS | KPVS_1012-1/2_4P_100HP_10.20_BRZ | 5663.7 | 5663.7 | 11327.4 | 3 | 0 | 3 | B | KPVS_SplitCase | 12 | 10 | 12 | 18 | BranchMin12_BranchMax18 | 16 | 4 | 14 | 24 | HeaderMin14_HeaderMax24 | 24 | 5 | 20
224 | 104 | 1012-1/2-4P-100HP KPVS | KPVS_1012-1/2_4P_100HP_10.20_BRZ | 5663.7 | 5663.7 | 11327.4 | 3 | 0 | 3 | B | KPVS_SplitCase | 12 | 10 | 12 | 18 | BranchMin12_BranchMax18 | 18 | 4 | 14 | 24 | HeaderMin14_HeaderMax24 | 14 | 5 | 20 | [29 empty] | INVALID
224 | 104 | 1012-1/2-4P-100HP KPVS | KPVS_1012-1/2_4P_100HP_10.20_BRZ | 5663.7 | 5663.7 | 11327.4 | 3 | 0 | 3 | B | KPVS_SplitCase | 12 | 10 | 12 | 18 | BranchMin12_BranchMax18 | 18 | 4 | 14 | 24 | HeaderMin14_HeaderMax24 | 16 | 5 | 20 | [29 empty] | INVALID
224 | 104 | 1012-1/2-4P-100HP KPVS | KPVS_1012-1/2_4P_100HP_10.20_BRZ | 5663.7 | 5663.7 | 11327.4 | 3 | 0 | 3 | B | KPVS_SplitCase | 12 | 10 | 12 | 18 | BranchMin12_BranchMax18 | 18 | 4 | 14 | 24 | HeaderMin14_HeaderMax24 | 18 | 5 | 20 | [29 empty] | INVALID
224 | 104 | 1012-1/2-4P-100HP KPVS | KPVS_1012-1/2_4P_100HP_10.20_BRZ | 5663.7 | 5663.7 | 11327.4 | 3 | 0 | 3 | B | KPVS_SplitCase | 12 | 10 | 12 | 18 | BranchMin12_BranchMax18 | 18 | 4 | 14 | 24 | HeaderMin14_HeaderMax24 | 20 | 5 | 20
224 | 104 | 1012-1/2-4P-100HP KPVS | KPVS_1012-1/2_4P_100HP_10.20_BRZ | 5663.7 | 5663.7 | 11327.4 | 3 | 0 | 3 | B | KPVS_SplitCase | 12 | 10 | 12 | 18 | BranchMin12_BranchMax18 | 18 | 4 | 14 | 24 | HeaderMin14_HeaderMax24 | 24 | 5 | 20
225 | 105 | 1012-1/2-4P-125HP KPVS | KPVS_1012-1/2_4P_125HP_10.79_BRZ | 6091.7 | 6091.7 | 12183.4 | 3 | 0 | 3 | B | KPVS_SplitCase | 12 | 10 | 12 | 18 | BranchMin12_BranchMax18 | 12 | 4 | 14 | 24 | HeaderMin14_HeaderMax24 | 14 | 5 | 20
225 | 105 | 1012-1/2-4P-125HP KPVS | KPVS_1012-1/2_4P_125HP_10.79_BRZ | 6091.7 | 6091.7 | 12183.4 | 3 | 0 | 3 | B | KPVS_SplitCase | 12 | 10 | 12 | 18 | BranchMin12_BranchMax18 | 12 | 4 | 14 | 24 | HeaderMin14_HeaderMax24 | 16 | 5 | 20
225 | 105 | 1012-1/2-4P-125HP KPVS | KPVS_1012-1/2_4P_125HP_10.79_BRZ | 6091.7 | 6091.7 | 12183.4 | 3 | 0 | 3 | B | KPVS_SplitCase | 12 | 10 | 12 | 18 | BranchMin12_BranchMax18 | 12 | 4 | 14 | 24 | HeaderMin14_HeaderMax24 | 18 | 5 | 20
225 | 105 | 1012-1/2-4P-125HP KPVS | KPVS_1012-1/2_4P_125HP_10.79_BRZ | 6091.7 | 6091.7 | 12183.4 | 3 | 0 | 3 | B | KPVS_SplitCase | 12 | 10 | 12 | 18 | BranchMin12_BranchMax18 | 12 | 4 | 14 | 24 | HeaderMin14_HeaderMax24 | 20 | 5 | 20
225 | 105 | 1012-1/2-4P-125HP KPVS | KPVS_1012-1/2_4P_125HP_10.79_BRZ | 6091.7 | 6091.7 | 12183.4 | 3 | 0 | 3 | B | KPVS_SplitCase | 12 | 10 | 12 | 18 | BranchMin12_BranchMax18 | 12 | 4 | 14 | 24 | HeaderMin14_HeaderMax24 | 24 | 5 | 20
225 | 105 | 1012-1/2-4P-125HP KPVS | KPVS_1012-1/2_4P_125HP_10.79_BRZ | 6091.7 | 6091.7 | 12183.4 | 3 | 0 | 3 | B | KPVS_SplitCase | 12 | 10 | 12 | 18 | BranchMin12_BranchMax18 | 14 | 4 | 14 | 24 | HeaderMin14_HeaderMax24 | 14 | 5 | 20 | [29 empty] | INVALID
225 | 105 | 1012-1/2-4P-125HP KPVS | KPVS_1012-1/2_4P_125HP_10.79_BRZ | 6091.7 | 6091.7 | 12183.4 | 3 | 0 | 3 | B | KPVS_SplitCase | 12 | 10 | 12 | 18 | BranchMin12_BranchMax18 | 14 | 4 | 14 | 24 | HeaderMin14_HeaderMax24 | 16 | 5 | 20
225 | 105 | 1012-1/2-4P-125HP KPVS | KPVS_1012-1/2_4P_125HP_10.79_BRZ | 6091.7 | 6091.7 | 12183.4 | 3 | 0 | 3 | B | KPVS_SplitCase | 12 | 10 | 12 | 18 | BranchMin12_BranchMax18 | 14 | 4 | 14 | 24 | HeaderMin14_HeaderMax24 | 18 | 5 | 20
225 | 105 | 1012-1/2-4P-125HP KPVS | KPVS_1012-1/2_4P_125HP_10.79_BRZ | 6091.7 | 6091.7 | 12183.4 | 3 | 0 | 3 | B | KPVS_SplitCase | 12 | 10 | 12 | 18 | BranchMin12_BranchMax18 | 14 | 4 | 14 | 24 | HeaderMin14_HeaderMax24 | 20 | 5 | 20
225 | 105 | 1012-1/2-4P-125HP KPVS | KPVS_1012-1/2_4P_125HP_10.79_BRZ | 6091.7 | 6091.7 | 12183.4 | 3 | 0 | 3 | B | KPVS_SplitCase | 12 | 10 | 12 | 18 | BranchMin12_BranchMax18 | 14 | 4 | 14 | 24 | HeaderMin14_HeaderMax24 | 24 | 5 | 20
225 | 105 | 1012-1/2-4P-125HP KPVS | KPVS_1012-1/2_4P_125HP_10.79_BRZ | 6091.7 | 6091.7 | 12183.4 | 3 | 0 | 3 | B | KPVS_SplitCase | 12 | 10 | 12 | 18 | BranchMin12_BranchMax18 | 16 | 4 | 14 | 24 | HeaderMin14_HeaderMax24 | 14 | 5 | 20 | [29 empty] | INVALID
225 | 105 | 1012-1/2-4P-125HP KPVS | KPVS_1012-1/2_4P_125HP_10.79_BRZ | 6091.7 | 6091.7 | 12183.4 | 3 | 0 | 3 | B | KPVS_SplitCase | 12 | 10 | 12 | 18 | BranchMin12_BranchMax18 | 16 | 4 | 14 | 24 | HeaderMin14_HeaderMax24 | 16 | 5 | 20 | [29 empty] | INVALID
225 | 105 | 1012-1/2-4P-125HP KPVS | KPVS_1012-1/2_4P_125HP_10.79_BRZ | 6091.7 | 6091.7 | 12183.4 | 3 | 0 | 3 | B | KPVS_SplitCase | 12 | 10 | 12 | 18 | BranchMin12_BranchMax18 | 16 | 4 | 14 | 24 | HeaderMin14_HeaderMax24 | 18 | 5 | 20
225 | 105 | 1012-1/2-4P-125HP KPVS | KPVS_1012-1/2_4P_125HP_10.79_BRZ | 6091.7 | 6091.7 | 12183.4 | 3 | 0 | 3 | B | KPVS_SplitCase | 12 | 10 | 12 | 18 | BranchMin12_BranchMax18 | 16 | 4 | 14 | 24 | HeaderMin14_HeaderMax24 | 20 | 5 | 20
225 | 105 | 1012-1/2-4P-125HP KPVS | KPVS_1012-1/2_4P_125HP_10.79_BRZ | 6091.7 | 6091.7 | 12183.4 | 3 | 0 | 3 | B | KPVS_SplitCase | 12 | 10 | 12 | 18 | BranchMin12_BranchMax18 | 16 | 4 | 14 | 24 | HeaderMin14_HeaderMax24 | 24 | 5 | 20
225 | 105 | 1012-1/2-4P-125HP KPVS | KPVS_1012-1/2_4P_125HP_10.79_BRZ | 6091.7 | 6091.7 | 12183.4 | 3 | 0 | 3 | B | KPVS_SplitCase | 12 | 10 | 12 | 18 | BranchMin12_BranchMax18 | 18 | 4 | 14 | 24 | HeaderMin14_HeaderMax24 | 14 | 5 | 20 | [29 empty] | INVALID
225 | 105 | 1012-1/2-4P-125HP KPVS | KPVS_1012-1/2_4P_125HP_10.79_BRZ | 6091.7 | 6091.7 | 12183.4 | 3 | 0 | 3 | B | KPVS_SplitCase | 12 | 10 | 12 | 18 | BranchMin12_BranchMax18 | 18 | 4 | 14 | 24 | HeaderMin14_HeaderMax24 | 16 | 5 | 20 | [29 empty] | INVALID
225 | 105 | 1012-1/2-4P-125HP KPVS | KPVS_1012-1/2_4P_125HP_10.79_BRZ | 6091.7 | 6091.7 | 12183.4 | 3 | 0 | 3 | B | KPVS_SplitCase | 12 | 10 | 12 | 18 | BranchMin12_BranchMax18 | 18 | 4 | 14 | 24 | HeaderMin14_HeaderMax24 | 18 | 5 | 20 | [29 empty] | INVALID
225 | 105 | 1012-1/2-4P-125HP KPVS | KPVS_1012-1/2_4P_125HP_10.79_BRZ | 6091.7 | 6091.7 | 12183.4 | 3 | 0 | 3 | B | KPVS_SplitCase | 12 | 10 | 12 | 18 | BranchMin12_BranchMax18 | 18 | 4 | 14 | 24 | HeaderMin14_HeaderMax24 | 20 | 5 | 20
225 | 105 | 1012-1/2-4P-125HP KPVS | KPVS_1012-1/2_4P_125HP_10.79_BRZ | 6091.7 | 6091.7 | 12183.4 | 3 | 0 | 3 | B | KPVS_SplitCase | 12 | 10 | 12 | 18 | BranchMin12_BranchMax18 | 18 | 4 | 14 | 24 | HeaderMin14_HeaderMax24 | 24 | 5 | 20
226 | 106 | 1012-1/2-4P-150HP KPVS | KPVS_1012-1/2_4P_150HP_11.42_BRZ | 6598.6 | 6598.6 | 13197.2 | 3 | 0 | 3 | B | KPVS_SplitCase | 12 | 10 | 12 | 18 | BranchMin12_BranchMax18 | 12 | 4 | 14 | 24 | HeaderMin14_HeaderMax24 | 14 | 5 | 20
226 | 106 | 1012-1/2-4P-150HP KPVS | KPVS_1012-1/2_4P_150HP_11.42_BRZ | 6598.6 | 6598.6 | 13197.2 | 3 | 0 | 3 | B | KPVS_SplitCase | 12 | 10 | 12 | 18 | BranchMin12_BranchMax18 | 12 | 4 | 14 | 24 | HeaderMin14_HeaderMax24 | 16 | 5 | 20
226 | 106 | 1012-1/2-4P-150HP KPVS | KPVS_1012-1/2_4P_150HP_11.42_BRZ | 6598.6 | 6598.6 | 13197.2 | 3 | 0 | 3 | B | KPVS_SplitCase | 12 | 10 | 12 | 18 | BranchMin12_BranchMax18 | 12 | 4 | 14 | 24 | HeaderMin14_HeaderMax24 | 18 | 5 | 20
226 | 106 | 1012-1/2-4P-150HP KPVS | KPVS_1012-1/2_4P_150HP_11.42_BRZ | 6598.6 | 6598.6 | 13197.2 | 3 | 0 | 3 | B | KPVS_SplitCase | 12 | 10 | 12 | 18 | BranchMin12_BranchMax18 | 12 | 4 | 14 | 24 | HeaderMin14_HeaderMax24 | 20 | 5 | 20
226 | 106 | 1012-1/2-4P-150HP KPVS | KPVS_1012-1/2_4P_150HP_11.42_BRZ | 6598.6 | 6598.6 | 13197.2 | 3 | 0 | 3 | B | KPVS_SplitCase | 12 | 10 | 12 | 18 | BranchMin12_BranchMax18 | 12 | 4 | 14 | 24 | HeaderMin14_HeaderMax24 | 24 | 5 | 20
226 | 106 | 1012-1/2-4P-150HP KPVS | KPVS_1012-1/2_4P_150HP_11.42_BRZ | 6598.6 | 6598.6 | 13197.2 | 3 | 0 | 3 | B | KPVS_SplitCase | 12 | 10 | 12 | 18 | BranchMin12_BranchMax18 | 14 | 4 | 14 | 24 | HeaderMin14_HeaderMax24 | 14 | 5 | 20 | [29 empty] | INVALID
226 | 106 | 1012-1/2-4P-150HP KPVS | KPVS_1012-1/2_4P_150HP_11.42_BRZ | 6598.6 | 6598.6 | 13197.2 | 3 | 0 | 3 | B | KPVS_SplitCase | 12 | 10 | 12 | 18 | BranchMin12_BranchMax18 | 14 | 4 | 14 | 24 | HeaderMin14_HeaderMax24 | 16 | 5 | 20
226 | 106 | 1012-1/2-4P-150HP KPVS | KPVS_1012-1/2_4P_150HP_11.42_BRZ | 6598.6 | 6598.6 | 13197.2 | 3 | 0 | 3 | B | KPVS_SplitCase | 12 | 10 | 12 | 18 | BranchMin12_BranchMax18 | 14 | 4 | 14 | 24 | HeaderMin14_HeaderMax24 | 18 | 5 | 20
226 | 106 | 1012-1/2-4P-150HP KPVS | KPVS_1012-1/2_4P_150HP_11.42_BRZ | 6598.6 | 6598.6 | 13197.2 | 3 | 0 | 3 | B | KPVS_SplitCase | 12 | 10 | 12 | 18 | BranchMin12_BranchMax18 | 14 | 4 | 14 | 24 | HeaderMin14_HeaderMax24 | 20 | 5 | 20
226 | 106 | 1012-1/2-4P-150HP KPVS | KPVS_1012-1/2_4P_150HP_11.42_BRZ | 6598.6 | 6598.6 | 13197.2 | 3 | 0 | 3 | B | KPVS_SplitCase | 12 | 10 | 12 | 18 | BranchMin12_BranchMax18 | 14 | 4 | 14 | 24 | HeaderMin14_HeaderMax24 | 24 | 5 | 20
226 | 106 | 1012-1/2-4P-150HP KPVS | KPVS_1012-1/2_4P_150HP_11.42_BRZ | 6598.6 | 6598.6 | 13197.2 | 3 | 0 | 3 | B | KPVS_SplitCase | 12 | 10 | 12 | 18 | BranchMin12_BranchMax18 | 16 | 4 | 14 | 24 | HeaderMin14_HeaderMax24 | 14 | 5 | 20 | [29 empty] | INVALID
226 | 106 | 1012-1/2-4P-150HP KPVS | KPVS_1012-1/2_4P_150HP_11.42_BRZ | 6598.6 | 6598.6 | 13197.2 | 3 | 0 | 3 | B | KPVS_SplitCase | 12 | 10 | 12 | 18 | BranchMin12_BranchMax18 | 16 | 4 | 14 | 24 | HeaderMin14_HeaderMax24 | 16 | 5 | 20 | [29 empty] | INVALID
226 | 106 | 1012-1/2-4P-150HP KPVS | KPVS_1012-1/2_4P_150HP_11.42_BRZ | 6598.6 | 6598.6 | 13197.2 | 3 | 0 | 3 | B | KPVS_SplitCase | 12 | 10 | 12 | 18 | BranchMin12_BranchMax18 | 16 | 4 | 14 | 24 | HeaderMin14_HeaderMax24 | 18 | 5 | 20
226 | 106 | 1012-1/2-4P-150HP KPVS | KPVS_1012-1/2_4P_150HP_11.42_BRZ | 6598.6 | 6598.6 | 13197.2 | 3 | 0 | 3 | B | KPVS_SplitCase | 12 | 10 | 12 | 18 | BranchMin12_BranchMax18 | 16 | 4 | 14 | 24 | HeaderMin14_HeaderMax24 | 20 | 5 | 20
226 | 106 | 1012-1/2-4P-150HP KPVS | KPVS_1012-1/2_4P_150HP_11.42_BRZ | 6598.6 | 6598.6 | 13197.2 | 3 | 0 | 3 | B | KPVS_SplitCase | 12 | 10 | 12 | 18 | BranchMin12_BranchMax18 | 16 | 4 | 14 | 24 | HeaderMin14_HeaderMax24 | 24 | 5 | 20
226 | 106 | 1012-1/2-4P-150HP KPVS | KPVS_1012-1/2_4P_150HP_11.42_BRZ | 6598.6 | 6598.6 | 13197.2 | 3 | 0 | 3 | B | KPVS_SplitCase | 12 | 10 | 12 | 18 | BranchMin12_BranchMax18 | 18 | 4 | 14 | 24 | HeaderMin14_HeaderMax24 | 14 | 5 | 20 | [29 empty] | INVALID
226 | 106 | 1012-1/2-4P-150HP KPVS | KPVS_1012-1/2_4P_150HP_11.42_BRZ | 6598.6 | 6598.6 | 13197.2 | 3 | 0 | 3 | B | KPVS_SplitCase | 12 | 10 | 12 | 18 | BranchMin12_BranchMax18 | 18 | 4 | 14 | 24 | HeaderMin14_HeaderMax24 | 16 | 5 | 20 | [29 empty] | INVALID
226 | 106 | 1012-1/2-4P-150HP KPVS | KPVS_1012-1/2_4P_150HP_11.42_BRZ | 6598.6 | 6598.6 | 13197.2 | 3 | 0 | 3 | B | KPVS_SplitCase | 12 | 10 | 12 | 18 | BranchMin12_BranchMax18 | 18 | 4 | 14 | 24 | HeaderMin14_HeaderMax24 | 18 | 5 | 20 | [29 empty] | INVALID
226 | 106 | 1012-1/2-4P-150HP KPVS | KPVS_1012-1/2_4P_150HP_11.42_BRZ | 6598.6 | 6598.6 | 13197.2 | 3 | 0 | 3 | B | KPVS_SplitCase | 12 | 10 | 12 | 18 | BranchMin12_BranchMax18 | 18 | 4 | 14 | 24 | HeaderMin14_HeaderMax24 | 20 | 5 | 20
226 | 106 | 1012-1/2-4P-150HP KPVS | KPVS_1012-1/2_4P_150HP_11.42_BRZ | 6598.6 | 6598.6 | 13197.2 | 3 | 0 | 3 | B | KPVS_SplitCase | 12 | 10 | 12 | 18 | BranchMin12_BranchMax18 | 18 | 4 | 14 | 24 | HeaderMin14_HeaderMax24 | 24 | 5 | 20
227 | 107 | 1012-1/2-4P-200HP KPVS | KPVS_1012-1/2_4P_200HP_12.00_BRZ | 7035 | 7035 | 14070 | 3 | 0 | 3 | B | KPVS_SplitCase | 12 | 10 | 12 | 18 | BranchMin12_BranchMax18 | 12 | 4 | 14 | 24 | HeaderMin14_HeaderMax24 | 14 | 5 | 20
227 | 107 | 1012-1/2-4P-200HP KPVS | KPVS_1012-1/2_4P_200HP_12.00_BRZ | 7035 | 7035 | 14070 | 3 | 0 | 3 | B | KPVS_SplitCase | 12 | 10 | 12 | 18 | BranchMin12_BranchMax18 | 12 | 4 | 14 | 24 | HeaderMin14_HeaderMax24 | 16 | 5 | 20
227 | 107 | 1012-1/2-4P-200HP KPVS | KPVS_1012-1/2_4P_200HP_12.00_BRZ | 7035 | 7035 | 14070 | 3 | 0 | 3 | B | KPVS_SplitCase | 12 | 10 | 12 | 18 | BranchMin12_BranchMax18 | 12 | 4 | 14 | 24 | HeaderMin14_HeaderMax24 | 18 | 5 | 20
227 | 107 | 1012-1/2-4P-200HP KPVS | KPVS_1012-1/2_4P_200HP_12.00_BRZ | 7035 | 7035 | 14070 | 3 | 0 | 3 | B | KPVS_SplitCase | 12 | 10 | 12 | 18 | BranchMin12_BranchMax18 | 12 | 4 | 14 | 24 | HeaderMin14_HeaderMax24 | 20 | 5 | 20
227 | 107 | 1012-1/2-4P-200HP KPVS | KPVS_1012-1/2_4P_200HP_12.00_BRZ | 7035 | 7035 | 14070 | 3 | 0 | 3 | B | KPVS_SplitCase | 12 | 10 | 12 | 18 | BranchMin12_BranchMax18 | 12 | 4 | 14 | 24 | HeaderMin14_HeaderMax24 | 24 | 5 | 20
227 | 107 | 1012-1/2-4P-200HP KPVS | KPVS_1012-1/2_4P_200HP_12.00_BRZ | 7035 | 7035 | 14070 | 3 | 0 | 3 | B | KPVS_SplitCase | 12 | 10 | 12 | 18 | BranchMin12_BranchMax18 | 14 | 4 | 14 | 24 | HeaderMin14_HeaderMax24 | 14 | 5 | 20 | [29 empty] | INVALID
227 | 107 | 1012-1/2-4P-200HP KPVS | KPVS_1012-1/2_4P_200HP_12.00_BRZ | 7035 | 7035 | 14070 | 3 | 0 | 3 | B | KPVS_SplitCase | 12 | 10 | 12 | 18 | BranchMin12_BranchMax18 | 14 | 4 | 14 | 24 | HeaderMin14_HeaderMax24 | 16 | 5 | 20
227 | 107 | 1012-1/2-4P-200HP KPVS | KPVS_1012-1/2_4P_200HP_12.00_BRZ | 7035 | 7035 | 14070 | 3 | 0 | 3 | B | KPVS_SplitCase | 12 | 10 | 12 | 18 | BranchMin12_BranchMax18 | 14 | 4 | 14 | 24 | HeaderMin14_HeaderMax24 | 18 | 5 | 20
227 | 107 | 1012-1/2-4P-200HP KPVS | KPVS_1012-1/2_4P_200HP_12.00_BRZ | 7035 | 7035 | 14070 | 3 | 0 | 3 | B | KPVS_SplitCase | 12 | 10 | 12 | 18 | BranchMin12_BranchMax18 | 14 | 4 | 14 | 24 | HeaderMin14_HeaderMax24 | 20 | 5 | 20
227 | 107 | 1012-1/2-4P-200HP KPVS | KPVS_1012-1/2_4P_200HP_12.00_BRZ | 7035 | 7035 | 14070 | 3 | 0 | 3 | B | KPVS_SplitCase | 12 | 10 | 12 | 18 | BranchMin12_BranchMax18 | 14 | 4 | 14 | 24 | HeaderMin14_HeaderMax24 | 24 | 5 | 20
227 | 107 | 1012-1/2-4P-200HP KPVS | KPVS_1012-1/2_4P_200HP_12.00_BRZ | 7035 | 7035 | 14070 | 3 | 0 | 3 | B | KPVS_SplitCase | 12 | 10 | 12 | 18 | BranchMin12_BranchMax18 | 16 | 4 | 14 | 24 | HeaderMin14_HeaderMax24 | 14 | 5 | 20 | [29 empty] | INVALID
227 | 107 | 1012-1/2-4P-200HP KPVS | KPVS_1012-1/2_4P_200HP_12.00_BRZ | 7035 | 7035 | 14070 | 3 | 0 | 3 | B | KPVS_SplitCase | 12 | 10 | 12 | 18 | BranchMin12_BranchMax18 | 16 | 4 | 14 | 24 | HeaderMin14_HeaderMax24 | 16 | 5 | 20 | [29 empty] | INVALID
227 | 107 | 1012-1/2-4P-200HP KPVS | KPVS_1012-1/2_4P_200HP_12.00_BRZ | 7035 | 7035 | 14070 | 3 | 0 | 3 | B | KPVS_SplitCase | 12 | 10 | 12 | 18 | BranchMin12_BranchMax18 | 16 | 4 | 14 | 24 | HeaderMin14_HeaderMax24 | 18 | 5 | 20
227 | 107 | 1012-1/2-4P-200HP KPVS | KPVS_1012-1/2_4P_200HP_12.00_BRZ | 7035 | 7035 | 14070 | 3 | 0 | 3 | B | KPVS_SplitCase | 12 | 10 | 12 | 18 | BranchMin12_BranchMax18 | 16 | 4 | 14 | 24 | HeaderMin14_HeaderMax24 | 20 | 5 | 20
227 | 107 | 1012-1/2-4P-200HP KPVS | KPVS_1012-1/2_4P_200HP_12.00_BRZ | 7035 | 7035 | 14070 | 3 | 0 | 3 | B | KPVS_SplitCase | 12 | 10 | 12 | 18 | BranchMin12_BranchMax18 | 16 | 4 | 14 | 24 | HeaderMin14_HeaderMax24 | 24 | 5 | 20
227 | 107 | 1012-1/2-4P-200HP KPVS | KPVS_1012-1/2_4P_200HP_12.00_BRZ | 7035 | 7035 | 14070 | 3 | 0 | 3 | B | KPVS_SplitCase | 12 | 10 | 12 | 18 | BranchMin12_BranchMax18 | 18 | 4 | 14 | 24 | HeaderMin14_HeaderMax24 | 14 | 5 | 20 | [29 empty] | INVALID
227 | 107 | 1012-1/2-4P-200HP KPVS | KPVS_1012-1/2_4P_200HP_12.00_BRZ | 7035 | 7035 | 14070 | 3 | 0 | 3 | B | KPVS_SplitCase | 12 | 10 | 12 | 18 | BranchMin12_BranchMax18 | 18 | 4 | 14 | 24 | HeaderMin14_HeaderMax24 | 16 | 5 | 20 | [29 empty] | INVALID
227 | 107 | 1012-1/2-4P-200HP KPVS | KPVS_1012-1/2_4P_200HP_12.00_BRZ | 7035 | 7035 | 14070 | 3 | 0 | 3 | B | KPVS_SplitCase | 12 | 10 | 12 | 18 | BranchMin12_BranchMax18 | 18 | 4 | 14 | 24 | HeaderMin14_HeaderMax24 | 18 | 5 | 20 | [29 empty] | INVALID
227 | 107 | 1012-1/2-4P-200HP KPVS | KPVS_1012-1/2_4P_200HP_12.00_BRZ | 7035 | 7035 | 14070 | 3 | 0 | 3 | B | KPVS_SplitCase | 12 | 10 | 12 | 18 | BranchMin12_BranchMax18 | 18 | 4 | 14 | 24 | HeaderMin14_HeaderMax24 | 20 | 5 | 20
227 | 107 | 1012-1/2-4P-200HP KPVS | KPVS_1012-1/2_4P_200HP_12.00_BRZ | 7035 | 7035 | 14070 | 3 | 0 | 3 | B | KPVS_SplitCase | 12 | 10 | 12 | 18 | BranchMin12_BranchMax18 | 18 | 4 | 14 | 24 | HeaderMin14_HeaderMax24 | 24 | 5 | 20
228 | 108 | 1015-3/4-4P-125HP KPVS | KPVS_1015-3/4_4P_125HP_11.26_BRZ | 5646.6 | 5646.6 | 11293.2 | 3 | 0 | 3 | B | KPVS_SplitCase | 12 | 10 | 12 | 18 | BranchMin12_BranchMax18 | 12 | 4 | 14 | 24 | HeaderMin14_HeaderMax24 | 14 | 5 | 20
228 | 108 | 1015-3/4-4P-125HP KPVS | KPVS_1015-3/4_4P_125HP_11.26_BRZ | 5646.6 | 5646.6 | 11293.2 | 3 | 0 | 3 | B | KPVS_SplitCase | 12 | 10 | 12 | 18 | BranchMin12_BranchMax18 | 12 | 4 | 14 | 24 | HeaderMin14_HeaderMax24 | 16 | 5 | 20
228 | 108 | 1015-3/4-4P-125HP KPVS | KPVS_1015-3/4_4P_125HP_11.26_BRZ | 5646.6 | 5646.6 | 11293.2 | 3 | 0 | 3 | B | KPVS_SplitCase | 12 | 10 | 12 | 18 | BranchMin12_BranchMax18 | 12 | 4 | 14 | 24 | HeaderMin14_HeaderMax24 | 18 | 5 | 20
228 | 108 | 1015-3/4-4P-125HP KPVS | KPVS_1015-3/4_4P_125HP_11.26_BRZ | 5646.6 | 5646.6 | 11293.2 | 3 | 0 | 3 | B | KPVS_SplitCase | 12 | 10 | 12 | 18 | BranchMin12_BranchMax18 | 12 | 4 | 14 | 24 | HeaderMin14_HeaderMax24 | 20 | 5 | 20
228 | 108 | 1015-3/4-4P-125HP KPVS | KPVS_1015-3/4_4P_125HP_11.26_BRZ | 5646.6 | 5646.6 | 11293.2 | 3 | 0 | 3 | B | KPVS_SplitCase | 12 | 10 | 12 | 18 | BranchMin12_BranchMax18 | 12 | 4 | 14 | 24 | HeaderMin14_HeaderMax24 | 24 | 5 | 20
228 | 108 | 1015-3/4-4P-125HP KPVS | KPVS_1015-3/4_4P_125HP_11.26_BRZ | 5646.6 | 5646.6 | 11293.2 | 3 | 0 | 3 | B | KPVS_SplitCase | 12 | 10 | 12 | 18 | BranchMin12_BranchMax18 | 14 | 4 | 14 | 24 | HeaderMin14_HeaderMax24 | 14 | 5 | 20 | [29 empty] | INVALID
228 | 108 | 1015-3/4-4P-125HP KPVS | KPVS_1015-3/4_4P_125HP_11.26_BRZ | 5646.6 | 5646.6 | 11293.2 | 3 | 0 | 3 | B | KPVS_SplitCase | 12 | 10 | 12 | 18 | BranchMin12_BranchMax18 | 14 | 4 | 14 | 24 | HeaderMin14_HeaderMax24 | 16 | 5 | 20
228 | 108 | 1015-3/4-4P-125HP KPVS | KPVS_1015-3/4_4P_125HP_11.26_BRZ | 5646.6 | 5646.6 | 11293.2 | 3 | 0 | 3 | B | KPVS_SplitCase | 12 | 10 | 12 | 18 | BranchMin12_BranchMax18 | 14 | 4 | 14 | 24 | HeaderMin14_HeaderMax24 | 18 | 5 | 20
228 | 108 | 1015-3/4-4P-125HP KPVS | KPVS_1015-3/4_4P_125HP_11.26_BRZ | 5646.6 | 5646.6 | 11293.2 | 3 | 0 | 3 | B | KPVS_SplitCase | 12 | 10 | 12 | 18 | BranchMin12_BranchMax18 | 14 | 4 | 14 | 24 | HeaderMin14_HeaderMax24 | 20 | 5 | 20
228 | 108 | 1015-3/4-4P-125HP KPVS | KPVS_1015-3/4_4P_125HP_11.26_BRZ | 5646.6 | 5646.6 | 11293.2 | 3 | 0 | 3 | B | KPVS_SplitCase | 12 | 10 | 12 | 18 | BranchMin12_BranchMax18 | 14 | 4 | 14 | 24 | HeaderMin14_HeaderMax24 | 24 | 5 | 20
228 | 108 | 1015-3/4-4P-125HP KPVS | KPVS_1015-3/4_4P_125HP_11.26_BRZ | 5646.6 | 5646.6 | 11293.2 | 3 | 0 | 3 | B | KPVS_SplitCase | 12 | 10 | 12 | 18 | BranchMin12_BranchMax18 | 16 | 4 | 14 | 24 | HeaderMin14_HeaderMax24 | 14 | 5 | 20 | [29 empty] | INVALID
228 | 108 | 1015-3/4-4P-125HP KPVS | KPVS_1015-3/4_4P_125HP_11.26_BRZ | 5646.6 | 5646.6 | 11293.2 | 3 | 0 | 3 | B | KPVS_SplitCase | 12 | 10 | 12 | 18 | BranchMin12_BranchMax18 | 16 | 4 | 14 | 24 | HeaderMin14_HeaderMax24 | 16 | 5 | 20 | [29 empty] | INVALID
228 | 108 | 1015-3/4-4P-125HP KPVS | KPVS_1015-3/4_4P_125HP_11.26_BRZ | 5646.6 | 5646.6 | 11293.2 | 3 | 0 | 3 | B | KPVS_SplitCase | 12 | 10 | 12 | 18 | BranchMin12_BranchMax18 | 16 | 4 | 14 | 24 | HeaderMin14_HeaderMax24 | 18 | 5 | 20
228 | 108 | 1015-3/4-4P-125HP KPVS | KPVS_1015-3/4_4P_125HP_11.26_BRZ | 5646.6 | 5646.6 | 11293.2 | 3 | 0 | 3 | B | KPVS_SplitCase | 12 | 10 | 12 | 18 | BranchMin12_BranchMax18 | 16 | 4 | 14 | 24 | HeaderMin14_HeaderMax24 | 20 | 5 | 20
228 | 108 | 1015-3/4-4P-125HP KPVS | KPVS_1015-3/4_4P_125HP_11.26_BRZ | 5646.6 | 5646.6 | 11293.2 | 3 | 0 | 3 | B | KPVS_SplitCase | 12 | 10 | 12 | 18 | BranchMin12_BranchMax18 | 16 | 4 | 14 | 24 | HeaderMin14_HeaderMax24 | 24 | 5 | 20
228 | 108 | 1015-3/4-4P-125HP KPVS | KPVS_1015-3/4_4P_125HP_11.26_BRZ | 5646.6 | 5646.6 | 11293.2 | 3 | 0 | 3 | B | KPVS_SplitCase | 12 | 10 | 12 | 18 | BranchMin12_BranchMax18 | 18 | 4 | 14 | 24 | HeaderMin14_HeaderMax24 | 14 | 5 | 20 | [29 empty] | INVALID
228 | 108 | 1015-3/4-4P-125HP KPVS | KPVS_1015-3/4_4P_125HP_11.26_BRZ | 5646.6 | 5646.6 | 11293.2 | 3 | 0 | 3 | B | KPVS_SplitCase | 12 | 10 | 12 | 18 | BranchMin12_BranchMax18 | 18 | 4 | 14 | 24 | HeaderMin14_HeaderMax24 | 16 | 5 | 20 | [29 empty] | INVALID
228 | 108 | 1015-3/4-4P-125HP KPVS | KPVS_1015-3/4_4P_125HP_11.26_BRZ | 5646.6 | 5646.6 | 11293.2 | 3 | 0 | 3 | B | KPVS_SplitCase | 12 | 10 | 12 | 18 | BranchMin12_BranchMax18 | 18 | 4 | 14 | 24 | HeaderMin14_HeaderMax24 | 18 | 5 | 20 | [29 empty] | INVALID
228 | 108 | 1015-3/4-4P-125HP KPVS | KPVS_1015-3/4_4P_125HP_11.26_BRZ | 5646.6 | 5646.6 | 11293.2 | 3 | 0 | 3 | B | KPVS_SplitCase | 12 | 10 | 12 | 18 | BranchMin12_BranchMax18 | 18 | 4 | 14 | 24 | HeaderMin14_HeaderMax24 | 20 | 5 | 20
228 | 108 | 1015-3/4-4P-125HP KPVS | KPVS_1015-3/4_4P_125HP_11.26_BRZ | 5646.6 | 5646.6 | 11293.2 | 3 | 0 | 3 | B | KPVS_SplitCase | 12 | 10 | 12 | 18 | BranchMin12_BranchMax18 | 18 | 4 | 14 | 24 | HeaderMin14_HeaderMax24 | 24 | 5 | 20
229 | 109 | 1015-3/4-4P-150HP KPVS | KPVS_1015-3/4_4P_150HP_11.96_BRZ | 6108.6 | 6108.6 | 12217.2 | 3 | 0 | 3 | B | KPVS_SplitCase | 12 | 10 | 12 | 18 | BranchMin12_BranchMax18 | 12 | 4 | 14 | 24 | HeaderMin14_HeaderMax24 | 14 | 5 | 20
229 | 109 | 1015-3/4-4P-150HP KPVS | KPVS_1015-3/4_4P_150HP_11.96_BRZ | 6108.6 | 6108.6 | 12217.2 | 3 | 0 | 3 | B | KPVS_SplitCase | 12 | 10 | 12 | 18 | BranchMin12_BranchMax18 | 12 | 4 | 14 | 24 | HeaderMin14_HeaderMax24 | 16 | 5 | 20
229 | 109 | 1015-3/4-4P-150HP KPVS | KPVS_1015-3/4_4P_150HP_11.96_BRZ | 6108.6 | 6108.6 | 12217.2 | 3 | 0 | 3 | B | KPVS_SplitCase | 12 | 10 | 12 | 18 | BranchMin12_BranchMax18 | 12 | 4 | 14 | 24 | HeaderMin14_HeaderMax24 | 18 | 5 | 20
229 | 109 | 1015-3/4-4P-150HP KPVS | KPVS_1015-3/4_4P_150HP_11.96_BRZ | 6108.6 | 6108.6 | 12217.2 | 3 | 0 | 3 | B | KPVS_SplitCase | 12 | 10 | 12 | 18 | BranchMin12_BranchMax18 | 12 | 4 | 14 | 24 | HeaderMin14_HeaderMax24 | 20 | 5 | 20
229 | 109 | 1015-3/4-4P-150HP KPVS | KPVS_1015-3/4_4P_150HP_11.96_BRZ | 6108.6 | 6108.6 | 12217.2 | 3 | 0 | 3 | B | KPVS_SplitCase | 12 | 10 | 12 | 18 | BranchMin12_BranchMax18 | 12 | 4 | 14 | 24 | HeaderMin14_HeaderMax24 | 24 | 5 | 20
229 | 109 | 1015-3/4-4P-150HP KPVS | KPVS_1015-3/4_4P_150HP_11.96_BRZ | 6108.6 | 6108.6 | 12217.2 | 3 | 0 | 3 | B | KPVS_SplitCase | 12 | 10 | 12 | 18 | BranchMin12_BranchMax18 | 14 | 4 | 14 | 24 | HeaderMin14_HeaderMax24 | 14 | 5 | 20 | [29 empty] | INVALID
229 | 109 | 1015-3/4-4P-150HP KPVS | KPVS_1015-3/4_4P_150HP_11.96_BRZ | 6108.6 | 6108.6 | 12217.2 | 3 | 0 | 3 | B | KPVS_SplitCase | 12 | 10 | 12 | 18 | BranchMin12_BranchMax18 | 14 | 4 | 14 | 24 | HeaderMin14_HeaderMax24 | 16 | 5 | 20
229 | 109 | 1015-3/4-4P-150HP KPVS | KPVS_1015-3/4_4P_150HP_11.96_BRZ | 6108.6 | 6108.6 | 12217.2 | 3 | 0 | 3 | B | KPVS_SplitCase | 12 | 10 | 12 | 18 | BranchMin12_BranchMax18 | 14 | 4 | 14 | 24 | HeaderMin14_HeaderMax24 | 18 | 5 | 20
229 | 109 | 1015-3/4-4P-150HP KPVS | KPVS_1015-3/4_4P_150HP_11.96_BRZ | 6108.6 | 6108.6 | 12217.2 | 3 | 0 | 3 | B | KPVS_SplitCase | 12 | 10 | 12 | 18 | BranchMin12_BranchMax18 | 14 | 4 | 14 | 24 | HeaderMin14_HeaderMax24 | 20 | 5 | 20
229 | 109 | 1015-3/4-4P-150HP KPVS | KPVS_1015-3/4_4P_150HP_11.96_BRZ | 6108.6 | 6108.6 | 12217.2 | 3 | 0 | 3 | B | KPVS_SplitCase | 12 | 10 | 12 | 18 | BranchMin12_BranchMax18 | 14 | 4 | 14 | 24 | HeaderMin14_HeaderMax24 | 24 | 5 | 20
229 | 109 | 1015-3/4-4P-150HP KPVS | KPVS_1015-3/4_4P_150HP_11.96_BRZ | 6108.6 | 6108.6 | 12217.2 | 3 | 0 | 3 | B | KPVS_SplitCase | 12 | 10 | 12 | 18 | BranchMin12_BranchMax18 | 16 | 4 | 14 | 24 | HeaderMin14_HeaderMax24 | 14 | 5 | 20 | [29 empty] | INVALID
229 | 109 | 1015-3/4-4P-150HP KPVS | KPVS_1015-3/4_4P_150HP_11.96_BRZ | 6108.6 | 6108.6 | 12217.2 | 3 | 0 | 3 | B | KPVS_SplitCase | 12 | 10 | 12 | 18 | BranchMin12_BranchMax18 | 16 | 4 | 14 | 24 | HeaderMin14_HeaderMax24 | 16 | 5 | 20 | [29 empty] | INVALID
229 | 109 | 1015-3/4-4P-150HP KPVS | KPVS_1015-3/4_4P_150HP_11.96_BRZ | 6108.6 | 6108.6 | 12217.2 | 3 | 0 | 3 | B | KPVS_SplitCase | 12 | 10 | 12 | 18 | BranchMin12_BranchMax18 | 16 | 4 | 14 | 24 | HeaderMin14_HeaderMax24 | 18 | 5 | 20
229 | 109 | 1015-3/4-4P-150HP KPVS | KPVS_1015-3/4_4P_150HP_11.96_BRZ | 6108.6 | 6108.6 | 12217.2 | 3 | 0 | 3 | B | KPVS_SplitCase | 12 | 10 | 12 | 18 | BranchMin12_BranchMax18 | 16 | 4 | 14 | 24 | HeaderMin14_HeaderMax24 | 20 | 5 | 20
229 | 109 | 1015-3/4-4P-150HP KPVS | KPVS_1015-3/4_4P_150HP_11.96_BRZ | 6108.6 | 6108.6 | 12217.2 | 3 | 0 | 3 | B | KPVS_SplitCase | 12 | 10 | 12 | 18 | BranchMin12_BranchMax18 | 16 | 4 | 14 | 24 | HeaderMin14_HeaderMax24 | 24 | 5 | 20
229 | 109 | 1015-3/4-4P-150HP KPVS | KPVS_1015-3/4_4P_150HP_11.96_BRZ | 6108.6 | 6108.6 | 12217.2 | 3 | 0 | 3 | B | KPVS_SplitCase | 12 | 10 | 12 | 18 | BranchMin12_BranchMax18 | 18 | 4 | 14 | 24 | HeaderMin14_HeaderMax24 | 14 | 5 | 20 | [29 empty] | INVALID
229 | 109 | 1015-3/4-4P-150HP KPVS | KPVS_1015-3/4_4P_150HP_11.96_BRZ | 6108.6 | 6108.6 | 12217.2 | 3 | 0 | 3 | B | KPVS_SplitCase | 12 | 10 | 12 | 18 | BranchMin12_BranchMax18 | 18 | 4 | 14 | 24 | HeaderMin14_HeaderMax24 | 16 | 5 | 20 | [29 empty] | INVALID
229 | 109 | 1015-3/4-4P-150HP KPVS | KPVS_1015-3/4_4P_150HP_11.96_BRZ | 6108.6 | 6108.6 | 12217.2 | 3 | 0 | 3 | B | KPVS_SplitCase | 12 | 10 | 12 | 18 | BranchMin12_BranchMax18 | 18 | 4 | 14 | 24 | HeaderMin14_HeaderMax24 | 18 | 5 | 20 | [29 empty] | INVALID
229 | 109 | 1015-3/4-4P-150HP KPVS | KPVS_1015-3/4_4P_150HP_11.96_BRZ | 6108.6 | 6108.6 | 12217.2 | 3 | 0 | 3 | B | KPVS_SplitCase | 12 | 10 | 12 | 18 | BranchMin12_BranchMax18 | 18 | 4 | 14 | 24 | HeaderMin14_HeaderMax24 | 20 | 5 | 20
229 | 109 | 1015-3/4-4P-150HP KPVS | KPVS_1015-3/4_4P_150HP_11.96_BRZ | 6108.6 | 6108.6 | 12217.2 | 3 | 0 | 3 | B | KPVS_SplitCase | 12 | 10 | 12 | 18 | BranchMin12_BranchMax18 | 18 | 4 | 14 | 24 | HeaderMin14_HeaderMax24 | 24 | 5 | 20
230 | 110 | 1015-3/4-4P-200HP KPVS | KPVS_1015-3/4_4P_200HP_12.89_BRZ | 6722.4 | 6722.4 | 13444.8 | 3 | 0 | 3 | B | KPVS_SplitCase | 12 | 10 | 12 | 18 | BranchMin12_BranchMax18 | 12 | 4 | 14 | 24 | HeaderMin14_HeaderMax24 | 14 | 5 | 20
230 | 110 | 1015-3/4-4P-200HP KPVS | KPVS_1015-3/4_4P_200HP_12.89_BRZ | 6722.4 | 6722.4 | 13444.8 | 3 | 0 | 3 | B | KPVS_SplitCase | 12 | 10 | 12 | 18 | BranchMin12_BranchMax18 | 12 | 4 | 14 | 24 | HeaderMin14_HeaderMax24 | 16 | 5 | 20
230 | 110 | 1015-3/4-4P-200HP KPVS | KPVS_1015-3/4_4P_200HP_12.89_BRZ | 6722.4 | 6722.4 | 13444.8 | 3 | 0 | 3 | B | KPVS_SplitCase | 12 | 10 | 12 | 18 | BranchMin12_BranchMax18 | 12 | 4 | 14 | 24 | HeaderMin14_HeaderMax24 | 18 | 5 | 20
230 | 110 | 1015-3/4-4P-200HP KPVS | KPVS_1015-3/4_4P_200HP_12.89_BRZ | 6722.4 | 6722.4 | 13444.8 | 3 | 0 | 3 | B | KPVS_SplitCase | 12 | 10 | 12 | 18 | BranchMin12_BranchMax18 | 12 | 4 | 14 | 24 | HeaderMin14_HeaderMax24 | 20 | 5 | 20
230 | 110 | 1015-3/4-4P-200HP KPVS | KPVS_1015-3/4_4P_200HP_12.89_BRZ | 6722.4 | 6722.4 | 13444.8 | 3 | 0 | 3 | B | KPVS_SplitCase | 12 | 10 | 12 | 18 | BranchMin12_BranchMax18 | 12 | 4 | 14 | 24 | HeaderMin14_HeaderMax24 | 24 | 5 | 20
230 | 110 | 1015-3/4-4P-200HP KPVS | KPVS_1015-3/4_4P_200HP_12.89_BRZ | 6722.4 | 6722.4 | 13444.8 | 3 | 0 | 3 | B | KPVS_SplitCase | 12 | 10 | 12 | 18 | BranchMin12_BranchMax18 | 14 | 4 | 14 | 24 | HeaderMin14_HeaderMax24 | 14 | 5 | 20 | [29 empty] | INVALID
230 | 110 | 1015-3/4-4P-200HP KPVS | KPVS_1015-3/4_4P_200HP_12.89_BRZ | 6722.4 | 6722.4 | 13444.8 | 3 | 0 | 3 | B | KPVS_SplitCase | 12 | 10 | 12 | 18 | BranchMin12_BranchMax18 | 14 | 4 | 14 | 24 | HeaderMin14_HeaderMax24 | 16 | 5 | 20
230 | 110 | 1015-3/4-4P-200HP KPVS | KPVS_1015-3/4_4P_200HP_12.89_BRZ | 6722.4 | 6722.4 | 13444.8 | 3 | 0 | 3 | B | KPVS_SplitCase | 12 | 10 | 12 | 18 | BranchMin12_BranchMax18 | 14 | 4 | 14 | 24 | HeaderMin14_HeaderMax24 | 18 | 5 | 20
230 | 110 | 1015-3/4-4P-200HP KPVS | KPVS_1015-3/4_4P_200HP_12.89_BRZ | 6722.4 | 6722.4 | 13444.8 | 3 | 0 | 3 | B | KPVS_SplitCase | 12 | 10 | 12 | 18 | BranchMin12_BranchMax18 | 14 | 4 | 14 | 24 | HeaderMin14_HeaderMax24 | 20 | 5 | 20
230 | 110 | 1015-3/4-4P-200HP KPVS | KPVS_1015-3/4_4P_200HP_12.89_BRZ | 6722.4 | 6722.4 | 13444.8 | 3 | 0 | 3 | B | KPVS_SplitCase | 12 | 10 | 12 | 18 | BranchMin12_BranchMax18 | 14 | 4 | 14 | 24 | HeaderMin14_HeaderMax24 | 24 | 5 | 20
230 | 110 | 1015-3/4-4P-200HP KPVS | KPVS_1015-3/4_4P_200HP_12.89_BRZ | 6722.4 | 6722.4 | 13444.8 | 3 | 0 | 3 | B | KPVS_SplitCase | 12 | 10 | 12 | 18 | BranchMin12_BranchMax18 | 16 | 4 | 14 | 24 | HeaderMin14_HeaderMax24 | 14 | 5 | 20 | [29 empty] | INVALID
230 | 110 | 1015-3/4-4P-200HP KPVS | KPVS_1015-3/4_4P_200HP_12.89_BRZ | 6722.4 | 6722.4 | 13444.8 | 3 | 0 | 3 | B | KPVS_SplitCase | 12 | 10 | 12 | 18 | BranchMin12_BranchMax18 | 16 | 4 | 14 | 24 | HeaderMin14_HeaderMax24 | 16 | 5 | 20 | [29 empty] | INVALID
230 | 110 | 1015-3/4-4P-200HP KPVS | KPVS_1015-3/4_4P_200HP_12.89_BRZ | 6722.4 | 6722.4 | 13444.8 | 3 | 0 | 3 | B | KPVS_SplitCase | 12 | 10 | 12 | 18 | BranchMin12_BranchMax18 | 16 | 4 | 14 | 24 | HeaderMin14_HeaderMax24 | 18 | 5 | 20
230 | 110 | 1015-3/4-4P-200HP KPVS | KPVS_1015-3/4_4P_200HP_12.89_BRZ | 6722.4 | 6722.4 | 13444.8 | 3 | 0 | 3 | B | KPVS_SplitCase | 12 | 10 | 12 | 18 | BranchMin12_BranchMax18 | 16 | 4 | 14 | 24 | HeaderMin14_HeaderMax24 | 20 | 5 | 20
230 | 110 | 1015-3/4-4P-200HP KPVS | KPVS_1015-3/4_4P_200HP_12.89_BRZ | 6722.4 | 6722.4 | 13444.8 | 3 | 0 | 3 | B | KPVS_SplitCase | 12 | 10 | 12 | 18 | BranchMin12_BranchMax18 | 16 | 4 | 14 | 24 | HeaderMin14_HeaderMax24 | 24 | 5 | 20
230 | 110 | 1015-3/4-4P-200HP KPVS | KPVS_1015-3/4_4P_200HP_12.89_BRZ | 6722.4 | 6722.4 | 13444.8 | 3 | 0 | 3 | B | KPVS_SplitCase | 12 | 10 | 12 | 18 | BranchMin12_BranchMax18 | 18 | 4 | 14 | 24 | HeaderMin14_HeaderMax24 | 14 | 5 | 20 | [29 empty] | INVALID
230 | 110 | 1015-3/4-4P-200HP KPVS | KPVS_1015-3/4_4P_200HP_12.89_BRZ | 6722.4 | 6722.4 | 13444.8 | 3 | 0 | 3 | B | KPVS_SplitCase | 12 | 10 | 12 | 18 | BranchMin12_BranchMax18 | 18 | 4 | 14 | 24 | HeaderMin14_HeaderMax24 | 16 | 5 | 20 | [29 empty] | INVALID
230 | 110 | 1015-3/4-4P-200HP KPVS | KPVS_1015-3/4_4P_200HP_12.89_BRZ | 6722.4 | 6722.4 | 13444.8 | 3 | 0 | 3 | B | KPVS_SplitCase | 12 | 10 | 12 | 18 | BranchMin12_BranchMax18 | 18 | 4 | 14 | 24 | HeaderMin14_HeaderMax24 | 18 | 5 | 20 | [29 empty] | INVALID
230 | 110 | 1015-3/4-4P-200HP KPVS | KPVS_1015-3/4_4P_200HP_12.89_BRZ | 6722.4 | 6722.4 | 13444.8 | 3 | 0 | 3 | B | KPVS_SplitCase | 12 | 10 | 12 | 18 | BranchMin12_BranchMax18 | 18 | 4 | 14 | 24 | HeaderMin14_HeaderMax24 | 20 | 5 | 20
230 | 110 | 1015-3/4-4P-200HP KPVS | KPVS_1015-3/4_4P_200HP_12.89_BRZ | 6722.4 | 6722.4 | 13444.8 | 3 | 0 | 3 | B | KPVS_SplitCase | 12 | 10 | 12 | 18 | BranchMin12_BranchMax18 | 18 | 4 | 14 | 24 | HeaderMin14_HeaderMax24 | 24 | 5 | 20
231 | 111 | 1015-3/4-4P-250HP KPVS | KPVS_1015-3/4_4P_250HP_13.52_BRZ | 7055.6 | 7055.6 | 14111.2 | 3 | 0 | 3 | B | KPVS_SplitCase | 12 | 10 | 12 | 20 | BranchMin12_BranchMax20 | 12 | 5 | 14 | 24 | HeaderMin14_HeaderMax24 | 14 | 5 | 25
231 | 111 | 1015-3/4-4P-250HP KPVS | KPVS_1015-3/4_4P_250HP_13.52_BRZ | 7055.6 | 7055.6 | 14111.2 | 3 | 0 | 3 | B | KPVS_SplitCase | 12 | 10 | 12 | 20 | BranchMin12_BranchMax20 | 12 | 5 | 14 | 24 | HeaderMin14_HeaderMax24 | 16 | 5 | 25
231 | 111 | 1015-3/4-4P-250HP KPVS | KPVS_1015-3/4_4P_250HP_13.52_BRZ | 7055.6 | 7055.6 | 14111.2 | 3 | 0 | 3 | B | KPVS_SplitCase | 12 | 10 | 12 | 20 | BranchMin12_BranchMax20 | 12 | 5 | 14 | 24 | HeaderMin14_HeaderMax24 | 18 | 5 | 25
231 | 111 | 1015-3/4-4P-250HP KPVS | KPVS_1015-3/4_4P_250HP_13.52_BRZ | 7055.6 | 7055.6 | 14111.2 | 3 | 0 | 3 | B | KPVS_SplitCase | 12 | 10 | 12 | 20 | BranchMin12_BranchMax20 | 12 | 5 | 14 | 24 | HeaderMin14_HeaderMax24 | 20 | 5 | 25
231 | 111 | 1015-3/4-4P-250HP KPVS | KPVS_1015-3/4_4P_250HP_13.52_BRZ | 7055.6 | 7055.6 | 14111.2 | 3 | 0 | 3 | B | KPVS_SplitCase | 12 | 10 | 12 | 20 | BranchMin12_BranchMax20 | 12 | 5 | 14 | 24 | HeaderMin14_HeaderMax24 | 24 | 5 | 25
231 | 111 | 1015-3/4-4P-250HP KPVS | KPVS_1015-3/4_4P_250HP_13.52_BRZ | 7055.6 | 7055.6 | 14111.2 | 3 | 0 | 3 | B | KPVS_SplitCase | 12 | 10 | 12 | 20 | BranchMin12_BranchMax20 | 14 | 5 | 14 | 24 | HeaderMin14_HeaderMax24 | 14 | 5 | 25 | [29 empty] | INVALID
231 | 111 | 1015-3/4-4P-250HP KPVS | KPVS_1015-3/4_4P_250HP_13.52_BRZ | 7055.6 | 7055.6 | 14111.2 | 3 | 0 | 3 | B | KPVS_SplitCase | 12 | 10 | 12 | 20 | BranchMin12_BranchMax20 | 14 | 5 | 14 | 24 | HeaderMin14_HeaderMax24 | 16 | 5 | 25
231 | 111 | 1015-3/4-4P-250HP KPVS | KPVS_1015-3/4_4P_250HP_13.52_BRZ | 7055.6 | 7055.6 | 14111.2 | 3 | 0 | 3 | B | KPVS_SplitCase | 12 | 10 | 12 | 20 | BranchMin12_BranchMax20 | 14 | 5 | 14 | 24 | HeaderMin14_HeaderMax24 | 18 | 5 | 25
231 | 111 | 1015-3/4-4P-250HP KPVS | KPVS_1015-3/4_4P_250HP_13.52_BRZ | 7055.6 | 7055.6 | 14111.2 | 3 | 0 | 3 | B | KPVS_SplitCase | 12 | 10 | 12 | 20 | BranchMin12_BranchMax20 | 14 | 5 | 14 | 24 | HeaderMin14_HeaderMax24 | 20 | 5 | 25
231 | 111 | 1015-3/4-4P-250HP KPVS | KPVS_1015-3/4_4P_250HP_13.52_BRZ | 7055.6 | 7055.6 | 14111.2 | 3 | 0 | 3 | B | KPVS_SplitCase | 12 | 10 | 12 | 20 | BranchMin12_BranchMax20 | 14 | 5 | 14 | 24 | HeaderMin14_HeaderMax24 | 24 | 5 | 25
231 | 111 | 1015-3/4-4P-250HP KPVS | KPVS_1015-3/4_4P_250HP_13.52_BRZ | 7055.6 | 7055.6 | 14111.2 | 3 | 0 | 3 | B | KPVS_SplitCase | 12 | 10 | 12 | 20 | BranchMin12_BranchMax20 | 16 | 5 | 14 | 24 | HeaderMin14_HeaderMax24 | 14 | 5 | 25 | [29 empty] | INVALID
231 | 111 | 1015-3/4-4P-250HP KPVS | KPVS_1015-3/4_4P_250HP_13.52_BRZ | 7055.6 | 7055.6 | 14111.2 | 3 | 0 | 3 | B | KPVS_SplitCase | 12 | 10 | 12 | 20 | BranchMin12_BranchMax20 | 16 | 5 | 14 | 24 | HeaderMin14_HeaderMax24 | 16 | 5 | 25 | [29 empty] | INVALID
231 | 111 | 1015-3/4-4P-250HP KPVS | KPVS_1015-3/4_4P_250HP_13.52_BRZ | 7055.6 | 7055.6 | 14111.2 | 3 | 0 | 3 | B | KPVS_SplitCase | 12 | 10 | 12 | 20 | BranchMin12_BranchMax20 | 16 | 5 | 14 | 24 | HeaderMin14_HeaderMax24 | 18 | 5 | 25
231 | 111 | 1015-3/4-4P-250HP KPVS | KPVS_1015-3/4_4P_250HP_13.52_BRZ | 7055.6 | 7055.6 | 14111.2 | 3 | 0 | 3 | B | KPVS_SplitCase | 12 | 10 | 12 | 20 | BranchMin12_BranchMax20 | 16 | 5 | 14 | 24 | HeaderMin14_HeaderMax24 | 20 | 5 | 25
231 | 111 | 1015-3/4-4P-250HP KPVS | KPVS_1015-3/4_4P_250HP_13.52_BRZ | 7055.6 | 7055.6 | 14111.2 | 3 | 0 | 3 | B | KPVS_SplitCase | 12 | 10 | 12 | 20 | BranchMin12_BranchMax20 | 16 | 5 | 14 | 24 | HeaderMin14_HeaderMax24 | 24 | 5 | 25
231 | 111 | 1015-3/4-4P-250HP KPVS | KPVS_1015-3/4_4P_250HP_13.52_BRZ | 7055.6 | 7055.6 | 14111.2 | 3 | 0 | 3 | B | KPVS_SplitCase | 12 | 10 | 12 | 20 | BranchMin12_BranchMax20 | 18 | 5 | 14 | 24 | HeaderMin14_HeaderMax24 | 14 | 5 | 25 | [29 empty] | INVALID
231 | 111 | 1015-3/4-4P-250HP KPVS | KPVS_1015-3/4_4P_250HP_13.52_BRZ | 7055.6 | 7055.6 | 14111.2 | 3 | 0 | 3 | B | KPVS_SplitCase | 12 | 10 | 12 | 20 | BranchMin12_BranchMax20 | 18 | 5 | 14 | 24 | HeaderMin14_HeaderMax24 | 16 | 5 | 25 | [29 empty] | INVALID
231 | 111 | 1015-3/4-4P-250HP KPVS | KPVS_1015-3/4_4P_250HP_13.52_BRZ | 7055.6 | 7055.6 | 14111.2 | 3 | 0 | 3 | B | KPVS_SplitCase | 12 | 10 | 12 | 20 | BranchMin12_BranchMax20 | 18 | 5 | 14 | 24 | HeaderMin14_HeaderMax24 | 18 | 5 | 25 | [29 empty] | INVALID
231 | 111 | 1015-3/4-4P-250HP KPVS | KPVS_1015-3/4_4P_250HP_13.52_BRZ | 7055.6 | 7055.6 | 14111.2 | 3 | 0 | 3 | B | KPVS_SplitCase | 12 | 10 | 12 | 20 | BranchMin12_BranchMax20 | 18 | 5 | 14 | 24 | HeaderMin14_HeaderMax24 | 20 | 5 | 25
231 | 111 | 1015-3/4-4P-250HP KPVS | KPVS_1015-3/4_4P_250HP_13.52_BRZ | 7055.6 | 7055.6 | 14111.2 | 3 | 0 | 3 | B | KPVS_SplitCase | 12 | 10 | 12 | 20 | BranchMin12_BranchMax20 | 18 | 5 | 14 | 24 | HeaderMin14_HeaderMax24 | 24 | 5 | 25
231 | 111 | 1015-3/4-4P-250HP KPVS | KPVS_1015-3/4_4P_250HP_13.52_BRZ | 7055.6 | 7055.6 | 14111.2 | 3 | 0 | 3 | B | KPVS_SplitCase | 12 | 10 | 12 | 20 | BranchMin12_BranchMax20 | 20 | 5 | 14 | 24 | HeaderMin14_HeaderMax24 | 14 | 5 | 25 | [29 empty] | INVALID
231 | 111 | 1015-3/4-4P-250HP KPVS | KPVS_1015-3/4_4P_250HP_13.52_BRZ | 7055.6 | 7055.6 | 14111.2 | 3 | 0 | 3 | B | KPVS_SplitCase | 12 | 10 | 12 | 20 | BranchMin12_BranchMax20 | 20 | 5 | 14 | 24 | HeaderMin14_HeaderMax24 | 16 | 5 | 25 | [29 empty] | INVALID
231 | 111 | 1015-3/4-4P-250HP KPVS | KPVS_1015-3/4_4P_250HP_13.52_BRZ | 7055.6 | 7055.6 | 14111.2 | 3 | 0 | 3 | B | KPVS_SplitCase | 12 | 10 | 12 | 20 | BranchMin12_BranchMax20 | 20 | 5 | 14 | 24 | HeaderMin14_HeaderMax24 | 18 | 5 | 25 | [29 empty] | INVALID
231 | 111 | 1015-3/4-4P-250HP KPVS | KPVS_1015-3/4_4P_250HP_13.52_BRZ | 7055.6 | 7055.6 | 14111.2 | 3 | 0 | 3 | B | KPVS_SplitCase | 12 | 10 | 12 | 20 | BranchMin12_BranchMax20 | 20 | 5 | 14 | 24 | HeaderMin14_HeaderMax24 | 20 | 5 | 25 | [29 empty] | INVALID
231 | 111 | 1015-3/4-4P-250HP KPVS | KPVS_1015-3/4_4P_250HP_13.52_BRZ | 7055.6 | 7055.6 | 14111.2 | 3 | 0 | 3 | B | KPVS_SplitCase | 12 | 10 | 12 | 20 | BranchMin12_BranchMax20 | 20 | 5 | 14 | 24 | HeaderMin14_HeaderMax24 | 24 | 5 | 25
232 | 112 | 1015-3/4-4P-300HP KPVS | KPVS_1015-3/4_4P_300HP_14.03_BRZ | 7256.3 | 7256.3 | 14512.6 | 3 | 0 | 3 | B | KPVS_SplitCase | 12 | 10 | 12 | 20 | BranchMin12_BranchMax20 | 12 | 5 | 14 | 24 | HeaderMin14_HeaderMax24 | 14 | 5 | 25
232 | 112 | 1015-3/4-4P-300HP KPVS | KPVS_1015-3/4_4P_300HP_14.03_BRZ | 7256.3 | 7256.3 | 14512.6 | 3 | 0 | 3 | B | KPVS_SplitCase | 12 | 10 | 12 | 20 | BranchMin12_BranchMax20 | 12 | 5 | 14 | 24 | HeaderMin14_HeaderMax24 | 16 | 5 | 25
232 | 112 | 1015-3/4-4P-300HP KPVS | KPVS_1015-3/4_4P_300HP_14.03_BRZ | 7256.3 | 7256.3 | 14512.6 | 3 | 0 | 3 | B | KPVS_SplitCase | 12 | 10 | 12 | 20 | BranchMin12_BranchMax20 | 12 | 5 | 14 | 24 | HeaderMin14_HeaderMax24 | 18 | 5 | 25
232 | 112 | 1015-3/4-4P-300HP KPVS | KPVS_1015-3/4_4P_300HP_14.03_BRZ | 7256.3 | 7256.3 | 14512.6 | 3 | 0 | 3 | B | KPVS_SplitCase | 12 | 10 | 12 | 20 | BranchMin12_BranchMax20 | 12 | 5 | 14 | 24 | HeaderMin14_HeaderMax24 | 20 | 5 | 25
232 | 112 | 1015-3/4-4P-300HP KPVS | KPVS_1015-3/4_4P_300HP_14.03_BRZ | 7256.3 | 7256.3 | 14512.6 | 3 | 0 | 3 | B | KPVS_SplitCase | 12 | 10 | 12 | 20 | BranchMin12_BranchMax20 | 12 | 5 | 14 | 24 | HeaderMin14_HeaderMax24 | 24 | 5 | 25
232 | 112 | 1015-3/4-4P-300HP KPVS | KPVS_1015-3/4_4P_300HP_14.03_BRZ | 7256.3 | 7256.3 | 14512.6 | 3 | 0 | 3 | B | KPVS_SplitCase | 12 | 10 | 12 | 20 | BranchMin12_BranchMax20 | 14 | 5 | 14 | 24 | HeaderMin14_HeaderMax24 | 14 | 5 | 25 | [29 empty] | INVALID
232 | 112 | 1015-3/4-4P-300HP KPVS | KPVS_1015-3/4_4P_300HP_14.03_BRZ | 7256.3 | 7256.3 | 14512.6 | 3 | 0 | 3 | B | KPVS_SplitCase | 12 | 10 | 12 | 20 | BranchMin12_BranchMax20 | 14 | 5 | 14 | 24 | HeaderMin14_HeaderMax24 | 16 | 5 | 25
232 | 112 | 1015-3/4-4P-300HP KPVS | KPVS_1015-3/4_4P_300HP_14.03_BRZ | 7256.3 | 7256.3 | 14512.6 | 3 | 0 | 3 | B | KPVS_SplitCase | 12 | 10 | 12 | 20 | BranchMin12_BranchMax20 | 14 | 5 | 14 | 24 | HeaderMin14_HeaderMax24 | 18 | 5 | 25
232 | 112 | 1015-3/4-4P-300HP KPVS | KPVS_1015-3/4_4P_300HP_14.03_BRZ | 7256.3 | 7256.3 | 14512.6 | 3 | 0 | 3 | B | KPVS_SplitCase | 12 | 10 | 12 | 20 | BranchMin12_BranchMax20 | 14 | 5 | 14 | 24 | HeaderMin14_HeaderMax24 | 20 | 5 | 25
232 | 112 | 1015-3/4-4P-300HP KPVS | KPVS_1015-3/4_4P_300HP_14.03_BRZ | 7256.3 | 7256.3 | 14512.6 | 3 | 0 | 3 | B | KPVS_SplitCase | 12 | 10 | 12 | 20 | BranchMin12_BranchMax20 | 14 | 5 | 14 | 24 | HeaderMin14_HeaderMax24 | 24 | 5 | 25
232 | 112 | 1015-3/4-4P-300HP KPVS | KPVS_1015-3/4_4P_300HP_14.03_BRZ | 7256.3 | 7256.3 | 14512.6 | 3 | 0 | 3 | B | KPVS_SplitCase | 12 | 10 | 12 | 20 | BranchMin12_BranchMax20 | 16 | 5 | 14 | 24 | HeaderMin14_HeaderMax24 | 14 | 5 | 25 | [29 empty] | INVALID
232 | 112 | 1015-3/4-4P-300HP KPVS | KPVS_1015-3/4_4P_300HP_14.03_BRZ | 7256.3 | 7256.3 | 14512.6 | 3 | 0 | 3 | B | KPVS_SplitCase | 12 | 10 | 12 | 20 | BranchMin12_BranchMax20 | 16 | 5 | 14 | 24 | HeaderMin14_HeaderMax24 | 16 | 5 | 25 | [29 empty] | INVALID
232 | 112 | 1015-3/4-4P-300HP KPVS | KPVS_1015-3/4_4P_300HP_14.03_BRZ | 7256.3 | 7256.3 | 14512.6 | 3 | 0 | 3 | B | KPVS_SplitCase | 12 | 10 | 12 | 20 | BranchMin12_BranchMax20 | 16 | 5 | 14 | 24 | HeaderMin14_HeaderMax24 | 18 | 5 | 25
232 | 112 | 1015-3/4-4P-300HP KPVS | KPVS_1015-3/4_4P_300HP_14.03_BRZ | 7256.3 | 7256.3 | 14512.6 | 3 | 0 | 3 | B | KPVS_SplitCase | 12 | 10 | 12 | 20 | BranchMin12_BranchMax20 | 16 | 5 | 14 | 24 | HeaderMin14_HeaderMax24 | 20 | 5 | 25
232 | 112 | 1015-3/4-4P-300HP KPVS | KPVS_1015-3/4_4P_300HP_14.03_BRZ | 7256.3 | 7256.3 | 14512.6 | 3 | 0 | 3 | B | KPVS_SplitCase | 12 | 10 | 12 | 20 | BranchMin12_BranchMax20 | 16 | 5 | 14 | 24 | HeaderMin14_HeaderMax24 | 24 | 5 | 25
232 | 112 | 1015-3/4-4P-300HP KPVS | KPVS_1015-3/4_4P_300HP_14.03_BRZ | 7256.3 | 7256.3 | 14512.6 | 3 | 0 | 3 | B | KPVS_SplitCase | 12 | 10 | 12 | 20 | BranchMin12_BranchMax20 | 18 | 5 | 14 | 24 | HeaderMin14_HeaderMax24 | 14 | 5 | 25 | [29 empty] | INVALID
232 | 112 | 1015-3/4-4P-300HP KPVS | KPVS_1015-3/4_4P_300HP_14.03_BRZ | 7256.3 | 7256.3 | 14512.6 | 3 | 0 | 3 | B | KPVS_SplitCase | 12 | 10 | 12 | 20 | BranchMin12_BranchMax20 | 18 | 5 | 14 | 24 | HeaderMin14_HeaderMax24 | 16 | 5 | 25 | [29 empty] | INVALID
232 | 112 | 1015-3/4-4P-300HP KPVS | KPVS_1015-3/4_4P_300HP_14.03_BRZ | 7256.3 | 7256.3 | 14512.6 | 3 | 0 | 3 | B | KPVS_SplitCase | 12 | 10 | 12 | 20 | BranchMin12_BranchMax20 | 18 | 5 | 14 | 24 | HeaderMin14_HeaderMax24 | 18 | 5 | 25 | [29 empty] | INVALID
232 | 112 | 1015-3/4-4P-300HP KPVS | KPVS_1015-3/4_4P_300HP_14.03_BRZ | 7256.3 | 7256.3 | 14512.6 | 3 | 0 | 3 | B | KPVS_SplitCase | 12 | 10 | 12 | 20 | BranchMin12_BranchMax20 | 18 | 5 | 14 | 24 | HeaderMin14_HeaderMax24 | 20 | 5 | 25
232 | 112 | 1015-3/4-4P-300HP KPVS | KPVS_1015-3/4_4P_300HP_14.03_BRZ | 7256.3 | 7256.3 | 14512.6 | 3 | 0 | 3 | B | KPVS_SplitCase | 12 | 10 | 12 | 20 | BranchMin12_BranchMax20 | 18 | 5 | 14 | 24 | HeaderMin14_HeaderMax24 | 24 | 5 | 25
232 | 112 | 1015-3/4-4P-300HP KPVS | KPVS_1015-3/4_4P_300HP_14.03_BRZ | 7256.3 | 7256.3 | 14512.6 | 3 | 0 | 3 | B | KPVS_SplitCase | 12 | 10 | 12 | 20 | BranchMin12_BranchMax20 | 20 | 5 | 14 | 24 | HeaderMin14_HeaderMax24 | 14 | 5 | 25 | [29 empty] | INVALID
232 | 112 | 1015-3/4-4P-300HP KPVS | KPVS_1015-3/4_4P_300HP_14.03_BRZ | 7256.3 | 7256.3 | 14512.6 | 3 | 0 | 3 | B | KPVS_SplitCase | 12 | 10 | 12 | 20 | BranchMin12_BranchMax20 | 20 | 5 | 14 | 24 | HeaderMin14_HeaderMax24 | 16 | 5 | 25 | [29 empty] | INVALID
232 | 112 | 1015-3/4-4P-300HP KPVS | KPVS_1015-3/4_4P_300HP_14.03_BRZ | 7256.3 | 7256.3 | 14512.6 | 3 | 0 | 3 | B | KPVS_SplitCase | 12 | 10 | 12 | 20 | BranchMin12_BranchMax20 | 20 | 5 | 14 | 24 | HeaderMin14_HeaderMax24 | 18 | 5 | 25 | [29 empty] | INVALID
232 | 112 | 1015-3/4-4P-300HP KPVS | KPVS_1015-3/4_4P_300HP_14.03_BRZ | 7256.3 | 7256.3 | 14512.6 | 3 | 0 | 3 | B | KPVS_SplitCase | 12 | 10 | 12 | 20 | BranchMin12_BranchMax20 | 20 | 5 | 14 | 24 | HeaderMin14_HeaderMax24 | 20 | 5 | 25 | [29 empty] | INVALID
232 | 112 | 1015-3/4-4P-300HP KPVS | KPVS_1015-3/4_4P_300HP_14.03_BRZ | 7256.3 | 7256.3 | 14512.6 | 3 | 0 | 3 | B | KPVS_SplitCase | 12 | 10 | 12 | 20 | BranchMin12_BranchMax20 | 20 | 5 | 14 | 24 | HeaderMin14_HeaderMax24 | 24 | 5 | 25
233 | 113 | 1220-5/6-6P-125HP KPVS | KPVS_1220-5/6_6P_125HP_13.61_BRZ | 7208.6 | 7208.6 | 14417.2 | 3 | 0 | 3 | B | KPVS_SplitCase | 14 | 12 | 14 | 20 | BranchMin14_BranchMax20 | 14 | 4 | 16 | 24 | HeaderMin16_HeaderMax24 | 16 | 4 | 16
233 | 113 | 1220-5/6-6P-125HP KPVS | KPVS_1220-5/6_6P_125HP_13.61_BRZ | 7208.6 | 7208.6 | 14417.2 | 3 | 0 | 3 | B | KPVS_SplitCase | 14 | 12 | 14 | 20 | BranchMin14_BranchMax20 | 14 | 4 | 16 | 24 | HeaderMin16_HeaderMax24 | 18 | 4 | 16
233 | 113 | 1220-5/6-6P-125HP KPVS | KPVS_1220-5/6_6P_125HP_13.61_BRZ | 7208.6 | 7208.6 | 14417.2 | 3 | 0 | 3 | B | KPVS_SplitCase | 14 | 12 | 14 | 20 | BranchMin14_BranchMax20 | 14 | 4 | 16 | 24 | HeaderMin16_HeaderMax24 | 20 | 4 | 16
233 | 113 | 1220-5/6-6P-125HP KPVS | KPVS_1220-5/6_6P_125HP_13.61_BRZ | 7208.6 | 7208.6 | 14417.2 | 3 | 0 | 3 | B | KPVS_SplitCase | 14 | 12 | 14 | 20 | BranchMin14_BranchMax20 | 14 | 4 | 16 | 24 | HeaderMin16_HeaderMax24 | 24 | 4 | 16
233 | 113 | 1220-5/6-6P-125HP KPVS | KPVS_1220-5/6_6P_125HP_13.61_BRZ | 7208.6 | 7208.6 | 14417.2 | 3 | 0 | 3 | B | KPVS_SplitCase | 14 | 12 | 14 | 20 | BranchMin14_BranchMax20 | 16 | 4 | 16 | 24 | HeaderMin16_HeaderMax24 | 16 | 4 | 16 | [29 empty] | INVALID
233 | 113 | 1220-5/6-6P-125HP KPVS | KPVS_1220-5/6_6P_125HP_13.61_BRZ | 7208.6 | 7208.6 | 14417.2 | 3 | 0 | 3 | B | KPVS_SplitCase | 14 | 12 | 14 | 20 | BranchMin14_BranchMax20 | 16 | 4 | 16 | 24 | HeaderMin16_HeaderMax24 | 18 | 4 | 16
233 | 113 | 1220-5/6-6P-125HP KPVS | KPVS_1220-5/6_6P_125HP_13.61_BRZ | 7208.6 | 7208.6 | 14417.2 | 3 | 0 | 3 | B | KPVS_SplitCase | 14 | 12 | 14 | 20 | BranchMin14_BranchMax20 | 16 | 4 | 16 | 24 | HeaderMin16_HeaderMax24 | 20 | 4 | 16
233 | 113 | 1220-5/6-6P-125HP KPVS | KPVS_1220-5/6_6P_125HP_13.61_BRZ | 7208.6 | 7208.6 | 14417.2 | 3 | 0 | 3 | B | KPVS_SplitCase | 14 | 12 | 14 | 20 | BranchMin14_BranchMax20 | 16 | 4 | 16 | 24 | HeaderMin16_HeaderMax24 | 24 | 4 | 16
233 | 113 | 1220-5/6-6P-125HP KPVS | KPVS_1220-5/6_6P_125HP_13.61_BRZ | 7208.6 | 7208.6 | 14417.2 | 3 | 0 | 3 | B | KPVS_SplitCase | 14 | 12 | 14 | 20 | BranchMin14_BranchMax20 | 18 | 4 | 16 | 24 | HeaderMin16_HeaderMax24 | 16 | 4 | 16 | [29 empty] | INVALID
233 | 113 | 1220-5/6-6P-125HP KPVS | KPVS_1220-5/6_6P_125HP_13.61_BRZ | 7208.6 | 7208.6 | 14417.2 | 3 | 0 | 3 | B | KPVS_SplitCase | 14 | 12 | 14 | 20 | BranchMin14_BranchMax20 | 18 | 4 | 16 | 24 | HeaderMin16_HeaderMax24 | 18 | 4 | 16 | [29 empty] | INVALID
233 | 113 | 1220-5/6-6P-125HP KPVS | KPVS_1220-5/6_6P_125HP_13.61_BRZ | 7208.6 | 7208.6 | 14417.2 | 3 | 0 | 3 | B | KPVS_SplitCase | 14 | 12 | 14 | 20 | BranchMin14_BranchMax20 | 18 | 4 | 16 | 24 | HeaderMin16_HeaderMax24 | 20 | 4 | 16
233 | 113 | 1220-5/6-6P-125HP KPVS | KPVS_1220-5/6_6P_125HP_13.61_BRZ | 7208.6 | 7208.6 | 14417.2 | 3 | 0 | 3 | B | KPVS_SplitCase | 14 | 12 | 14 | 20 | BranchMin14_BranchMax20 | 18 | 4 | 16 | 24 | HeaderMin16_HeaderMax24 | 24 | 4 | 16
233 | 113 | 1220-5/6-6P-125HP KPVS | KPVS_1220-5/6_6P_125HP_13.61_BRZ | 7208.6 | 7208.6 | 14417.2 | 3 | 0 | 3 | B | KPVS_SplitCase | 14 | 12 | 14 | 20 | BranchMin14_BranchMax20 | 20 | 4 | 16 | 24 | HeaderMin16_HeaderMax24 | 16 | 4 | 16 | [29 empty] | INVALID
233 | 113 | 1220-5/6-6P-125HP KPVS | KPVS_1220-5/6_6P_125HP_13.61_BRZ | 7208.6 | 7208.6 | 14417.2 | 3 | 0 | 3 | B | KPVS_SplitCase | 14 | 12 | 14 | 20 | BranchMin14_BranchMax20 | 20 | 4 | 16 | 24 | HeaderMin16_HeaderMax24 | 18 | 4 | 16 | [29 empty] | INVALID
233 | 113 | 1220-5/6-6P-125HP KPVS | KPVS_1220-5/6_6P_125HP_13.61_BRZ | 7208.6 | 7208.6 | 14417.2 | 3 | 0 | 3 | B | KPVS_SplitCase | 14 | 12 | 14 | 20 | BranchMin14_BranchMax20 | 20 | 4 | 16 | 24 | HeaderMin16_HeaderMax24 | 20 | 4 | 16 | [29 empty] | INVALID
233 | 113 | 1220-5/6-6P-125HP KPVS | KPVS_1220-5/6_6P_125HP_13.61_BRZ | 7208.6 | 7208.6 | 14417.2 | 3 | 0 | 3 | B | KPVS_SplitCase | 14 | 12 | 14 | 20 | BranchMin14_BranchMax20 | 20 | 4 | 16 | 24 | HeaderMin16_HeaderMax24 | 24 | 4 | 16
234 | 114 | 1220-5/6-6P-150HP KPVS | KPVS_1220-5/6_6P_150HP_14.41_BRZ | 7821.9 | 7821.9 | 15643.8 | 3 | 0 | 3 | B | KPVS_SplitCase | 14 | 12 | 14 | 20 | BranchMin14_BranchMax20 | 14 | 4 | 16 | 24 | HeaderMin16_HeaderMax24 | 16 | 4 | 16
234 | 114 | 1220-5/6-6P-150HP KPVS | KPVS_1220-5/6_6P_150HP_14.41_BRZ | 7821.9 | 7821.9 | 15643.8 | 3 | 0 | 3 | B | KPVS_SplitCase | 14 | 12 | 14 | 20 | BranchMin14_BranchMax20 | 14 | 4 | 16 | 24 | HeaderMin16_HeaderMax24 | 18 | 4 | 16
234 | 114 | 1220-5/6-6P-150HP KPVS | KPVS_1220-5/6_6P_150HP_14.41_BRZ | 7821.9 | 7821.9 | 15643.8 | 3 | 0 | 3 | B | KPVS_SplitCase | 14 | 12 | 14 | 20 | BranchMin14_BranchMax20 | 14 | 4 | 16 | 24 | HeaderMin16_HeaderMax24 | 20 | 4 | 16
234 | 114 | 1220-5/6-6P-150HP KPVS | KPVS_1220-5/6_6P_150HP_14.41_BRZ | 7821.9 | 7821.9 | 15643.8 | 3 | 0 | 3 | B | KPVS_SplitCase | 14 | 12 | 14 | 20 | BranchMin14_BranchMax20 | 14 | 4 | 16 | 24 | HeaderMin16_HeaderMax24 | 24 | 4 | 16
234 | 114 | 1220-5/6-6P-150HP KPVS | KPVS_1220-5/6_6P_150HP_14.41_BRZ | 7821.9 | 7821.9 | 15643.8 | 3 | 0 | 3 | B | KPVS_SplitCase | 14 | 12 | 14 | 20 | BranchMin14_BranchMax20 | 16 | 4 | 16 | 24 | HeaderMin16_HeaderMax24 | 16 | 4 | 16 | [29 empty] | INVALID
234 | 114 | 1220-5/6-6P-150HP KPVS | KPVS_1220-5/6_6P_150HP_14.41_BRZ | 7821.9 | 7821.9 | 15643.8 | 3 | 0 | 3 | B | KPVS_SplitCase | 14 | 12 | 14 | 20 | BranchMin14_BranchMax20 | 16 | 4 | 16 | 24 | HeaderMin16_HeaderMax24 | 18 | 4 | 16
234 | 114 | 1220-5/6-6P-150HP KPVS | KPVS_1220-5/6_6P_150HP_14.41_BRZ | 7821.9 | 7821.9 | 15643.8 | 3 | 0 | 3 | B | KPVS_SplitCase | 14 | 12 | 14 | 20 | BranchMin14_BranchMax20 | 16 | 4 | 16 | 24 | HeaderMin16_HeaderMax24 | 20 | 4 | 16
234 | 114 | 1220-5/6-6P-150HP KPVS | KPVS_1220-5/6_6P_150HP_14.41_BRZ | 7821.9 | 7821.9 | 15643.8 | 3 | 0 | 3 | B | KPVS_SplitCase | 14 | 12 | 14 | 20 | BranchMin14_BranchMax20 | 16 | 4 | 16 | 24 | HeaderMin16_HeaderMax24 | 24 | 4 | 16
234 | 114 | 1220-5/6-6P-150HP KPVS | KPVS_1220-5/6_6P_150HP_14.41_BRZ | 7821.9 | 7821.9 | 15643.8 | 3 | 0 | 3 | B | KPVS_SplitCase | 14 | 12 | 14 | 20 | BranchMin14_BranchMax20 | 18 | 4 | 16 | 24 | HeaderMin16_HeaderMax24 | 16 | 4 | 16 | [29 empty] | INVALID
234 | 114 | 1220-5/6-6P-150HP KPVS | KPVS_1220-5/6_6P_150HP_14.41_BRZ | 7821.9 | 7821.9 | 15643.8 | 3 | 0 | 3 | B | KPVS_SplitCase | 14 | 12 | 14 | 20 | BranchMin14_BranchMax20 | 18 | 4 | 16 | 24 | HeaderMin16_HeaderMax24 | 18 | 4 | 16 | [29 empty] | INVALID
234 | 114 | 1220-5/6-6P-150HP KPVS | KPVS_1220-5/6_6P_150HP_14.41_BRZ | 7821.9 | 7821.9 | 15643.8 | 3 | 0 | 3 | B | KPVS_SplitCase | 14 | 12 | 14 | 20 | BranchMin14_BranchMax20 | 18 | 4 | 16 | 24 | HeaderMin16_HeaderMax24 | 20 | 4 | 16
234 | 114 | 1220-5/6-6P-150HP KPVS | KPVS_1220-5/6_6P_150HP_14.41_BRZ | 7821.9 | 7821.9 | 15643.8 | 3 | 0 | 3 | B | KPVS_SplitCase | 14 | 12 | 14 | 20 | BranchMin14_BranchMax20 | 18 | 4 | 16 | 24 | HeaderMin16_HeaderMax24 | 24 | 4 | 16
234 | 114 | 1220-5/6-6P-150HP KPVS | KPVS_1220-5/6_6P_150HP_14.41_BRZ | 7821.9 | 7821.9 | 15643.8 | 3 | 0 | 3 | B | KPVS_SplitCase | 14 | 12 | 14 | 20 | BranchMin14_BranchMax20 | 20 | 4 | 16 | 24 | HeaderMin16_HeaderMax24 | 16 | 4 | 16 | [29 empty] | INVALID
234 | 114 | 1220-5/6-6P-150HP KPVS | KPVS_1220-5/6_6P_150HP_14.41_BRZ | 7821.9 | 7821.9 | 15643.8 | 3 | 0 | 3 | B | KPVS_SplitCase | 14 | 12 | 14 | 20 | BranchMin14_BranchMax20 | 20 | 4 | 16 | 24 | HeaderMin16_HeaderMax24 | 18 | 4 | 16 | [29 empty] | INVALID
234 | 114 | 1220-5/6-6P-150HP KPVS | KPVS_1220-5/6_6P_150HP_14.41_BRZ | 7821.9 | 7821.9 | 15643.8 | 3 | 0 | 3 | B | KPVS_SplitCase | 14 | 12 | 14 | 20 | BranchMin14_BranchMax20 | 20 | 4 | 16 | 24 | HeaderMin16_HeaderMax24 | 20 | 4 | 16 | [29 empty] | INVALID
234 | 114 | 1220-5/6-6P-150HP KPVS | KPVS_1220-5/6_6P_150HP_14.41_BRZ | 7821.9 | 7821.9 | 15643.8 | 3 | 0 | 3 | B | KPVS_SplitCase | 14 | 12 | 14 | 20 | BranchMin14_BranchMax20 | 20 | 4 | 16 | 24 | HeaderMin16_HeaderMax24 | 24 | 4 | 16
235 | 115 | 1220-5/6-6P-200HP KPVS | KPVS_1220-5/6_6P_200HP_16.03_BRZ | 9109.1 | 9109.1 | 18218.2 | 3 | 0 | 3 | B | KPVS_SplitCase | 14 | 12 | 14 | 24 | BranchMin14_BranchMax24 | 14 | 5 | 16 | 24 | HeaderMin16_HeaderMax24 | 16 | 4 | 20
235 | 115 | 1220-5/6-6P-200HP KPVS | KPVS_1220-5/6_6P_200HP_16.03_BRZ | 9109.1 | 9109.1 | 18218.2 | 3 | 0 | 3 | B | KPVS_SplitCase | 14 | 12 | 14 | 24 | BranchMin14_BranchMax24 | 14 | 5 | 16 | 24 | HeaderMin16_HeaderMax24 | 18 | 4 | 20
235 | 115 | 1220-5/6-6P-200HP KPVS | KPVS_1220-5/6_6P_200HP_16.03_BRZ | 9109.1 | 9109.1 | 18218.2 | 3 | 0 | 3 | B | KPVS_SplitCase | 14 | 12 | 14 | 24 | BranchMin14_BranchMax24 | 14 | 5 | 16 | 24 | HeaderMin16_HeaderMax24 | 20 | 4 | 20
235 | 115 | 1220-5/6-6P-200HP KPVS | KPVS_1220-5/6_6P_200HP_16.03_BRZ | 9109.1 | 9109.1 | 18218.2 | 3 | 0 | 3 | B | KPVS_SplitCase | 14 | 12 | 14 | 24 | BranchMin14_BranchMax24 | 14 | 5 | 16 | 24 | HeaderMin16_HeaderMax24 | 24 | 4 | 20
235 | 115 | 1220-5/6-6P-200HP KPVS | KPVS_1220-5/6_6P_200HP_16.03_BRZ | 9109.1 | 9109.1 | 18218.2 | 3 | 0 | 3 | B | KPVS_SplitCase | 14 | 12 | 14 | 24 | BranchMin14_BranchMax24 | 16 | 5 | 16 | 24 | HeaderMin16_HeaderMax24 | 16 | 4 | 20 | [29 empty] | INVALID
235 | 115 | 1220-5/6-6P-200HP KPVS | KPVS_1220-5/6_6P_200HP_16.03_BRZ | 9109.1 | 9109.1 | 18218.2 | 3 | 0 | 3 | B | KPVS_SplitCase | 14 | 12 | 14 | 24 | BranchMin14_BranchMax24 | 16 | 5 | 16 | 24 | HeaderMin16_HeaderMax24 | 18 | 4 | 20
235 | 115 | 1220-5/6-6P-200HP KPVS | KPVS_1220-5/6_6P_200HP_16.03_BRZ | 9109.1 | 9109.1 | 18218.2 | 3 | 0 | 3 | B | KPVS_SplitCase | 14 | 12 | 14 | 24 | BranchMin14_BranchMax24 | 16 | 5 | 16 | 24 | HeaderMin16_HeaderMax24 | 20 | 4 | 20
235 | 115 | 1220-5/6-6P-200HP KPVS | KPVS_1220-5/6_6P_200HP_16.03_BRZ | 9109.1 | 9109.1 | 18218.2 | 3 | 0 | 3 | B | KPVS_SplitCase | 14 | 12 | 14 | 24 | BranchMin14_BranchMax24 | 16 | 5 | 16 | 24 | HeaderMin16_HeaderMax24 | 24 | 4 | 20
235 | 115 | 1220-5/6-6P-200HP KPVS | KPVS_1220-5/6_6P_200HP_16.03_BRZ | 9109.1 | 9109.1 | 18218.2 | 3 | 0 | 3 | B | KPVS_SplitCase | 14 | 12 | 14 | 24 | BranchMin14_BranchMax24 | 18 | 5 | 16 | 24 | HeaderMin16_HeaderMax24 | 16 | 4 | 20 | [29 empty] | INVALID
235 | 115 | 1220-5/6-6P-200HP KPVS | KPVS_1220-5/6_6P_200HP_16.03_BRZ | 9109.1 | 9109.1 | 18218.2 | 3 | 0 | 3 | B | KPVS_SplitCase | 14 | 12 | 14 | 24 | BranchMin14_BranchMax24 | 18 | 5 | 16 | 24 | HeaderMin16_HeaderMax24 | 18 | 4 | 20 | [29 empty] | INVALID
235 | 115 | 1220-5/6-6P-200HP KPVS | KPVS_1220-5/6_6P_200HP_16.03_BRZ | 9109.1 | 9109.1 | 18218.2 | 3 | 0 | 3 | B | KPVS_SplitCase | 14 | 12 | 14 | 24 | BranchMin14_BranchMax24 | 18 | 5 | 16 | 24 | HeaderMin16_HeaderMax24 | 20 | 4 | 20
235 | 115 | 1220-5/6-6P-200HP KPVS | KPVS_1220-5/6_6P_200HP_16.03_BRZ | 9109.1 | 9109.1 | 18218.2 | 3 | 0 | 3 | B | KPVS_SplitCase | 14 | 12 | 14 | 24 | BranchMin14_BranchMax24 | 18 | 5 | 16 | 24 | HeaderMin16_HeaderMax24 | 24 | 4 | 20
235 | 115 | 1220-5/6-6P-200HP KPVS | KPVS_1220-5/6_6P_200HP_16.03_BRZ | 9109.1 | 9109.1 | 18218.2 | 3 | 0 | 3 | B | KPVS_SplitCase | 14 | 12 | 14 | 24 | BranchMin14_BranchMax24 | 20 | 5 | 16 | 24 | HeaderMin16_HeaderMax24 | 16 | 4 | 20 | [29 empty] | INVALID
235 | 115 | 1220-5/6-6P-200HP KPVS | KPVS_1220-5/6_6P_200HP_16.03_BRZ | 9109.1 | 9109.1 | 18218.2 | 3 | 0 | 3 | B | KPVS_SplitCase | 14 | 12 | 14 | 24 | BranchMin14_BranchMax24 | 20 | 5 | 16 | 24 | HeaderMin16_HeaderMax24 | 18 | 4 | 20 | [29 empty] | INVALID
235 | 115 | 1220-5/6-6P-200HP KPVS | KPVS_1220-5/6_6P_200HP_16.03_BRZ | 9109.1 | 9109.1 | 18218.2 | 3 | 0 | 3 | B | KPVS_SplitCase | 14 | 12 | 14 | 24 | BranchMin14_BranchMax24 | 20 | 5 | 16 | 24 | HeaderMin16_HeaderMax24 | 20 | 4 | 20 | [29 empty] | INVALID
235 | 115 | 1220-5/6-6P-200HP KPVS | KPVS_1220-5/6_6P_200HP_16.03_BRZ | 9109.1 | 9109.1 | 18218.2 | 3 | 0 | 3 | B | KPVS_SplitCase | 14 | 12 | 14 | 24 | BranchMin14_BranchMax24 | 20 | 5 | 16 | 24 | HeaderMin16_HeaderMax24 | 24 | 4 | 20
235 | 115 | 1220-5/6-6P-200HP KPVS | KPVS_1220-5/6_6P_200HP_16.03_BRZ | 9109.1 | 9109.1 | 18218.2 | 3 | 0 | 3 | B | KPVS_SplitCase | 14 | 12 | 14 | 24 | BranchMin14_BranchMax24 | 24 | 5 | 16 | 24 | HeaderMin16_HeaderMax24 | 16 | 4 | 20 | [29 empty] | INVALID
235 | 115 | 1220-5/6-6P-200HP KPVS | KPVS_1220-5/6_6P_200HP_16.03_BRZ | 9109.1 | 9109.1 | 18218.2 | 3 | 0 | 3 | B | KPVS_SplitCase | 14 | 12 | 14 | 24 | BranchMin14_BranchMax24 | 24 | 5 | 16 | 24 | HeaderMin16_HeaderMax24 | 18 | 4 | 20 | [29 empty] | INVALID
235 | 115 | 1220-5/6-6P-200HP KPVS | KPVS_1220-5/6_6P_200HP_16.03_BRZ | 9109.1 | 9109.1 | 18218.2 | 3 | 0 | 3 | B | KPVS_SplitCase | 14 | 12 | 14 | 24 | BranchMin14_BranchMax24 | 24 | 5 | 16 | 24 | HeaderMin16_HeaderMax24 | 20 | 4 | 20 | [29 empty] | INVALID
235 | 115 | 1220-5/6-6P-200HP KPVS | KPVS_1220-5/6_6P_200HP_16.03_BRZ | 9109.1 | 9109.1 | 18218.2 | 3 | 0 | 3 | B | KPVS_SplitCase | 14 | 12 | 14 | 24 | BranchMin14_BranchMax24 | 24 | 5 | 16 | 24 | HeaderMin16_HeaderMax24 | 24 | 4 | 20 | [29 empty] | INVALID
236 | 116 | 1220-5/6-6P-250HP KPVS | KPVS_1220-5/6_6P_250HP_17.26_BRZ | 10125.3 | 10125.3 | 20250.6 | 3 | 0 | 3 | B | KPVS_SplitCase | 14 | 12 | 14 | 24 | BranchMin14_BranchMax24 | 14 | 5 | 16 | 24 | HeaderMin16_HeaderMax24 | 16 | 4 | 20
236 | 116 | 1220-5/6-6P-250HP KPVS | KPVS_1220-5/6_6P_250HP_17.26_BRZ | 10125.3 | 10125.3 | 20250.6 | 3 | 0 | 3 | B | KPVS_SplitCase | 14 | 12 | 14 | 24 | BranchMin14_BranchMax24 | 14 | 5 | 16 | 24 | HeaderMin16_HeaderMax24 | 18 | 4 | 20
236 | 116 | 1220-5/6-6P-250HP KPVS | KPVS_1220-5/6_6P_250HP_17.26_BRZ | 10125.3 | 10125.3 | 20250.6 | 3 | 0 | 3 | B | KPVS_SplitCase | 14 | 12 | 14 | 24 | BranchMin14_BranchMax24 | 14 | 5 | 16 | 24 | HeaderMin16_HeaderMax24 | 20 | 4 | 20
236 | 116 | 1220-5/6-6P-250HP KPVS | KPVS_1220-5/6_6P_250HP_17.26_BRZ | 10125.3 | 10125.3 | 20250.6 | 3 | 0 | 3 | B | KPVS_SplitCase | 14 | 12 | 14 | 24 | BranchMin14_BranchMax24 | 14 | 5 | 16 | 24 | HeaderMin16_HeaderMax24 | 24 | 4 | 20
236 | 116 | 1220-5/6-6P-250HP KPVS | KPVS_1220-5/6_6P_250HP_17.26_BRZ | 10125.3 | 10125.3 | 20250.6 | 3 | 0 | 3 | B | KPVS_SplitCase | 14 | 12 | 14 | 24 | BranchMin14_BranchMax24 | 16 | 5 | 16 | 24 | HeaderMin16_HeaderMax24 | 16 | 4 | 20 | [29 empty] | INVALID
236 | 116 | 1220-5/6-6P-250HP KPVS | KPVS_1220-5/6_6P_250HP_17.26_BRZ | 10125.3 | 10125.3 | 20250.6 | 3 | 0 | 3 | B | KPVS_SplitCase | 14 | 12 | 14 | 24 | BranchMin14_BranchMax24 | 16 | 5 | 16 | 24 | HeaderMin16_HeaderMax24 | 18 | 4 | 20
236 | 116 | 1220-5/6-6P-250HP KPVS | KPVS_1220-5/6_6P_250HP_17.26_BRZ | 10125.3 | 10125.3 | 20250.6 | 3 | 0 | 3 | B | KPVS_SplitCase | 14 | 12 | 14 | 24 | BranchMin14_BranchMax24 | 16 | 5 | 16 | 24 | HeaderMin16_HeaderMax24 | 20 | 4 | 20
236 | 116 | 1220-5/6-6P-250HP KPVS | KPVS_1220-5/6_6P_250HP_17.26_BRZ | 10125.3 | 10125.3 | 20250.6 | 3 | 0 | 3 | B | KPVS_SplitCase | 14 | 12 | 14 | 24 | BranchMin14_BranchMax24 | 16 | 5 | 16 | 24 | HeaderMin16_HeaderMax24 | 24 | 4 | 20
236 | 116 | 1220-5/6-6P-250HP KPVS | KPVS_1220-5/6_6P_250HP_17.26_BRZ | 10125.3 | 10125.3 | 20250.6 | 3 | 0 | 3 | B | KPVS_SplitCase | 14 | 12 | 14 | 24 | BranchMin14_BranchMax24 | 18 | 5 | 16 | 24 | HeaderMin16_HeaderMax24 | 16 | 4 | 20 | [29 empty] | INVALID
236 | 116 | 1220-5/6-6P-250HP KPVS | KPVS_1220-5/6_6P_250HP_17.26_BRZ | 10125.3 | 10125.3 | 20250.6 | 3 | 0 | 3 | B | KPVS_SplitCase | 14 | 12 | 14 | 24 | BranchMin14_BranchMax24 | 18 | 5 | 16 | 24 | HeaderMin16_HeaderMax24 | 18 | 4 | 20 | [29 empty] | INVALID
236 | 116 | 1220-5/6-6P-250HP KPVS | KPVS_1220-5/6_6P_250HP_17.26_BRZ | 10125.3 | 10125.3 | 20250.6 | 3 | 0 | 3 | B | KPVS_SplitCase | 14 | 12 | 14 | 24 | BranchMin14_BranchMax24 | 18 | 5 | 16 | 24 | HeaderMin16_HeaderMax24 | 20 | 4 | 20
236 | 116 | 1220-5/6-6P-250HP KPVS | KPVS_1220-5/6_6P_250HP_17.26_BRZ | 10125.3 | 10125.3 | 20250.6 | 3 | 0 | 3 | B | KPVS_SplitCase | 14 | 12 | 14 | 24 | BranchMin14_BranchMax24 | 18 | 5 | 16 | 24 | HeaderMin16_HeaderMax24 | 24 | 4 | 20
236 | 116 | 1220-5/6-6P-250HP KPVS | KPVS_1220-5/6_6P_250HP_17.26_BRZ | 10125.3 | 10125.3 | 20250.6 | 3 | 0 | 3 | B | KPVS_SplitCase | 14 | 12 | 14 | 24 | BranchMin14_BranchMax24 | 20 | 5 | 16 | 24 | HeaderMin16_HeaderMax24 | 16 | 4 | 20 | [29 empty] | INVALID
236 | 116 | 1220-5/6-6P-250HP KPVS | KPVS_1220-5/6_6P_250HP_17.26_BRZ | 10125.3 | 10125.3 | 20250.6 | 3 | 0 | 3 | B | KPVS_SplitCase | 14 | 12 | 14 | 24 | BranchMin14_BranchMax24 | 20 | 5 | 16 | 24 | HeaderMin16_HeaderMax24 | 18 | 4 | 20 | [29 empty] | INVALID
236 | 116 | 1220-5/6-6P-250HP KPVS | KPVS_1220-5/6_6P_250HP_17.26_BRZ | 10125.3 | 10125.3 | 20250.6 | 3 | 0 | 3 | B | KPVS_SplitCase | 14 | 12 | 14 | 24 | BranchMin14_BranchMax24 | 20 | 5 | 16 | 24 | HeaderMin16_HeaderMax24 | 20 | 4 | 20 | [29 empty] | INVALID
236 | 116 | 1220-5/6-6P-250HP KPVS | KPVS_1220-5/6_6P_250HP_17.26_BRZ | 10125.3 | 10125.3 | 20250.6 | 3 | 0 | 3 | B | KPVS_SplitCase | 14 | 12 | 14 | 24 | BranchMin14_BranchMax24 | 20 | 5 | 16 | 24 | HeaderMin16_HeaderMax24 | 24 | 4 | 20
236 | 116 | 1220-5/6-6P-250HP KPVS | KPVS_1220-5/6_6P_250HP_17.26_BRZ | 10125.3 | 10125.3 | 20250.6 | 3 | 0 | 3 | B | KPVS_SplitCase | 14 | 12 | 14 | 24 | BranchMin14_BranchMax24 | 24 | 5 | 16 | 24 | HeaderMin16_HeaderMax24 | 16 | 4 | 20 | [29 empty] | INVALID
236 | 116 | 1220-5/6-6P-250HP KPVS | KPVS_1220-5/6_6P_250HP_17.26_BRZ | 10125.3 | 10125.3 | 20250.6 | 3 | 0 | 3 | B | KPVS_SplitCase | 14 | 12 | 14 | 24 | BranchMin14_BranchMax24 | 24 | 5 | 16 | 24 | HeaderMin16_HeaderMax24 | 18 | 4 | 20 | [29 empty] | INVALID
236 | 116 | 1220-5/6-6P-250HP KPVS | KPVS_1220-5/6_6P_250HP_17.26_BRZ | 10125.3 | 10125.3 | 20250.6 | 3 | 0 | 3 | B | KPVS_SplitCase | 14 | 12 | 14 | 24 | BranchMin14_BranchMax24 | 24 | 5 | 16 | 24 | HeaderMin16_HeaderMax24 | 20 | 4 | 20 | [29 empty] | INVALID
236 | 116 | 1220-5/6-6P-250HP KPVS | KPVS_1220-5/6_6P_250HP_17.26_BRZ | 10125.3 | 10125.3 | 20250.6 | 3 | 0 | 3 | B | KPVS_SplitCase | 14 | 12 | 14 | 24 | BranchMin14_BranchMax24 | 24 | 5 | 16 | 24 | HeaderMin16_HeaderMax24 | 24 | 4 | 20 | [29 empty] | INVALID
237 | 117 | 1220-5/6-6P-300HP KPVS | KPVS_1220-5/6_6P_300HP_18.18_BRZ | 10905.9 | 10905.9 | 21811.8 | 3 | 0 | 3 | B | KPVS_SplitCase | 14 | 12 | 14 | 24 | BranchMin14_BranchMax24 | 14 | 5 | 16 | 24 | HeaderMin16_HeaderMax24 | 16 | 4 | 20
237 | 117 | 1220-5/6-6P-300HP KPVS | KPVS_1220-5/6_6P_300HP_18.18_BRZ | 10905.9 | 10905.9 | 21811.8 | 3 | 0 | 3 | B | KPVS_SplitCase | 14 | 12 | 14 | 24 | BranchMin14_BranchMax24 | 14 | 5 | 16 | 24 | HeaderMin16_HeaderMax24 | 18 | 4 | 20
237 | 117 | 1220-5/6-6P-300HP KPVS | KPVS_1220-5/6_6P_300HP_18.18_BRZ | 10905.9 | 10905.9 | 21811.8 | 3 | 0 | 3 | B | KPVS_SplitCase | 14 | 12 | 14 | 24 | BranchMin14_BranchMax24 | 14 | 5 | 16 | 24 | HeaderMin16_HeaderMax24 | 20 | 4 | 20
237 | 117 | 1220-5/6-6P-300HP KPVS | KPVS_1220-5/6_6P_300HP_18.18_BRZ | 10905.9 | 10905.9 | 21811.8 | 3 | 0 | 3 | B | KPVS_SplitCase | 14 | 12 | 14 | 24 | BranchMin14_BranchMax24 | 14 | 5 | 16 | 24 | HeaderMin16_HeaderMax24 | 24 | 4 | 20
237 | 117 | 1220-5/6-6P-300HP KPVS | KPVS_1220-5/6_6P_300HP_18.18_BRZ | 10905.9 | 10905.9 | 21811.8 | 3 | 0 | 3 | B | KPVS_SplitCase | 14 | 12 | 14 | 24 | BranchMin14_BranchMax24 | 16 | 5 | 16 | 24 | HeaderMin16_HeaderMax24 | 16 | 4 | 20 | [29 empty] | INVALID
237 | 117 | 1220-5/6-6P-300HP KPVS | KPVS_1220-5/6_6P_300HP_18.18_BRZ | 10905.9 | 10905.9 | 21811.8 | 3 | 0 | 3 | B | KPVS_SplitCase | 14 | 12 | 14 | 24 | BranchMin14_BranchMax24 | 16 | 5 | 16 | 24 | HeaderMin16_HeaderMax24 | 18 | 4 | 20
237 | 117 | 1220-5/6-6P-300HP KPVS | KPVS_1220-5/6_6P_300HP_18.18_BRZ | 10905.9 | 10905.9 | 21811.8 | 3 | 0 | 3 | B | KPVS_SplitCase | 14 | 12 | 14 | 24 | BranchMin14_BranchMax24 | 16 | 5 | 16 | 24 | HeaderMin16_HeaderMax24 | 20 | 4 | 20
237 | 117 | 1220-5/6-6P-300HP KPVS | KPVS_1220-5/6_6P_300HP_18.18_BRZ | 10905.9 | 10905.9 | 21811.8 | 3 | 0 | 3 | B | KPVS_SplitCase | 14 | 12 | 14 | 24 | BranchMin14_BranchMax24 | 16 | 5 | 16 | 24 | HeaderMin16_HeaderMax24 | 24 | 4 | 20
237 | 117 | 1220-5/6-6P-300HP KPVS | KPVS_1220-5/6_6P_300HP_18.18_BRZ | 10905.9 | 10905.9 | 21811.8 | 3 | 0 | 3 | B | KPVS_SplitCase | 14 | 12 | 14 | 24 | BranchMin14_BranchMax24 | 18 | 5 | 16 | 24 | HeaderMin16_HeaderMax24 | 16 | 4 | 20 | [29 empty] | INVALID
237 | 117 | 1220-5/6-6P-300HP KPVS | KPVS_1220-5/6_6P_300HP_18.18_BRZ | 10905.9 | 10905.9 | 21811.8 | 3 | 0 | 3 | B | KPVS_SplitCase | 14 | 12 | 14 | 24 | BranchMin14_BranchMax24 | 18 | 5 | 16 | 24 | HeaderMin16_HeaderMax24 | 18 | 4 | 20 | [29 empty] | INVALID
237 | 117 | 1220-5/6-6P-300HP KPVS | KPVS_1220-5/6_6P_300HP_18.18_BRZ | 10905.9 | 10905.9 | 21811.8 | 3 | 0 | 3 | B | KPVS_SplitCase | 14 | 12 | 14 | 24 | BranchMin14_BranchMax24 | 18 | 5 | 16 | 24 | HeaderMin16_HeaderMax24 | 20 | 4 | 20
237 | 117 | 1220-5/6-6P-300HP KPVS | KPVS_1220-5/6_6P_300HP_18.18_BRZ | 10905.9 | 10905.9 | 21811.8 | 3 | 0 | 3 | B | KPVS_SplitCase | 14 | 12 | 14 | 24 | BranchMin14_BranchMax24 | 18 | 5 | 16 | 24 | HeaderMin16_HeaderMax24 | 24 | 4 | 20
237 | 117 | 1220-5/6-6P-300HP KPVS | KPVS_1220-5/6_6P_300HP_18.18_BRZ | 10905.9 | 10905.9 | 21811.8 | 3 | 0 | 3 | B | KPVS_SplitCase | 14 | 12 | 14 | 24 | BranchMin14_BranchMax24 | 20 | 5 | 16 | 24 | HeaderMin16_HeaderMax24 | 16 | 4 | 20 | [29 empty] | INVALID
237 | 117 | 1220-5/6-6P-300HP KPVS | KPVS_1220-5/6_6P_300HP_18.18_BRZ | 10905.9 | 10905.9 | 21811.8 | 3 | 0 | 3 | B | KPVS_SplitCase | 14 | 12 | 14 | 24 | BranchMin14_BranchMax24 | 20 | 5 | 16 | 24 | HeaderMin16_HeaderMax24 | 18 | 4 | 20 | [29 empty] | INVALID
237 | 117 | 1220-5/6-6P-300HP KPVS | KPVS_1220-5/6_6P_300HP_18.18_BRZ | 10905.9 | 10905.9 | 21811.8 | 3 | 0 | 3 | B | KPVS_SplitCase | 14 | 12 | 14 | 24 | BranchMin14_BranchMax24 | 20 | 5 | 16 | 24 | HeaderMin16_HeaderMax24 | 20 | 4 | 20 | [29 empty] | INVALID
237 | 117 | 1220-5/6-6P-300HP KPVS | KPVS_1220-5/6_6P_300HP_18.18_BRZ | 10905.9 | 10905.9 | 21811.8 | 3 | 0 | 3 | B | KPVS_SplitCase | 14 | 12 | 14 | 24 | BranchMin14_BranchMax24 | 20 | 5 | 16 | 24 | HeaderMin16_HeaderMax24 | 24 | 4 | 20
237 | 117 | 1220-5/6-6P-300HP KPVS | KPVS_1220-5/6_6P_300HP_18.18_BRZ | 10905.9 | 10905.9 | 21811.8 | 3 | 0 | 3 | B | KPVS_SplitCase | 14 | 12 | 14 | 24 | BranchMin14_BranchMax24 | 24 | 5 | 16 | 24 | HeaderMin16_HeaderMax24 | 16 | 4 | 20 | [29 empty] | INVALID
237 | 117 | 1220-5/6-6P-300HP KPVS | KPVS_1220-5/6_6P_300HP_18.18_BRZ | 10905.9 | 10905.9 | 21811.8 | 3 | 0 | 3 | B | KPVS_SplitCase | 14 | 12 | 14 | 24 | BranchMin14_BranchMax24 | 24 | 5 | 16 | 24 | HeaderMin16_HeaderMax24 | 18 | 4 | 20 | [29 empty] | INVALID
237 | 117 | 1220-5/6-6P-300HP KPVS | KPVS_1220-5/6_6P_300HP_18.18_BRZ | 10905.9 | 10905.9 | 21811.8 | 3 | 0 | 3 | B | KPVS_SplitCase | 14 | 12 | 14 | 24 | BranchMin14_BranchMax24 | 24 | 5 | 16 | 24 | HeaderMin16_HeaderMax24 | 20 | 4 | 20 | [29 empty] | INVALID
237 | 117 | 1220-5/6-6P-300HP KPVS | KPVS_1220-5/6_6P_300HP_18.18_BRZ | 10905.9 | 10905.9 | 21811.8 | 3 | 0 | 3 | B | KPVS_SplitCase | 14 | 12 | 14 | 24 | BranchMin14_BranchMax24 | 24 | 5 | 16 | 24 | HeaderMin16_HeaderMax24 | 24 | 4 | 20 | [29 empty] | INVALID
238 | 118 | 1415-1/2-4P-250HP KPVS | KPVS_1415-1/2_4P_250HP_12.73_BRZ | 10473.9 | 10473.9 | 20947.8 | 3 | 0 | 3 | B | KPVS_SplitCase | 16 | 14 | 16 | 24 | BranchMin16_BranchMax24 | 16 | 4 | 18 | 24 | HeaderMin18_HeaderMax24 | 18 | 3 | 12
238 | 118 | 1415-1/2-4P-250HP KPVS | KPVS_1415-1/2_4P_250HP_12.73_BRZ | 10473.9 | 10473.9 | 20947.8 | 3 | 0 | 3 | B | KPVS_SplitCase | 16 | 14 | 16 | 24 | BranchMin16_BranchMax24 | 16 | 4 | 18 | 24 | HeaderMin18_HeaderMax24 | 20 | 3 | 12
238 | 118 | 1415-1/2-4P-250HP KPVS | KPVS_1415-1/2_4P_250HP_12.73_BRZ | 10473.9 | 10473.9 | 20947.8 | 3 | 0 | 3 | B | KPVS_SplitCase | 16 | 14 | 16 | 24 | BranchMin16_BranchMax24 | 16 | 4 | 18 | 24 | HeaderMin18_HeaderMax24 | 24 | 3 | 12
238 | 118 | 1415-1/2-4P-250HP KPVS | KPVS_1415-1/2_4P_250HP_12.73_BRZ | 10473.9 | 10473.9 | 20947.8 | 3 | 0 | 3 | B | KPVS_SplitCase | 16 | 14 | 16 | 24 | BranchMin16_BranchMax24 | 18 | 4 | 18 | 24 | HeaderMin18_HeaderMax24 | 18 | 3 | 12 | [29 empty] | INVALID
238 | 118 | 1415-1/2-4P-250HP KPVS | KPVS_1415-1/2_4P_250HP_12.73_BRZ | 10473.9 | 10473.9 | 20947.8 | 3 | 0 | 3 | B | KPVS_SplitCase | 16 | 14 | 16 | 24 | BranchMin16_BranchMax24 | 18 | 4 | 18 | 24 | HeaderMin18_HeaderMax24 | 20 | 3 | 12
238 | 118 | 1415-1/2-4P-250HP KPVS | KPVS_1415-1/2_4P_250HP_12.73_BRZ | 10473.9 | 10473.9 | 20947.8 | 3 | 0 | 3 | B | KPVS_SplitCase | 16 | 14 | 16 | 24 | BranchMin16_BranchMax24 | 18 | 4 | 18 | 24 | HeaderMin18_HeaderMax24 | 24 | 3 | 12
238 | 118 | 1415-1/2-4P-250HP KPVS | KPVS_1415-1/2_4P_250HP_12.73_BRZ | 10473.9 | 10473.9 | 20947.8 | 3 | 0 | 3 | B | KPVS_SplitCase | 16 | 14 | 16 | 24 | BranchMin16_BranchMax24 | 20 | 4 | 18 | 24 | HeaderMin18_HeaderMax24 | 18 | 3 | 12 | [29 empty] | INVALID
238 | 118 | 1415-1/2-4P-250HP KPVS | KPVS_1415-1/2_4P_250HP_12.73_BRZ | 10473.9 | 10473.9 | 20947.8 | 3 | 0 | 3 | B | KPVS_SplitCase | 16 | 14 | 16 | 24 | BranchMin16_BranchMax24 | 20 | 4 | 18 | 24 | HeaderMin18_HeaderMax24 | 20 | 3 | 12 | [29 empty] | INVALID
238 | 118 | 1415-1/2-4P-250HP KPVS | KPVS_1415-1/2_4P_250HP_12.73_BRZ | 10473.9 | 10473.9 | 20947.8 | 3 | 0 | 3 | B | KPVS_SplitCase | 16 | 14 | 16 | 24 | BranchMin16_BranchMax24 | 20 | 4 | 18 | 24 | HeaderMin18_HeaderMax24 | 24 | 3 | 12
238 | 118 | 1415-1/2-4P-250HP KPVS | KPVS_1415-1/2_4P_250HP_12.73_BRZ | 10473.9 | 10473.9 | 20947.8 | 3 | 0 | 3 | B | KPVS_SplitCase | 16 | 14 | 16 | 24 | BranchMin16_BranchMax24 | 24 | 4 | 18 | 24 | HeaderMin18_HeaderMax24 | 18 | 3 | 12 | [29 empty] | INVALID
238 | 118 | 1415-1/2-4P-250HP KPVS | KPVS_1415-1/2_4P_250HP_12.73_BRZ | 10473.9 | 10473.9 | 20947.8 | 3 | 0 | 3 | B | KPVS_SplitCase | 16 | 14 | 16 | 24 | BranchMin16_BranchMax24 | 24 | 4 | 18 | 24 | HeaderMin18_HeaderMax24 | 20 | 3 | 12 | [29 empty] | INVALID
238 | 118 | 1415-1/2-4P-250HP KPVS | KPVS_1415-1/2_4P_250HP_12.73_BRZ | 10473.9 | 10473.9 | 20947.8 | 3 | 0 | 3 | B | KPVS_SplitCase | 16 | 14 | 16 | 24 | BranchMin16_BranchMax24 | 24 | 4 | 18 | 24 | HeaderMin18_HeaderMax24 | 24 | 3 | 12 | [29 empty] | INVALID
239 | 119 | 1415-1/2-4P-300HP KPVS | KPVS_1415-1/2_4P_300HP_13.48_BRZ | 11367.6 | 11367.6 | 22735.2 | 3 | 0 | 3 | B | KPVS_SplitCase | 16 | 14 | 16 | 24 | BranchMin16_BranchMax24 | 16 | 4 | 18 | 24 | HeaderMin18_HeaderMax24 | 18 | 3 | 12
239 | 119 | 1415-1/2-4P-300HP KPVS | KPVS_1415-1/2_4P_300HP_13.48_BRZ | 11367.6 | 11367.6 | 22735.2 | 3 | 0 | 3 | B | KPVS_SplitCase | 16 | 14 | 16 | 24 | BranchMin16_BranchMax24 | 16 | 4 | 18 | 24 | HeaderMin18_HeaderMax24 | 20 | 3 | 12
239 | 119 | 1415-1/2-4P-300HP KPVS | KPVS_1415-1/2_4P_300HP_13.48_BRZ | 11367.6 | 11367.6 | 22735.2 | 3 | 0 | 3 | B | KPVS_SplitCase | 16 | 14 | 16 | 24 | BranchMin16_BranchMax24 | 16 | 4 | 18 | 24 | HeaderMin18_HeaderMax24 | 24 | 3 | 12
239 | 119 | 1415-1/2-4P-300HP KPVS | KPVS_1415-1/2_4P_300HP_13.48_BRZ | 11367.6 | 11367.6 | 22735.2 | 3 | 0 | 3 | B | KPVS_SplitCase | 16 | 14 | 16 | 24 | BranchMin16_BranchMax24 | 18 | 4 | 18 | 24 | HeaderMin18_HeaderMax24 | 18 | 3 | 12 | [29 empty] | INVALID
239 | 119 | 1415-1/2-4P-300HP KPVS | KPVS_1415-1/2_4P_300HP_13.48_BRZ | 11367.6 | 11367.6 | 22735.2 | 3 | 0 | 3 | B | KPVS_SplitCase | 16 | 14 | 16 | 24 | BranchMin16_BranchMax24 | 18 | 4 | 18 | 24 | HeaderMin18_HeaderMax24 | 20 | 3 | 12
239 | 119 | 1415-1/2-4P-300HP KPVS | KPVS_1415-1/2_4P_300HP_13.48_BRZ | 11367.6 | 11367.6 | 22735.2 | 3 | 0 | 3 | B | KPVS_SplitCase | 16 | 14 | 16 | 24 | BranchMin16_BranchMax24 | 18 | 4 | 18 | 24 | HeaderMin18_HeaderMax24 | 24 | 3 | 12
239 | 119 | 1415-1/2-4P-300HP KPVS | KPVS_1415-1/2_4P_300HP_13.48_BRZ | 11367.6 | 11367.6 | 22735.2 | 3 | 0 | 3 | B | KPVS_SplitCase | 16 | 14 | 16 | 24 | BranchMin16_BranchMax24 | 20 | 4 | 18 | 24 | HeaderMin18_HeaderMax24 | 18 | 3 | 12 | [29 empty] | INVALID
239 | 119 | 1415-1/2-4P-300HP KPVS | KPVS_1415-1/2_4P_300HP_13.48_BRZ | 11367.6 | 11367.6 | 22735.2 | 3 | 0 | 3 | B | KPVS_SplitCase | 16 | 14 | 16 | 24 | BranchMin16_BranchMax24 | 20 | 4 | 18 | 24 | HeaderMin18_HeaderMax24 | 20 | 3 | 12 | [29 empty] | INVALID
239 | 119 | 1415-1/2-4P-300HP KPVS | KPVS_1415-1/2_4P_300HP_13.48_BRZ | 11367.6 | 11367.6 | 22735.2 | 3 | 0 | 3 | B | KPVS_SplitCase | 16 | 14 | 16 | 24 | BranchMin16_BranchMax24 | 20 | 4 | 18 | 24 | HeaderMin18_HeaderMax24 | 24 | 3 | 12
239 | 119 | 1415-1/2-4P-300HP KPVS | KPVS_1415-1/2_4P_300HP_13.48_BRZ | 11367.6 | 11367.6 | 22735.2 | 3 | 0 | 3 | B | KPVS_SplitCase | 16 | 14 | 16 | 24 | BranchMin16_BranchMax24 | 24 | 4 | 18 | 24 | HeaderMin18_HeaderMax24 | 18 | 3 | 12 | [29 empty] | INVALID
239 | 119 | 1415-1/2-4P-300HP KPVS | KPVS_1415-1/2_4P_300HP_13.48_BRZ | 11367.6 | 11367.6 | 22735.2 | 3 | 0 | 3 | B | KPVS_SplitCase | 16 | 14 | 16 | 24 | BranchMin16_BranchMax24 | 24 | 4 | 18 | 24 | HeaderMin18_HeaderMax24 | 20 | 3 | 12 | [29 empty] | INVALID
239 | 119 | 1415-1/2-4P-300HP KPVS | KPVS_1415-1/2_4P_300HP_13.48_BRZ | 11367.6 | 11367.6 | 22735.2 | 3 | 0 | 3 | B | KPVS_SplitCase | 16 | 14 | 16 | 24 | BranchMin16_BranchMax24 | 24 | 4 | 18 | 24 | HeaderMin18_HeaderMax24 | 24 | 3 | 12 | [29 empty] | INVALID
240 | 120 | 1415-3/4-4P-300HP KPVS | KPVS_1415-3/4_4P_300HP_13.24_BRZ | 11554.5 | 11554.5 | 23109 | 3 | 0 | 3 | B | KPVS_SplitCase | 18 | 14 | 18 | 24 | BranchMin18_BranchMax24 | 18 | 3 | 20 | 24 | HeaderMin20_HeaderMax24 | 20 | 2 | 6
240 | 120 | 1415-3/4-4P-300HP KPVS | KPVS_1415-3/4_4P_300HP_13.24_BRZ | 11554.5 | 11554.5 | 23109 | 3 | 0 | 3 | B | KPVS_SplitCase | 18 | 14 | 18 | 24 | BranchMin18_BranchMax24 | 18 | 3 | 20 | 24 | HeaderMin20_HeaderMax24 | 24 | 2 | 6
240 | 120 | 1415-3/4-4P-300HP KPVS | KPVS_1415-3/4_4P_300HP_13.24_BRZ | 11554.5 | 11554.5 | 23109 | 3 | 0 | 3 | B | KPVS_SplitCase | 18 | 14 | 18 | 24 | BranchMin18_BranchMax24 | 20 | 3 | 20 | 24 | HeaderMin20_HeaderMax24 | 20 | 2 | 6 | [29 empty] | INVALID
240 | 120 | 1415-3/4-4P-300HP KPVS | KPVS_1415-3/4_4P_300HP_13.24_BRZ | 11554.5 | 11554.5 | 23109 | 3 | 0 | 3 | B | KPVS_SplitCase | 18 | 14 | 18 | 24 | BranchMin18_BranchMax24 | 20 | 3 | 20 | 24 | HeaderMin20_HeaderMax24 | 24 | 2 | 6
240 | 120 | 1415-3/4-4P-300HP KPVS | KPVS_1415-3/4_4P_300HP_13.24_BRZ | 11554.5 | 11554.5 | 23109 | 3 | 0 | 3 | B | KPVS_SplitCase | 18 | 14 | 18 | 24 | BranchMin18_BranchMax24 | 24 | 3 | 20 | 24 | HeaderMin20_HeaderMax24 | 20 | 2 | 6 | [29 empty] | INVALID
240 | 120 | 1415-3/4-4P-300HP KPVS | KPVS_1415-3/4_4P_300HP_13.24_BRZ | 11554.5 | 11554.5 | 23109 | 3 | 0 | 3 | B | KPVS_SplitCase | 18 | 14 | 18 | 24 | BranchMin18_BranchMax24 | 24 | 3 | 20 | 24 | HeaderMin20_HeaderMax24 | 24 | 2 | 6 | [29 empty] | INVALID
241 | 1 | 2095-1/2-2P-20HP KPVS | KPVS_2095-1/2_2P_25HP_7.19_BRZ | 404.6 | 404.6 | 1618.4 | 4 | 0 | 4 | C | KPVS_SplitCase | 2.5 | 2 | 2.5 | 5 | BranchMin2.5_BranchMax5 | 2.5 | 4 | 3 | 10 | HeaderMin3_HeaderMax10 | 3 | 6 | 24
241 | 1 | 2095-1/2-2P-20HP KPVS | KPVS_2095-1/2_2P_25HP_7.19_BRZ | 404.6 | 404.6 | 1618.4 | 4 | 0 | 4 | C | KPVS_SplitCase | 2.5 | 2 | 2.5 | 5 | BranchMin2.5_BranchMax5 | 2.5 | 4 | 3 | 10 | HeaderMin3_HeaderMax10 | 4 | 6 | 24
241 | 1 | 2095-1/2-2P-20HP KPVS | KPVS_2095-1/2_2P_25HP_7.19_BRZ | 404.6 | 404.6 | 1618.4 | 4 | 0 | 4 | C | KPVS_SplitCase | 2.5 | 2 | 2.5 | 5 | BranchMin2.5_BranchMax5 | 2.5 | 4 | 3 | 10 | HeaderMin3_HeaderMax10 | 5 | 6 | 24
241 | 1 | 2095-1/2-2P-20HP KPVS | KPVS_2095-1/2_2P_25HP_7.19_BRZ | 404.6 | 404.6 | 1618.4 | 4 | 0 | 4 | C | KPVS_SplitCase | 2.5 | 2 | 2.5 | 5 | BranchMin2.5_BranchMax5 | 2.5 | 4 | 3 | 10 | HeaderMin3_HeaderMax10 | 6 | 6 | 24
241 | 1 | 2095-1/2-2P-20HP KPVS | KPVS_2095-1/2_2P_25HP_7.19_BRZ | 404.6 | 404.6 | 1618.4 | 4 | 0 | 4 | C | KPVS_SplitCase | 2.5 | 2 | 2.5 | 5 | BranchMin2.5_BranchMax5 | 2.5 | 4 | 3 | 10 | HeaderMin3_HeaderMax10 | 8 | 6 | 24
241 | 1 | 2095-1/2-2P-20HP KPVS | KPVS_2095-1/2_2P_25HP_7.19_BRZ | 404.6 | 404.6 | 1618.4 | 4 | 0 | 4 | C | KPVS_SplitCase | 2.5 | 2 | 2.5 | 5 | BranchMin2.5_BranchMax5 | 2.5 | 4 | 3 | 10 | HeaderMin3_HeaderMax10 | 10 | 6 | 24
241 | 1 | 2095-1/2-2P-20HP KPVS | KPVS_2095-1/2_2P_25HP_7.19_BRZ | 404.6 | 404.6 | 1618.4 | 4 | 0 | 4 | C | KPVS_SplitCase | 2.5 | 2 | 2.5 | 5 | BranchMin2.5_BranchMax5 | 3 | 4 | 3 | 10 | HeaderMin3_HeaderMax10 | 3 | 6 | 24 | [29 empty] | INVALID
241 | 1 | 2095-1/2-2P-20HP KPVS | KPVS_2095-1/2_2P_25HP_7.19_BRZ | 404.6 | 404.6 | 1618.4 | 4 | 0 | 4 | C | KPVS_SplitCase | 2.5 | 2 | 2.5 | 5 | BranchMin2.5_BranchMax5 | 3 | 4 | 3 | 10 | HeaderMin3_HeaderMax10 | 4 | 6 | 24
241 | 1 | 2095-1/2-2P-20HP KPVS | KPVS_2095-1/2_2P_25HP_7.19_BRZ | 404.6 | 404.6 | 1618.4 | 4 | 0 | 4 | C | KPVS_SplitCase | 2.5 | 2 | 2.5 | 5 | BranchMin2.5_BranchMax5 | 3 | 4 | 3 | 10 | HeaderMin3_HeaderMax10 | 5 | 6 | 24
241 | 1 | 2095-1/2-2P-20HP KPVS | KPVS_2095-1/2_2P_25HP_7.19_BRZ | 404.6 | 404.6 | 1618.4 | 4 | 0 | 4 | C | KPVS_SplitCase | 2.5 | 2 | 2.5 | 5 | BranchMin2.5_BranchMax5 | 3 | 4 | 3 | 10 | HeaderMin3_HeaderMax10 | 6 | 6 | 24
241 | 1 | 2095-1/2-2P-20HP KPVS | KPVS_2095-1/2_2P_25HP_7.19_BRZ | 404.6 | 404.6 | 1618.4 | 4 | 0 | 4 | C | KPVS_SplitCase | 2.5 | 2 | 2.5 | 5 | BranchMin2.5_BranchMax5 | 3 | 4 | 3 | 10 | HeaderMin3_HeaderMax10 | 8 | 6 | 24
241 | 1 | 2095-1/2-2P-20HP KPVS | KPVS_2095-1/2_2P_25HP_7.19_BRZ | 404.6 | 404.6 | 1618.4 | 4 | 0 | 4 | C | KPVS_SplitCase | 2.5 | 2 | 2.5 | 5 | BranchMin2.5_BranchMax5 | 3 | 4 | 3 | 10 | HeaderMin3_HeaderMax10 | 10 | 6 | 24
241 | 1 | 2095-1/2-2P-20HP KPVS | KPVS_2095-1/2_2P_25HP_7.19_BRZ | 404.6 | 404.6 | 1618.4 | 4 | 0 | 4 | C | KPVS_SplitCase | 2.5 | 2 | 2.5 | 5 | BranchMin2.5_BranchMax5 | 4 | 4 | 3 | 10 | HeaderMin3_HeaderMax10 | 3 | 6 | 24 | [29 empty] | INVALID
241 | 1 | 2095-1/2-2P-20HP KPVS | KPVS_2095-1/2_2P_25HP_7.19_BRZ | 404.6 | 404.6 | 1618.4 | 4 | 0 | 4 | C | KPVS_SplitCase | 2.5 | 2 | 2.5 | 5 | BranchMin2.5_BranchMax5 | 4 | 4 | 3 | 10 | HeaderMin3_HeaderMax10 | 4 | 6 | 24 | [29 empty] | INVALID
241 | 1 | 2095-1/2-2P-20HP KPVS | KPVS_2095-1/2_2P_25HP_7.19_BRZ | 404.6 | 404.6 | 1618.4 | 4 | 0 | 4 | C | KPVS_SplitCase | 2.5 | 2 | 2.5 | 5 | BranchMin2.5_BranchMax5 | 4 | 4 | 3 | 10 | HeaderMin3_HeaderMax10 | 5 | 6 | 24
241 | 1 | 2095-1/2-2P-20HP KPVS | KPVS_2095-1/2_2P_25HP_7.19_BRZ | 404.6 | 404.6 | 1618.4 | 4 | 0 | 4 | C | KPVS_SplitCase | 2.5 | 2 | 2.5 | 5 | BranchMin2.5_BranchMax5 | 4 | 4 | 3 | 10 | HeaderMin3_HeaderMax10 | 6 | 6 | 24
241 | 1 | 2095-1/2-2P-20HP KPVS | KPVS_2095-1/2_2P_25HP_7.19_BRZ | 404.6 | 404.6 | 1618.4 | 4 | 0 | 4 | C | KPVS_SplitCase | 2.5 | 2 | 2.5 | 5 | BranchMin2.5_BranchMax5 | 4 | 4 | 3 | 10 | HeaderMin3_HeaderMax10 | 8 | 6 | 24
241 | 1 | 2095-1/2-2P-20HP KPVS | KPVS_2095-1/2_2P_25HP_7.19_BRZ | 404.6 | 404.6 | 1618.4 | 4 | 0 | 4 | C | KPVS_SplitCase | 2.5 | 2 | 2.5 | 5 | BranchMin2.5_BranchMax5 | 4 | 4 | 3 | 10 | HeaderMin3_HeaderMax10 | 10 | 6 | 24
241 | 1 | 2095-1/2-2P-20HP KPVS | KPVS_2095-1/2_2P_25HP_7.19_BRZ | 404.6 | 404.6 | 1618.4 | 4 | 0 | 4 | C | KPVS_SplitCase | 2.5 | 2 | 2.5 | 5 | BranchMin2.5_BranchMax5 | 5 | 4 | 3 | 10 | HeaderMin3_HeaderMax10 | 3 | 6 | 24 | [29 empty] | INVALID
241 | 1 | 2095-1/2-2P-20HP KPVS | KPVS_2095-1/2_2P_25HP_7.19_BRZ | 404.6 | 404.6 | 1618.4 | 4 | 0 | 4 | C | KPVS_SplitCase | 2.5 | 2 | 2.5 | 5 | BranchMin2.5_BranchMax5 | 5 | 4 | 3 | 10 | HeaderMin3_HeaderMax10 | 4 | 6 | 24 | [29 empty] | INVALID
241 | 1 | 2095-1/2-2P-20HP KPVS | KPVS_2095-1/2_2P_25HP_7.19_BRZ | 404.6 | 404.6 | 1618.4 | 4 | 0 | 4 | C | KPVS_SplitCase | 2.5 | 2 | 2.5 | 5 | BranchMin2.5_BranchMax5 | 5 | 4 | 3 | 10 | HeaderMin3_HeaderMax10 | 5 | 6 | 24 | [29 empty] | INVALID
241 | 1 | 2095-1/2-2P-20HP KPVS | KPVS_2095-1/2_2P_25HP_7.19_BRZ | 404.6 | 404.6 | 1618.4 | 4 | 0 | 4 | C | KPVS_SplitCase | 2.5 | 2 | 2.5 | 5 | BranchMin2.5_BranchMax5 | 5 | 4 | 3 | 10 | HeaderMin3_HeaderMax10 | 6 | 6 | 24
241 | 1 | 2095-1/2-2P-20HP KPVS | KPVS_2095-1/2_2P_25HP_7.19_BRZ | 404.6 | 404.6 | 1618.4 | 4 | 0 | 4 | C | KPVS_SplitCase | 2.5 | 2 | 2.5 | 5 | BranchMin2.5_BranchMax5 | 5 | 4 | 3 | 10 | HeaderMin3_HeaderMax10 | 8 | 6 | 24
241 | 1 | 2095-1/2-2P-20HP KPVS | KPVS_2095-1/2_2P_25HP_7.19_BRZ | 404.6 | 404.6 | 1618.4 | 4 | 0 | 4 | C | KPVS_SplitCase | 2.5 | 2 | 2.5 | 5 | BranchMin2.5_BranchMax5 | 5 | 4 | 3 | 10 | HeaderMin3_HeaderMax10 | 10 | 6 | 24
242 | 2 | 2095-1/2-2P-25HP KPVS | KPVS_2095-1/2_2P_30HP_7.57_BRZ | 435.2 | 435.2 | 1740.8 | 4 | 0 | 4 | C | KPVS_SplitCase | 2.5 | 2 | 2.5 | 5 | BranchMin2.5_BranchMax5 | 2.5 | 4 | 3 | 10 | HeaderMin3_HeaderMax10 | 3 | 6 | 24
242 | 2 | 2095-1/2-2P-25HP KPVS | KPVS_2095-1/2_2P_30HP_7.57_BRZ | 435.2 | 435.2 | 1740.8 | 4 | 0 | 4 | C | KPVS_SplitCase | 2.5 | 2 | 2.5 | 5 | BranchMin2.5_BranchMax5 | 2.5 | 4 | 3 | 10 | HeaderMin3_HeaderMax10 | 4 | 6 | 24
242 | 2 | 2095-1/2-2P-25HP KPVS | KPVS_2095-1/2_2P_30HP_7.57_BRZ | 435.2 | 435.2 | 1740.8 | 4 | 0 | 4 | C | KPVS_SplitCase | 2.5 | 2 | 2.5 | 5 | BranchMin2.5_BranchMax5 | 2.5 | 4 | 3 | 10 | HeaderMin3_HeaderMax10 | 5 | 6 | 24
242 | 2 | 2095-1/2-2P-25HP KPVS | KPVS_2095-1/2_2P_30HP_7.57_BRZ | 435.2 | 435.2 | 1740.8 | 4 | 0 | 4 | C | KPVS_SplitCase | 2.5 | 2 | 2.5 | 5 | BranchMin2.5_BranchMax5 | 2.5 | 4 | 3 | 10 | HeaderMin3_HeaderMax10 | 6 | 6 | 24
242 | 2 | 2095-1/2-2P-25HP KPVS | KPVS_2095-1/2_2P_30HP_7.57_BRZ | 435.2 | 435.2 | 1740.8 | 4 | 0 | 4 | C | KPVS_SplitCase | 2.5 | 2 | 2.5 | 5 | BranchMin2.5_BranchMax5 | 2.5 | 4 | 3 | 10 | HeaderMin3_HeaderMax10 | 8 | 6 | 24
242 | 2 | 2095-1/2-2P-25HP KPVS | KPVS_2095-1/2_2P_30HP_7.57_BRZ | 435.2 | 435.2 | 1740.8 | 4 | 0 | 4 | C | KPVS_SplitCase | 2.5 | 2 | 2.5 | 5 | BranchMin2.5_BranchMax5 | 2.5 | 4 | 3 | 10 | HeaderMin3_HeaderMax10 | 10 | 6 | 24
242 | 2 | 2095-1/2-2P-25HP KPVS | KPVS_2095-1/2_2P_30HP_7.57_BRZ | 435.2 | 435.2 | 1740.8 | 4 | 0 | 4 | C | KPVS_SplitCase | 2.5 | 2 | 2.5 | 5 | BranchMin2.5_BranchMax5 | 3 | 4 | 3 | 10 | HeaderMin3_HeaderMax10 | 3 | 6 | 24 | [29 empty] | INVALID
242 | 2 | 2095-1/2-2P-25HP KPVS | KPVS_2095-1/2_2P_30HP_7.57_BRZ | 435.2 | 435.2 | 1740.8 | 4 | 0 | 4 | C | KPVS_SplitCase | 2.5 | 2 | 2.5 | 5 | BranchMin2.5_BranchMax5 | 3 | 4 | 3 | 10 | HeaderMin3_HeaderMax10 | 4 | 6 | 24
242 | 2 | 2095-1/2-2P-25HP KPVS | KPVS_2095-1/2_2P_30HP_7.57_BRZ | 435.2 | 435.2 | 1740.8 | 4 | 0 | 4 | C | KPVS_SplitCase | 2.5 | 2 | 2.5 | 5 | BranchMin2.5_BranchMax5 | 3 | 4 | 3 | 10 | HeaderMin3_HeaderMax10 | 5 | 6 | 24
242 | 2 | 2095-1/2-2P-25HP KPVS | KPVS_2095-1/2_2P_30HP_7.57_BRZ | 435.2 | 435.2 | 1740.8 | 4 | 0 | 4 | C | KPVS_SplitCase | 2.5 | 2 | 2.5 | 5 | BranchMin2.5_BranchMax5 | 3 | 4 | 3 | 10 | HeaderMin3_HeaderMax10 | 6 | 6 | 24
242 | 2 | 2095-1/2-2P-25HP KPVS | KPVS_2095-1/2_2P_30HP_7.57_BRZ | 435.2 | 435.2 | 1740.8 | 4 | 0 | 4 | C | KPVS_SplitCase | 2.5 | 2 | 2.5 | 5 | BranchMin2.5_BranchMax5 | 3 | 4 | 3 | 10 | HeaderMin3_HeaderMax10 | 8 | 6 | 24
242 | 2 | 2095-1/2-2P-25HP KPVS | KPVS_2095-1/2_2P_30HP_7.57_BRZ | 435.2 | 435.2 | 1740.8 | 4 | 0 | 4 | C | KPVS_SplitCase | 2.5 | 2 | 2.5 | 5 | BranchMin2.5_BranchMax5 | 3 | 4 | 3 | 10 | HeaderMin3_HeaderMax10 | 10 | 6 | 24
242 | 2 | 2095-1/2-2P-25HP KPVS | KPVS_2095-1/2_2P_30HP_7.57_BRZ | 435.2 | 435.2 | 1740.8 | 4 | 0 | 4 | C | KPVS_SplitCase | 2.5 | 2 | 2.5 | 5 | BranchMin2.5_BranchMax5 | 4 | 4 | 3 | 10 | HeaderMin3_HeaderMax10 | 3 | 6 | 24 | [29 empty] | INVALID
242 | 2 | 2095-1/2-2P-25HP KPVS | KPVS_2095-1/2_2P_30HP_7.57_BRZ | 435.2 | 435.2 | 1740.8 | 4 | 0 | 4 | C | KPVS_SplitCase | 2.5 | 2 | 2.5 | 5 | BranchMin2.5_BranchMax5 | 4 | 4 | 3 | 10 | HeaderMin3_HeaderMax10 | 4 | 6 | 24 | [29 empty] | INVALID
242 | 2 | 2095-1/2-2P-25HP KPVS | KPVS_2095-1/2_2P_30HP_7.57_BRZ | 435.2 | 435.2 | 1740.8 | 4 | 0 | 4 | C | KPVS_SplitCase | 2.5 | 2 | 2.5 | 5 | BranchMin2.5_BranchMax5 | 4 | 4 | 3 | 10 | HeaderMin3_HeaderMax10 | 5 | 6 | 24
242 | 2 | 2095-1/2-2P-25HP KPVS | KPVS_2095-1/2_2P_30HP_7.57_BRZ | 435.2 | 435.2 | 1740.8 | 4 | 0 | 4 | C | KPVS_SplitCase | 2.5 | 2 | 2.5 | 5 | BranchMin2.5_BranchMax5 | 4 | 4 | 3 | 10 | HeaderMin3_HeaderMax10 | 6 | 6 | 24
242 | 2 | 2095-1/2-2P-25HP KPVS | KPVS_2095-1/2_2P_30HP_7.57_BRZ | 435.2 | 435.2 | 1740.8 | 4 | 0 | 4 | C | KPVS_SplitCase | 2.5 | 2 | 2.5 | 5 | BranchMin2.5_BranchMax5 | 4 | 4 | 3 | 10 | HeaderMin3_HeaderMax10 | 8 | 6 | 24
242 | 2 | 2095-1/2-2P-25HP KPVS | KPVS_2095-1/2_2P_30HP_7.57_BRZ | 435.2 | 435.2 | 1740.8 | 4 | 0 | 4 | C | KPVS_SplitCase | 2.5 | 2 | 2.5 | 5 | BranchMin2.5_BranchMax5 | 4 | 4 | 3 | 10 | HeaderMin3_HeaderMax10 | 10 | 6 | 24
242 | 2 | 2095-1/2-2P-25HP KPVS | KPVS_2095-1/2_2P_30HP_7.57_BRZ | 435.2 | 435.2 | 1740.8 | 4 | 0 | 4 | C | KPVS_SplitCase | 2.5 | 2 | 2.5 | 5 | BranchMin2.5_BranchMax5 | 5 | 4 | 3 | 10 | HeaderMin3_HeaderMax10 | 3 | 6 | 24 | [29 empty] | INVALID
242 | 2 | 2095-1/2-2P-25HP KPVS | KPVS_2095-1/2_2P_30HP_7.57_BRZ | 435.2 | 435.2 | 1740.8 | 4 | 0 | 4 | C | KPVS_SplitCase | 2.5 | 2 | 2.5 | 5 | BranchMin2.5_BranchMax5 | 5 | 4 | 3 | 10 | HeaderMin3_HeaderMax10 | 4 | 6 | 24 | [29 empty] | INVALID
242 | 2 | 2095-1/2-2P-25HP KPVS | KPVS_2095-1/2_2P_30HP_7.57_BRZ | 435.2 | 435.2 | 1740.8 | 4 | 0 | 4 | C | KPVS_SplitCase | 2.5 | 2 | 2.5 | 5 | BranchMin2.5_BranchMax5 | 5 | 4 | 3 | 10 | HeaderMin3_HeaderMax10 | 5 | 6 | 24 | [29 empty] | INVALID
242 | 2 | 2095-1/2-2P-25HP KPVS | KPVS_2095-1/2_2P_30HP_7.57_BRZ | 435.2 | 435.2 | 1740.8 | 4 | 0 | 4 | C | KPVS_SplitCase | 2.5 | 2 | 2.5 | 5 | BranchMin2.5_BranchMax5 | 5 | 4 | 3 | 10 | HeaderMin3_HeaderMax10 | 6 | 6 | 24
242 | 2 | 2095-1/2-2P-25HP KPVS | KPVS_2095-1/2_2P_30HP_7.57_BRZ | 435.2 | 435.2 | 1740.8 | 4 | 0 | 4 | C | KPVS_SplitCase | 2.5 | 2 | 2.5 | 5 | BranchMin2.5_BranchMax5 | 5 | 4 | 3 | 10 | HeaderMin3_HeaderMax10 | 8 | 6 | 24
242 | 2 | 2095-1/2-2P-25HP KPVS | KPVS_2095-1/2_2P_30HP_7.57_BRZ | 435.2 | 435.2 | 1740.8 | 4 | 0 | 4 | C | KPVS_SplitCase | 2.5 | 2 | 2.5 | 5 | BranchMin2.5_BranchMax5 | 5 | 4 | 3 | 10 | HeaderMin3_HeaderMax10 | 10 | 6 | 24
243 | 3 | 2095-1/2-2P-30HP KPVS | KPVS_2095-1/2_2P_40HP_8.07_BRZ | 476.1 | 476.1 | 1904.4 | 4 | 0 | 4 | C | KPVS_SplitCase | 2.5 | 2 | 2.5 | 5 | BranchMin2.5_BranchMax5 | 2.5 | 4 | 3 | 10 | HeaderMin3_HeaderMax10 | 3 | 6 | 24
243 | 3 | 2095-1/2-2P-30HP KPVS | KPVS_2095-1/2_2P_40HP_8.07_BRZ | 476.1 | 476.1 | 1904.4 | 4 | 0 | 4 | C | KPVS_SplitCase | 2.5 | 2 | 2.5 | 5 | BranchMin2.5_BranchMax5 | 2.5 | 4 | 3 | 10 | HeaderMin3_HeaderMax10 | 4 | 6 | 24
243 | 3 | 2095-1/2-2P-30HP KPVS | KPVS_2095-1/2_2P_40HP_8.07_BRZ | 476.1 | 476.1 | 1904.4 | 4 | 0 | 4 | C | KPVS_SplitCase | 2.5 | 2 | 2.5 | 5 | BranchMin2.5_BranchMax5 | 2.5 | 4 | 3 | 10 | HeaderMin3_HeaderMax10 | 5 | 6 | 24
243 | 3 | 2095-1/2-2P-30HP KPVS | KPVS_2095-1/2_2P_40HP_8.07_BRZ | 476.1 | 476.1 | 1904.4 | 4 | 0 | 4 | C | KPVS_SplitCase | 2.5 | 2 | 2.5 | 5 | BranchMin2.5_BranchMax5 | 2.5 | 4 | 3 | 10 | HeaderMin3_HeaderMax10 | 6 | 6 | 24
243 | 3 | 2095-1/2-2P-30HP KPVS | KPVS_2095-1/2_2P_40HP_8.07_BRZ | 476.1 | 476.1 | 1904.4 | 4 | 0 | 4 | C | KPVS_SplitCase | 2.5 | 2 | 2.5 | 5 | BranchMin2.5_BranchMax5 | 2.5 | 4 | 3 | 10 | HeaderMin3_HeaderMax10 | 8 | 6 | 24
243 | 3 | 2095-1/2-2P-30HP KPVS | KPVS_2095-1/2_2P_40HP_8.07_BRZ | 476.1 | 476.1 | 1904.4 | 4 | 0 | 4 | C | KPVS_SplitCase | 2.5 | 2 | 2.5 | 5 | BranchMin2.5_BranchMax5 | 2.5 | 4 | 3 | 10 | HeaderMin3_HeaderMax10 | 10 | 6 | 24
243 | 3 | 2095-1/2-2P-30HP KPVS | KPVS_2095-1/2_2P_40HP_8.07_BRZ | 476.1 | 476.1 | 1904.4 | 4 | 0 | 4 | C | KPVS_SplitCase | 2.5 | 2 | 2.5 | 5 | BranchMin2.5_BranchMax5 | 3 | 4 | 3 | 10 | HeaderMin3_HeaderMax10 | 3 | 6 | 24 | [29 empty] | INVALID
243 | 3 | 2095-1/2-2P-30HP KPVS | KPVS_2095-1/2_2P_40HP_8.07_BRZ | 476.1 | 476.1 | 1904.4 | 4 | 0 | 4 | C | KPVS_SplitCase | 2.5 | 2 | 2.5 | 5 | BranchMin2.5_BranchMax5 | 3 | 4 | 3 | 10 | HeaderMin3_HeaderMax10 | 4 | 6 | 24
243 | 3 | 2095-1/2-2P-30HP KPVS | KPVS_2095-1/2_2P_40HP_8.07_BRZ | 476.1 | 476.1 | 1904.4 | 4 | 0 | 4 | C | KPVS_SplitCase | 2.5 | 2 | 2.5 | 5 | BranchMin2.5_BranchMax5 | 3 | 4 | 3 | 10 | HeaderMin3_HeaderMax10 | 5 | 6 | 24
243 | 3 | 2095-1/2-2P-30HP KPVS | KPVS_2095-1/2_2P_40HP_8.07_BRZ | 476.1 | 476.1 | 1904.4 | 4 | 0 | 4 | C | KPVS_SplitCase | 2.5 | 2 | 2.5 | 5 | BranchMin2.5_BranchMax5 | 3 | 4 | 3 | 10 | HeaderMin3_HeaderMax10 | 6 | 6 | 24
243 | 3 | 2095-1/2-2P-30HP KPVS | KPVS_2095-1/2_2P_40HP_8.07_BRZ | 476.1 | 476.1 | 1904.4 | 4 | 0 | 4 | C | KPVS_SplitCase | 2.5 | 2 | 2.5 | 5 | BranchMin2.5_BranchMax5 | 3 | 4 | 3 | 10 | HeaderMin3_HeaderMax10 | 8 | 6 | 24
243 | 3 | 2095-1/2-2P-30HP KPVS | KPVS_2095-1/2_2P_40HP_8.07_BRZ | 476.1 | 476.1 | 1904.4 | 4 | 0 | 4 | C | KPVS_SplitCase | 2.5 | 2 | 2.5 | 5 | BranchMin2.5_BranchMax5 | 3 | 4 | 3 | 10 | HeaderMin3_HeaderMax10 | 10 | 6 | 24
243 | 3 | 2095-1/2-2P-30HP KPVS | KPVS_2095-1/2_2P_40HP_8.07_BRZ | 476.1 | 476.1 | 1904.4 | 4 | 0 | 4 | C | KPVS_SplitCase | 2.5 | 2 | 2.5 | 5 | BranchMin2.5_BranchMax5 | 4 | 4 | 3 | 10 | HeaderMin3_HeaderMax10 | 3 | 6 | 24 | [29 empty] | INVALID
243 | 3 | 2095-1/2-2P-30HP KPVS | KPVS_2095-1/2_2P_40HP_8.07_BRZ | 476.1 | 476.1 | 1904.4 | 4 | 0 | 4 | C | KPVS_SplitCase | 2.5 | 2 | 2.5 | 5 | BranchMin2.5_BranchMax5 | 4 | 4 | 3 | 10 | HeaderMin3_HeaderMax10 | 4 | 6 | 24 | [29 empty] | INVALID
243 | 3 | 2095-1/2-2P-30HP KPVS | KPVS_2095-1/2_2P_40HP_8.07_BRZ | 476.1 | 476.1 | 1904.4 | 4 | 0 | 4 | C | KPVS_SplitCase | 2.5 | 2 | 2.5 | 5 | BranchMin2.5_BranchMax5 | 4 | 4 | 3 | 10 | HeaderMin3_HeaderMax10 | 5 | 6 | 24
243 | 3 | 2095-1/2-2P-30HP KPVS | KPVS_2095-1/2_2P_40HP_8.07_BRZ | 476.1 | 476.1 | 1904.4 | 4 | 0 | 4 | C | KPVS_SplitCase | 2.5 | 2 | 2.5 | 5 | BranchMin2.5_BranchMax5 | 4 | 4 | 3 | 10 | HeaderMin3_HeaderMax10 | 6 | 6 | 24
243 | 3 | 2095-1/2-2P-30HP KPVS | KPVS_2095-1/2_2P_40HP_8.07_BRZ | 476.1 | 476.1 | 1904.4 | 4 | 0 | 4 | C | KPVS_SplitCase | 2.5 | 2 | 2.5 | 5 | BranchMin2.5_BranchMax5 | 4 | 4 | 3 | 10 | HeaderMin3_HeaderMax10 | 8 | 6 | 24
243 | 3 | 2095-1/2-2P-30HP KPVS | KPVS_2095-1/2_2P_40HP_8.07_BRZ | 476.1 | 476.1 | 1904.4 | 4 | 0 | 4 | C | KPVS_SplitCase | 2.5 | 2 | 2.5 | 5 | BranchMin2.5_BranchMax5 | 4 | 4 | 3 | 10 | HeaderMin3_HeaderMax10 | 10 | 6 | 24
243 | 3 | 2095-1/2-2P-30HP KPVS | KPVS_2095-1/2_2P_40HP_8.07_BRZ | 476.1 | 476.1 | 1904.4 | 4 | 0 | 4 | C | KPVS_SplitCase | 2.5 | 2 | 2.5 | 5 | BranchMin2.5_BranchMax5 | 5 | 4 | 3 | 10 | HeaderMin3_HeaderMax10 | 3 | 6 | 24 | [29 empty] | INVALID
243 | 3 | 2095-1/2-2P-30HP KPVS | KPVS_2095-1/2_2P_40HP_8.07_BRZ | 476.1 | 476.1 | 1904.4 | 4 | 0 | 4 | C | KPVS_SplitCase | 2.5 | 2 | 2.5 | 5 | BranchMin2.5_BranchMax5 | 5 | 4 | 3 | 10 | HeaderMin3_HeaderMax10 | 4 | 6 | 24 | [29 empty] | INVALID
243 | 3 | 2095-1/2-2P-30HP KPVS | KPVS_2095-1/2_2P_40HP_8.07_BRZ | 476.1 | 476.1 | 1904.4 | 4 | 0 | 4 | C | KPVS_SplitCase | 2.5 | 2 | 2.5 | 5 | BranchMin2.5_BranchMax5 | 5 | 4 | 3 | 10 | HeaderMin3_HeaderMax10 | 5 | 6 | 24 | [29 empty] | INVALID
243 | 3 | 2095-1/2-2P-30HP KPVS | KPVS_2095-1/2_2P_40HP_8.07_BRZ | 476.1 | 476.1 | 1904.4 | 4 | 0 | 4 | C | KPVS_SplitCase | 2.5 | 2 | 2.5 | 5 | BranchMin2.5_BranchMax5 | 5 | 4 | 3 | 10 | HeaderMin3_HeaderMax10 | 6 | 6 | 24
243 | 3 | 2095-1/2-2P-30HP KPVS | KPVS_2095-1/2_2P_40HP_8.07_BRZ | 476.1 | 476.1 | 1904.4 | 4 | 0 | 4 | C | KPVS_SplitCase | 2.5 | 2 | 2.5 | 5 | BranchMin2.5_BranchMax5 | 5 | 4 | 3 | 10 | HeaderMin3_HeaderMax10 | 8 | 6 | 24
243 | 3 | 2095-1/2-2P-30HP KPVS | KPVS_2095-1/2_2P_40HP_8.07_BRZ | 476.1 | 476.1 | 1904.4 | 4 | 0 | 4 | C | KPVS_SplitCase | 2.5 | 2 | 2.5 | 5 | BranchMin2.5_BranchMax5 | 5 | 4 | 3 | 10 | HeaderMin3_HeaderMax10 | 10 | 6 | 24
244 | 4 | 2095-1/2-2P-40HP KPVS | KPVS_2095-1/2_2P_50HP_8.60_BRZ | 521.2 | 521.2 | 2084.8 | 4 | 0 | 4 | C | KPVS_SplitCase | 2.5 | 2 | 2.5 | 5 | BranchMin2.5_BranchMax5 | 2.5 | 4 | 3 | 10 | HeaderMin3_HeaderMax10 | 3 | 6 | 24
244 | 4 | 2095-1/2-2P-40HP KPVS | KPVS_2095-1/2_2P_50HP_8.60_BRZ | 521.2 | 521.2 | 2084.8 | 4 | 0 | 4 | C | KPVS_SplitCase | 2.5 | 2 | 2.5 | 5 | BranchMin2.5_BranchMax5 | 2.5 | 4 | 3 | 10 | HeaderMin3_HeaderMax10 | 4 | 6 | 24
244 | 4 | 2095-1/2-2P-40HP KPVS | KPVS_2095-1/2_2P_50HP_8.60_BRZ | 521.2 | 521.2 | 2084.8 | 4 | 0 | 4 | C | KPVS_SplitCase | 2.5 | 2 | 2.5 | 5 | BranchMin2.5_BranchMax5 | 2.5 | 4 | 3 | 10 | HeaderMin3_HeaderMax10 | 5 | 6 | 24
244 | 4 | 2095-1/2-2P-40HP KPVS | KPVS_2095-1/2_2P_50HP_8.60_BRZ | 521.2 | 521.2 | 2084.8 | 4 | 0 | 4 | C | KPVS_SplitCase | 2.5 | 2 | 2.5 | 5 | BranchMin2.5_BranchMax5 | 2.5 | 4 | 3 | 10 | HeaderMin3_HeaderMax10 | 6 | 6 | 24
244 | 4 | 2095-1/2-2P-40HP KPVS | KPVS_2095-1/2_2P_50HP_8.60_BRZ | 521.2 | 521.2 | 2084.8 | 4 | 0 | 4 | C | KPVS_SplitCase | 2.5 | 2 | 2.5 | 5 | BranchMin2.5_BranchMax5 | 2.5 | 4 | 3 | 10 | HeaderMin3_HeaderMax10 | 8 | 6 | 24
244 | 4 | 2095-1/2-2P-40HP KPVS | KPVS_2095-1/2_2P_50HP_8.60_BRZ | 521.2 | 521.2 | 2084.8 | 4 | 0 | 4 | C | KPVS_SplitCase | 2.5 | 2 | 2.5 | 5 | BranchMin2.5_BranchMax5 | 2.5 | 4 | 3 | 10 | HeaderMin3_HeaderMax10 | 10 | 6 | 24
244 | 4 | 2095-1/2-2P-40HP KPVS | KPVS_2095-1/2_2P_50HP_8.60_BRZ | 521.2 | 521.2 | 2084.8 | 4 | 0 | 4 | C | KPVS_SplitCase | 2.5 | 2 | 2.5 | 5 | BranchMin2.5_BranchMax5 | 3 | 4 | 3 | 10 | HeaderMin3_HeaderMax10 | 3 | 6 | 24 | [29 empty] | INVALID
244 | 4 | 2095-1/2-2P-40HP KPVS | KPVS_2095-1/2_2P_50HP_8.60_BRZ | 521.2 | 521.2 | 2084.8 | 4 | 0 | 4 | C | KPVS_SplitCase | 2.5 | 2 | 2.5 | 5 | BranchMin2.5_BranchMax5 | 3 | 4 | 3 | 10 | HeaderMin3_HeaderMax10 | 4 | 6 | 24
244 | 4 | 2095-1/2-2P-40HP KPVS | KPVS_2095-1/2_2P_50HP_8.60_BRZ | 521.2 | 521.2 | 2084.8 | 4 | 0 | 4 | C | KPVS_SplitCase | 2.5 | 2 | 2.5 | 5 | BranchMin2.5_BranchMax5 | 3 | 4 | 3 | 10 | HeaderMin3_HeaderMax10 | 5 | 6 | 24
244 | 4 | 2095-1/2-2P-40HP KPVS | KPVS_2095-1/2_2P_50HP_8.60_BRZ | 521.2 | 521.2 | 2084.8 | 4 | 0 | 4 | C | KPVS_SplitCase | 2.5 | 2 | 2.5 | 5 | BranchMin2.5_BranchMax5 | 3 | 4 | 3 | 10 | HeaderMin3_HeaderMax10 | 6 | 6 | 24
244 | 4 | 2095-1/2-2P-40HP KPVS | KPVS_2095-1/2_2P_50HP_8.60_BRZ | 521.2 | 521.2 | 2084.8 | 4 | 0 | 4 | C | KPVS_SplitCase | 2.5 | 2 | 2.5 | 5 | BranchMin2.5_BranchMax5 | 3 | 4 | 3 | 10 | HeaderMin3_HeaderMax10 | 8 | 6 | 24
244 | 4 | 2095-1/2-2P-40HP KPVS | KPVS_2095-1/2_2P_50HP_8.60_BRZ | 521.2 | 521.2 | 2084.8 | 4 | 0 | 4 | C | KPVS_SplitCase | 2.5 | 2 | 2.5 | 5 | BranchMin2.5_BranchMax5 | 3 | 4 | 3 | 10 | HeaderMin3_HeaderMax10 | 10 | 6 | 24
244 | 4 | 2095-1/2-2P-40HP KPVS | KPVS_2095-1/2_2P_50HP_8.60_BRZ | 521.2 | 521.2 | 2084.8 | 4 | 0 | 4 | C | KPVS_SplitCase | 2.5 | 2 | 2.5 | 5 | BranchMin2.5_BranchMax5 | 4 | 4 | 3 | 10 | HeaderMin3_HeaderMax10 | 3 | 6 | 24 | [29 empty] | INVALID
244 | 4 | 2095-1/2-2P-40HP KPVS | KPVS_2095-1/2_2P_50HP_8.60_BRZ | 521.2 | 521.2 | 2084.8 | 4 | 0 | 4 | C | KPVS_SplitCase | 2.5 | 2 | 2.5 | 5 | BranchMin2.5_BranchMax5 | 4 | 4 | 3 | 10 | HeaderMin3_HeaderMax10 | 4 | 6 | 24 | [29 empty] | INVALID
244 | 4 | 2095-1/2-2P-40HP KPVS | KPVS_2095-1/2_2P_50HP_8.60_BRZ | 521.2 | 521.2 | 2084.8 | 4 | 0 | 4 | C | KPVS_SplitCase | 2.5 | 2 | 2.5 | 5 | BranchMin2.5_BranchMax5 | 4 | 4 | 3 | 10 | HeaderMin3_HeaderMax10 | 5 | 6 | 24
244 | 4 | 2095-1/2-2P-40HP KPVS | KPVS_2095-1/2_2P_50HP_8.60_BRZ | 521.2 | 521.2 | 2084.8 | 4 | 0 | 4 | C | KPVS_SplitCase | 2.5 | 2 | 2.5 | 5 | BranchMin2.5_BranchMax5 | 4 | 4 | 3 | 10 | HeaderMin3_HeaderMax10 | 6 | 6 | 24
244 | 4 | 2095-1/2-2P-40HP KPVS | KPVS_2095-1/2_2P_50HP_8.60_BRZ | 521.2 | 521.2 | 2084.8 | 4 | 0 | 4 | C | KPVS_SplitCase | 2.5 | 2 | 2.5 | 5 | BranchMin2.5_BranchMax5 | 4 | 4 | 3 | 10 | HeaderMin3_HeaderMax10 | 8 | 6 | 24
244 | 4 | 2095-1/2-2P-40HP KPVS | KPVS_2095-1/2_2P_50HP_8.60_BRZ | 521.2 | 521.2 | 2084.8 | 4 | 0 | 4 | C | KPVS_SplitCase | 2.5 | 2 | 2.5 | 5 | BranchMin2.5_BranchMax5 | 4 | 4 | 3 | 10 | HeaderMin3_HeaderMax10 | 10 | 6 | 24
244 | 4 | 2095-1/2-2P-40HP KPVS | KPVS_2095-1/2_2P_50HP_8.60_BRZ | 521.2 | 521.2 | 2084.8 | 4 | 0 | 4 | C | KPVS_SplitCase | 2.5 | 2 | 2.5 | 5 | BranchMin2.5_BranchMax5 | 5 | 4 | 3 | 10 | HeaderMin3_HeaderMax10 | 3 | 6 | 24 | [29 empty] | INVALID
244 | 4 | 2095-1/2-2P-40HP KPVS | KPVS_2095-1/2_2P_50HP_8.60_BRZ | 521.2 | 521.2 | 2084.8 | 4 | 0 | 4 | C | KPVS_SplitCase | 2.5 | 2 | 2.5 | 5 | BranchMin2.5_BranchMax5 | 5 | 4 | 3 | 10 | HeaderMin3_HeaderMax10 | 4 | 6 | 24 | [29 empty] | INVALID
244 | 4 | 2095-1/2-2P-40HP KPVS | KPVS_2095-1/2_2P_50HP_8.60_BRZ | 521.2 | 521.2 | 2084.8 | 4 | 0 | 4 | C | KPVS_SplitCase | 2.5 | 2 | 2.5 | 5 | BranchMin2.5_BranchMax5 | 5 | 4 | 3 | 10 | HeaderMin3_HeaderMax10 | 5 | 6 | 24 | [29 empty] | INVALID
244 | 4 | 2095-1/2-2P-40HP KPVS | KPVS_2095-1/2_2P_50HP_8.60_BRZ | 521.2 | 521.2 | 2084.8 | 4 | 0 | 4 | C | KPVS_SplitCase | 2.5 | 2 | 2.5 | 5 | BranchMin2.5_BranchMax5 | 5 | 4 | 3 | 10 | HeaderMin3_HeaderMax10 | 6 | 6 | 24
244 | 4 | 2095-1/2-2P-40HP KPVS | KPVS_2095-1/2_2P_50HP_8.60_BRZ | 521.2 | 521.2 | 2084.8 | 4 | 0 | 4 | C | KPVS_SplitCase | 2.5 | 2 | 2.5 | 5 | BranchMin2.5_BranchMax5 | 5 | 4 | 3 | 10 | HeaderMin3_HeaderMax10 | 8 | 6 | 24
244 | 4 | 2095-1/2-2P-40HP KPVS | KPVS_2095-1/2_2P_50HP_8.60_BRZ | 521.2 | 521.2 | 2084.8 | 4 | 0 | 4 | C | KPVS_SplitCase | 2.5 | 2 | 2.5 | 5 | BranchMin2.5_BranchMax5 | 5 | 4 | 3 | 10 | HeaderMin3_HeaderMax10 | 10 | 6 | 24
245 | 5 | 2095-1/2-2P-50HP KPVS | KPVS_2095-1/2_2P_60HP_9.11_BRZ | 565.7 | 565.7 | 2262.8 | 4 | 0 | 4 | C | KPVS_SplitCase | 2.5 | 2 | 2.5 | 5 | BranchMin2.5_BranchMax5 | 2.5 | 4 | 3 | 10 | HeaderMin3_HeaderMax10 | 3 | 6 | 24
245 | 5 | 2095-1/2-2P-50HP KPVS | KPVS_2095-1/2_2P_60HP_9.11_BRZ | 565.7 | 565.7 | 2262.8 | 4 | 0 | 4 | C | KPVS_SplitCase | 2.5 | 2 | 2.5 | 5 | BranchMin2.5_BranchMax5 | 2.5 | 4 | 3 | 10 | HeaderMin3_HeaderMax10 | 4 | 6 | 24
245 | 5 | 2095-1/2-2P-50HP KPVS | KPVS_2095-1/2_2P_60HP_9.11_BRZ | 565.7 | 565.7 | 2262.8 | 4 | 0 | 4 | C | KPVS_SplitCase | 2.5 | 2 | 2.5 | 5 | BranchMin2.5_BranchMax5 | 2.5 | 4 | 3 | 10 | HeaderMin3_HeaderMax10 | 5 | 6 | 24
245 | 5 | 2095-1/2-2P-50HP KPVS | KPVS_2095-1/2_2P_60HP_9.11_BRZ | 565.7 | 565.7 | 2262.8 | 4 | 0 | 4 | C | KPVS_SplitCase | 2.5 | 2 | 2.5 | 5 | BranchMin2.5_BranchMax5 | 2.5 | 4 | 3 | 10 | HeaderMin3_HeaderMax10 | 6 | 6 | 24
245 | 5 | 2095-1/2-2P-50HP KPVS | KPVS_2095-1/2_2P_60HP_9.11_BRZ | 565.7 | 565.7 | 2262.8 | 4 | 0 | 4 | C | KPVS_SplitCase | 2.5 | 2 | 2.5 | 5 | BranchMin2.5_BranchMax5 | 2.5 | 4 | 3 | 10 | HeaderMin3_HeaderMax10 | 8 | 6 | 24
245 | 5 | 2095-1/2-2P-50HP KPVS | KPVS_2095-1/2_2P_60HP_9.11_BRZ | 565.7 | 565.7 | 2262.8 | 4 | 0 | 4 | C | KPVS_SplitCase | 2.5 | 2 | 2.5 | 5 | BranchMin2.5_BranchMax5 | 2.5 | 4 | 3 | 10 | HeaderMin3_HeaderMax10 | 10 | 6 | 24
245 | 5 | 2095-1/2-2P-50HP KPVS | KPVS_2095-1/2_2P_60HP_9.11_BRZ | 565.7 | 565.7 | 2262.8 | 4 | 0 | 4 | C | KPVS_SplitCase | 2.5 | 2 | 2.5 | 5 | BranchMin2.5_BranchMax5 | 3 | 4 | 3 | 10 | HeaderMin3_HeaderMax10 | 3 | 6 | 24 | [29 empty] | INVALID
245 | 5 | 2095-1/2-2P-50HP KPVS | KPVS_2095-1/2_2P_60HP_9.11_BRZ | 565.7 | 565.7 | 2262.8 | 4 | 0 | 4 | C | KPVS_SplitCase | 2.5 | 2 | 2.5 | 5 | BranchMin2.5_BranchMax5 | 3 | 4 | 3 | 10 | HeaderMin3_HeaderMax10 | 4 | 6 | 24
245 | 5 | 2095-1/2-2P-50HP KPVS | KPVS_2095-1/2_2P_60HP_9.11_BRZ | 565.7 | 565.7 | 2262.8 | 4 | 0 | 4 | C | KPVS_SplitCase | 2.5 | 2 | 2.5 | 5 | BranchMin2.5_BranchMax5 | 3 | 4 | 3 | 10 | HeaderMin3_HeaderMax10 | 5 | 6 | 24
245 | 5 | 2095-1/2-2P-50HP KPVS | KPVS_2095-1/2_2P_60HP_9.11_BRZ | 565.7 | 565.7 | 2262.8 | 4 | 0 | 4 | C | KPVS_SplitCase | 2.5 | 2 | 2.5 | 5 | BranchMin2.5_BranchMax5 | 3 | 4 | 3 | 10 | HeaderMin3_HeaderMax10 | 6 | 6 | 24
245 | 5 | 2095-1/2-2P-50HP KPVS | KPVS_2095-1/2_2P_60HP_9.11_BRZ | 565.7 | 565.7 | 2262.8 | 4 | 0 | 4 | C | KPVS_SplitCase | 2.5 | 2 | 2.5 | 5 | BranchMin2.5_BranchMax5 | 3 | 4 | 3 | 10 | HeaderMin3_HeaderMax10 | 8 | 6 | 24
245 | 5 | 2095-1/2-2P-50HP KPVS | KPVS_2095-1/2_2P_60HP_9.11_BRZ | 565.7 | 565.7 | 2262.8 | 4 | 0 | 4 | C | KPVS_SplitCase | 2.5 | 2 | 2.5 | 5 | BranchMin2.5_BranchMax5 | 3 | 4 | 3 | 10 | HeaderMin3_HeaderMax10 | 10 | 6 | 24
245 | 5 | 2095-1/2-2P-50HP KPVS | KPVS_2095-1/2_2P_60HP_9.11_BRZ | 565.7 | 565.7 | 2262.8 | 4 | 0 | 4 | C | KPVS_SplitCase | 2.5 | 2 | 2.5 | 5 | BranchMin2.5_BranchMax5 | 4 | 4 | 3 | 10 | HeaderMin3_HeaderMax10 | 3 | 6 | 24 | [29 empty] | INVALID
245 | 5 | 2095-1/2-2P-50HP KPVS | KPVS_2095-1/2_2P_60HP_9.11_BRZ | 565.7 | 565.7 | 2262.8 | 4 | 0 | 4 | C | KPVS_SplitCase | 2.5 | 2 | 2.5 | 5 | BranchMin2.5_BranchMax5 | 4 | 4 | 3 | 10 | HeaderMin3_HeaderMax10 | 4 | 6 | 24 | [29 empty] | INVALID
245 | 5 | 2095-1/2-2P-50HP KPVS | KPVS_2095-1/2_2P_60HP_9.11_BRZ | 565.7 | 565.7 | 2262.8 | 4 | 0 | 4 | C | KPVS_SplitCase | 2.5 | 2 | 2.5 | 5 | BranchMin2.5_BranchMax5 | 4 | 4 | 3 | 10 | HeaderMin3_HeaderMax10 | 5 | 6 | 24
245 | 5 | 2095-1/2-2P-50HP KPVS | KPVS_2095-1/2_2P_60HP_9.11_BRZ | 565.7 | 565.7 | 2262.8 | 4 | 0 | 4 | C | KPVS_SplitCase | 2.5 | 2 | 2.5 | 5 | BranchMin2.5_BranchMax5 | 4 | 4 | 3 | 10 | HeaderMin3_HeaderMax10 | 6 | 6 | 24
245 | 5 | 2095-1/2-2P-50HP KPVS | KPVS_2095-1/2_2P_60HP_9.11_BRZ | 565.7 | 565.7 | 2262.8 | 4 | 0 | 4 | C | KPVS_SplitCase | 2.5 | 2 | 2.5 | 5 | BranchMin2.5_BranchMax5 | 4 | 4 | 3 | 10 | HeaderMin3_HeaderMax10 | 8 | 6 | 24
245 | 5 | 2095-1/2-2P-50HP KPVS | KPVS_2095-1/2_2P_60HP_9.11_BRZ | 565.7 | 565.7 | 2262.8 | 4 | 0 | 4 | C | KPVS_SplitCase | 2.5 | 2 | 2.5 | 5 | BranchMin2.5_BranchMax5 | 4 | 4 | 3 | 10 | HeaderMin3_HeaderMax10 | 10 | 6 | 24
245 | 5 | 2095-1/2-2P-50HP KPVS | KPVS_2095-1/2_2P_60HP_9.11_BRZ | 565.7 | 565.7 | 2262.8 | 4 | 0 | 4 | C | KPVS_SplitCase | 2.5 | 2 | 2.5 | 5 | BranchMin2.5_BranchMax5 | 5 | 4 | 3 | 10 | HeaderMin3_HeaderMax10 | 3 | 6 | 24 | [29 empty] | INVALID
245 | 5 | 2095-1/2-2P-50HP KPVS | KPVS_2095-1/2_2P_60HP_9.11_BRZ | 565.7 | 565.7 | 2262.8 | 4 | 0 | 4 | C | KPVS_SplitCase | 2.5 | 2 | 2.5 | 5 | BranchMin2.5_BranchMax5 | 5 | 4 | 3 | 10 | HeaderMin3_HeaderMax10 | 4 | 6 | 24 | [29 empty] | INVALID
245 | 5 | 2095-1/2-2P-50HP KPVS | KPVS_2095-1/2_2P_60HP_9.11_BRZ | 565.7 | 565.7 | 2262.8 | 4 | 0 | 4 | C | KPVS_SplitCase | 2.5 | 2 | 2.5 | 5 | BranchMin2.5_BranchMax5 | 5 | 4 | 3 | 10 | HeaderMin3_HeaderMax10 | 5 | 6 | 24 | [29 empty] | INVALID
245 | 5 | 2095-1/2-2P-50HP KPVS | KPVS_2095-1/2_2P_60HP_9.11_BRZ | 565.7 | 565.7 | 2262.8 | 4 | 0 | 4 | C | KPVS_SplitCase | 2.5 | 2 | 2.5 | 5 | BranchMin2.5_BranchMax5 | 5 | 4 | 3 | 10 | HeaderMin3_HeaderMax10 | 6 | 6 | 24
245 | 5 | 2095-1/2-2P-50HP KPVS | KPVS_2095-1/2_2P_60HP_9.11_BRZ | 565.7 | 565.7 | 2262.8 | 4 | 0 | 4 | C | KPVS_SplitCase | 2.5 | 2 | 2.5 | 5 | BranchMin2.5_BranchMax5 | 5 | 4 | 3 | 10 | HeaderMin3_HeaderMax10 | 8 | 6 | 24
245 | 5 | 2095-1/2-2P-50HP KPVS | KPVS_2095-1/2_2P_60HP_9.11_BRZ | 565.7 | 565.7 | 2262.8 | 4 | 0 | 4 | C | KPVS_SplitCase | 2.5 | 2 | 2.5 | 5 | BranchMin2.5_BranchMax5 | 5 | 4 | 3 | 10 | HeaderMin3_HeaderMax10 | 10 | 6 | 24
246 | 6 | 2095-1/2-2P-60HP KPVS | KPVS_2095-1/2_2P_75HP_9.50_BRZ | 600 | 600 | 2400 | 4 | 0 | 4 | C | KPVS_SplitCase | 2.5 | 2 | 2.5 | 5 | BranchMin2.5_BranchMax5 | 2.5 | 4 | 3 | 10 | HeaderMin3_HeaderMax10 | 3 | 6 | 24
246 | 6 | 2095-1/2-2P-60HP KPVS | KPVS_2095-1/2_2P_75HP_9.50_BRZ | 600 | 600 | 2400 | 4 | 0 | 4 | C | KPVS_SplitCase | 2.5 | 2 | 2.5 | 5 | BranchMin2.5_BranchMax5 | 2.5 | 4 | 3 | 10 | HeaderMin3_HeaderMax10 | 4 | 6 | 24
246 | 6 | 2095-1/2-2P-60HP KPVS | KPVS_2095-1/2_2P_75HP_9.50_BRZ | 600 | 600 | 2400 | 4 | 0 | 4 | C | KPVS_SplitCase | 2.5 | 2 | 2.5 | 5 | BranchMin2.5_BranchMax5 | 2.5 | 4 | 3 | 10 | HeaderMin3_HeaderMax10 | 5 | 6 | 24
246 | 6 | 2095-1/2-2P-60HP KPVS | KPVS_2095-1/2_2P_75HP_9.50_BRZ | 600 | 600 | 2400 | 4 | 0 | 4 | C | KPVS_SplitCase | 2.5 | 2 | 2.5 | 5 | BranchMin2.5_BranchMax5 | 2.5 | 4 | 3 | 10 | HeaderMin3_HeaderMax10 | 6 | 6 | 24
246 | 6 | 2095-1/2-2P-60HP KPVS | KPVS_2095-1/2_2P_75HP_9.50_BRZ | 600 | 600 | 2400 | 4 | 0 | 4 | C | KPVS_SplitCase | 2.5 | 2 | 2.5 | 5 | BranchMin2.5_BranchMax5 | 2.5 | 4 | 3 | 10 | HeaderMin3_HeaderMax10 | 8 | 6 | 24
246 | 6 | 2095-1/2-2P-60HP KPVS | KPVS_2095-1/2_2P_75HP_9.50_BRZ | 600 | 600 | 2400 | 4 | 0 | 4 | C | KPVS_SplitCase | 2.5 | 2 | 2.5 | 5 | BranchMin2.5_BranchMax5 | 2.5 | 4 | 3 | 10 | HeaderMin3_HeaderMax10 | 10 | 6 | 24
246 | 6 | 2095-1/2-2P-60HP KPVS | KPVS_2095-1/2_2P_75HP_9.50_BRZ | 600 | 600 | 2400 | 4 | 0 | 4 | C | KPVS_SplitCase | 2.5 | 2 | 2.5 | 5 | BranchMin2.5_BranchMax5 | 3 | 4 | 3 | 10 | HeaderMin3_HeaderMax10 | 3 | 6 | 24 | [29 empty] | INVALID
246 | 6 | 2095-1/2-2P-60HP KPVS | KPVS_2095-1/2_2P_75HP_9.50_BRZ | 600 | 600 | 2400 | 4 | 0 | 4 | C | KPVS_SplitCase | 2.5 | 2 | 2.5 | 5 | BranchMin2.5_BranchMax5 | 3 | 4 | 3 | 10 | HeaderMin3_HeaderMax10 | 4 | 6 | 24
246 | 6 | 2095-1/2-2P-60HP KPVS | KPVS_2095-1/2_2P_75HP_9.50_BRZ | 600 | 600 | 2400 | 4 | 0 | 4 | C | KPVS_SplitCase | 2.5 | 2 | 2.5 | 5 | BranchMin2.5_BranchMax5 | 3 | 4 | 3 | 10 | HeaderMin3_HeaderMax10 | 5 | 6 | 24
246 | 6 | 2095-1/2-2P-60HP KPVS | KPVS_2095-1/2_2P_75HP_9.50_BRZ | 600 | 600 | 2400 | 4 | 0 | 4 | C | KPVS_SplitCase | 2.5 | 2 | 2.5 | 5 | BranchMin2.5_BranchMax5 | 3 | 4 | 3 | 10 | HeaderMin3_HeaderMax10 | 6 | 6 | 24
246 | 6 | 2095-1/2-2P-60HP KPVS | KPVS_2095-1/2_2P_75HP_9.50_BRZ | 600 | 600 | 2400 | 4 | 0 | 4 | C | KPVS_SplitCase | 2.5 | 2 | 2.5 | 5 | BranchMin2.5_BranchMax5 | 3 | 4 | 3 | 10 | HeaderMin3_HeaderMax10 | 8 | 6 | 24
246 | 6 | 2095-1/2-2P-60HP KPVS | KPVS_2095-1/2_2P_75HP_9.50_BRZ | 600 | 600 | 2400 | 4 | 0 | 4 | C | KPVS_SplitCase | 2.5 | 2 | 2.5 | 5 | BranchMin2.5_BranchMax5 | 3 | 4 | 3 | 10 | HeaderMin3_HeaderMax10 | 10 | 6 | 24
246 | 6 | 2095-1/2-2P-60HP KPVS | KPVS_2095-1/2_2P_75HP_9.50_BRZ | 600 | 600 | 2400 | 4 | 0 | 4 | C | KPVS_SplitCase | 2.5 | 2 | 2.5 | 5 | BranchMin2.5_BranchMax5 | 4 | 4 | 3 | 10 | HeaderMin3_HeaderMax10 | 3 | 6 | 24 | [29 empty] | INVALID
246 | 6 | 2095-1/2-2P-60HP KPVS | KPVS_2095-1/2_2P_75HP_9.50_BRZ | 600 | 600 | 2400 | 4 | 0 | 4 | C | KPVS_SplitCase | 2.5 | 2 | 2.5 | 5 | BranchMin2.5_BranchMax5 | 4 | 4 | 3 | 10 | HeaderMin3_HeaderMax10 | 4 | 6 | 24 | [29 empty] | INVALID
246 | 6 | 2095-1/2-2P-60HP KPVS | KPVS_2095-1/2_2P_75HP_9.50_BRZ | 600 | 600 | 2400 | 4 | 0 | 4 | C | KPVS_SplitCase | 2.5 | 2 | 2.5 | 5 | BranchMin2.5_BranchMax5 | 4 | 4 | 3 | 10 | HeaderMin3_HeaderMax10 | 5 | 6 | 24
246 | 6 | 2095-1/2-2P-60HP KPVS | KPVS_2095-1/2_2P_75HP_9.50_BRZ | 600 | 600 | 2400 | 4 | 0 | 4 | C | KPVS_SplitCase | 2.5 | 2 | 2.5 | 5 | BranchMin2.5_BranchMax5 | 4 | 4 | 3 | 10 | HeaderMin3_HeaderMax10 | 6 | 6 | 24
246 | 6 | 2095-1/2-2P-60HP KPVS | KPVS_2095-1/2_2P_75HP_9.50_BRZ | 600 | 600 | 2400 | 4 | 0 | 4 | C | KPVS_SplitCase | 2.5 | 2 | 2.5 | 5 | BranchMin2.5_BranchMax5 | 4 | 4 | 3 | 10 | HeaderMin3_HeaderMax10 | 8 | 6 | 24
246 | 6 | 2095-1/2-2P-60HP KPVS | KPVS_2095-1/2_2P_75HP_9.50_BRZ | 600 | 600 | 2400 | 4 | 0 | 4 | C | KPVS_SplitCase | 2.5 | 2 | 2.5 | 5 | BranchMin2.5_BranchMax5 | 4 | 4 | 3 | 10 | HeaderMin3_HeaderMax10 | 10 | 6 | 24
246 | 6 | 2095-1/2-2P-60HP KPVS | KPVS_2095-1/2_2P_75HP_9.50_BRZ | 600 | 600 | 2400 | 4 | 0 | 4 | C | KPVS_SplitCase | 2.5 | 2 | 2.5 | 5 | BranchMin2.5_BranchMax5 | 5 | 4 | 3 | 10 | HeaderMin3_HeaderMax10 | 3 | 6 | 24 | [29 empty] | INVALID
246 | 6 | 2095-1/2-2P-60HP KPVS | KPVS_2095-1/2_2P_75HP_9.50_BRZ | 600 | 600 | 2400 | 4 | 0 | 4 | C | KPVS_SplitCase | 2.5 | 2 | 2.5 | 5 | BranchMin2.5_BranchMax5 | 5 | 4 | 3 | 10 | HeaderMin3_HeaderMax10 | 4 | 6 | 24 | [29 empty] | INVALID
246 | 6 | 2095-1/2-2P-60HP KPVS | KPVS_2095-1/2_2P_75HP_9.50_BRZ | 600 | 600 | 2400 | 4 | 0 | 4 | C | KPVS_SplitCase | 2.5 | 2 | 2.5 | 5 | BranchMin2.5_BranchMax5 | 5 | 4 | 3 | 10 | HeaderMin3_HeaderMax10 | 5 | 6 | 24 | [29 empty] | INVALID
246 | 6 | 2095-1/2-2P-60HP KPVS | KPVS_2095-1/2_2P_75HP_9.50_BRZ | 600 | 600 | 2400 | 4 | 0 | 4 | C | KPVS_SplitCase | 2.5 | 2 | 2.5 | 5 | BranchMin2.5_BranchMax5 | 5 | 4 | 3 | 10 | HeaderMin3_HeaderMax10 | 6 | 6 | 24
246 | 6 | 2095-1/2-2P-60HP KPVS | KPVS_2095-1/2_2P_75HP_9.50_BRZ | 600 | 600 | 2400 | 4 | 0 | 4 | C | KPVS_SplitCase | 2.5 | 2 | 2.5 | 5 | BranchMin2.5_BranchMax5 | 5 | 4 | 3 | 10 | HeaderMin3_HeaderMax10 | 8 | 6 | 24
246 | 6 | 2095-1/2-2P-60HP KPVS | KPVS_2095-1/2_2P_75HP_9.50_BRZ | 600 | 600 | 2400 | 4 | 0 | 4 | C | KPVS_SplitCase | 2.5 | 2 | 2.5 | 5 | BranchMin2.5_BranchMax5 | 5 | 4 | 3 | 10 | HeaderMin3_HeaderMax10 | 10 | 6 | 24
247 | 7 | 2095-1/2-2P-75HP KPVS | KPVS_2095-1/2_2P_40HP_8.07_BRZ | 476.1 | 476.1 | 1904.4 | 4 | 0 | 4 | C | KPVS_SplitCase | 2.5 | 2 | 2.5 | 5 | BranchMin2.5_BranchMax5 | 2.5 | 4 | 3 | 10 | HeaderMin3_HeaderMax10 | 3 | 6 | 24
247 | 7 | 2095-1/2-2P-75HP KPVS | KPVS_2095-1/2_2P_40HP_8.07_BRZ | 476.1 | 476.1 | 1904.4 | 4 | 0 | 4 | C | KPVS_SplitCase | 2.5 | 2 | 2.5 | 5 | BranchMin2.5_BranchMax5 | 2.5 | 4 | 3 | 10 | HeaderMin3_HeaderMax10 | 4 | 6 | 24
247 | 7 | 2095-1/2-2P-75HP KPVS | KPVS_2095-1/2_2P_40HP_8.07_BRZ | 476.1 | 476.1 | 1904.4 | 4 | 0 | 4 | C | KPVS_SplitCase | 2.5 | 2 | 2.5 | 5 | BranchMin2.5_BranchMax5 | 2.5 | 4 | 3 | 10 | HeaderMin3_HeaderMax10 | 5 | 6 | 24
247 | 7 | 2095-1/2-2P-75HP KPVS | KPVS_2095-1/2_2P_40HP_8.07_BRZ | 476.1 | 476.1 | 1904.4 | 4 | 0 | 4 | C | KPVS_SplitCase | 2.5 | 2 | 2.5 | 5 | BranchMin2.5_BranchMax5 | 2.5 | 4 | 3 | 10 | HeaderMin3_HeaderMax10 | 6 | 6 | 24
247 | 7 | 2095-1/2-2P-75HP KPVS | KPVS_2095-1/2_2P_40HP_8.07_BRZ | 476.1 | 476.1 | 1904.4 | 4 | 0 | 4 | C | KPVS_SplitCase | 2.5 | 2 | 2.5 | 5 | BranchMin2.5_BranchMax5 | 2.5 | 4 | 3 | 10 | HeaderMin3_HeaderMax10 | 8 | 6 | 24
247 | 7 | 2095-1/2-2P-75HP KPVS | KPVS_2095-1/2_2P_40HP_8.07_BRZ | 476.1 | 476.1 | 1904.4 | 4 | 0 | 4 | C | KPVS_SplitCase | 2.5 | 2 | 2.5 | 5 | BranchMin2.5_BranchMax5 | 2.5 | 4 | 3 | 10 | HeaderMin3_HeaderMax10 | 10 | 6 | 24
247 | 7 | 2095-1/2-2P-75HP KPVS | KPVS_2095-1/2_2P_40HP_8.07_BRZ | 476.1 | 476.1 | 1904.4 | 4 | 0 | 4 | C | KPVS_SplitCase | 2.5 | 2 | 2.5 | 5 | BranchMin2.5_BranchMax5 | 3 | 4 | 3 | 10 | HeaderMin3_HeaderMax10 | 3 | 6 | 24 | [29 empty] | INVALID
247 | 7 | 2095-1/2-2P-75HP KPVS | KPVS_2095-1/2_2P_40HP_8.07_BRZ | 476.1 | 476.1 | 1904.4 | 4 | 0 | 4 | C | KPVS_SplitCase | 2.5 | 2 | 2.5 | 5 | BranchMin2.5_BranchMax5 | 3 | 4 | 3 | 10 | HeaderMin3_HeaderMax10 | 4 | 6 | 24
247 | 7 | 2095-1/2-2P-75HP KPVS | KPVS_2095-1/2_2P_40HP_8.07_BRZ | 476.1 | 476.1 | 1904.4 | 4 | 0 | 4 | C | KPVS_SplitCase | 2.5 | 2 | 2.5 | 5 | BranchMin2.5_BranchMax5 | 3 | 4 | 3 | 10 | HeaderMin3_HeaderMax10 | 5 | 6 | 24
247 | 7 | 2095-1/2-2P-75HP KPVS | KPVS_2095-1/2_2P_40HP_8.07_BRZ | 476.1 | 476.1 | 1904.4 | 4 | 0 | 4 | C | KPVS_SplitCase | 2.5 | 2 | 2.5 | 5 | BranchMin2.5_BranchMax5 | 3 | 4 | 3 | 10 | HeaderMin3_HeaderMax10 | 6 | 6 | 24
247 | 7 | 2095-1/2-2P-75HP KPVS | KPVS_2095-1/2_2P_40HP_8.07_BRZ | 476.1 | 476.1 | 1904.4 | 4 | 0 | 4 | C | KPVS_SplitCase | 2.5 | 2 | 2.5 | 5 | BranchMin2.5_BranchMax5 | 3 | 4 | 3 | 10 | HeaderMin3_HeaderMax10 | 8 | 6 | 24
247 | 7 | 2095-1/2-2P-75HP KPVS | KPVS_2095-1/2_2P_40HP_8.07_BRZ | 476.1 | 476.1 | 1904.4 | 4 | 0 | 4 | C | KPVS_SplitCase | 2.5 | 2 | 2.5 | 5 | BranchMin2.5_BranchMax5 | 3 | 4 | 3 | 10 | HeaderMin3_HeaderMax10 | 10 | 6 | 24
247 | 7 | 2095-1/2-2P-75HP KPVS | KPVS_2095-1/2_2P_40HP_8.07_BRZ | 476.1 | 476.1 | 1904.4 | 4 | 0 | 4 | C | KPVS_SplitCase | 2.5 | 2 | 2.5 | 5 | BranchMin2.5_BranchMax5 | 4 | 4 | 3 | 10 | HeaderMin3_HeaderMax10 | 3 | 6 | 24 | [29 empty] | INVALID
247 | 7 | 2095-1/2-2P-75HP KPVS | KPVS_2095-1/2_2P_40HP_8.07_BRZ | 476.1 | 476.1 | 1904.4 | 4 | 0 | 4 | C | KPVS_SplitCase | 2.5 | 2 | 2.5 | 5 | BranchMin2.5_BranchMax5 | 4 | 4 | 3 | 10 | HeaderMin3_HeaderMax10 | 4 | 6 | 24 | [29 empty] | INVALID
247 | 7 | 2095-1/2-2P-75HP KPVS | KPVS_2095-1/2_2P_40HP_8.07_BRZ | 476.1 | 476.1 | 1904.4 | 4 | 0 | 4 | C | KPVS_SplitCase | 2.5 | 2 | 2.5 | 5 | BranchMin2.5_BranchMax5 | 4 | 4 | 3 | 10 | HeaderMin3_HeaderMax10 | 5 | 6 | 24
247 | 7 | 2095-1/2-2P-75HP KPVS | KPVS_2095-1/2_2P_40HP_8.07_BRZ | 476.1 | 476.1 | 1904.4 | 4 | 0 | 4 | C | KPVS_SplitCase | 2.5 | 2 | 2.5 | 5 | BranchMin2.5_BranchMax5 | 4 | 4 | 3 | 10 | HeaderMin3_HeaderMax10 | 6 | 6 | 24
247 | 7 | 2095-1/2-2P-75HP KPVS | KPVS_2095-1/2_2P_40HP_8.07_BRZ | 476.1 | 476.1 | 1904.4 | 4 | 0 | 4 | C | KPVS_SplitCase | 2.5 | 2 | 2.5 | 5 | BranchMin2.5_BranchMax5 | 4 | 4 | 3 | 10 | HeaderMin3_HeaderMax10 | 8 | 6 | 24
247 | 7 | 2095-1/2-2P-75HP KPVS | KPVS_2095-1/2_2P_40HP_8.07_BRZ | 476.1 | 476.1 | 1904.4 | 4 | 0 | 4 | C | KPVS_SplitCase | 2.5 | 2 | 2.5 | 5 | BranchMin2.5_BranchMax5 | 4 | 4 | 3 | 10 | HeaderMin3_HeaderMax10 | 10 | 6 | 24
247 | 7 | 2095-1/2-2P-75HP KPVS | KPVS_2095-1/2_2P_40HP_8.07_BRZ | 476.1 | 476.1 | 1904.4 | 4 | 0 | 4 | C | KPVS_SplitCase | 2.5 | 2 | 2.5 | 5 | BranchMin2.5_BranchMax5 | 5 | 4 | 3 | 10 | HeaderMin3_HeaderMax10 | 3 | 6 | 24 | [29 empty] | INVALID
247 | 7 | 2095-1/2-2P-75HP KPVS | KPVS_2095-1/2_2P_40HP_8.07_BRZ | 476.1 | 476.1 | 1904.4 | 4 | 0 | 4 | C | KPVS_SplitCase | 2.5 | 2 | 2.5 | 5 | BranchMin2.5_BranchMax5 | 5 | 4 | 3 | 10 | HeaderMin3_HeaderMax10 | 4 | 6 | 24 | [29 empty] | INVALID
247 | 7 | 2095-1/2-2P-75HP KPVS | KPVS_2095-1/2_2P_40HP_8.07_BRZ | 476.1 | 476.1 | 1904.4 | 4 | 0 | 4 | C | KPVS_SplitCase | 2.5 | 2 | 2.5 | 5 | BranchMin2.5_BranchMax5 | 5 | 4 | 3 | 10 | HeaderMin3_HeaderMax10 | 5 | 6 | 24 | [29 empty] | INVALID
247 | 7 | 2095-1/2-2P-75HP KPVS | KPVS_2095-1/2_2P_40HP_8.07_BRZ | 476.1 | 476.1 | 1904.4 | 4 | 0 | 4 | C | KPVS_SplitCase | 2.5 | 2 | 2.5 | 5 | BranchMin2.5_BranchMax5 | 5 | 4 | 3 | 10 | HeaderMin3_HeaderMax10 | 6 | 6 | 24
247 | 7 | 2095-1/2-2P-75HP KPVS | KPVS_2095-1/2_2P_40HP_8.07_BRZ | 476.1 | 476.1 | 1904.4 | 4 | 0 | 4 | C | KPVS_SplitCase | 2.5 | 2 | 2.5 | 5 | BranchMin2.5_BranchMax5 | 5 | 4 | 3 | 10 | HeaderMin3_HeaderMax10 | 8 | 6 | 24
247 | 7 | 2095-1/2-2P-75HP KPVS | KPVS_2095-1/2_2P_40HP_8.07_BRZ | 476.1 | 476.1 | 1904.4 | 4 | 0 | 4 | C | KPVS_SplitCase | 2.5 | 2 | 2.5 | 5 | BranchMin2.5_BranchMax5 | 5 | 4 | 3 | 10 | HeaderMin3_HeaderMax10 | 10 | 6 | 24
248 | 8 | 2013-5/6-4P-10HP KPVS | KPVS_2013-5/6_4P_10HP_9.49_SS | 309.5 | 309.5 | 1238 | 4 | 0 | 4 | C | KPVS_SplitCase | 2.5 | 2 | 2.5 | 4 | BranchMin2.5_BranchMax4 | 2.5 | 3 | 3 | 8 | HeaderMin3_HeaderMax8 | 3 | 5 | 15
248 | 8 | 2013-5/6-4P-10HP KPVS | KPVS_2013-5/6_4P_10HP_9.49_SS | 309.5 | 309.5 | 1238 | 4 | 0 | 4 | C | KPVS_SplitCase | 2.5 | 2 | 2.5 | 4 | BranchMin2.5_BranchMax4 | 2.5 | 3 | 3 | 8 | HeaderMin3_HeaderMax8 | 4 | 5 | 15
248 | 8 | 2013-5/6-4P-10HP KPVS | KPVS_2013-5/6_4P_10HP_9.49_SS | 309.5 | 309.5 | 1238 | 4 | 0 | 4 | C | KPVS_SplitCase | 2.5 | 2 | 2.5 | 4 | BranchMin2.5_BranchMax4 | 2.5 | 3 | 3 | 8 | HeaderMin3_HeaderMax8 | 5 | 5 | 15
248 | 8 | 2013-5/6-4P-10HP KPVS | KPVS_2013-5/6_4P_10HP_9.49_SS | 309.5 | 309.5 | 1238 | 4 | 0 | 4 | C | KPVS_SplitCase | 2.5 | 2 | 2.5 | 4 | BranchMin2.5_BranchMax4 | 2.5 | 3 | 3 | 8 | HeaderMin3_HeaderMax8 | 6 | 5 | 15
248 | 8 | 2013-5/6-4P-10HP KPVS | KPVS_2013-5/6_4P_10HP_9.49_SS | 309.5 | 309.5 | 1238 | 4 | 0 | 4 | C | KPVS_SplitCase | 2.5 | 2 | 2.5 | 4 | BranchMin2.5_BranchMax4 | 2.5 | 3 | 3 | 8 | HeaderMin3_HeaderMax8 | 8 | 5 | 15
248 | 8 | 2013-5/6-4P-10HP KPVS | KPVS_2013-5/6_4P_10HP_9.49_SS | 309.5 | 309.5 | 1238 | 4 | 0 | 4 | C | KPVS_SplitCase | 2.5 | 2 | 2.5 | 4 | BranchMin2.5_BranchMax4 | 3 | 3 | 3 | 8 | HeaderMin3_HeaderMax8 | 3 | 5 | 15 | [29 empty] | INVALID
248 | 8 | 2013-5/6-4P-10HP KPVS | KPVS_2013-5/6_4P_10HP_9.49_SS | 309.5 | 309.5 | 1238 | 4 | 0 | 4 | C | KPVS_SplitCase | 2.5 | 2 | 2.5 | 4 | BranchMin2.5_BranchMax4 | 3 | 3 | 3 | 8 | HeaderMin3_HeaderMax8 | 4 | 5 | 15
248 | 8 | 2013-5/6-4P-10HP KPVS | KPVS_2013-5/6_4P_10HP_9.49_SS | 309.5 | 309.5 | 1238 | 4 | 0 | 4 | C | KPVS_SplitCase | 2.5 | 2 | 2.5 | 4 | BranchMin2.5_BranchMax4 | 3 | 3 | 3 | 8 | HeaderMin3_HeaderMax8 | 5 | 5 | 15
248 | 8 | 2013-5/6-4P-10HP KPVS | KPVS_2013-5/6_4P_10HP_9.49_SS | 309.5 | 309.5 | 1238 | 4 | 0 | 4 | C | KPVS_SplitCase | 2.5 | 2 | 2.5 | 4 | BranchMin2.5_BranchMax4 | 3 | 3 | 3 | 8 | HeaderMin3_HeaderMax8 | 6 | 5 | 15
248 | 8 | 2013-5/6-4P-10HP KPVS | KPVS_2013-5/6_4P_10HP_9.49_SS | 309.5 | 309.5 | 1238 | 4 | 0 | 4 | C | KPVS_SplitCase | 2.5 | 2 | 2.5 | 4 | BranchMin2.5_BranchMax4 | 3 | 3 | 3 | 8 | HeaderMin3_HeaderMax8 | 8 | 5 | 15
248 | 8 | 2013-5/6-4P-10HP KPVS | KPVS_2013-5/6_4P_10HP_9.49_SS | 309.5 | 309.5 | 1238 | 4 | 0 | 4 | C | KPVS_SplitCase | 2.5 | 2 | 2.5 | 4 | BranchMin2.5_BranchMax4 | 4 | 3 | 3 | 8 | HeaderMin3_HeaderMax8 | 3 | 5 | 15 | [29 empty] | INVALID
248 | 8 | 2013-5/6-4P-10HP KPVS | KPVS_2013-5/6_4P_10HP_9.49_SS | 309.5 | 309.5 | 1238 | 4 | 0 | 4 | C | KPVS_SplitCase | 2.5 | 2 | 2.5 | 4 | BranchMin2.5_BranchMax4 | 4 | 3 | 3 | 8 | HeaderMin3_HeaderMax8 | 4 | 5 | 15 | [29 empty] | INVALID
248 | 8 | 2013-5/6-4P-10HP KPVS | KPVS_2013-5/6_4P_10HP_9.49_SS | 309.5 | 309.5 | 1238 | 4 | 0 | 4 | C | KPVS_SplitCase | 2.5 | 2 | 2.5 | 4 | BranchMin2.5_BranchMax4 | 4 | 3 | 3 | 8 | HeaderMin3_HeaderMax8 | 5 | 5 | 15
248 | 8 | 2013-5/6-4P-10HP KPVS | KPVS_2013-5/6_4P_10HP_9.49_SS | 309.5 | 309.5 | 1238 | 4 | 0 | 4 | C | KPVS_SplitCase | 2.5 | 2 | 2.5 | 4 | BranchMin2.5_BranchMax4 | 4 | 3 | 3 | 8 | HeaderMin3_HeaderMax8 | 6 | 5 | 15
248 | 8 | 2013-5/6-4P-10HP KPVS | KPVS_2013-5/6_4P_10HP_9.49_SS | 309.5 | 309.5 | 1238 | 4 | 0 | 4 | C | KPVS_SplitCase | 2.5 | 2 | 2.5 | 4 | BranchMin2.5_BranchMax4 | 4 | 3 | 3 | 8 | HeaderMin3_HeaderMax8 | 8 | 5 | 15
249 | 9 | 2013-5/6-4P-15HP KPVS | KPVS_2013-5/6_4P_15HP_10.92_SS | 366.2 | 366.2 | 1464.8 | 4 | 0 | 4 | C | KPVS_SplitCase | 2.5 | 2 | 2.5 | 4 | BranchMin2.5_BranchMax4 | 2.5 | 3 | 3 | 8 | HeaderMin3_HeaderMax8 | 3 | 5 | 15
249 | 9 | 2013-5/6-4P-15HP KPVS | KPVS_2013-5/6_4P_15HP_10.92_SS | 366.2 | 366.2 | 1464.8 | 4 | 0 | 4 | C | KPVS_SplitCase | 2.5 | 2 | 2.5 | 4 | BranchMin2.5_BranchMax4 | 2.5 | 3 | 3 | 8 | HeaderMin3_HeaderMax8 | 4 | 5 | 15
249 | 9 | 2013-5/6-4P-15HP KPVS | KPVS_2013-5/6_4P_15HP_10.92_SS | 366.2 | 366.2 | 1464.8 | 4 | 0 | 4 | C | KPVS_SplitCase | 2.5 | 2 | 2.5 | 4 | BranchMin2.5_BranchMax4 | 2.5 | 3 | 3 | 8 | HeaderMin3_HeaderMax8 | 5 | 5 | 15
249 | 9 | 2013-5/6-4P-15HP KPVS | KPVS_2013-5/6_4P_15HP_10.92_SS | 366.2 | 366.2 | 1464.8 | 4 | 0 | 4 | C | KPVS_SplitCase | 2.5 | 2 | 2.5 | 4 | BranchMin2.5_BranchMax4 | 2.5 | 3 | 3 | 8 | HeaderMin3_HeaderMax8 | 6 | 5 | 15
249 | 9 | 2013-5/6-4P-15HP KPVS | KPVS_2013-5/6_4P_15HP_10.92_SS | 366.2 | 366.2 | 1464.8 | 4 | 0 | 4 | C | KPVS_SplitCase | 2.5 | 2 | 2.5 | 4 | BranchMin2.5_BranchMax4 | 2.5 | 3 | 3 | 8 | HeaderMin3_HeaderMax8 | 8 | 5 | 15
249 | 9 | 2013-5/6-4P-15HP KPVS | KPVS_2013-5/6_4P_15HP_10.92_SS | 366.2 | 366.2 | 1464.8 | 4 | 0 | 4 | C | KPVS_SplitCase | 2.5 | 2 | 2.5 | 4 | BranchMin2.5_BranchMax4 | 3 | 3 | 3 | 8 | HeaderMin3_HeaderMax8 | 3 | 5 | 15 | [29 empty] | INVALID
249 | 9 | 2013-5/6-4P-15HP KPVS | KPVS_2013-5/6_4P_15HP_10.92_SS | 366.2 | 366.2 | 1464.8 | 4 | 0 | 4 | C | KPVS_SplitCase | 2.5 | 2 | 2.5 | 4 | BranchMin2.5_BranchMax4 | 3 | 3 | 3 | 8 | HeaderMin3_HeaderMax8 | 4 | 5 | 15
249 | 9 | 2013-5/6-4P-15HP KPVS | KPVS_2013-5/6_4P_15HP_10.92_SS | 366.2 | 366.2 | 1464.8 | 4 | 0 | 4 | C | KPVS_SplitCase | 2.5 | 2 | 2.5 | 4 | BranchMin2.5_BranchMax4 | 3 | 3 | 3 | 8 | HeaderMin3_HeaderMax8 | 5 | 5 | 15
249 | 9 | 2013-5/6-4P-15HP KPVS | KPVS_2013-5/6_4P_15HP_10.92_SS | 366.2 | 366.2 | 1464.8 | 4 | 0 | 4 | C | KPVS_SplitCase | 2.5 | 2 | 2.5 | 4 | BranchMin2.5_BranchMax4 | 3 | 3 | 3 | 8 | HeaderMin3_HeaderMax8 | 6 | 5 | 15
249 | 9 | 2013-5/6-4P-15HP KPVS | KPVS_2013-5/6_4P_15HP_10.92_SS | 366.2 | 366.2 | 1464.8 | 4 | 0 | 4 | C | KPVS_SplitCase | 2.5 | 2 | 2.5 | 4 | BranchMin2.5_BranchMax4 | 3 | 3 | 3 | 8 | HeaderMin3_HeaderMax8 | 8 | 5 | 15
249 | 9 | 2013-5/6-4P-15HP KPVS | KPVS_2013-5/6_4P_15HP_10.92_SS | 366.2 | 366.2 | 1464.8 | 4 | 0 | 4 | C | KPVS_SplitCase | 2.5 | 2 | 2.5 | 4 | BranchMin2.5_BranchMax4 | 4 | 3 | 3 | 8 | HeaderMin3_HeaderMax8 | 3 | 5 | 15 | [29 empty] | INVALID
249 | 9 | 2013-5/6-4P-15HP KPVS | KPVS_2013-5/6_4P_15HP_10.92_SS | 366.2 | 366.2 | 1464.8 | 4 | 0 | 4 | C | KPVS_SplitCase | 2.5 | 2 | 2.5 | 4 | BranchMin2.5_BranchMax4 | 4 | 3 | 3 | 8 | HeaderMin3_HeaderMax8 | 4 | 5 | 15 | [29 empty] | INVALID
249 | 9 | 2013-5/6-4P-15HP KPVS | KPVS_2013-5/6_4P_15HP_10.92_SS | 366.2 | 366.2 | 1464.8 | 4 | 0 | 4 | C | KPVS_SplitCase | 2.5 | 2 | 2.5 | 4 | BranchMin2.5_BranchMax4 | 4 | 3 | 3 | 8 | HeaderMin3_HeaderMax8 | 5 | 5 | 15
249 | 9 | 2013-5/6-4P-15HP KPVS | KPVS_2013-5/6_4P_15HP_10.92_SS | 366.2 | 366.2 | 1464.8 | 4 | 0 | 4 | C | KPVS_SplitCase | 2.5 | 2 | 2.5 | 4 | BranchMin2.5_BranchMax4 | 4 | 3 | 3 | 8 | HeaderMin3_HeaderMax8 | 6 | 5 | 15
249 | 9 | 2013-5/6-4P-15HP KPVS | KPVS_2013-5/6_4P_15HP_10.92_SS | 366.2 | 366.2 | 1464.8 | 4 | 0 | 4 | C | KPVS_SplitCase | 2.5 | 2 | 2.5 | 4 | BranchMin2.5_BranchMax4 | 4 | 3 | 3 | 8 | HeaderMin3_HeaderMax8 | 8 | 5 | 15
250 | 10 | 2013-5/6-4P-20HP KPVS | KPVS_2013-5/6_4P_20HP_12.03_SS | 405.9 | 405.9 | 1623.6 | 4 | 0 | 4 | C | KPVS_SplitCase | 2.5 | 2 | 2.5 | 5 | BranchMin2.5_BranchMax5 | 2.5 | 4 | 3 | 10 | HeaderMin3_HeaderMax10 | 3 | 6 | 24
250 | 10 | 2013-5/6-4P-20HP KPVS | KPVS_2013-5/6_4P_20HP_12.03_SS | 405.9 | 405.9 | 1623.6 | 4 | 0 | 4 | C | KPVS_SplitCase | 2.5 | 2 | 2.5 | 5 | BranchMin2.5_BranchMax5 | 2.5 | 4 | 3 | 10 | HeaderMin3_HeaderMax10 | 4 | 6 | 24
250 | 10 | 2013-5/6-4P-20HP KPVS | KPVS_2013-5/6_4P_20HP_12.03_SS | 405.9 | 405.9 | 1623.6 | 4 | 0 | 4 | C | KPVS_SplitCase | 2.5 | 2 | 2.5 | 5 | BranchMin2.5_BranchMax5 | 2.5 | 4 | 3 | 10 | HeaderMin3_HeaderMax10 | 5 | 6 | 24
250 | 10 | 2013-5/6-4P-20HP KPVS | KPVS_2013-5/6_4P_20HP_12.03_SS | 405.9 | 405.9 | 1623.6 | 4 | 0 | 4 | C | KPVS_SplitCase | 2.5 | 2 | 2.5 | 5 | BranchMin2.5_BranchMax5 | 2.5 | 4 | 3 | 10 | HeaderMin3_HeaderMax10 | 6 | 6 | 24
250 | 10 | 2013-5/6-4P-20HP KPVS | KPVS_2013-5/6_4P_20HP_12.03_SS | 405.9 | 405.9 | 1623.6 | 4 | 0 | 4 | C | KPVS_SplitCase | 2.5 | 2 | 2.5 | 5 | BranchMin2.5_BranchMax5 | 2.5 | 4 | 3 | 10 | HeaderMin3_HeaderMax10 | 8 | 6 | 24
250 | 10 | 2013-5/6-4P-20HP KPVS | KPVS_2013-5/6_4P_20HP_12.03_SS | 405.9 | 405.9 | 1623.6 | 4 | 0 | 4 | C | KPVS_SplitCase | 2.5 | 2 | 2.5 | 5 | BranchMin2.5_BranchMax5 | 2.5 | 4 | 3 | 10 | HeaderMin3_HeaderMax10 | 10 | 6 | 24
250 | 10 | 2013-5/6-4P-20HP KPVS | KPVS_2013-5/6_4P_20HP_12.03_SS | 405.9 | 405.9 | 1623.6 | 4 | 0 | 4 | C | KPVS_SplitCase | 2.5 | 2 | 2.5 | 5 | BranchMin2.5_BranchMax5 | 3 | 4 | 3 | 10 | HeaderMin3_HeaderMax10 | 3 | 6 | 24 | [29 empty] | INVALID
250 | 10 | 2013-5/6-4P-20HP KPVS | KPVS_2013-5/6_4P_20HP_12.03_SS | 405.9 | 405.9 | 1623.6 | 4 | 0 | 4 | C | KPVS_SplitCase | 2.5 | 2 | 2.5 | 5 | BranchMin2.5_BranchMax5 | 3 | 4 | 3 | 10 | HeaderMin3_HeaderMax10 | 4 | 6 | 24
250 | 10 | 2013-5/6-4P-20HP KPVS | KPVS_2013-5/6_4P_20HP_12.03_SS | 405.9 | 405.9 | 1623.6 | 4 | 0 | 4 | C | KPVS_SplitCase | 2.5 | 2 | 2.5 | 5 | BranchMin2.5_BranchMax5 | 3 | 4 | 3 | 10 | HeaderMin3_HeaderMax10 | 5 | 6 | 24
250 | 10 | 2013-5/6-4P-20HP KPVS | KPVS_2013-5/6_4P_20HP_12.03_SS | 405.9 | 405.9 | 1623.6 | 4 | 0 | 4 | C | KPVS_SplitCase | 2.5 | 2 | 2.5 | 5 | BranchMin2.5_BranchMax5 | 3 | 4 | 3 | 10 | HeaderMin3_HeaderMax10 | 6 | 6 | 24
250 | 10 | 2013-5/6-4P-20HP KPVS | KPVS_2013-5/6_4P_20HP_12.03_SS | 405.9 | 405.9 | 1623.6 | 4 | 0 | 4 | C | KPVS_SplitCase | 2.5 | 2 | 2.5 | 5 | BranchMin2.5_BranchMax5 | 3 | 4 | 3 | 10 | HeaderMin3_HeaderMax10 | 8 | 6 | 24
250 | 10 | 2013-5/6-4P-20HP KPVS | KPVS_2013-5/6_4P_20HP_12.03_SS | 405.9 | 405.9 | 1623.6 | 4 | 0 | 4 | C | KPVS_SplitCase | 2.5 | 2 | 2.5 | 5 | BranchMin2.5_BranchMax5 | 3 | 4 | 3 | 10 | HeaderMin3_HeaderMax10 | 10 | 6 | 24
250 | 10 | 2013-5/6-4P-20HP KPVS | KPVS_2013-5/6_4P_20HP_12.03_SS | 405.9 | 405.9 | 1623.6 | 4 | 0 | 4 | C | KPVS_SplitCase | 2.5 | 2 | 2.5 | 5 | BranchMin2.5_BranchMax5 | 4 | 4 | 3 | 10 | HeaderMin3_HeaderMax10 | 3 | 6 | 24 | [29 empty] | INVALID
250 | 10 | 2013-5/6-4P-20HP KPVS | KPVS_2013-5/6_4P_20HP_12.03_SS | 405.9 | 405.9 | 1623.6 | 4 | 0 | 4 | C | KPVS_SplitCase | 2.5 | 2 | 2.5 | 5 | BranchMin2.5_BranchMax5 | 4 | 4 | 3 | 10 | HeaderMin3_HeaderMax10 | 4 | 6 | 24 | [29 empty] | INVALID
250 | 10 | 2013-5/6-4P-20HP KPVS | KPVS_2013-5/6_4P_20HP_12.03_SS | 405.9 | 405.9 | 1623.6 | 4 | 0 | 4 | C | KPVS_SplitCase | 2.5 | 2 | 2.5 | 5 | BranchMin2.5_BranchMax5 | 4 | 4 | 3 | 10 | HeaderMin3_HeaderMax10 | 5 | 6 | 24
250 | 10 | 2013-5/6-4P-20HP KPVS | KPVS_2013-5/6_4P_20HP_12.03_SS | 405.9 | 405.9 | 1623.6 | 4 | 0 | 4 | C | KPVS_SplitCase | 2.5 | 2 | 2.5 | 5 | BranchMin2.5_BranchMax5 | 4 | 4 | 3 | 10 | HeaderMin3_HeaderMax10 | 6 | 6 | 24
250 | 10 | 2013-5/6-4P-20HP KPVS | KPVS_2013-5/6_4P_20HP_12.03_SS | 405.9 | 405.9 | 1623.6 | 4 | 0 | 4 | C | KPVS_SplitCase | 2.5 | 2 | 2.5 | 5 | BranchMin2.5_BranchMax5 | 4 | 4 | 3 | 10 | HeaderMin3_HeaderMax10 | 8 | 6 | 24
250 | 10 | 2013-5/6-4P-20HP KPVS | KPVS_2013-5/6_4P_20HP_12.03_SS | 405.9 | 405.9 | 1623.6 | 4 | 0 | 4 | C | KPVS_SplitCase | 2.5 | 2 | 2.5 | 5 | BranchMin2.5_BranchMax5 | 4 | 4 | 3 | 10 | HeaderMin3_HeaderMax10 | 10 | 6 | 24
250 | 10 | 2013-5/6-4P-20HP KPVS | KPVS_2013-5/6_4P_20HP_12.03_SS | 405.9 | 405.9 | 1623.6 | 4 | 0 | 4 | C | KPVS_SplitCase | 2.5 | 2 | 2.5 | 5 | BranchMin2.5_BranchMax5 | 5 | 4 | 3 | 10 | HeaderMin3_HeaderMax10 | 3 | 6 | 24 | [29 empty] | INVALID
250 | 10 | 2013-5/6-4P-20HP KPVS | KPVS_2013-5/6_4P_20HP_12.03_SS | 405.9 | 405.9 | 1623.6 | 4 | 0 | 4 | C | KPVS_SplitCase | 2.5 | 2 | 2.5 | 5 | BranchMin2.5_BranchMax5 | 5 | 4 | 3 | 10 | HeaderMin3_HeaderMax10 | 4 | 6 | 24 | [29 empty] | INVALID
250 | 10 | 2013-5/6-4P-20HP KPVS | KPVS_2013-5/6_4P_20HP_12.03_SS | 405.9 | 405.9 | 1623.6 | 4 | 0 | 4 | C | KPVS_SplitCase | 2.5 | 2 | 2.5 | 5 | BranchMin2.5_BranchMax5 | 5 | 4 | 3 | 10 | HeaderMin3_HeaderMax10 | 5 | 6 | 24 | [29 empty] | INVALID
250 | 10 | 2013-5/6-4P-20HP KPVS | KPVS_2013-5/6_4P_20HP_12.03_SS | 405.9 | 405.9 | 1623.6 | 4 | 0 | 4 | C | KPVS_SplitCase | 2.5 | 2 | 2.5 | 5 | BranchMin2.5_BranchMax5 | 5 | 4 | 3 | 10 | HeaderMin3_HeaderMax10 | 6 | 6 | 24
250 | 10 | 2013-5/6-4P-20HP KPVS | KPVS_2013-5/6_4P_20HP_12.03_SS | 405.9 | 405.9 | 1623.6 | 4 | 0 | 4 | C | KPVS_SplitCase | 2.5 | 2 | 2.5 | 5 | BranchMin2.5_BranchMax5 | 5 | 4 | 3 | 10 | HeaderMin3_HeaderMax10 | 8 | 6 | 24
250 | 10 | 2013-5/6-4P-20HP KPVS | KPVS_2013-5/6_4P_20HP_12.03_SS | 405.9 | 405.9 | 1623.6 | 4 | 0 | 4 | C | KPVS_SplitCase | 2.5 | 2 | 2.5 | 5 | BranchMin2.5_BranchMax5 | 5 | 4 | 3 | 10 | HeaderMin3_HeaderMax10 | 10 | 6 | 24
251 | 11 | 2013-5/6-4P-25HP KPVS | KPVS_2013-5/6_4P_25HP_13.00_SS | 441.1 | 441.1 | 1764.4 | 4 | 0 | 4 | C | KPVS_SplitCase | 2.5 | 2 | 2.5 | 5 | BranchMin2.5_BranchMax5 | 2.5 | 4 | 3 | 10 | HeaderMin3_HeaderMax10 | 3 | 6 | 24
251 | 11 | 2013-5/6-4P-25HP KPVS | KPVS_2013-5/6_4P_25HP_13.00_SS | 441.1 | 441.1 | 1764.4 | 4 | 0 | 4 | C | KPVS_SplitCase | 2.5 | 2 | 2.5 | 5 | BranchMin2.5_BranchMax5 | 2.5 | 4 | 3 | 10 | HeaderMin3_HeaderMax10 | 4 | 6 | 24
251 | 11 | 2013-5/6-4P-25HP KPVS | KPVS_2013-5/6_4P_25HP_13.00_SS | 441.1 | 441.1 | 1764.4 | 4 | 0 | 4 | C | KPVS_SplitCase | 2.5 | 2 | 2.5 | 5 | BranchMin2.5_BranchMax5 | 2.5 | 4 | 3 | 10 | HeaderMin3_HeaderMax10 | 5 | 6 | 24
251 | 11 | 2013-5/6-4P-25HP KPVS | KPVS_2013-5/6_4P_25HP_13.00_SS | 441.1 | 441.1 | 1764.4 | 4 | 0 | 4 | C | KPVS_SplitCase | 2.5 | 2 | 2.5 | 5 | BranchMin2.5_BranchMax5 | 2.5 | 4 | 3 | 10 | HeaderMin3_HeaderMax10 | 6 | 6 | 24
251 | 11 | 2013-5/6-4P-25HP KPVS | KPVS_2013-5/6_4P_25HP_13.00_SS | 441.1 | 441.1 | 1764.4 | 4 | 0 | 4 | C | KPVS_SplitCase | 2.5 | 2 | 2.5 | 5 | BranchMin2.5_BranchMax5 | 2.5 | 4 | 3 | 10 | HeaderMin3_HeaderMax10 | 8 | 6 | 24
251 | 11 | 2013-5/6-4P-25HP KPVS | KPVS_2013-5/6_4P_25HP_13.00_SS | 441.1 | 441.1 | 1764.4 | 4 | 0 | 4 | C | KPVS_SplitCase | 2.5 | 2 | 2.5 | 5 | BranchMin2.5_BranchMax5 | 2.5 | 4 | 3 | 10 | HeaderMin3_HeaderMax10 | 10 | 6 | 24
251 | 11 | 2013-5/6-4P-25HP KPVS | KPVS_2013-5/6_4P_25HP_13.00_SS | 441.1 | 441.1 | 1764.4 | 4 | 0 | 4 | C | KPVS_SplitCase | 2.5 | 2 | 2.5 | 5 | BranchMin2.5_BranchMax5 | 3 | 4 | 3 | 10 | HeaderMin3_HeaderMax10 | 3 | 6 | 24 | [29 empty] | INVALID
251 | 11 | 2013-5/6-4P-25HP KPVS | KPVS_2013-5/6_4P_25HP_13.00_SS | 441.1 | 441.1 | 1764.4 | 4 | 0 | 4 | C | KPVS_SplitCase | 2.5 | 2 | 2.5 | 5 | BranchMin2.5_BranchMax5 | 3 | 4 | 3 | 10 | HeaderMin3_HeaderMax10 | 4 | 6 | 24
251 | 11 | 2013-5/6-4P-25HP KPVS | KPVS_2013-5/6_4P_25HP_13.00_SS | 441.1 | 441.1 | 1764.4 | 4 | 0 | 4 | C | KPVS_SplitCase | 2.5 | 2 | 2.5 | 5 | BranchMin2.5_BranchMax5 | 3 | 4 | 3 | 10 | HeaderMin3_HeaderMax10 | 5 | 6 | 24
251 | 11 | 2013-5/6-4P-25HP KPVS | KPVS_2013-5/6_4P_25HP_13.00_SS | 441.1 | 441.1 | 1764.4 | 4 | 0 | 4 | C | KPVS_SplitCase | 2.5 | 2 | 2.5 | 5 | BranchMin2.5_BranchMax5 | 3 | 4 | 3 | 10 | HeaderMin3_HeaderMax10 | 6 | 6 | 24
251 | 11 | 2013-5/6-4P-25HP KPVS | KPVS_2013-5/6_4P_25HP_13.00_SS | 441.1 | 441.1 | 1764.4 | 4 | 0 | 4 | C | KPVS_SplitCase | 2.5 | 2 | 2.5 | 5 | BranchMin2.5_BranchMax5 | 3 | 4 | 3 | 10 | HeaderMin3_HeaderMax10 | 8 | 6 | 24
251 | 11 | 2013-5/6-4P-25HP KPVS | KPVS_2013-5/6_4P_25HP_13.00_SS | 441.1 | 441.1 | 1764.4 | 4 | 0 | 4 | C | KPVS_SplitCase | 2.5 | 2 | 2.5 | 5 | BranchMin2.5_BranchMax5 | 3 | 4 | 3 | 10 | HeaderMin3_HeaderMax10 | 10 | 6 | 24
251 | 11 | 2013-5/6-4P-25HP KPVS | KPVS_2013-5/6_4P_25HP_13.00_SS | 441.1 | 441.1 | 1764.4 | 4 | 0 | 4 | C | KPVS_SplitCase | 2.5 | 2 | 2.5 | 5 | BranchMin2.5_BranchMax5 | 4 | 4 | 3 | 10 | HeaderMin3_HeaderMax10 | 3 | 6 | 24 | [29 empty] | INVALID
251 | 11 | 2013-5/6-4P-25HP KPVS | KPVS_2013-5/6_4P_25HP_13.00_SS | 441.1 | 441.1 | 1764.4 | 4 | 0 | 4 | C | KPVS_SplitCase | 2.5 | 2 | 2.5 | 5 | BranchMin2.5_BranchMax5 | 4 | 4 | 3 | 10 | HeaderMin3_HeaderMax10 | 4 | 6 | 24 | [29 empty] | INVALID
251 | 11 | 2013-5/6-4P-25HP KPVS | KPVS_2013-5/6_4P_25HP_13.00_SS | 441.1 | 441.1 | 1764.4 | 4 | 0 | 4 | C | KPVS_SplitCase | 2.5 | 2 | 2.5 | 5 | BranchMin2.5_BranchMax5 | 4 | 4 | 3 | 10 | HeaderMin3_HeaderMax10 | 5 | 6 | 24
251 | 11 | 2013-5/6-4P-25HP KPVS | KPVS_2013-5/6_4P_25HP_13.00_SS | 441.1 | 441.1 | 1764.4 | 4 | 0 | 4 | C | KPVS_SplitCase | 2.5 | 2 | 2.5 | 5 | BranchMin2.5_BranchMax5 | 4 | 4 | 3 | 10 | HeaderMin3_HeaderMax10 | 6 | 6 | 24
251 | 11 | 2013-5/6-4P-25HP KPVS | KPVS_2013-5/6_4P_25HP_13.00_SS | 441.1 | 441.1 | 1764.4 | 4 | 0 | 4 | C | KPVS_SplitCase | 2.5 | 2 | 2.5 | 5 | BranchMin2.5_BranchMax5 | 4 | 4 | 3 | 10 | HeaderMin3_HeaderMax10 | 8 | 6 | 24
251 | 11 | 2013-5/6-4P-25HP KPVS | KPVS_2013-5/6_4P_25HP_13.00_SS | 441.1 | 441.1 | 1764.4 | 4 | 0 | 4 | C | KPVS_SplitCase | 2.5 | 2 | 2.5 | 5 | BranchMin2.5_BranchMax5 | 4 | 4 | 3 | 10 | HeaderMin3_HeaderMax10 | 10 | 6 | 24
251 | 11 | 2013-5/6-4P-25HP KPVS | KPVS_2013-5/6_4P_25HP_13.00_SS | 441.1 | 441.1 | 1764.4 | 4 | 0 | 4 | C | KPVS_SplitCase | 2.5 | 2 | 2.5 | 5 | BranchMin2.5_BranchMax5 | 5 | 4 | 3 | 10 | HeaderMin3_HeaderMax10 | 3 | 6 | 24 | [29 empty] | INVALID
251 | 11 | 2013-5/6-4P-25HP KPVS | KPVS_2013-5/6_4P_25HP_13.00_SS | 441.1 | 441.1 | 1764.4 | 4 | 0 | 4 | C | KPVS_SplitCase | 2.5 | 2 | 2.5 | 5 | BranchMin2.5_BranchMax5 | 5 | 4 | 3 | 10 | HeaderMin3_HeaderMax10 | 4 | 6 | 24 | [29 empty] | INVALID
251 | 11 | 2013-5/6-4P-25HP KPVS | KPVS_2013-5/6_4P_25HP_13.00_SS | 441.1 | 441.1 | 1764.4 | 4 | 0 | 4 | C | KPVS_SplitCase | 2.5 | 2 | 2.5 | 5 | BranchMin2.5_BranchMax5 | 5 | 4 | 3 | 10 | HeaderMin3_HeaderMax10 | 5 | 6 | 24 | [29 empty] | INVALID
251 | 11 | 2013-5/6-4P-25HP KPVS | KPVS_2013-5/6_4P_25HP_13.00_SS | 441.1 | 441.1 | 1764.4 | 4 | 0 | 4 | C | KPVS_SplitCase | 2.5 | 2 | 2.5 | 5 | BranchMin2.5_BranchMax5 | 5 | 4 | 3 | 10 | HeaderMin3_HeaderMax10 | 6 | 6 | 24
251 | 11 | 2013-5/6-4P-25HP KPVS | KPVS_2013-5/6_4P_25HP_13.00_SS | 441.1 | 441.1 | 1764.4 | 4 | 0 | 4 | C | KPVS_SplitCase | 2.5 | 2 | 2.5 | 5 | BranchMin2.5_BranchMax5 | 5 | 4 | 3 | 10 | HeaderMin3_HeaderMax10 | 8 | 6 | 24
251 | 11 | 2013-5/6-4P-25HP KPVS | KPVS_2013-5/6_4P_25HP_13.00_SS | 441.1 | 441.1 | 1764.4 | 4 | 0 | 4 | C | KPVS_SplitCase | 2.5 | 2 | 2.5 | 5 | BranchMin2.5_BranchMax5 | 5 | 4 | 3 | 10 | HeaderMin3_HeaderMax10 | 10 | 6 | 24
252 | 12 | 3095-7/8-2P-40HP KPVS | KPVS_3095-7/8_2P_40HP_6.83_BRZ | 844.1 | 844.1 | 3376.4 | 4 | 0 | 4 | C | KPVS_SplitCase | 4 | 3 | 4 | 6 | BranchMin4_BranchMax6 | 4 | 3 | 5 | 12 | HeaderMin5_HeaderMax12 | 5 | 5 | 15
252 | 12 | 3095-7/8-2P-40HP KPVS | KPVS_3095-7/8_2P_40HP_6.83_BRZ | 844.1 | 844.1 | 3376.4 | 4 | 0 | 4 | C | KPVS_SplitCase | 4 | 3 | 4 | 6 | BranchMin4_BranchMax6 | 4 | 3 | 5 | 12 | HeaderMin5_HeaderMax12 | 6 | 5 | 15
252 | 12 | 3095-7/8-2P-40HP KPVS | KPVS_3095-7/8_2P_40HP_6.83_BRZ | 844.1 | 844.1 | 3376.4 | 4 | 0 | 4 | C | KPVS_SplitCase | 4 | 3 | 4 | 6 | BranchMin4_BranchMax6 | 4 | 3 | 5 | 12 | HeaderMin5_HeaderMax12 | 8 | 5 | 15
252 | 12 | 3095-7/8-2P-40HP KPVS | KPVS_3095-7/8_2P_40HP_6.83_BRZ | 844.1 | 844.1 | 3376.4 | 4 | 0 | 4 | C | KPVS_SplitCase | 4 | 3 | 4 | 6 | BranchMin4_BranchMax6 | 4 | 3 | 5 | 12 | HeaderMin5_HeaderMax12 | 10 | 5 | 15
252 | 12 | 3095-7/8-2P-40HP KPVS | KPVS_3095-7/8_2P_40HP_6.83_BRZ | 844.1 | 844.1 | 3376.4 | 4 | 0 | 4 | C | KPVS_SplitCase | 4 | 3 | 4 | 6 | BranchMin4_BranchMax6 | 4 | 3 | 5 | 12 | HeaderMin5_HeaderMax12 | 12 | 5 | 15
252 | 12 | 3095-7/8-2P-40HP KPVS | KPVS_3095-7/8_2P_40HP_6.83_BRZ | 844.1 | 844.1 | 3376.4 | 4 | 0 | 4 | C | KPVS_SplitCase | 4 | 3 | 4 | 6 | BranchMin4_BranchMax6 | 5 | 3 | 5 | 12 | HeaderMin5_HeaderMax12 | 5 | 5 | 15 | [29 empty] | INVALID
252 | 12 | 3095-7/8-2P-40HP KPVS | KPVS_3095-7/8_2P_40HP_6.83_BRZ | 844.1 | 844.1 | 3376.4 | 4 | 0 | 4 | C | KPVS_SplitCase | 4 | 3 | 4 | 6 | BranchMin4_BranchMax6 | 5 | 3 | 5 | 12 | HeaderMin5_HeaderMax12 | 6 | 5 | 15
252 | 12 | 3095-7/8-2P-40HP KPVS | KPVS_3095-7/8_2P_40HP_6.83_BRZ | 844.1 | 844.1 | 3376.4 | 4 | 0 | 4 | C | KPVS_SplitCase | 4 | 3 | 4 | 6 | BranchMin4_BranchMax6 | 5 | 3 | 5 | 12 | HeaderMin5_HeaderMax12 | 8 | 5 | 15
252 | 12 | 3095-7/8-2P-40HP KPVS | KPVS_3095-7/8_2P_40HP_6.83_BRZ | 844.1 | 844.1 | 3376.4 | 4 | 0 | 4 | C | KPVS_SplitCase | 4 | 3 | 4 | 6 | BranchMin4_BranchMax6 | 5 | 3 | 5 | 12 | HeaderMin5_HeaderMax12 | 10 | 5 | 15
252 | 12 | 3095-7/8-2P-40HP KPVS | KPVS_3095-7/8_2P_40HP_6.83_BRZ | 844.1 | 844.1 | 3376.4 | 4 | 0 | 4 | C | KPVS_SplitCase | 4 | 3 | 4 | 6 | BranchMin4_BranchMax6 | 5 | 3 | 5 | 12 | HeaderMin5_HeaderMax12 | 12 | 5 | 15
252 | 12 | 3095-7/8-2P-40HP KPVS | KPVS_3095-7/8_2P_40HP_6.83_BRZ | 844.1 | 844.1 | 3376.4 | 4 | 0 | 4 | C | KPVS_SplitCase | 4 | 3 | 4 | 6 | BranchMin4_BranchMax6 | 6 | 3 | 5 | 12 | HeaderMin5_HeaderMax12 | 5 | 5 | 15 | [29 empty] | INVALID
252 | 12 | 3095-7/8-2P-40HP KPVS | KPVS_3095-7/8_2P_40HP_6.83_BRZ | 844.1 | 844.1 | 3376.4 | 4 | 0 | 4 | C | KPVS_SplitCase | 4 | 3 | 4 | 6 | BranchMin4_BranchMax6 | 6 | 3 | 5 | 12 | HeaderMin5_HeaderMax12 | 6 | 5 | 15 | [29 empty] | INVALID
252 | 12 | 3095-7/8-2P-40HP KPVS | KPVS_3095-7/8_2P_40HP_6.83_BRZ | 844.1 | 844.1 | 3376.4 | 4 | 0 | 4 | C | KPVS_SplitCase | 4 | 3 | 4 | 6 | BranchMin4_BranchMax6 | 6 | 3 | 5 | 12 | HeaderMin5_HeaderMax12 | 8 | 5 | 15
252 | 12 | 3095-7/8-2P-40HP KPVS | KPVS_3095-7/8_2P_40HP_6.83_BRZ | 844.1 | 844.1 | 3376.4 | 4 | 0 | 4 | C | KPVS_SplitCase | 4 | 3 | 4 | 6 | BranchMin4_BranchMax6 | 6 | 3 | 5 | 12 | HeaderMin5_HeaderMax12 | 10 | 5 | 15
252 | 12 | 3095-7/8-2P-40HP KPVS | KPVS_3095-7/8_2P_40HP_6.83_BRZ | 844.1 | 844.1 | 3376.4 | 4 | 0 | 4 | C | KPVS_SplitCase | 4 | 3 | 4 | 6 | BranchMin4_BranchMax6 | 6 | 3 | 5 | 12 | HeaderMin5_HeaderMax12 | 12 | 5 | 15
253 | 13 | 3095-7/8-2P-50HP KPVS | KPVS_3095-7/8_2P_50HP_7.31_BRZ | 888.7 | 888.7 | 3554.8 | 4 | 0 | 4 | C | KPVS_SplitCase | 4 | 3 | 4 | 6 | BranchMin4_BranchMax6 | 4 | 3 | 5 | 14 | HeaderMin5_HeaderMax14 | 5 | 6 | 18
253 | 13 | 3095-7/8-2P-50HP KPVS | KPVS_3095-7/8_2P_50HP_7.31_BRZ | 888.7 | 888.7 | 3554.8 | 4 | 0 | 4 | C | KPVS_SplitCase | 4 | 3 | 4 | 6 | BranchMin4_BranchMax6 | 4 | 3 | 5 | 14 | HeaderMin5_HeaderMax14 | 6 | 6 | 18
253 | 13 | 3095-7/8-2P-50HP KPVS | KPVS_3095-7/8_2P_50HP_7.31_BRZ | 888.7 | 888.7 | 3554.8 | 4 | 0 | 4 | C | KPVS_SplitCase | 4 | 3 | 4 | 6 | BranchMin4_BranchMax6 | 4 | 3 | 5 | 14 | HeaderMin5_HeaderMax14 | 8 | 6 | 18
253 | 13 | 3095-7/8-2P-50HP KPVS | KPVS_3095-7/8_2P_50HP_7.31_BRZ | 888.7 | 888.7 | 3554.8 | 4 | 0 | 4 | C | KPVS_SplitCase | 4 | 3 | 4 | 6 | BranchMin4_BranchMax6 | 4 | 3 | 5 | 14 | HeaderMin5_HeaderMax14 | 10 | 6 | 18
253 | 13 | 3095-7/8-2P-50HP KPVS | KPVS_3095-7/8_2P_50HP_7.31_BRZ | 888.7 | 888.7 | 3554.8 | 4 | 0 | 4 | C | KPVS_SplitCase | 4 | 3 | 4 | 6 | BranchMin4_BranchMax6 | 4 | 3 | 5 | 14 | HeaderMin5_HeaderMax14 | 12 | 6 | 18
253 | 13 | 3095-7/8-2P-50HP KPVS | KPVS_3095-7/8_2P_50HP_7.31_BRZ | 888.7 | 888.7 | 3554.8 | 4 | 0 | 4 | C | KPVS_SplitCase | 4 | 3 | 4 | 6 | BranchMin4_BranchMax6 | 4 | 3 | 5 | 14 | HeaderMin5_HeaderMax14 | 14 | 6 | 18
253 | 13 | 3095-7/8-2P-50HP KPVS | KPVS_3095-7/8_2P_50HP_7.31_BRZ | 888.7 | 888.7 | 3554.8 | 4 | 0 | 4 | C | KPVS_SplitCase | 4 | 3 | 4 | 6 | BranchMin4_BranchMax6 | 5 | 3 | 5 | 14 | HeaderMin5_HeaderMax14 | 5 | 6 | 18 | [29 empty] | INVALID
253 | 13 | 3095-7/8-2P-50HP KPVS | KPVS_3095-7/8_2P_50HP_7.31_BRZ | 888.7 | 888.7 | 3554.8 | 4 | 0 | 4 | C | KPVS_SplitCase | 4 | 3 | 4 | 6 | BranchMin4_BranchMax6 | 5 | 3 | 5 | 14 | HeaderMin5_HeaderMax14 | 6 | 6 | 18
253 | 13 | 3095-7/8-2P-50HP KPVS | KPVS_3095-7/8_2P_50HP_7.31_BRZ | 888.7 | 888.7 | 3554.8 | 4 | 0 | 4 | C | KPVS_SplitCase | 4 | 3 | 4 | 6 | BranchMin4_BranchMax6 | 5 | 3 | 5 | 14 | HeaderMin5_HeaderMax14 | 8 | 6 | 18
253 | 13 | 3095-7/8-2P-50HP KPVS | KPVS_3095-7/8_2P_50HP_7.31_BRZ | 888.7 | 888.7 | 3554.8 | 4 | 0 | 4 | C | KPVS_SplitCase | 4 | 3 | 4 | 6 | BranchMin4_BranchMax6 | 5 | 3 | 5 | 14 | HeaderMin5_HeaderMax14 | 10 | 6 | 18
253 | 13 | 3095-7/8-2P-50HP KPVS | KPVS_3095-7/8_2P_50HP_7.31_BRZ | 888.7 | 888.7 | 3554.8 | 4 | 0 | 4 | C | KPVS_SplitCase | 4 | 3 | 4 | 6 | BranchMin4_BranchMax6 | 5 | 3 | 5 | 14 | HeaderMin5_HeaderMax14 | 12 | 6 | 18
253 | 13 | 3095-7/8-2P-50HP KPVS | KPVS_3095-7/8_2P_50HP_7.31_BRZ | 888.7 | 888.7 | 3554.8 | 4 | 0 | 4 | C | KPVS_SplitCase | 4 | 3 | 4 | 6 | BranchMin4_BranchMax6 | 5 | 3 | 5 | 14 | HeaderMin5_HeaderMax14 | 14 | 6 | 18
253 | 13 | 3095-7/8-2P-50HP KPVS | KPVS_3095-7/8_2P_50HP_7.31_BRZ | 888.7 | 888.7 | 3554.8 | 4 | 0 | 4 | C | KPVS_SplitCase | 4 | 3 | 4 | 6 | BranchMin4_BranchMax6 | 6 | 3 | 5 | 14 | HeaderMin5_HeaderMax14 | 5 | 6 | 18 | [29 empty] | INVALID
253 | 13 | 3095-7/8-2P-50HP KPVS | KPVS_3095-7/8_2P_50HP_7.31_BRZ | 888.7 | 888.7 | 3554.8 | 4 | 0 | 4 | C | KPVS_SplitCase | 4 | 3 | 4 | 6 | BranchMin4_BranchMax6 | 6 | 3 | 5 | 14 | HeaderMin5_HeaderMax14 | 6 | 6 | 18 | [29 empty] | INVALID
253 | 13 | 3095-7/8-2P-50HP KPVS | KPVS_3095-7/8_2P_50HP_7.31_BRZ | 888.7 | 888.7 | 3554.8 | 4 | 0 | 4 | C | KPVS_SplitCase | 4 | 3 | 4 | 6 | BranchMin4_BranchMax6 | 6 | 3 | 5 | 14 | HeaderMin5_HeaderMax14 | 8 | 6 | 18
253 | 13 | 3095-7/8-2P-50HP KPVS | KPVS_3095-7/8_2P_50HP_7.31_BRZ | 888.7 | 888.7 | 3554.8 | 4 | 0 | 4 | C | KPVS_SplitCase | 4 | 3 | 4 | 6 | BranchMin4_BranchMax6 | 6 | 3 | 5 | 14 | HeaderMin5_HeaderMax14 | 10 | 6 | 18
253 | 13 | 3095-7/8-2P-50HP KPVS | KPVS_3095-7/8_2P_50HP_7.31_BRZ | 888.7 | 888.7 | 3554.8 | 4 | 0 | 4 | C | KPVS_SplitCase | 4 | 3 | 4 | 6 | BranchMin4_BranchMax6 | 6 | 3 | 5 | 14 | HeaderMin5_HeaderMax14 | 12 | 6 | 18
253 | 13 | 3095-7/8-2P-50HP KPVS | KPVS_3095-7/8_2P_50HP_7.31_BRZ | 888.7 | 888.7 | 3554.8 | 4 | 0 | 4 | C | KPVS_SplitCase | 4 | 3 | 4 | 6 | BranchMin4_BranchMax6 | 6 | 3 | 5 | 14 | HeaderMin5_HeaderMax14 | 14 | 6 | 18
254 | 14 | 3095-7/8-2P-60HP KPVS | KPVS_3095-7/8_2P_60HP_7.80_BRZ | 910.5 | 910.5 | 3642 | 4 | 0 | 4 | C | KPVS_SplitCase | 4 | 3 | 4 | 6 | BranchMin4_BranchMax6 | 4 | 3 | 5 | 14 | HeaderMin5_HeaderMax14 | 5 | 6 | 18
254 | 14 | 3095-7/8-2P-60HP KPVS | KPVS_3095-7/8_2P_60HP_7.80_BRZ | 910.5 | 910.5 | 3642 | 4 | 0 | 4 | C | KPVS_SplitCase | 4 | 3 | 4 | 6 | BranchMin4_BranchMax6 | 4 | 3 | 5 | 14 | HeaderMin5_HeaderMax14 | 6 | 6 | 18
254 | 14 | 3095-7/8-2P-60HP KPVS | KPVS_3095-7/8_2P_60HP_7.80_BRZ | 910.5 | 910.5 | 3642 | 4 | 0 | 4 | C | KPVS_SplitCase | 4 | 3 | 4 | 6 | BranchMin4_BranchMax6 | 4 | 3 | 5 | 14 | HeaderMin5_HeaderMax14 | 8 | 6 | 18
254 | 14 | 3095-7/8-2P-60HP KPVS | KPVS_3095-7/8_2P_60HP_7.80_BRZ | 910.5 | 910.5 | 3642 | 4 | 0 | 4 | C | KPVS_SplitCase | 4 | 3 | 4 | 6 | BranchMin4_BranchMax6 | 4 | 3 | 5 | 14 | HeaderMin5_HeaderMax14 | 10 | 6 | 18
254 | 14 | 3095-7/8-2P-60HP KPVS | KPVS_3095-7/8_2P_60HP_7.80_BRZ | 910.5 | 910.5 | 3642 | 4 | 0 | 4 | C | KPVS_SplitCase | 4 | 3 | 4 | 6 | BranchMin4_BranchMax6 | 4 | 3 | 5 | 14 | HeaderMin5_HeaderMax14 | 12 | 6 | 18
254 | 14 | 3095-7/8-2P-60HP KPVS | KPVS_3095-7/8_2P_60HP_7.80_BRZ | 910.5 | 910.5 | 3642 | 4 | 0 | 4 | C | KPVS_SplitCase | 4 | 3 | 4 | 6 | BranchMin4_BranchMax6 | 4 | 3 | 5 | 14 | HeaderMin5_HeaderMax14 | 14 | 6 | 18
254 | 14 | 3095-7/8-2P-60HP KPVS | KPVS_3095-7/8_2P_60HP_7.80_BRZ | 910.5 | 910.5 | 3642 | 4 | 0 | 4 | C | KPVS_SplitCase | 4 | 3 | 4 | 6 | BranchMin4_BranchMax6 | 5 | 3 | 5 | 14 | HeaderMin5_HeaderMax14 | 5 | 6 | 18 | [29 empty] | INVALID
254 | 14 | 3095-7/8-2P-60HP KPVS | KPVS_3095-7/8_2P_60HP_7.80_BRZ | 910.5 | 910.5 | 3642 | 4 | 0 | 4 | C | KPVS_SplitCase | 4 | 3 | 4 | 6 | BranchMin4_BranchMax6 | 5 | 3 | 5 | 14 | HeaderMin5_HeaderMax14 | 6 | 6 | 18
254 | 14 | 3095-7/8-2P-60HP KPVS | KPVS_3095-7/8_2P_60HP_7.80_BRZ | 910.5 | 910.5 | 3642 | 4 | 0 | 4 | C | KPVS_SplitCase | 4 | 3 | 4 | 6 | BranchMin4_BranchMax6 | 5 | 3 | 5 | 14 | HeaderMin5_HeaderMax14 | 8 | 6 | 18
254 | 14 | 3095-7/8-2P-60HP KPVS | KPVS_3095-7/8_2P_60HP_7.80_BRZ | 910.5 | 910.5 | 3642 | 4 | 0 | 4 | C | KPVS_SplitCase | 4 | 3 | 4 | 6 | BranchMin4_BranchMax6 | 5 | 3 | 5 | 14 | HeaderMin5_HeaderMax14 | 10 | 6 | 18
254 | 14 | 3095-7/8-2P-60HP KPVS | KPVS_3095-7/8_2P_60HP_7.80_BRZ | 910.5 | 910.5 | 3642 | 4 | 0 | 4 | C | KPVS_SplitCase | 4 | 3 | 4 | 6 | BranchMin4_BranchMax6 | 5 | 3 | 5 | 14 | HeaderMin5_HeaderMax14 | 12 | 6 | 18
254 | 14 | 3095-7/8-2P-60HP KPVS | KPVS_3095-7/8_2P_60HP_7.80_BRZ | 910.5 | 910.5 | 3642 | 4 | 0 | 4 | C | KPVS_SplitCase | 4 | 3 | 4 | 6 | BranchMin4_BranchMax6 | 5 | 3 | 5 | 14 | HeaderMin5_HeaderMax14 | 14 | 6 | 18
254 | 14 | 3095-7/8-2P-60HP KPVS | KPVS_3095-7/8_2P_60HP_7.80_BRZ | 910.5 | 910.5 | 3642 | 4 | 0 | 4 | C | KPVS_SplitCase | 4 | 3 | 4 | 6 | BranchMin4_BranchMax6 | 6 | 3 | 5 | 14 | HeaderMin5_HeaderMax14 | 5 | 6 | 18 | [29 empty] | INVALID
254 | 14 | 3095-7/8-2P-60HP KPVS | KPVS_3095-7/8_2P_60HP_7.80_BRZ | 910.5 | 910.5 | 3642 | 4 | 0 | 4 | C | KPVS_SplitCase | 4 | 3 | 4 | 6 | BranchMin4_BranchMax6 | 6 | 3 | 5 | 14 | HeaderMin5_HeaderMax14 | 6 | 6 | 18 | [29 empty] | INVALID
254 | 14 | 3095-7/8-2P-60HP KPVS | KPVS_3095-7/8_2P_60HP_7.80_BRZ | 910.5 | 910.5 | 3642 | 4 | 0 | 4 | C | KPVS_SplitCase | 4 | 3 | 4 | 6 | BranchMin4_BranchMax6 | 6 | 3 | 5 | 14 | HeaderMin5_HeaderMax14 | 8 | 6 | 18
254 | 14 | 3095-7/8-2P-60HP KPVS | KPVS_3095-7/8_2P_60HP_7.80_BRZ | 910.5 | 910.5 | 3642 | 4 | 0 | 4 | C | KPVS_SplitCase | 4 | 3 | 4 | 6 | BranchMin4_BranchMax6 | 6 | 3 | 5 | 14 | HeaderMin5_HeaderMax14 | 10 | 6 | 18
254 | 14 | 3095-7/8-2P-60HP KPVS | KPVS_3095-7/8_2P_60HP_7.80_BRZ | 910.5 | 910.5 | 3642 | 4 | 0 | 4 | C | KPVS_SplitCase | 4 | 3 | 4 | 6 | BranchMin4_BranchMax6 | 6 | 3 | 5 | 14 | HeaderMin5_HeaderMax14 | 12 | 6 | 18
254 | 14 | 3095-7/8-2P-60HP KPVS | KPVS_3095-7/8_2P_60HP_7.80_BRZ | 910.5 | 910.5 | 3642 | 4 | 0 | 4 | C | KPVS_SplitCase | 4 | 3 | 4 | 6 | BranchMin4_BranchMax6 | 6 | 3 | 5 | 14 | HeaderMin5_HeaderMax14 | 14 | 6 | 18
255 | 15 | 3095-7/8-2P-75HP KPVS | KPVS_3095-7/8_2P_75HP_8.47_BRZ | 901.5 | 901.5 | 3606 | 4 | 0 | 4 | C | KPVS_SplitCase | 4 | 3 | 4 | 6 | BranchMin4_BranchMax6 | 4 | 3 | 5 | 14 | HeaderMin5_HeaderMax14 | 5 | 6 | 18
255 | 15 | 3095-7/8-2P-75HP KPVS | KPVS_3095-7/8_2P_75HP_8.47_BRZ | 901.5 | 901.5 | 3606 | 4 | 0 | 4 | C | KPVS_SplitCase | 4 | 3 | 4 | 6 | BranchMin4_BranchMax6 | 4 | 3 | 5 | 14 | HeaderMin5_HeaderMax14 | 6 | 6 | 18
255 | 15 | 3095-7/8-2P-75HP KPVS | KPVS_3095-7/8_2P_75HP_8.47_BRZ | 901.5 | 901.5 | 3606 | 4 | 0 | 4 | C | KPVS_SplitCase | 4 | 3 | 4 | 6 | BranchMin4_BranchMax6 | 4 | 3 | 5 | 14 | HeaderMin5_HeaderMax14 | 8 | 6 | 18
255 | 15 | 3095-7/8-2P-75HP KPVS | KPVS_3095-7/8_2P_75HP_8.47_BRZ | 901.5 | 901.5 | 3606 | 4 | 0 | 4 | C | KPVS_SplitCase | 4 | 3 | 4 | 6 | BranchMin4_BranchMax6 | 4 | 3 | 5 | 14 | HeaderMin5_HeaderMax14 | 10 | 6 | 18
255 | 15 | 3095-7/8-2P-75HP KPVS | KPVS_3095-7/8_2P_75HP_8.47_BRZ | 901.5 | 901.5 | 3606 | 4 | 0 | 4 | C | KPVS_SplitCase | 4 | 3 | 4 | 6 | BranchMin4_BranchMax6 | 4 | 3 | 5 | 14 | HeaderMin5_HeaderMax14 | 12 | 6 | 18
255 | 15 | 3095-7/8-2P-75HP KPVS | KPVS_3095-7/8_2P_75HP_8.47_BRZ | 901.5 | 901.5 | 3606 | 4 | 0 | 4 | C | KPVS_SplitCase | 4 | 3 | 4 | 6 | BranchMin4_BranchMax6 | 4 | 3 | 5 | 14 | HeaderMin5_HeaderMax14 | 14 | 6 | 18
255 | 15 | 3095-7/8-2P-75HP KPVS | KPVS_3095-7/8_2P_75HP_8.47_BRZ | 901.5 | 901.5 | 3606 | 4 | 0 | 4 | C | KPVS_SplitCase | 4 | 3 | 4 | 6 | BranchMin4_BranchMax6 | 5 | 3 | 5 | 14 | HeaderMin5_HeaderMax14 | 5 | 6 | 18 | [29 empty] | INVALID
255 | 15 | 3095-7/8-2P-75HP KPVS | KPVS_3095-7/8_2P_75HP_8.47_BRZ | 901.5 | 901.5 | 3606 | 4 | 0 | 4 | C | KPVS_SplitCase | 4 | 3 | 4 | 6 | BranchMin4_BranchMax6 | 5 | 3 | 5 | 14 | HeaderMin5_HeaderMax14 | 6 | 6 | 18
255 | 15 | 3095-7/8-2P-75HP KPVS | KPVS_3095-7/8_2P_75HP_8.47_BRZ | 901.5 | 901.5 | 3606 | 4 | 0 | 4 | C | KPVS_SplitCase | 4 | 3 | 4 | 6 | BranchMin4_BranchMax6 | 5 | 3 | 5 | 14 | HeaderMin5_HeaderMax14 | 8 | 6 | 18
255 | 15 | 3095-7/8-2P-75HP KPVS | KPVS_3095-7/8_2P_75HP_8.47_BRZ | 901.5 | 901.5 | 3606 | 4 | 0 | 4 | C | KPVS_SplitCase | 4 | 3 | 4 | 6 | BranchMin4_BranchMax6 | 5 | 3 | 5 | 14 | HeaderMin5_HeaderMax14 | 10 | 6 | 18
255 | 15 | 3095-7/8-2P-75HP KPVS | KPVS_3095-7/8_2P_75HP_8.47_BRZ | 901.5 | 901.5 | 3606 | 4 | 0 | 4 | C | KPVS_SplitCase | 4 | 3 | 4 | 6 | BranchMin4_BranchMax6 | 5 | 3 | 5 | 14 | HeaderMin5_HeaderMax14 | 12 | 6 | 18
255 | 15 | 3095-7/8-2P-75HP KPVS | KPVS_3095-7/8_2P_75HP_8.47_BRZ | 901.5 | 901.5 | 3606 | 4 | 0 | 4 | C | KPVS_SplitCase | 4 | 3 | 4 | 6 | BranchMin4_BranchMax6 | 5 | 3 | 5 | 14 | HeaderMin5_HeaderMax14 | 14 | 6 | 18
255 | 15 | 3095-7/8-2P-75HP KPVS | KPVS_3095-7/8_2P_75HP_8.47_BRZ | 901.5 | 901.5 | 3606 | 4 | 0 | 4 | C | KPVS_SplitCase | 4 | 3 | 4 | 6 | BranchMin4_BranchMax6 | 6 | 3 | 5 | 14 | HeaderMin5_HeaderMax14 | 5 | 6 | 18 | [29 empty] | INVALID
255 | 15 | 3095-7/8-2P-75HP KPVS | KPVS_3095-7/8_2P_75HP_8.47_BRZ | 901.5 | 901.5 | 3606 | 4 | 0 | 4 | C | KPVS_SplitCase | 4 | 3 | 4 | 6 | BranchMin4_BranchMax6 | 6 | 3 | 5 | 14 | HeaderMin5_HeaderMax14 | 6 | 6 | 18 | [29 empty] | INVALID
255 | 15 | 3095-7/8-2P-75HP KPVS | KPVS_3095-7/8_2P_75HP_8.47_BRZ | 901.5 | 901.5 | 3606 | 4 | 0 | 4 | C | KPVS_SplitCase | 4 | 3 | 4 | 6 | BranchMin4_BranchMax6 | 6 | 3 | 5 | 14 | HeaderMin5_HeaderMax14 | 8 | 6 | 18
255 | 15 | 3095-7/8-2P-75HP KPVS | KPVS_3095-7/8_2P_75HP_8.47_BRZ | 901.5 | 901.5 | 3606 | 4 | 0 | 4 | C | KPVS_SplitCase | 4 | 3 | 4 | 6 | BranchMin4_BranchMax6 | 6 | 3 | 5 | 14 | HeaderMin5_HeaderMax14 | 10 | 6 | 18
255 | 15 | 3095-7/8-2P-75HP KPVS | KPVS_3095-7/8_2P_75HP_8.47_BRZ | 901.5 | 901.5 | 3606 | 4 | 0 | 4 | C | KPVS_SplitCase | 4 | 3 | 4 | 6 | BranchMin4_BranchMax6 | 6 | 3 | 5 | 14 | HeaderMin5_HeaderMax14 | 12 | 6 | 18
255 | 15 | 3095-7/8-2P-75HP KPVS | KPVS_3095-7/8_2P_75HP_8.47_BRZ | 901.5 | 901.5 | 3606 | 4 | 0 | 4 | C | KPVS_SplitCase | 4 | 3 | 4 | 6 | BranchMin4_BranchMax6 | 6 | 3 | 5 | 14 | HeaderMin5_HeaderMax14 | 14 | 6 | 18
256 | 16 | 3095-7/8-2P-100HP KPVS | KPVS_3095-7/8_2P_100HP_9.24_BRZ | 964.4 | 964.4 | 3857.6 | 4 | 0 | 4 | C | KPVS_SplitCase | 4 | 3 | 4 | 8 | BranchMin4_BranchMax8 | 4 | 4 | 5 | 14 | HeaderMin5_HeaderMax14 | 5 | 6 | 24
256 | 16 | 3095-7/8-2P-100HP KPVS | KPVS_3095-7/8_2P_100HP_9.24_BRZ | 964.4 | 964.4 | 3857.6 | 4 | 0 | 4 | C | KPVS_SplitCase | 4 | 3 | 4 | 8 | BranchMin4_BranchMax8 | 4 | 4 | 5 | 14 | HeaderMin5_HeaderMax14 | 6 | 6 | 24
256 | 16 | 3095-7/8-2P-100HP KPVS | KPVS_3095-7/8_2P_100HP_9.24_BRZ | 964.4 | 964.4 | 3857.6 | 4 | 0 | 4 | C | KPVS_SplitCase | 4 | 3 | 4 | 8 | BranchMin4_BranchMax8 | 4 | 4 | 5 | 14 | HeaderMin5_HeaderMax14 | 8 | 6 | 24
256 | 16 | 3095-7/8-2P-100HP KPVS | KPVS_3095-7/8_2P_100HP_9.24_BRZ | 964.4 | 964.4 | 3857.6 | 4 | 0 | 4 | C | KPVS_SplitCase | 4 | 3 | 4 | 8 | BranchMin4_BranchMax8 | 4 | 4 | 5 | 14 | HeaderMin5_HeaderMax14 | 10 | 6 | 24
256 | 16 | 3095-7/8-2P-100HP KPVS | KPVS_3095-7/8_2P_100HP_9.24_BRZ | 964.4 | 964.4 | 3857.6 | 4 | 0 | 4 | C | KPVS_SplitCase | 4 | 3 | 4 | 8 | BranchMin4_BranchMax8 | 4 | 4 | 5 | 14 | HeaderMin5_HeaderMax14 | 12 | 6 | 24
256 | 16 | 3095-7/8-2P-100HP KPVS | KPVS_3095-7/8_2P_100HP_9.24_BRZ | 964.4 | 964.4 | 3857.6 | 4 | 0 | 4 | C | KPVS_SplitCase | 4 | 3 | 4 | 8 | BranchMin4_BranchMax8 | 4 | 4 | 5 | 14 | HeaderMin5_HeaderMax14 | 14 | 6 | 24
256 | 16 | 3095-7/8-2P-100HP KPVS | KPVS_3095-7/8_2P_100HP_9.24_BRZ | 964.4 | 964.4 | 3857.6 | 4 | 0 | 4 | C | KPVS_SplitCase | 4 | 3 | 4 | 8 | BranchMin4_BranchMax8 | 5 | 4 | 5 | 14 | HeaderMin5_HeaderMax14 | 5 | 6 | 24 | [29 empty] | INVALID
256 | 16 | 3095-7/8-2P-100HP KPVS | KPVS_3095-7/8_2P_100HP_9.24_BRZ | 964.4 | 964.4 | 3857.6 | 4 | 0 | 4 | C | KPVS_SplitCase | 4 | 3 | 4 | 8 | BranchMin4_BranchMax8 | 5 | 4 | 5 | 14 | HeaderMin5_HeaderMax14 | 6 | 6 | 24
256 | 16 | 3095-7/8-2P-100HP KPVS | KPVS_3095-7/8_2P_100HP_9.24_BRZ | 964.4 | 964.4 | 3857.6 | 4 | 0 | 4 | C | KPVS_SplitCase | 4 | 3 | 4 | 8 | BranchMin4_BranchMax8 | 5 | 4 | 5 | 14 | HeaderMin5_HeaderMax14 | 8 | 6 | 24
256 | 16 | 3095-7/8-2P-100HP KPVS | KPVS_3095-7/8_2P_100HP_9.24_BRZ | 964.4 | 964.4 | 3857.6 | 4 | 0 | 4 | C | KPVS_SplitCase | 4 | 3 | 4 | 8 | BranchMin4_BranchMax8 | 5 | 4 | 5 | 14 | HeaderMin5_HeaderMax14 | 10 | 6 | 24
256 | 16 | 3095-7/8-2P-100HP KPVS | KPVS_3095-7/8_2P_100HP_9.24_BRZ | 964.4 | 964.4 | 3857.6 | 4 | 0 | 4 | C | KPVS_SplitCase | 4 | 3 | 4 | 8 | BranchMin4_BranchMax8 | 5 | 4 | 5 | 14 | HeaderMin5_HeaderMax14 | 12 | 6 | 24
256 | 16 | 3095-7/8-2P-100HP KPVS | KPVS_3095-7/8_2P_100HP_9.24_BRZ | 964.4 | 964.4 | 3857.6 | 4 | 0 | 4 | C | KPVS_SplitCase | 4 | 3 | 4 | 8 | BranchMin4_BranchMax8 | 5 | 4 | 5 | 14 | HeaderMin5_HeaderMax14 | 14 | 6 | 24
256 | 16 | 3095-7/8-2P-100HP KPVS | KPVS_3095-7/8_2P_100HP_9.24_BRZ | 964.4 | 964.4 | 3857.6 | 4 | 0 | 4 | C | KPVS_SplitCase | 4 | 3 | 4 | 8 | BranchMin4_BranchMax8 | 6 | 4 | 5 | 14 | HeaderMin5_HeaderMax14 | 5 | 6 | 24 | [29 empty] | INVALID
256 | 16 | 3095-7/8-2P-100HP KPVS | KPVS_3095-7/8_2P_100HP_9.24_BRZ | 964.4 | 964.4 | 3857.6 | 4 | 0 | 4 | C | KPVS_SplitCase | 4 | 3 | 4 | 8 | BranchMin4_BranchMax8 | 6 | 4 | 5 | 14 | HeaderMin5_HeaderMax14 | 6 | 6 | 24 | [29 empty] | INVALID
256 | 16 | 3095-7/8-2P-100HP KPVS | KPVS_3095-7/8_2P_100HP_9.24_BRZ | 964.4 | 964.4 | 3857.6 | 4 | 0 | 4 | C | KPVS_SplitCase | 4 | 3 | 4 | 8 | BranchMin4_BranchMax8 | 6 | 4 | 5 | 14 | HeaderMin5_HeaderMax14 | 8 | 6 | 24
256 | 16 | 3095-7/8-2P-100HP KPVS | KPVS_3095-7/8_2P_100HP_9.24_BRZ | 964.4 | 964.4 | 3857.6 | 4 | 0 | 4 | C | KPVS_SplitCase | 4 | 3 | 4 | 8 | BranchMin4_BranchMax8 | 6 | 4 | 5 | 14 | HeaderMin5_HeaderMax14 | 10 | 6 | 24
256 | 16 | 3095-7/8-2P-100HP KPVS | KPVS_3095-7/8_2P_100HP_9.24_BRZ | 964.4 | 964.4 | 3857.6 | 4 | 0 | 4 | C | KPVS_SplitCase | 4 | 3 | 4 | 8 | BranchMin4_BranchMax8 | 6 | 4 | 5 | 14 | HeaderMin5_HeaderMax14 | 12 | 6 | 24
256 | 16 | 3095-7/8-2P-100HP KPVS | KPVS_3095-7/8_2P_100HP_9.24_BRZ | 964.4 | 964.4 | 3857.6 | 4 | 0 | 4 | C | KPVS_SplitCase | 4 | 3 | 4 | 8 | BranchMin4_BranchMax8 | 6 | 4 | 5 | 14 | HeaderMin5_HeaderMax14 | 14 | 6 | 24
256 | 16 | 3095-7/8-2P-100HP KPVS | KPVS_3095-7/8_2P_100HP_9.24_BRZ | 964.4 | 964.4 | 3857.6 | 4 | 0 | 4 | C | KPVS_SplitCase | 4 | 3 | 4 | 8 | BranchMin4_BranchMax8 | 8 | 4 | 5 | 14 | HeaderMin5_HeaderMax14 | 5 | 6 | 24 | [29 empty] | INVALID
256 | 16 | 3095-7/8-2P-100HP KPVS | KPVS_3095-7/8_2P_100HP_9.24_BRZ | 964.4 | 964.4 | 3857.6 | 4 | 0 | 4 | C | KPVS_SplitCase | 4 | 3 | 4 | 8 | BranchMin4_BranchMax8 | 8 | 4 | 5 | 14 | HeaderMin5_HeaderMax14 | 6 | 6 | 24 | [29 empty] | INVALID
256 | 16 | 3095-7/8-2P-100HP KPVS | KPVS_3095-7/8_2P_100HP_9.24_BRZ | 964.4 | 964.4 | 3857.6 | 4 | 0 | 4 | C | KPVS_SplitCase | 4 | 3 | 4 | 8 | BranchMin4_BranchMax8 | 8 | 4 | 5 | 14 | HeaderMin5_HeaderMax14 | 8 | 6 | 24 | [29 empty] | INVALID
256 | 16 | 3095-7/8-2P-100HP KPVS | KPVS_3095-7/8_2P_100HP_9.24_BRZ | 964.4 | 964.4 | 3857.6 | 4 | 0 | 4 | C | KPVS_SplitCase | 4 | 3 | 4 | 8 | BranchMin4_BranchMax8 | 8 | 4 | 5 | 14 | HeaderMin5_HeaderMax14 | 10 | 6 | 24
256 | 16 | 3095-7/8-2P-100HP KPVS | KPVS_3095-7/8_2P_100HP_9.24_BRZ | 964.4 | 964.4 | 3857.6 | 4 | 0 | 4 | C | KPVS_SplitCase | 4 | 3 | 4 | 8 | BranchMin4_BranchMax8 | 8 | 4 | 5 | 14 | HeaderMin5_HeaderMax14 | 12 | 6 | 24
256 | 16 | 3095-7/8-2P-100HP KPVS | KPVS_3095-7/8_2P_100HP_9.24_BRZ | 964.4 | 964.4 | 3857.6 | 4 | 0 | 4 | C | KPVS_SplitCase | 4 | 3 | 4 | 8 | BranchMin4_BranchMax8 | 8 | 4 | 5 | 14 | HeaderMin5_HeaderMax14 | 14 | 6 | 24
257 | 17 | 3095-7/8-2P-125HP KPVS | KPVS_3095-7/8_2P_125HP_9.50_BRZ | 1000 | 1000 | 4000 | 4 | 0 | 4 | C | KPVS_SplitCase | 4 | 3 | 4 | 8 | BranchMin4_BranchMax8 | 4 | 4 | 5 | 14 | HeaderMin5_HeaderMax14 | 5 | 6 | 24
257 | 17 | 3095-7/8-2P-125HP KPVS | KPVS_3095-7/8_2P_125HP_9.50_BRZ | 1000 | 1000 | 4000 | 4 | 0 | 4 | C | KPVS_SplitCase | 4 | 3 | 4 | 8 | BranchMin4_BranchMax8 | 4 | 4 | 5 | 14 | HeaderMin5_HeaderMax14 | 6 | 6 | 24
257 | 17 | 3095-7/8-2P-125HP KPVS | KPVS_3095-7/8_2P_125HP_9.50_BRZ | 1000 | 1000 | 4000 | 4 | 0 | 4 | C | KPVS_SplitCase | 4 | 3 | 4 | 8 | BranchMin4_BranchMax8 | 4 | 4 | 5 | 14 | HeaderMin5_HeaderMax14 | 8 | 6 | 24
257 | 17 | 3095-7/8-2P-125HP KPVS | KPVS_3095-7/8_2P_125HP_9.50_BRZ | 1000 | 1000 | 4000 | 4 | 0 | 4 | C | KPVS_SplitCase | 4 | 3 | 4 | 8 | BranchMin4_BranchMax8 | 4 | 4 | 5 | 14 | HeaderMin5_HeaderMax14 | 10 | 6 | 24
257 | 17 | 3095-7/8-2P-125HP KPVS | KPVS_3095-7/8_2P_125HP_9.50_BRZ | 1000 | 1000 | 4000 | 4 | 0 | 4 | C | KPVS_SplitCase | 4 | 3 | 4 | 8 | BranchMin4_BranchMax8 | 4 | 4 | 5 | 14 | HeaderMin5_HeaderMax14 | 12 | 6 | 24
257 | 17 | 3095-7/8-2P-125HP KPVS | KPVS_3095-7/8_2P_125HP_9.50_BRZ | 1000 | 1000 | 4000 | 4 | 0 | 4 | C | KPVS_SplitCase | 4 | 3 | 4 | 8 | BranchMin4_BranchMax8 | 4 | 4 | 5 | 14 | HeaderMin5_HeaderMax14 | 14 | 6 | 24
257 | 17 | 3095-7/8-2P-125HP KPVS | KPVS_3095-7/8_2P_125HP_9.50_BRZ | 1000 | 1000 | 4000 | 4 | 0 | 4 | C | KPVS_SplitCase | 4 | 3 | 4 | 8 | BranchMin4_BranchMax8 | 5 | 4 | 5 | 14 | HeaderMin5_HeaderMax14 | 5 | 6 | 24 | [29 empty] | INVALID
257 | 17 | 3095-7/8-2P-125HP KPVS | KPVS_3095-7/8_2P_125HP_9.50_BRZ | 1000 | 1000 | 4000 | 4 | 0 | 4 | C | KPVS_SplitCase | 4 | 3 | 4 | 8 | BranchMin4_BranchMax8 | 5 | 4 | 5 | 14 | HeaderMin5_HeaderMax14 | 6 | 6 | 24
257 | 17 | 3095-7/8-2P-125HP KPVS | KPVS_3095-7/8_2P_125HP_9.50_BRZ | 1000 | 1000 | 4000 | 4 | 0 | 4 | C | KPVS_SplitCase | 4 | 3 | 4 | 8 | BranchMin4_BranchMax8 | 5 | 4 | 5 | 14 | HeaderMin5_HeaderMax14 | 8 | 6 | 24
257 | 17 | 3095-7/8-2P-125HP KPVS | KPVS_3095-7/8_2P_125HP_9.50_BRZ | 1000 | 1000 | 4000 | 4 | 0 | 4 | C | KPVS_SplitCase | 4 | 3 | 4 | 8 | BranchMin4_BranchMax8 | 5 | 4 | 5 | 14 | HeaderMin5_HeaderMax14 | 10 | 6 | 24
257 | 17 | 3095-7/8-2P-125HP KPVS | KPVS_3095-7/8_2P_125HP_9.50_BRZ | 1000 | 1000 | 4000 | 4 | 0 | 4 | C | KPVS_SplitCase | 4 | 3 | 4 | 8 | BranchMin4_BranchMax8 | 5 | 4 | 5 | 14 | HeaderMin5_HeaderMax14 | 12 | 6 | 24
257 | 17 | 3095-7/8-2P-125HP KPVS | KPVS_3095-7/8_2P_125HP_9.50_BRZ | 1000 | 1000 | 4000 | 4 | 0 | 4 | C | KPVS_SplitCase | 4 | 3 | 4 | 8 | BranchMin4_BranchMax8 | 5 | 4 | 5 | 14 | HeaderMin5_HeaderMax14 | 14 | 6 | 24
257 | 17 | 3095-7/8-2P-125HP KPVS | KPVS_3095-7/8_2P_125HP_9.50_BRZ | 1000 | 1000 | 4000 | 4 | 0 | 4 | C | KPVS_SplitCase | 4 | 3 | 4 | 8 | BranchMin4_BranchMax8 | 6 | 4 | 5 | 14 | HeaderMin5_HeaderMax14 | 5 | 6 | 24 | [29 empty] | INVALID
257 | 17 | 3095-7/8-2P-125HP KPVS | KPVS_3095-7/8_2P_125HP_9.50_BRZ | 1000 | 1000 | 4000 | 4 | 0 | 4 | C | KPVS_SplitCase | 4 | 3 | 4 | 8 | BranchMin4_BranchMax8 | 6 | 4 | 5 | 14 | HeaderMin5_HeaderMax14 | 6 | 6 | 24 | [29 empty] | INVALID
257 | 17 | 3095-7/8-2P-125HP KPVS | KPVS_3095-7/8_2P_125HP_9.50_BRZ | 1000 | 1000 | 4000 | 4 | 0 | 4 | C | KPVS_SplitCase | 4 | 3 | 4 | 8 | BranchMin4_BranchMax8 | 6 | 4 | 5 | 14 | HeaderMin5_HeaderMax14 | 8 | 6 | 24
257 | 17 | 3095-7/8-2P-125HP KPVS | KPVS_3095-7/8_2P_125HP_9.50_BRZ | 1000 | 1000 | 4000 | 4 | 0 | 4 | C | KPVS_SplitCase | 4 | 3 | 4 | 8 | BranchMin4_BranchMax8 | 6 | 4 | 5 | 14 | HeaderMin5_HeaderMax14 | 10 | 6 | 24
257 | 17 | 3095-7/8-2P-125HP KPVS | KPVS_3095-7/8_2P_125HP_9.50_BRZ | 1000 | 1000 | 4000 | 4 | 0 | 4 | C | KPVS_SplitCase | 4 | 3 | 4 | 8 | BranchMin4_BranchMax8 | 6 | 4 | 5 | 14 | HeaderMin5_HeaderMax14 | 12 | 6 | 24
257 | 17 | 3095-7/8-2P-125HP KPVS | KPVS_3095-7/8_2P_125HP_9.50_BRZ | 1000 | 1000 | 4000 | 4 | 0 | 4 | C | KPVS_SplitCase | 4 | 3 | 4 | 8 | BranchMin4_BranchMax8 | 6 | 4 | 5 | 14 | HeaderMin5_HeaderMax14 | 14 | 6 | 24
257 | 17 | 3095-7/8-2P-125HP KPVS | KPVS_3095-7/8_2P_125HP_9.50_BRZ | 1000 | 1000 | 4000 | 4 | 0 | 4 | C | KPVS_SplitCase | 4 | 3 | 4 | 8 | BranchMin4_BranchMax8 | 8 | 4 | 5 | 14 | HeaderMin5_HeaderMax14 | 5 | 6 | 24 | [29 empty] | INVALID
257 | 17 | 3095-7/8-2P-125HP KPVS | KPVS_3095-7/8_2P_125HP_9.50_BRZ | 1000 | 1000 | 4000 | 4 | 0 | 4 | C | KPVS_SplitCase | 4 | 3 | 4 | 8 | BranchMin4_BranchMax8 | 8 | 4 | 5 | 14 | HeaderMin5_HeaderMax14 | 6 | 6 | 24 | [29 empty] | INVALID
257 | 17 | 3095-7/8-2P-125HP KPVS | KPVS_3095-7/8_2P_125HP_9.50_BRZ | 1000 | 1000 | 4000 | 4 | 0 | 4 | C | KPVS_SplitCase | 4 | 3 | 4 | 8 | BranchMin4_BranchMax8 | 8 | 4 | 5 | 14 | HeaderMin5_HeaderMax14 | 8 | 6 | 24 | [29 empty] | INVALID
257 | 17 | 3095-7/8-2P-125HP KPVS | KPVS_3095-7/8_2P_125HP_9.50_BRZ | 1000 | 1000 | 4000 | 4 | 0 | 4 | C | KPVS_SplitCase | 4 | 3 | 4 | 8 | BranchMin4_BranchMax8 | 8 | 4 | 5 | 14 | HeaderMin5_HeaderMax14 | 10 | 6 | 24
257 | 17 | 3095-7/8-2P-125HP KPVS | KPVS_3095-7/8_2P_125HP_9.50_BRZ | 1000 | 1000 | 4000 | 4 | 0 | 4 | C | KPVS_SplitCase | 4 | 3 | 4 | 8 | BranchMin4_BranchMax8 | 8 | 4 | 5 | 14 | HeaderMin5_HeaderMax14 | 12 | 6 | 24
257 | 17 | 3095-7/8-2P-125HP KPVS | KPVS_3095-7/8_2P_125HP_9.50_BRZ | 1000 | 1000 | 4000 | 4 | 0 | 4 | C | KPVS_SplitCase | 4 | 3 | 4 | 8 | BranchMin4_BranchMax8 | 8 | 4 | 5 | 14 | HeaderMin5_HeaderMax14 | 14 | 6 | 24
258 | 18 | 3014-7/8-4P-20HP KPVS | KPVS_3014-7/8_4P_20HP_10.51_BRZ | 597.3 | 597.3 | 2389.2 | 4 | 0 | 4 | C | KPVS_SplitCase | 4 | 3 | 4 | 5 | BranchMin4_BranchMax5 | 4 | 2 | 5 | 10 | HeaderMin5_HeaderMax10 | 5 | 4 | 8
258 | 18 | 3014-7/8-4P-20HP KPVS | KPVS_3014-7/8_4P_20HP_10.51_BRZ | 597.3 | 597.3 | 2389.2 | 4 | 0 | 4 | C | KPVS_SplitCase | 4 | 3 | 4 | 5 | BranchMin4_BranchMax5 | 4 | 2 | 5 | 10 | HeaderMin5_HeaderMax10 | 6 | 4 | 8
258 | 18 | 3014-7/8-4P-20HP KPVS | KPVS_3014-7/8_4P_20HP_10.51_BRZ | 597.3 | 597.3 | 2389.2 | 4 | 0 | 4 | C | KPVS_SplitCase | 4 | 3 | 4 | 5 | BranchMin4_BranchMax5 | 4 | 2 | 5 | 10 | HeaderMin5_HeaderMax10 | 8 | 4 | 8
258 | 18 | 3014-7/8-4P-20HP KPVS | KPVS_3014-7/8_4P_20HP_10.51_BRZ | 597.3 | 597.3 | 2389.2 | 4 | 0 | 4 | C | KPVS_SplitCase | 4 | 3 | 4 | 5 | BranchMin4_BranchMax5 | 4 | 2 | 5 | 10 | HeaderMin5_HeaderMax10 | 10 | 4 | 8
258 | 18 | 3014-7/8-4P-20HP KPVS | KPVS_3014-7/8_4P_20HP_10.51_BRZ | 597.3 | 597.3 | 2389.2 | 4 | 0 | 4 | C | KPVS_SplitCase | 4 | 3 | 4 | 5 | BranchMin4_BranchMax5 | 5 | 2 | 5 | 10 | HeaderMin5_HeaderMax10 | 5 | 4 | 8 | [29 empty] | INVALID
258 | 18 | 3014-7/8-4P-20HP KPVS | KPVS_3014-7/8_4P_20HP_10.51_BRZ | 597.3 | 597.3 | 2389.2 | 4 | 0 | 4 | C | KPVS_SplitCase | 4 | 3 | 4 | 5 | BranchMin4_BranchMax5 | 5 | 2 | 5 | 10 | HeaderMin5_HeaderMax10 | 6 | 4 | 8
258 | 18 | 3014-7/8-4P-20HP KPVS | KPVS_3014-7/8_4P_20HP_10.51_BRZ | 597.3 | 597.3 | 2389.2 | 4 | 0 | 4 | C | KPVS_SplitCase | 4 | 3 | 4 | 5 | BranchMin4_BranchMax5 | 5 | 2 | 5 | 10 | HeaderMin5_HeaderMax10 | 8 | 4 | 8
258 | 18 | 3014-7/8-4P-20HP KPVS | KPVS_3014-7/8_4P_20HP_10.51_BRZ | 597.3 | 597.3 | 2389.2 | 4 | 0 | 4 | C | KPVS_SplitCase | 4 | 3 | 4 | 5 | BranchMin4_BranchMax5 | 5 | 2 | 5 | 10 | HeaderMin5_HeaderMax10 | 10 | 4 | 8
259 | 19 | 3014-7/8-4P-25HP KPVS | KPVS_3014-7/8_4P_25HP_11.23_BRZ | 656.6 | 656.6 | 2626.4 | 4 | 0 | 4 | C | KPVS_SplitCase | 4 | 3 | 4 | 6 | BranchMin4_BranchMax6 | 4 | 3 | 5 | 12 | HeaderMin5_HeaderMax12 | 5 | 5 | 15
259 | 19 | 3014-7/8-4P-25HP KPVS | KPVS_3014-7/8_4P_25HP_11.23_BRZ | 656.6 | 656.6 | 2626.4 | 4 | 0 | 4 | C | KPVS_SplitCase | 4 | 3 | 4 | 6 | BranchMin4_BranchMax6 | 4 | 3 | 5 | 12 | HeaderMin5_HeaderMax12 | 6 | 5 | 15
259 | 19 | 3014-7/8-4P-25HP KPVS | KPVS_3014-7/8_4P_25HP_11.23_BRZ | 656.6 | 656.6 | 2626.4 | 4 | 0 | 4 | C | KPVS_SplitCase | 4 | 3 | 4 | 6 | BranchMin4_BranchMax6 | 4 | 3 | 5 | 12 | HeaderMin5_HeaderMax12 | 8 | 5 | 15
259 | 19 | 3014-7/8-4P-25HP KPVS | KPVS_3014-7/8_4P_25HP_11.23_BRZ | 656.6 | 656.6 | 2626.4 | 4 | 0 | 4 | C | KPVS_SplitCase | 4 | 3 | 4 | 6 | BranchMin4_BranchMax6 | 4 | 3 | 5 | 12 | HeaderMin5_HeaderMax12 | 10 | 5 | 15
259 | 19 | 3014-7/8-4P-25HP KPVS | KPVS_3014-7/8_4P_25HP_11.23_BRZ | 656.6 | 656.6 | 2626.4 | 4 | 0 | 4 | C | KPVS_SplitCase | 4 | 3 | 4 | 6 | BranchMin4_BranchMax6 | 4 | 3 | 5 | 12 | HeaderMin5_HeaderMax12 | 12 | 5 | 15
259 | 19 | 3014-7/8-4P-25HP KPVS | KPVS_3014-7/8_4P_25HP_11.23_BRZ | 656.6 | 656.6 | 2626.4 | 4 | 0 | 4 | C | KPVS_SplitCase | 4 | 3 | 4 | 6 | BranchMin4_BranchMax6 | 5 | 3 | 5 | 12 | HeaderMin5_HeaderMax12 | 5 | 5 | 15 | [29 empty] | INVALID
259 | 19 | 3014-7/8-4P-25HP KPVS | KPVS_3014-7/8_4P_25HP_11.23_BRZ | 656.6 | 656.6 | 2626.4 | 4 | 0 | 4 | C | KPVS_SplitCase | 4 | 3 | 4 | 6 | BranchMin4_BranchMax6 | 5 | 3 | 5 | 12 | HeaderMin5_HeaderMax12 | 6 | 5 | 15
259 | 19 | 3014-7/8-4P-25HP KPVS | KPVS_3014-7/8_4P_25HP_11.23_BRZ | 656.6 | 656.6 | 2626.4 | 4 | 0 | 4 | C | KPVS_SplitCase | 4 | 3 | 4 | 6 | BranchMin4_BranchMax6 | 5 | 3 | 5 | 12 | HeaderMin5_HeaderMax12 | 8 | 5 | 15
259 | 19 | 3014-7/8-4P-25HP KPVS | KPVS_3014-7/8_4P_25HP_11.23_BRZ | 656.6 | 656.6 | 2626.4 | 4 | 0 | 4 | C | KPVS_SplitCase | 4 | 3 | 4 | 6 | BranchMin4_BranchMax6 | 5 | 3 | 5 | 12 | HeaderMin5_HeaderMax12 | 10 | 5 | 15
259 | 19 | 3014-7/8-4P-25HP KPVS | KPVS_3014-7/8_4P_25HP_11.23_BRZ | 656.6 | 656.6 | 2626.4 | 4 | 0 | 4 | C | KPVS_SplitCase | 4 | 3 | 4 | 6 | BranchMin4_BranchMax6 | 5 | 3 | 5 | 12 | HeaderMin5_HeaderMax12 | 12 | 5 | 15
259 | 19 | 3014-7/8-4P-25HP KPVS | KPVS_3014-7/8_4P_25HP_11.23_BRZ | 656.6 | 656.6 | 2626.4 | 4 | 0 | 4 | C | KPVS_SplitCase | 4 | 3 | 4 | 6 | BranchMin4_BranchMax6 | 6 | 3 | 5 | 12 | HeaderMin5_HeaderMax12 | 5 | 5 | 15 | [29 empty] | INVALID
259 | 19 | 3014-7/8-4P-25HP KPVS | KPVS_3014-7/8_4P_25HP_11.23_BRZ | 656.6 | 656.6 | 2626.4 | 4 | 0 | 4 | C | KPVS_SplitCase | 4 | 3 | 4 | 6 | BranchMin4_BranchMax6 | 6 | 3 | 5 | 12 | HeaderMin5_HeaderMax12 | 6 | 5 | 15 | [29 empty] | INVALID
259 | 19 | 3014-7/8-4P-25HP KPVS | KPVS_3014-7/8_4P_25HP_11.23_BRZ | 656.6 | 656.6 | 2626.4 | 4 | 0 | 4 | C | KPVS_SplitCase | 4 | 3 | 4 | 6 | BranchMin4_BranchMax6 | 6 | 3 | 5 | 12 | HeaderMin5_HeaderMax12 | 8 | 5 | 15
259 | 19 | 3014-7/8-4P-25HP KPVS | KPVS_3014-7/8_4P_25HP_11.23_BRZ | 656.6 | 656.6 | 2626.4 | 4 | 0 | 4 | C | KPVS_SplitCase | 4 | 3 | 4 | 6 | BranchMin4_BranchMax6 | 6 | 3 | 5 | 12 | HeaderMin5_HeaderMax12 | 10 | 5 | 15
259 | 19 | 3014-7/8-4P-25HP KPVS | KPVS_3014-7/8_4P_25HP_11.23_BRZ | 656.6 | 656.6 | 2626.4 | 4 | 0 | 4 | C | KPVS_SplitCase | 4 | 3 | 4 | 6 | BranchMin4_BranchMax6 | 6 | 3 | 5 | 12 | HeaderMin5_HeaderMax12 | 12 | 5 | 15
260 | 20 | 3014-7/8-4P-30HP KPVS | KPVS_3014-7/8_4P_30HP_11.86_BRZ | 710 | 710 | 2840 | 4 | 0 | 4 | C | KPVS_SplitCase | 4 | 3 | 4 | 6 | BranchMin4_BranchMax6 | 4 | 3 | 5 | 12 | HeaderMin5_HeaderMax12 | 5 | 5 | 15
260 | 20 | 3014-7/8-4P-30HP KPVS | KPVS_3014-7/8_4P_30HP_11.86_BRZ | 710 | 710 | 2840 | 4 | 0 | 4 | C | KPVS_SplitCase | 4 | 3 | 4 | 6 | BranchMin4_BranchMax6 | 4 | 3 | 5 | 12 | HeaderMin5_HeaderMax12 | 6 | 5 | 15
260 | 20 | 3014-7/8-4P-30HP KPVS | KPVS_3014-7/8_4P_30HP_11.86_BRZ | 710 | 710 | 2840 | 4 | 0 | 4 | C | KPVS_SplitCase | 4 | 3 | 4 | 6 | BranchMin4_BranchMax6 | 4 | 3 | 5 | 12 | HeaderMin5_HeaderMax12 | 8 | 5 | 15
260 | 20 | 3014-7/8-4P-30HP KPVS | KPVS_3014-7/8_4P_30HP_11.86_BRZ | 710 | 710 | 2840 | 4 | 0 | 4 | C | KPVS_SplitCase | 4 | 3 | 4 | 6 | BranchMin4_BranchMax6 | 4 | 3 | 5 | 12 | HeaderMin5_HeaderMax12 | 10 | 5 | 15
260 | 20 | 3014-7/8-4P-30HP KPVS | KPVS_3014-7/8_4P_30HP_11.86_BRZ | 710 | 710 | 2840 | 4 | 0 | 4 | C | KPVS_SplitCase | 4 | 3 | 4 | 6 | BranchMin4_BranchMax6 | 4 | 3 | 5 | 12 | HeaderMin5_HeaderMax12 | 12 | 5 | 15
260 | 20 | 3014-7/8-4P-30HP KPVS | KPVS_3014-7/8_4P_30HP_11.86_BRZ | 710 | 710 | 2840 | 4 | 0 | 4 | C | KPVS_SplitCase | 4 | 3 | 4 | 6 | BranchMin4_BranchMax6 | 5 | 3 | 5 | 12 | HeaderMin5_HeaderMax12 | 5 | 5 | 15 | [29 empty] | INVALID
260 | 20 | 3014-7/8-4P-30HP KPVS | KPVS_3014-7/8_4P_30HP_11.86_BRZ | 710 | 710 | 2840 | 4 | 0 | 4 | C | KPVS_SplitCase | 4 | 3 | 4 | 6 | BranchMin4_BranchMax6 | 5 | 3 | 5 | 12 | HeaderMin5_HeaderMax12 | 6 | 5 | 15
260 | 20 | 3014-7/8-4P-30HP KPVS | KPVS_3014-7/8_4P_30HP_11.86_BRZ | 710 | 710 | 2840 | 4 | 0 | 4 | C | KPVS_SplitCase | 4 | 3 | 4 | 6 | BranchMin4_BranchMax6 | 5 | 3 | 5 | 12 | HeaderMin5_HeaderMax12 | 8 | 5 | 15
260 | 20 | 3014-7/8-4P-30HP KPVS | KPVS_3014-7/8_4P_30HP_11.86_BRZ | 710 | 710 | 2840 | 4 | 0 | 4 | C | KPVS_SplitCase | 4 | 3 | 4 | 6 | BranchMin4_BranchMax6 | 5 | 3 | 5 | 12 | HeaderMin5_HeaderMax12 | 10 | 5 | 15
260 | 20 | 3014-7/8-4P-30HP KPVS | KPVS_3014-7/8_4P_30HP_11.86_BRZ | 710 | 710 | 2840 | 4 | 0 | 4 | C | KPVS_SplitCase | 4 | 3 | 4 | 6 | BranchMin4_BranchMax6 | 5 | 3 | 5 | 12 | HeaderMin5_HeaderMax12 | 12 | 5 | 15
260 | 20 | 3014-7/8-4P-30HP KPVS | KPVS_3014-7/8_4P_30HP_11.86_BRZ | 710 | 710 | 2840 | 4 | 0 | 4 | C | KPVS_SplitCase | 4 | 3 | 4 | 6 | BranchMin4_BranchMax6 | 6 | 3 | 5 | 12 | HeaderMin5_HeaderMax12 | 5 | 5 | 15 | [29 empty] | INVALID
260 | 20 | 3014-7/8-4P-30HP KPVS | KPVS_3014-7/8_4P_30HP_11.86_BRZ | 710 | 710 | 2840 | 4 | 0 | 4 | C | KPVS_SplitCase | 4 | 3 | 4 | 6 | BranchMin4_BranchMax6 | 6 | 3 | 5 | 12 | HeaderMin5_HeaderMax12 | 6 | 5 | 15 | [29 empty] | INVALID
260 | 20 | 3014-7/8-4P-30HP KPVS | KPVS_3014-7/8_4P_30HP_11.86_BRZ | 710 | 710 | 2840 | 4 | 0 | 4 | C | KPVS_SplitCase | 4 | 3 | 4 | 6 | BranchMin4_BranchMax6 | 6 | 3 | 5 | 12 | HeaderMin5_HeaderMax12 | 8 | 5 | 15
260 | 20 | 3014-7/8-4P-30HP KPVS | KPVS_3014-7/8_4P_30HP_11.86_BRZ | 710 | 710 | 2840 | 4 | 0 | 4 | C | KPVS_SplitCase | 4 | 3 | 4 | 6 | BranchMin4_BranchMax6 | 6 | 3 | 5 | 12 | HeaderMin5_HeaderMax12 | 10 | 5 | 15
260 | 20 | 3014-7/8-4P-30HP KPVS | KPVS_3014-7/8_4P_30HP_11.86_BRZ | 710 | 710 | 2840 | 4 | 0 | 4 | C | KPVS_SplitCase | 4 | 3 | 4 | 6 | BranchMin4_BranchMax6 | 6 | 3 | 5 | 12 | HeaderMin5_HeaderMax12 | 12 | 5 | 15
261 | 21 | 3014-7/8-4P-40HP KPVS | KPVS_3014-7/8_4P_40HP_12.92_BRZ | 802.4 | 802.4 | 3209.6 | 4 | 0 | 4 | C | KPVS_SplitCase | 4 | 3 | 4 | 6 | BranchMin4_BranchMax6 | 4 | 3 | 5 | 12 | HeaderMin5_HeaderMax12 | 5 | 5 | 15
261 | 21 | 3014-7/8-4P-40HP KPVS | KPVS_3014-7/8_4P_40HP_12.92_BRZ | 802.4 | 802.4 | 3209.6 | 4 | 0 | 4 | C | KPVS_SplitCase | 4 | 3 | 4 | 6 | BranchMin4_BranchMax6 | 4 | 3 | 5 | 12 | HeaderMin5_HeaderMax12 | 6 | 5 | 15
261 | 21 | 3014-7/8-4P-40HP KPVS | KPVS_3014-7/8_4P_40HP_12.92_BRZ | 802.4 | 802.4 | 3209.6 | 4 | 0 | 4 | C | KPVS_SplitCase | 4 | 3 | 4 | 6 | BranchMin4_BranchMax6 | 4 | 3 | 5 | 12 | HeaderMin5_HeaderMax12 | 8 | 5 | 15
261 | 21 | 3014-7/8-4P-40HP KPVS | KPVS_3014-7/8_4P_40HP_12.92_BRZ | 802.4 | 802.4 | 3209.6 | 4 | 0 | 4 | C | KPVS_SplitCase | 4 | 3 | 4 | 6 | BranchMin4_BranchMax6 | 4 | 3 | 5 | 12 | HeaderMin5_HeaderMax12 | 10 | 5 | 15
261 | 21 | 3014-7/8-4P-40HP KPVS | KPVS_3014-7/8_4P_40HP_12.92_BRZ | 802.4 | 802.4 | 3209.6 | 4 | 0 | 4 | C | KPVS_SplitCase | 4 | 3 | 4 | 6 | BranchMin4_BranchMax6 | 4 | 3 | 5 | 12 | HeaderMin5_HeaderMax12 | 12 | 5 | 15
261 | 21 | 3014-7/8-4P-40HP KPVS | KPVS_3014-7/8_4P_40HP_12.92_BRZ | 802.4 | 802.4 | 3209.6 | 4 | 0 | 4 | C | KPVS_SplitCase | 4 | 3 | 4 | 6 | BranchMin4_BranchMax6 | 5 | 3 | 5 | 12 | HeaderMin5_HeaderMax12 | 5 | 5 | 15 | [29 empty] | INVALID
261 | 21 | 3014-7/8-4P-40HP KPVS | KPVS_3014-7/8_4P_40HP_12.92_BRZ | 802.4 | 802.4 | 3209.6 | 4 | 0 | 4 | C | KPVS_SplitCase | 4 | 3 | 4 | 6 | BranchMin4_BranchMax6 | 5 | 3 | 5 | 12 | HeaderMin5_HeaderMax12 | 6 | 5 | 15
261 | 21 | 3014-7/8-4P-40HP KPVS | KPVS_3014-7/8_4P_40HP_12.92_BRZ | 802.4 | 802.4 | 3209.6 | 4 | 0 | 4 | C | KPVS_SplitCase | 4 | 3 | 4 | 6 | BranchMin4_BranchMax6 | 5 | 3 | 5 | 12 | HeaderMin5_HeaderMax12 | 8 | 5 | 15
261 | 21 | 3014-7/8-4P-40HP KPVS | KPVS_3014-7/8_4P_40HP_12.92_BRZ | 802.4 | 802.4 | 3209.6 | 4 | 0 | 4 | C | KPVS_SplitCase | 4 | 3 | 4 | 6 | BranchMin4_BranchMax6 | 5 | 3 | 5 | 12 | HeaderMin5_HeaderMax12 | 10 | 5 | 15
261 | 21 | 3014-7/8-4P-40HP KPVS | KPVS_3014-7/8_4P_40HP_12.92_BRZ | 802.4 | 802.4 | 3209.6 | 4 | 0 | 4 | C | KPVS_SplitCase | 4 | 3 | 4 | 6 | BranchMin4_BranchMax6 | 5 | 3 | 5 | 12 | HeaderMin5_HeaderMax12 | 12 | 5 | 15
261 | 21 | 3014-7/8-4P-40HP KPVS | KPVS_3014-7/8_4P_40HP_12.92_BRZ | 802.4 | 802.4 | 3209.6 | 4 | 0 | 4 | C | KPVS_SplitCase | 4 | 3 | 4 | 6 | BranchMin4_BranchMax6 | 6 | 3 | 5 | 12 | HeaderMin5_HeaderMax12 | 5 | 5 | 15 | [29 empty] | INVALID
261 | 21 | 3014-7/8-4P-40HP KPVS | KPVS_3014-7/8_4P_40HP_12.92_BRZ | 802.4 | 802.4 | 3209.6 | 4 | 0 | 4 | C | KPVS_SplitCase | 4 | 3 | 4 | 6 | BranchMin4_BranchMax6 | 6 | 3 | 5 | 12 | HeaderMin5_HeaderMax12 | 6 | 5 | 15 | [29 empty] | INVALID
261 | 21 | 3014-7/8-4P-40HP KPVS | KPVS_3014-7/8_4P_40HP_12.92_BRZ | 802.4 | 802.4 | 3209.6 | 4 | 0 | 4 | C | KPVS_SplitCase | 4 | 3 | 4 | 6 | BranchMin4_BranchMax6 | 6 | 3 | 5 | 12 | HeaderMin5_HeaderMax12 | 8 | 5 | 15
261 | 21 | 3014-7/8-4P-40HP KPVS | KPVS_3014-7/8_4P_40HP_12.92_BRZ | 802.4 | 802.4 | 3209.6 | 4 | 0 | 4 | C | KPVS_SplitCase | 4 | 3 | 4 | 6 | BranchMin4_BranchMax6 | 6 | 3 | 5 | 12 | HeaderMin5_HeaderMax12 | 10 | 5 | 15
261 | 21 | 3014-7/8-4P-40HP KPVS | KPVS_3014-7/8_4P_40HP_12.92_BRZ | 802.4 | 802.4 | 3209.6 | 4 | 0 | 4 | C | KPVS_SplitCase | 4 | 3 | 4 | 6 | BranchMin4_BranchMax6 | 6 | 3 | 5 | 12 | HeaderMin5_HeaderMax12 | 12 | 5 | 15
262 | 22 | 3014-7/8-4P-50HP KPVS | KPVS_3014-7/8_4P_50HP_13.79_BRZ | 880.7 | 880.7 | 3522.8 | 4 | 0 | 4 | C | KPVS_SplitCase | 4 | 3 | 4 | 6 | BranchMin4_BranchMax6 | 4 | 3 | 5 | 12 | HeaderMin5_HeaderMax12 | 5 | 5 | 15
262 | 22 | 3014-7/8-4P-50HP KPVS | KPVS_3014-7/8_4P_50HP_13.79_BRZ | 880.7 | 880.7 | 3522.8 | 4 | 0 | 4 | C | KPVS_SplitCase | 4 | 3 | 4 | 6 | BranchMin4_BranchMax6 | 4 | 3 | 5 | 12 | HeaderMin5_HeaderMax12 | 6 | 5 | 15
262 | 22 | 3014-7/8-4P-50HP KPVS | KPVS_3014-7/8_4P_50HP_13.79_BRZ | 880.7 | 880.7 | 3522.8 | 4 | 0 | 4 | C | KPVS_SplitCase | 4 | 3 | 4 | 6 | BranchMin4_BranchMax6 | 4 | 3 | 5 | 12 | HeaderMin5_HeaderMax12 | 8 | 5 | 15
262 | 22 | 3014-7/8-4P-50HP KPVS | KPVS_3014-7/8_4P_50HP_13.79_BRZ | 880.7 | 880.7 | 3522.8 | 4 | 0 | 4 | C | KPVS_SplitCase | 4 | 3 | 4 | 6 | BranchMin4_BranchMax6 | 4 | 3 | 5 | 12 | HeaderMin5_HeaderMax12 | 10 | 5 | 15
262 | 22 | 3014-7/8-4P-50HP KPVS | KPVS_3014-7/8_4P_50HP_13.79_BRZ | 880.7 | 880.7 | 3522.8 | 4 | 0 | 4 | C | KPVS_SplitCase | 4 | 3 | 4 | 6 | BranchMin4_BranchMax6 | 4 | 3 | 5 | 12 | HeaderMin5_HeaderMax12 | 12 | 5 | 15
262 | 22 | 3014-7/8-4P-50HP KPVS | KPVS_3014-7/8_4P_50HP_13.79_BRZ | 880.7 | 880.7 | 3522.8 | 4 | 0 | 4 | C | KPVS_SplitCase | 4 | 3 | 4 | 6 | BranchMin4_BranchMax6 | 5 | 3 | 5 | 12 | HeaderMin5_HeaderMax12 | 5 | 5 | 15 | [29 empty] | INVALID
262 | 22 | 3014-7/8-4P-50HP KPVS | KPVS_3014-7/8_4P_50HP_13.79_BRZ | 880.7 | 880.7 | 3522.8 | 4 | 0 | 4 | C | KPVS_SplitCase | 4 | 3 | 4 | 6 | BranchMin4_BranchMax6 | 5 | 3 | 5 | 12 | HeaderMin5_HeaderMax12 | 6 | 5 | 15
262 | 22 | 3014-7/8-4P-50HP KPVS | KPVS_3014-7/8_4P_50HP_13.79_BRZ | 880.7 | 880.7 | 3522.8 | 4 | 0 | 4 | C | KPVS_SplitCase | 4 | 3 | 4 | 6 | BranchMin4_BranchMax6 | 5 | 3 | 5 | 12 | HeaderMin5_HeaderMax12 | 8 | 5 | 15
262 | 22 | 3014-7/8-4P-50HP KPVS | KPVS_3014-7/8_4P_50HP_13.79_BRZ | 880.7 | 880.7 | 3522.8 | 4 | 0 | 4 | C | KPVS_SplitCase | 4 | 3 | 4 | 6 | BranchMin4_BranchMax6 | 5 | 3 | 5 | 12 | HeaderMin5_HeaderMax12 | 10 | 5 | 15
262 | 22 | 3014-7/8-4P-50HP KPVS | KPVS_3014-7/8_4P_50HP_13.79_BRZ | 880.7 | 880.7 | 3522.8 | 4 | 0 | 4 | C | KPVS_SplitCase | 4 | 3 | 4 | 6 | BranchMin4_BranchMax6 | 5 | 3 | 5 | 12 | HeaderMin5_HeaderMax12 | 12 | 5 | 15
262 | 22 | 3014-7/8-4P-50HP KPVS | KPVS_3014-7/8_4P_50HP_13.79_BRZ | 880.7 | 880.7 | 3522.8 | 4 | 0 | 4 | C | KPVS_SplitCase | 4 | 3 | 4 | 6 | BranchMin4_BranchMax6 | 6 | 3 | 5 | 12 | HeaderMin5_HeaderMax12 | 5 | 5 | 15 | [29 empty] | INVALID
262 | 22 | 3014-7/8-4P-50HP KPVS | KPVS_3014-7/8_4P_50HP_13.79_BRZ | 880.7 | 880.7 | 3522.8 | 4 | 0 | 4 | C | KPVS_SplitCase | 4 | 3 | 4 | 6 | BranchMin4_BranchMax6 | 6 | 3 | 5 | 12 | HeaderMin5_HeaderMax12 | 6 | 5 | 15 | [29 empty] | INVALID
262 | 22 | 3014-7/8-4P-50HP KPVS | KPVS_3014-7/8_4P_50HP_13.79_BRZ | 880.7 | 880.7 | 3522.8 | 4 | 0 | 4 | C | KPVS_SplitCase | 4 | 3 | 4 | 6 | BranchMin4_BranchMax6 | 6 | 3 | 5 | 12 | HeaderMin5_HeaderMax12 | 8 | 5 | 15
262 | 22 | 3014-7/8-4P-50HP KPVS | KPVS_3014-7/8_4P_50HP_13.79_BRZ | 880.7 | 880.7 | 3522.8 | 4 | 0 | 4 | C | KPVS_SplitCase | 4 | 3 | 4 | 6 | BranchMin4_BranchMax6 | 6 | 3 | 5 | 12 | HeaderMin5_HeaderMax12 | 10 | 5 | 15
262 | 22 | 3014-7/8-4P-50HP KPVS | KPVS_3014-7/8_4P_50HP_13.79_BRZ | 880.7 | 880.7 | 3522.8 | 4 | 0 | 4 | C | KPVS_SplitCase | 4 | 3 | 4 | 6 | BranchMin4_BranchMax6 | 6 | 3 | 5 | 12 | HeaderMin5_HeaderMax12 | 12 | 5 | 15
263 | 23 | 3014-7/8-4P-60HP KPVS | KPVS_3014-7/8_4P_60HP_14.00_BRZ | 900 | 900 | 3600 | 4 | 0 | 4 | C | KPVS_SplitCase | 4 | 3 | 4 | 6 | BranchMin4_BranchMax6 | 4 | 3 | 5 | 14 | HeaderMin5_HeaderMax14 | 5 | 6 | 18
263 | 23 | 3014-7/8-4P-60HP KPVS | KPVS_3014-7/8_4P_60HP_14.00_BRZ | 900 | 900 | 3600 | 4 | 0 | 4 | C | KPVS_SplitCase | 4 | 3 | 4 | 6 | BranchMin4_BranchMax6 | 4 | 3 | 5 | 14 | HeaderMin5_HeaderMax14 | 6 | 6 | 18
263 | 23 | 3014-7/8-4P-60HP KPVS | KPVS_3014-7/8_4P_60HP_14.00_BRZ | 900 | 900 | 3600 | 4 | 0 | 4 | C | KPVS_SplitCase | 4 | 3 | 4 | 6 | BranchMin4_BranchMax6 | 4 | 3 | 5 | 14 | HeaderMin5_HeaderMax14 | 8 | 6 | 18
263 | 23 | 3014-7/8-4P-60HP KPVS | KPVS_3014-7/8_4P_60HP_14.00_BRZ | 900 | 900 | 3600 | 4 | 0 | 4 | C | KPVS_SplitCase | 4 | 3 | 4 | 6 | BranchMin4_BranchMax6 | 4 | 3 | 5 | 14 | HeaderMin5_HeaderMax14 | 10 | 6 | 18
263 | 23 | 3014-7/8-4P-60HP KPVS | KPVS_3014-7/8_4P_60HP_14.00_BRZ | 900 | 900 | 3600 | 4 | 0 | 4 | C | KPVS_SplitCase | 4 | 3 | 4 | 6 | BranchMin4_BranchMax6 | 4 | 3 | 5 | 14 | HeaderMin5_HeaderMax14 | 12 | 6 | 18
263 | 23 | 3014-7/8-4P-60HP KPVS | KPVS_3014-7/8_4P_60HP_14.00_BRZ | 900 | 900 | 3600 | 4 | 0 | 4 | C | KPVS_SplitCase | 4 | 3 | 4 | 6 | BranchMin4_BranchMax6 | 4 | 3 | 5 | 14 | HeaderMin5_HeaderMax14 | 14 | 6 | 18
263 | 23 | 3014-7/8-4P-60HP KPVS | KPVS_3014-7/8_4P_60HP_14.00_BRZ | 900 | 900 | 3600 | 4 | 0 | 4 | C | KPVS_SplitCase | 4 | 3 | 4 | 6 | BranchMin4_BranchMax6 | 5 | 3 | 5 | 14 | HeaderMin5_HeaderMax14 | 5 | 6 | 18 | [29 empty] | INVALID
263 | 23 | 3014-7/8-4P-60HP KPVS | KPVS_3014-7/8_4P_60HP_14.00_BRZ | 900 | 900 | 3600 | 4 | 0 | 4 | C | KPVS_SplitCase | 4 | 3 | 4 | 6 | BranchMin4_BranchMax6 | 5 | 3 | 5 | 14 | HeaderMin5_HeaderMax14 | 6 | 6 | 18
263 | 23 | 3014-7/8-4P-60HP KPVS | KPVS_3014-7/8_4P_60HP_14.00_BRZ | 900 | 900 | 3600 | 4 | 0 | 4 | C | KPVS_SplitCase | 4 | 3 | 4 | 6 | BranchMin4_BranchMax6 | 5 | 3 | 5 | 14 | HeaderMin5_HeaderMax14 | 8 | 6 | 18
263 | 23 | 3014-7/8-4P-60HP KPVS | KPVS_3014-7/8_4P_60HP_14.00_BRZ | 900 | 900 | 3600 | 4 | 0 | 4 | C | KPVS_SplitCase | 4 | 3 | 4 | 6 | BranchMin4_BranchMax6 | 5 | 3 | 5 | 14 | HeaderMin5_HeaderMax14 | 10 | 6 | 18
263 | 23 | 3014-7/8-4P-60HP KPVS | KPVS_3014-7/8_4P_60HP_14.00_BRZ | 900 | 900 | 3600 | 4 | 0 | 4 | C | KPVS_SplitCase | 4 | 3 | 4 | 6 | BranchMin4_BranchMax6 | 5 | 3 | 5 | 14 | HeaderMin5_HeaderMax14 | 12 | 6 | 18
263 | 23 | 3014-7/8-4P-60HP KPVS | KPVS_3014-7/8_4P_60HP_14.00_BRZ | 900 | 900 | 3600 | 4 | 0 | 4 | C | KPVS_SplitCase | 4 | 3 | 4 | 6 | BranchMin4_BranchMax6 | 5 | 3 | 5 | 14 | HeaderMin5_HeaderMax14 | 14 | 6 | 18
263 | 23 | 3014-7/8-4P-60HP KPVS | KPVS_3014-7/8_4P_60HP_14.00_BRZ | 900 | 900 | 3600 | 4 | 0 | 4 | C | KPVS_SplitCase | 4 | 3 | 4 | 6 | BranchMin4_BranchMax6 | 6 | 3 | 5 | 14 | HeaderMin5_HeaderMax14 | 5 | 6 | 18 | [29 empty] | INVALID
263 | 23 | 3014-7/8-4P-60HP KPVS | KPVS_3014-7/8_4P_60HP_14.00_BRZ | 900 | 900 | 3600 | 4 | 0 | 4 | C | KPVS_SplitCase | 4 | 3 | 4 | 6 | BranchMin4_BranchMax6 | 6 | 3 | 5 | 14 | HeaderMin5_HeaderMax14 | 6 | 6 | 18 | [29 empty] | INVALID
263 | 23 | 3014-7/8-4P-60HP KPVS | KPVS_3014-7/8_4P_60HP_14.00_BRZ | 900 | 900 | 3600 | 4 | 0 | 4 | C | KPVS_SplitCase | 4 | 3 | 4 | 6 | BranchMin4_BranchMax6 | 6 | 3 | 5 | 14 | HeaderMin5_HeaderMax14 | 8 | 6 | 18
263 | 23 | 3014-7/8-4P-60HP KPVS | KPVS_3014-7/8_4P_60HP_14.00_BRZ | 900 | 900 | 3600 | 4 | 0 | 4 | C | KPVS_SplitCase | 4 | 3 | 4 | 6 | BranchMin4_BranchMax6 | 6 | 3 | 5 | 14 | HeaderMin5_HeaderMax14 | 10 | 6 | 18
263 | 23 | 3014-7/8-4P-60HP KPVS | KPVS_3014-7/8_4P_60HP_14.00_BRZ | 900 | 900 | 3600 | 4 | 0 | 4 | C | KPVS_SplitCase | 4 | 3 | 4 | 6 | BranchMin4_BranchMax6 | 6 | 3 | 5 | 14 | HeaderMin5_HeaderMax14 | 12 | 6 | 18
263 | 23 | 3014-7/8-4P-60HP KPVS | KPVS_3014-7/8_4P_60HP_14.00_BRZ | 900 | 900 | 3600 | 4 | 0 | 4 | C | KPVS_SplitCase | 4 | 3 | 4 | 6 | BranchMin4_BranchMax6 | 6 | 3 | 5 | 14 | HeaderMin5_HeaderMax14 | 14 | 6 | 18
264 | 24 | 4012-1/2-4P-5HP KPVS | KPVS_4012-1/2_4P_5HP_6.82_BRZ | 532.4 | 532.4 | 2129.6 | 4 | 0 | 4 | C | KPVS_SplitCase | 5 | 4 | 5 | 5 | BranchMin5_BranchMax5 | 5 | 1 | 6 | 10 | HeaderMin6_HeaderMax10 | 6 | 3 | 3
264 | 24 | 4012-1/2-4P-5HP KPVS | KPVS_4012-1/2_4P_5HP_6.82_BRZ | 532.4 | 532.4 | 2129.6 | 4 | 0 | 4 | C | KPVS_SplitCase | 5 | 4 | 5 | 5 | BranchMin5_BranchMax5 | 5 | 1 | 6 | 10 | HeaderMin6_HeaderMax10 | 8 | 3 | 3
264 | 24 | 4012-1/2-4P-5HP KPVS | KPVS_4012-1/2_4P_5HP_6.82_BRZ | 532.4 | 532.4 | 2129.6 | 4 | 0 | 4 | C | KPVS_SplitCase | 5 | 4 | 5 | 5 | BranchMin5_BranchMax5 | 5 | 1 | 6 | 10 | HeaderMin6_HeaderMax10 | 10 | 3 | 3
265 | 25 | 4012-1/2-4P-7.5HP KPVS | KPVS_4012-1/2_4P_7.5HP_7.70_BRZ | 625.2 | 625.2 | 2500.8 | 4 | 0 | 4 | C | KPVS_SplitCase | 5 | 4 | 5 | 5 | BranchMin5_BranchMax5 | 5 | 1 | 6 | 12 | HeaderMin6_HeaderMax12 | 6 | 4 | 4
265 | 25 | 4012-1/2-4P-7.5HP KPVS | KPVS_4012-1/2_4P_7.5HP_7.70_BRZ | 625.2 | 625.2 | 2500.8 | 4 | 0 | 4 | C | KPVS_SplitCase | 5 | 4 | 5 | 5 | BranchMin5_BranchMax5 | 5 | 1 | 6 | 12 | HeaderMin6_HeaderMax12 | 8 | 4 | 4
265 | 25 | 4012-1/2-4P-7.5HP KPVS | KPVS_4012-1/2_4P_7.5HP_7.70_BRZ | 625.2 | 625.2 | 2500.8 | 4 | 0 | 4 | C | KPVS_SplitCase | 5 | 4 | 5 | 5 | BranchMin5_BranchMax5 | 5 | 1 | 6 | 12 | HeaderMin6_HeaderMax12 | 10 | 4 | 4
265 | 25 | 4012-1/2-4P-7.5HP KPVS | KPVS_4012-1/2_4P_7.5HP_7.70_BRZ | 625.2 | 625.2 | 2500.8 | 4 | 0 | 4 | C | KPVS_SplitCase | 5 | 4 | 5 | 5 | BranchMin5_BranchMax5 | 5 | 1 | 6 | 12 | HeaderMin6_HeaderMax12 | 12 | 4 | 4
266 | 26 | 4012-1/2-4P-10HP KPVS | KPVS_4012-1/2_4P_10HP_8.39_BRZ | 696.4 | 696.4 | 2785.6 | 4 | 0 | 4 | C | KPVS_SplitCase | 5 | 4 | 5 | 6 | BranchMin5_BranchMax6 | 5 | 2 | 6 | 12 | HeaderMin6_HeaderMax12 | 6 | 4 | 8
266 | 26 | 4012-1/2-4P-10HP KPVS | KPVS_4012-1/2_4P_10HP_8.39_BRZ | 696.4 | 696.4 | 2785.6 | 4 | 0 | 4 | C | KPVS_SplitCase | 5 | 4 | 5 | 6 | BranchMin5_BranchMax6 | 5 | 2 | 6 | 12 | HeaderMin6_HeaderMax12 | 8 | 4 | 8
266 | 26 | 4012-1/2-4P-10HP KPVS | KPVS_4012-1/2_4P_10HP_8.39_BRZ | 696.4 | 696.4 | 2785.6 | 4 | 0 | 4 | C | KPVS_SplitCase | 5 | 4 | 5 | 6 | BranchMin5_BranchMax6 | 5 | 2 | 6 | 12 | HeaderMin6_HeaderMax12 | 10 | 4 | 8
266 | 26 | 4012-1/2-4P-10HP KPVS | KPVS_4012-1/2_4P_10HP_8.39_BRZ | 696.4 | 696.4 | 2785.6 | 4 | 0 | 4 | C | KPVS_SplitCase | 5 | 4 | 5 | 6 | BranchMin5_BranchMax6 | 5 | 2 | 6 | 12 | HeaderMin6_HeaderMax12 | 12 | 4 | 8
266 | 26 | 4012-1/2-4P-10HP KPVS | KPVS_4012-1/2_4P_10HP_8.39_BRZ | 696.4 | 696.4 | 2785.6 | 4 | 0 | 4 | C | KPVS_SplitCase | 5 | 4 | 5 | 6 | BranchMin5_BranchMax6 | 6 | 2 | 6 | 12 | HeaderMin6_HeaderMax12 | 6 | 4 | 8 | [29 empty] | INVALID
266 | 26 | 4012-1/2-4P-10HP KPVS | KPVS_4012-1/2_4P_10HP_8.39_BRZ | 696.4 | 696.4 | 2785.6 | 4 | 0 | 4 | C | KPVS_SplitCase | 5 | 4 | 5 | 6 | BranchMin5_BranchMax6 | 6 | 2 | 6 | 12 | HeaderMin6_HeaderMax12 | 8 | 4 | 8
266 | 26 | 4012-1/2-4P-10HP KPVS | KPVS_4012-1/2_4P_10HP_8.39_BRZ | 696.4 | 696.4 | 2785.6 | 4 | 0 | 4 | C | KPVS_SplitCase | 5 | 4 | 5 | 6 | BranchMin5_BranchMax6 | 6 | 2 | 6 | 12 | HeaderMin6_HeaderMax12 | 10 | 4 | 8
266 | 26 | 4012-1/2-4P-10HP KPVS | KPVS_4012-1/2_4P_10HP_8.39_BRZ | 696.4 | 696.4 | 2785.6 | 4 | 0 | 4 | C | KPVS_SplitCase | 5 | 4 | 5 | 6 | BranchMin5_BranchMax6 | 6 | 2 | 6 | 12 | HeaderMin6_HeaderMax12 | 12 | 4 | 8
267 | 27 | 4012-1/2-4P-15HP KPVS | KPVS_4012-1/2_4P_15HP_9.28_BRZ | 775.8 | 775.8 | 3103.2 | 4 | 0 | 4 | C | KPVS_SplitCase | 5 | 4 | 5 | 6 | BranchMin5_BranchMax6 | 5 | 2 | 6 | 12 | HeaderMin6_HeaderMax12 | 6 | 4 | 8
267 | 27 | 4012-1/2-4P-15HP KPVS | KPVS_4012-1/2_4P_15HP_9.28_BRZ | 775.8 | 775.8 | 3103.2 | 4 | 0 | 4 | C | KPVS_SplitCase | 5 | 4 | 5 | 6 | BranchMin5_BranchMax6 | 5 | 2 | 6 | 12 | HeaderMin6_HeaderMax12 | 8 | 4 | 8
267 | 27 | 4012-1/2-4P-15HP KPVS | KPVS_4012-1/2_4P_15HP_9.28_BRZ | 775.8 | 775.8 | 3103.2 | 4 | 0 | 4 | C | KPVS_SplitCase | 5 | 4 | 5 | 6 | BranchMin5_BranchMax6 | 5 | 2 | 6 | 12 | HeaderMin6_HeaderMax12 | 10 | 4 | 8
267 | 27 | 4012-1/2-4P-15HP KPVS | KPVS_4012-1/2_4P_15HP_9.28_BRZ | 775.8 | 775.8 | 3103.2 | 4 | 0 | 4 | C | KPVS_SplitCase | 5 | 4 | 5 | 6 | BranchMin5_BranchMax6 | 5 | 2 | 6 | 12 | HeaderMin6_HeaderMax12 | 12 | 4 | 8
267 | 27 | 4012-1/2-4P-15HP KPVS | KPVS_4012-1/2_4P_15HP_9.28_BRZ | 775.8 | 775.8 | 3103.2 | 4 | 0 | 4 | C | KPVS_SplitCase | 5 | 4 | 5 | 6 | BranchMin5_BranchMax6 | 6 | 2 | 6 | 12 | HeaderMin6_HeaderMax12 | 6 | 4 | 8 | [29 empty] | INVALID
267 | 27 | 4012-1/2-4P-15HP KPVS | KPVS_4012-1/2_4P_15HP_9.28_BRZ | 775.8 | 775.8 | 3103.2 | 4 | 0 | 4 | C | KPVS_SplitCase | 5 | 4 | 5 | 6 | BranchMin5_BranchMax6 | 6 | 2 | 6 | 12 | HeaderMin6_HeaderMax12 | 8 | 4 | 8
267 | 27 | 4012-1/2-4P-15HP KPVS | KPVS_4012-1/2_4P_15HP_9.28_BRZ | 775.8 | 775.8 | 3103.2 | 4 | 0 | 4 | C | KPVS_SplitCase | 5 | 4 | 5 | 6 | BranchMin5_BranchMax6 | 6 | 2 | 6 | 12 | HeaderMin6_HeaderMax12 | 10 | 4 | 8
267 | 27 | 4012-1/2-4P-15HP KPVS | KPVS_4012-1/2_4P_15HP_9.28_BRZ | 775.8 | 775.8 | 3103.2 | 4 | 0 | 4 | C | KPVS_SplitCase | 5 | 4 | 5 | 6 | BranchMin5_BranchMax6 | 6 | 2 | 6 | 12 | HeaderMin6_HeaderMax12 | 12 | 4 | 8
268 | 28 | 4012-1/2-4P-20HP KPVS | KPVS_4012-1/2_4P_20HP_10.04_BRZ | 829.7 | 829.7 | 3318.8 | 4 | 0 | 4 | C | KPVS_SplitCase | 5 | 4 | 5 | 6 | BranchMin5_BranchMax6 | 5 | 2 | 6 | 12 | HeaderMin6_HeaderMax12 | 6 | 4 | 8
268 | 28 | 4012-1/2-4P-20HP KPVS | KPVS_4012-1/2_4P_20HP_10.04_BRZ | 829.7 | 829.7 | 3318.8 | 4 | 0 | 4 | C | KPVS_SplitCase | 5 | 4 | 5 | 6 | BranchMin5_BranchMax6 | 5 | 2 | 6 | 12 | HeaderMin6_HeaderMax12 | 8 | 4 | 8
268 | 28 | 4012-1/2-4P-20HP KPVS | KPVS_4012-1/2_4P_20HP_10.04_BRZ | 829.7 | 829.7 | 3318.8 | 4 | 0 | 4 | C | KPVS_SplitCase | 5 | 4 | 5 | 6 | BranchMin5_BranchMax6 | 5 | 2 | 6 | 12 | HeaderMin6_HeaderMax12 | 10 | 4 | 8
268 | 28 | 4012-1/2-4P-20HP KPVS | KPVS_4012-1/2_4P_20HP_10.04_BRZ | 829.7 | 829.7 | 3318.8 | 4 | 0 | 4 | C | KPVS_SplitCase | 5 | 4 | 5 | 6 | BranchMin5_BranchMax6 | 5 | 2 | 6 | 12 | HeaderMin6_HeaderMax12 | 12 | 4 | 8
268 | 28 | 4012-1/2-4P-20HP KPVS | KPVS_4012-1/2_4P_20HP_10.04_BRZ | 829.7 | 829.7 | 3318.8 | 4 | 0 | 4 | C | KPVS_SplitCase | 5 | 4 | 5 | 6 | BranchMin5_BranchMax6 | 6 | 2 | 6 | 12 | HeaderMin6_HeaderMax12 | 6 | 4 | 8 | [29 empty] | INVALID
268 | 28 | 4012-1/2-4P-20HP KPVS | KPVS_4012-1/2_4P_20HP_10.04_BRZ | 829.7 | 829.7 | 3318.8 | 4 | 0 | 4 | C | KPVS_SplitCase | 5 | 4 | 5 | 6 | BranchMin5_BranchMax6 | 6 | 2 | 6 | 12 | HeaderMin6_HeaderMax12 | 8 | 4 | 8
268 | 28 | 4012-1/2-4P-20HP KPVS | KPVS_4012-1/2_4P_20HP_10.04_BRZ | 829.7 | 829.7 | 3318.8 | 4 | 0 | 4 | C | KPVS_SplitCase | 5 | 4 | 5 | 6 | BranchMin5_BranchMax6 | 6 | 2 | 6 | 12 | HeaderMin6_HeaderMax12 | 10 | 4 | 8
268 | 28 | 4012-1/2-4P-20HP KPVS | KPVS_4012-1/2_4P_20HP_10.04_BRZ | 829.7 | 829.7 | 3318.8 | 4 | 0 | 4 | C | KPVS_SplitCase | 5 | 4 | 5 | 6 | BranchMin5_BranchMax6 | 6 | 2 | 6 | 12 | HeaderMin6_HeaderMax12 | 12 | 4 | 8
269 | 29 | 4012-1/2-4P-25HP KPVS | KPVS_4012-1/2_4P_25HP_10.91_BRZ | 914.4 | 914.4 | 3657.6 | 4 | 0 | 4 | C | KPVS_SplitCase | 5 | 4 | 5 | 6 | BranchMin5_BranchMax6 | 5 | 2 | 6 | 14 | HeaderMin6_HeaderMax14 | 6 | 5 | 10
269 | 29 | 4012-1/2-4P-25HP KPVS | KPVS_4012-1/2_4P_25HP_10.91_BRZ | 914.4 | 914.4 | 3657.6 | 4 | 0 | 4 | C | KPVS_SplitCase | 5 | 4 | 5 | 6 | BranchMin5_BranchMax6 | 5 | 2 | 6 | 14 | HeaderMin6_HeaderMax14 | 8 | 5 | 10
269 | 29 | 4012-1/2-4P-25HP KPVS | KPVS_4012-1/2_4P_25HP_10.91_BRZ | 914.4 | 914.4 | 3657.6 | 4 | 0 | 4 | C | KPVS_SplitCase | 5 | 4 | 5 | 6 | BranchMin5_BranchMax6 | 5 | 2 | 6 | 14 | HeaderMin6_HeaderMax14 | 10 | 5 | 10
269 | 29 | 4012-1/2-4P-25HP KPVS | KPVS_4012-1/2_4P_25HP_10.91_BRZ | 914.4 | 914.4 | 3657.6 | 4 | 0 | 4 | C | KPVS_SplitCase | 5 | 4 | 5 | 6 | BranchMin5_BranchMax6 | 5 | 2 | 6 | 14 | HeaderMin6_HeaderMax14 | 12 | 5 | 10
269 | 29 | 4012-1/2-4P-25HP KPVS | KPVS_4012-1/2_4P_25HP_10.91_BRZ | 914.4 | 914.4 | 3657.6 | 4 | 0 | 4 | C | KPVS_SplitCase | 5 | 4 | 5 | 6 | BranchMin5_BranchMax6 | 5 | 2 | 6 | 14 | HeaderMin6_HeaderMax14 | 14 | 5 | 10
269 | 29 | 4012-1/2-4P-25HP KPVS | KPVS_4012-1/2_4P_25HP_10.91_BRZ | 914.4 | 914.4 | 3657.6 | 4 | 0 | 4 | C | KPVS_SplitCase | 5 | 4 | 5 | 6 | BranchMin5_BranchMax6 | 6 | 2 | 6 | 14 | HeaderMin6_HeaderMax14 | 6 | 5 | 10 | [29 empty] | INVALID
269 | 29 | 4012-1/2-4P-25HP KPVS | KPVS_4012-1/2_4P_25HP_10.91_BRZ | 914.4 | 914.4 | 3657.6 | 4 | 0 | 4 | C | KPVS_SplitCase | 5 | 4 | 5 | 6 | BranchMin5_BranchMax6 | 6 | 2 | 6 | 14 | HeaderMin6_HeaderMax14 | 8 | 5 | 10
269 | 29 | 4012-1/2-4P-25HP KPVS | KPVS_4012-1/2_4P_25HP_10.91_BRZ | 914.4 | 914.4 | 3657.6 | 4 | 0 | 4 | C | KPVS_SplitCase | 5 | 4 | 5 | 6 | BranchMin5_BranchMax6 | 6 | 2 | 6 | 14 | HeaderMin6_HeaderMax14 | 10 | 5 | 10
269 | 29 | 4012-1/2-4P-25HP KPVS | KPVS_4012-1/2_4P_25HP_10.91_BRZ | 914.4 | 914.4 | 3657.6 | 4 | 0 | 4 | C | KPVS_SplitCase | 5 | 4 | 5 | 6 | BranchMin5_BranchMax6 | 6 | 2 | 6 | 14 | HeaderMin6_HeaderMax14 | 12 | 5 | 10
269 | 29 | 4012-1/2-4P-25HP KPVS | KPVS_4012-1/2_4P_25HP_10.91_BRZ | 914.4 | 914.4 | 3657.6 | 4 | 0 | 4 | C | KPVS_SplitCase | 5 | 4 | 5 | 6 | BranchMin5_BranchMax6 | 6 | 2 | 6 | 14 | HeaderMin6_HeaderMax14 | 14 | 5 | 10
270 | 30 | 4012-1/2-4P-30HP KPVS | KPVS_4012-1/2_4P_30HP_11.00_BRZ | 924 | 924 | 3696 | 4 | 0 | 4 | C | KPVS_SplitCase | 5 | 4 | 5 | 6 | BranchMin5_BranchMax6 | 5 | 2 | 6 | 14 | HeaderMin6_HeaderMax14 | 6 | 5 | 10
270 | 30 | 4012-1/2-4P-30HP KPVS | KPVS_4012-1/2_4P_30HP_11.00_BRZ | 924 | 924 | 3696 | 4 | 0 | 4 | C | KPVS_SplitCase | 5 | 4 | 5 | 6 | BranchMin5_BranchMax6 | 5 | 2 | 6 | 14 | HeaderMin6_HeaderMax14 | 8 | 5 | 10
270 | 30 | 4012-1/2-4P-30HP KPVS | KPVS_4012-1/2_4P_30HP_11.00_BRZ | 924 | 924 | 3696 | 4 | 0 | 4 | C | KPVS_SplitCase | 5 | 4 | 5 | 6 | BranchMin5_BranchMax6 | 5 | 2 | 6 | 14 | HeaderMin6_HeaderMax14 | 10 | 5 | 10
270 | 30 | 4012-1/2-4P-30HP KPVS | KPVS_4012-1/2_4P_30HP_11.00_BRZ | 924 | 924 | 3696 | 4 | 0 | 4 | C | KPVS_SplitCase | 5 | 4 | 5 | 6 | BranchMin5_BranchMax6 | 5 | 2 | 6 | 14 | HeaderMin6_HeaderMax14 | 12 | 5 | 10
270 | 30 | 4012-1/2-4P-30HP KPVS | KPVS_4012-1/2_4P_30HP_11.00_BRZ | 924 | 924 | 3696 | 4 | 0 | 4 | C | KPVS_SplitCase | 5 | 4 | 5 | 6 | BranchMin5_BranchMax6 | 5 | 2 | 6 | 14 | HeaderMin6_HeaderMax14 | 14 | 5 | 10
270 | 30 | 4012-1/2-4P-30HP KPVS | KPVS_4012-1/2_4P_30HP_11.00_BRZ | 924 | 924 | 3696 | 4 | 0 | 4 | C | KPVS_SplitCase | 5 | 4 | 5 | 6 | BranchMin5_BranchMax6 | 6 | 2 | 6 | 14 | HeaderMin6_HeaderMax14 | 6 | 5 | 10 | [29 empty] | INVALID
270 | 30 | 4012-1/2-4P-30HP KPVS | KPVS_4012-1/2_4P_30HP_11.00_BRZ | 924 | 924 | 3696 | 4 | 0 | 4 | C | KPVS_SplitCase | 5 | 4 | 5 | 6 | BranchMin5_BranchMax6 | 6 | 2 | 6 | 14 | HeaderMin6_HeaderMax14 | 8 | 5 | 10
270 | 30 | 4012-1/2-4P-30HP KPVS | KPVS_4012-1/2_4P_30HP_11.00_BRZ | 924 | 924 | 3696 | 4 | 0 | 4 | C | KPVS_SplitCase | 5 | 4 | 5 | 6 | BranchMin5_BranchMax6 | 6 | 2 | 6 | 14 | HeaderMin6_HeaderMax14 | 10 | 5 | 10
270 | 30 | 4012-1/2-4P-30HP KPVS | KPVS_4012-1/2_4P_30HP_11.00_BRZ | 924 | 924 | 3696 | 4 | 0 | 4 | C | KPVS_SplitCase | 5 | 4 | 5 | 6 | BranchMin5_BranchMax6 | 6 | 2 | 6 | 14 | HeaderMin6_HeaderMax14 | 12 | 5 | 10
270 | 30 | 4012-1/2-4P-30HP KPVS | KPVS_4012-1/2_4P_30HP_11.00_BRZ | 924 | 924 | 3696 | 4 | 0 | 4 | C | KPVS_SplitCase | 5 | 4 | 5 | 6 | BranchMin5_BranchMax6 | 6 | 2 | 6 | 14 | HeaderMin6_HeaderMax14 | 14 | 5 | 10
271 | 31 | 4012-7/8-4P-10HP KPVS | KPVS_4012-7/8_4P_10HP_7.56_BRZ | 887.5 | 887.5 | 3550 | 4 | 0 | 4 | C | KPVS_SplitCase | 5 | 4 | 5 | 6 | BranchMin5_BranchMax6 | 5 | 2 | 6 | 14 | HeaderMin6_HeaderMax14 | 6 | 5 | 10
271 | 31 | 4012-7/8-4P-10HP KPVS | KPVS_4012-7/8_4P_10HP_7.56_BRZ | 887.5 | 887.5 | 3550 | 4 | 0 | 4 | C | KPVS_SplitCase | 5 | 4 | 5 | 6 | BranchMin5_BranchMax6 | 5 | 2 | 6 | 14 | HeaderMin6_HeaderMax14 | 8 | 5 | 10
271 | 31 | 4012-7/8-4P-10HP KPVS | KPVS_4012-7/8_4P_10HP_7.56_BRZ | 887.5 | 887.5 | 3550 | 4 | 0 | 4 | C | KPVS_SplitCase | 5 | 4 | 5 | 6 | BranchMin5_BranchMax6 | 5 | 2 | 6 | 14 | HeaderMin6_HeaderMax14 | 10 | 5 | 10
271 | 31 | 4012-7/8-4P-10HP KPVS | KPVS_4012-7/8_4P_10HP_7.56_BRZ | 887.5 | 887.5 | 3550 | 4 | 0 | 4 | C | KPVS_SplitCase | 5 | 4 | 5 | 6 | BranchMin5_BranchMax6 | 5 | 2 | 6 | 14 | HeaderMin6_HeaderMax14 | 12 | 5 | 10
271 | 31 | 4012-7/8-4P-10HP KPVS | KPVS_4012-7/8_4P_10HP_7.56_BRZ | 887.5 | 887.5 | 3550 | 4 | 0 | 4 | C | KPVS_SplitCase | 5 | 4 | 5 | 6 | BranchMin5_BranchMax6 | 5 | 2 | 6 | 14 | HeaderMin6_HeaderMax14 | 14 | 5 | 10
271 | 31 | 4012-7/8-4P-10HP KPVS | KPVS_4012-7/8_4P_10HP_7.56_BRZ | 887.5 | 887.5 | 3550 | 4 | 0 | 4 | C | KPVS_SplitCase | 5 | 4 | 5 | 6 | BranchMin5_BranchMax6 | 6 | 2 | 6 | 14 | HeaderMin6_HeaderMax14 | 6 | 5 | 10 | [29 empty] | INVALID
271 | 31 | 4012-7/8-4P-10HP KPVS | KPVS_4012-7/8_4P_10HP_7.56_BRZ | 887.5 | 887.5 | 3550 | 4 | 0 | 4 | C | KPVS_SplitCase | 5 | 4 | 5 | 6 | BranchMin5_BranchMax6 | 6 | 2 | 6 | 14 | HeaderMin6_HeaderMax14 | 8 | 5 | 10
271 | 31 | 4012-7/8-4P-10HP KPVS | KPVS_4012-7/8_4P_10HP_7.56_BRZ | 887.5 | 887.5 | 3550 | 4 | 0 | 4 | C | KPVS_SplitCase | 5 | 4 | 5 | 6 | BranchMin5_BranchMax6 | 6 | 2 | 6 | 14 | HeaderMin6_HeaderMax14 | 10 | 5 | 10
271 | 31 | 4012-7/8-4P-10HP KPVS | KPVS_4012-7/8_4P_10HP_7.56_BRZ | 887.5 | 887.5 | 3550 | 4 | 0 | 4 | C | KPVS_SplitCase | 5 | 4 | 5 | 6 | BranchMin5_BranchMax6 | 6 | 2 | 6 | 14 | HeaderMin6_HeaderMax14 | 12 | 5 | 10
271 | 31 | 4012-7/8-4P-10HP KPVS | KPVS_4012-7/8_4P_10HP_7.56_BRZ | 887.5 | 887.5 | 3550 | 4 | 0 | 4 | C | KPVS_SplitCase | 5 | 4 | 5 | 6 | BranchMin5_BranchMax6 | 6 | 2 | 6 | 14 | HeaderMin6_HeaderMax14 | 14 | 5 | 10
272 | 32 | 4012-7/8-4P-15HP KPVS | KPVS_4012-7/8_4P_15HP_8.57_BRZ | 976.3 | 976.3 | 3905.2 | 4 | 0 | 4 | C | KPVS_SplitCase | 5 | 4 | 5 | 8 | BranchMin5_BranchMax8 | 5 | 3 | 6 | 14 | HeaderMin6_HeaderMax14 | 6 | 5 | 15
272 | 32 | 4012-7/8-4P-15HP KPVS | KPVS_4012-7/8_4P_15HP_8.57_BRZ | 976.3 | 976.3 | 3905.2 | 4 | 0 | 4 | C | KPVS_SplitCase | 5 | 4 | 5 | 8 | BranchMin5_BranchMax8 | 5 | 3 | 6 | 14 | HeaderMin6_HeaderMax14 | 8 | 5 | 15
272 | 32 | 4012-7/8-4P-15HP KPVS | KPVS_4012-7/8_4P_15HP_8.57_BRZ | 976.3 | 976.3 | 3905.2 | 4 | 0 | 4 | C | KPVS_SplitCase | 5 | 4 | 5 | 8 | BranchMin5_BranchMax8 | 5 | 3 | 6 | 14 | HeaderMin6_HeaderMax14 | 10 | 5 | 15
272 | 32 | 4012-7/8-4P-15HP KPVS | KPVS_4012-7/8_4P_15HP_8.57_BRZ | 976.3 | 976.3 | 3905.2 | 4 | 0 | 4 | C | KPVS_SplitCase | 5 | 4 | 5 | 8 | BranchMin5_BranchMax8 | 5 | 3 | 6 | 14 | HeaderMin6_HeaderMax14 | 12 | 5 | 15
272 | 32 | 4012-7/8-4P-15HP KPVS | KPVS_4012-7/8_4P_15HP_8.57_BRZ | 976.3 | 976.3 | 3905.2 | 4 | 0 | 4 | C | KPVS_SplitCase | 5 | 4 | 5 | 8 | BranchMin5_BranchMax8 | 5 | 3 | 6 | 14 | HeaderMin6_HeaderMax14 | 14 | 5 | 15
272 | 32 | 4012-7/8-4P-15HP KPVS | KPVS_4012-7/8_4P_15HP_8.57_BRZ | 976.3 | 976.3 | 3905.2 | 4 | 0 | 4 | C | KPVS_SplitCase | 5 | 4 | 5 | 8 | BranchMin5_BranchMax8 | 6 | 3 | 6 | 14 | HeaderMin6_HeaderMax14 | 6 | 5 | 15 | [29 empty] | INVALID
272 | 32 | 4012-7/8-4P-15HP KPVS | KPVS_4012-7/8_4P_15HP_8.57_BRZ | 976.3 | 976.3 | 3905.2 | 4 | 0 | 4 | C | KPVS_SplitCase | 5 | 4 | 5 | 8 | BranchMin5_BranchMax8 | 6 | 3 | 6 | 14 | HeaderMin6_HeaderMax14 | 8 | 5 | 15
272 | 32 | 4012-7/8-4P-15HP KPVS | KPVS_4012-7/8_4P_15HP_8.57_BRZ | 976.3 | 976.3 | 3905.2 | 4 | 0 | 4 | C | KPVS_SplitCase | 5 | 4 | 5 | 8 | BranchMin5_BranchMax8 | 6 | 3 | 6 | 14 | HeaderMin6_HeaderMax14 | 10 | 5 | 15
272 | 32 | 4012-7/8-4P-15HP KPVS | KPVS_4012-7/8_4P_15HP_8.57_BRZ | 976.3 | 976.3 | 3905.2 | 4 | 0 | 4 | C | KPVS_SplitCase | 5 | 4 | 5 | 8 | BranchMin5_BranchMax8 | 6 | 3 | 6 | 14 | HeaderMin6_HeaderMax14 | 12 | 5 | 15
272 | 32 | 4012-7/8-4P-15HP KPVS | KPVS_4012-7/8_4P_15HP_8.57_BRZ | 976.3 | 976.3 | 3905.2 | 4 | 0 | 4 | C | KPVS_SplitCase | 5 | 4 | 5 | 8 | BranchMin5_BranchMax8 | 6 | 3 | 6 | 14 | HeaderMin6_HeaderMax14 | 14 | 5 | 15
272 | 32 | 4012-7/8-4P-15HP KPVS | KPVS_4012-7/8_4P_15HP_8.57_BRZ | 976.3 | 976.3 | 3905.2 | 4 | 0 | 4 | C | KPVS_SplitCase | 5 | 4 | 5 | 8 | BranchMin5_BranchMax8 | 8 | 3 | 6 | 14 | HeaderMin6_HeaderMax14 | 6 | 5 | 15 | [29 empty] | INVALID
272 | 32 | 4012-7/8-4P-15HP KPVS | KPVS_4012-7/8_4P_15HP_8.57_BRZ | 976.3 | 976.3 | 3905.2 | 4 | 0 | 4 | C | KPVS_SplitCase | 5 | 4 | 5 | 8 | BranchMin5_BranchMax8 | 8 | 3 | 6 | 14 | HeaderMin6_HeaderMax14 | 8 | 5 | 15 | [29 empty] | INVALID
272 | 32 | 4012-7/8-4P-15HP KPVS | KPVS_4012-7/8_4P_15HP_8.57_BRZ | 976.3 | 976.3 | 3905.2 | 4 | 0 | 4 | C | KPVS_SplitCase | 5 | 4 | 5 | 8 | BranchMin5_BranchMax8 | 8 | 3 | 6 | 14 | HeaderMin6_HeaderMax14 | 10 | 5 | 15
272 | 32 | 4012-7/8-4P-15HP KPVS | KPVS_4012-7/8_4P_15HP_8.57_BRZ | 976.3 | 976.3 | 3905.2 | 4 | 0 | 4 | C | KPVS_SplitCase | 5 | 4 | 5 | 8 | BranchMin5_BranchMax8 | 8 | 3 | 6 | 14 | HeaderMin6_HeaderMax14 | 12 | 5 | 15
272 | 32 | 4012-7/8-4P-15HP KPVS | KPVS_4012-7/8_4P_15HP_8.57_BRZ | 976.3 | 976.3 | 3905.2 | 4 | 0 | 4 | C | KPVS_SplitCase | 5 | 4 | 5 | 8 | BranchMin5_BranchMax8 | 8 | 3 | 6 | 14 | HeaderMin6_HeaderMax14 | 14 | 5 | 15
273 | 33 | 4012-7/8-4P-20HP KPVS | KPVS_4012-7/8_4P_20HP_9.35_BRZ | 1058.8 | 1058.8 | 4235.2 | 4 | 0 | 4 | C | KPVS_SplitCase | 5 | 4 | 5 | 8 | BranchMin5_BranchMax8 | 5 | 3 | 6 | 14 | HeaderMin6_HeaderMax14 | 6 | 5 | 15
273 | 33 | 4012-7/8-4P-20HP KPVS | KPVS_4012-7/8_4P_20HP_9.35_BRZ | 1058.8 | 1058.8 | 4235.2 | 4 | 0 | 4 | C | KPVS_SplitCase | 5 | 4 | 5 | 8 | BranchMin5_BranchMax8 | 5 | 3 | 6 | 14 | HeaderMin6_HeaderMax14 | 8 | 5 | 15
273 | 33 | 4012-7/8-4P-20HP KPVS | KPVS_4012-7/8_4P_20HP_9.35_BRZ | 1058.8 | 1058.8 | 4235.2 | 4 | 0 | 4 | C | KPVS_SplitCase | 5 | 4 | 5 | 8 | BranchMin5_BranchMax8 | 5 | 3 | 6 | 14 | HeaderMin6_HeaderMax14 | 10 | 5 | 15
273 | 33 | 4012-7/8-4P-20HP KPVS | KPVS_4012-7/8_4P_20HP_9.35_BRZ | 1058.8 | 1058.8 | 4235.2 | 4 | 0 | 4 | C | KPVS_SplitCase | 5 | 4 | 5 | 8 | BranchMin5_BranchMax8 | 5 | 3 | 6 | 14 | HeaderMin6_HeaderMax14 | 12 | 5 | 15
273 | 33 | 4012-7/8-4P-20HP KPVS | KPVS_4012-7/8_4P_20HP_9.35_BRZ | 1058.8 | 1058.8 | 4235.2 | 4 | 0 | 4 | C | KPVS_SplitCase | 5 | 4 | 5 | 8 | BranchMin5_BranchMax8 | 5 | 3 | 6 | 14 | HeaderMin6_HeaderMax14 | 14 | 5 | 15
273 | 33 | 4012-7/8-4P-20HP KPVS | KPVS_4012-7/8_4P_20HP_9.35_BRZ | 1058.8 | 1058.8 | 4235.2 | 4 | 0 | 4 | C | KPVS_SplitCase | 5 | 4 | 5 | 8 | BranchMin5_BranchMax8 | 6 | 3 | 6 | 14 | HeaderMin6_HeaderMax14 | 6 | 5 | 15 | [29 empty] | INVALID
273 | 33 | 4012-7/8-4P-20HP KPVS | KPVS_4012-7/8_4P_20HP_9.35_BRZ | 1058.8 | 1058.8 | 4235.2 | 4 | 0 | 4 | C | KPVS_SplitCase | 5 | 4 | 5 | 8 | BranchMin5_BranchMax8 | 6 | 3 | 6 | 14 | HeaderMin6_HeaderMax14 | 8 | 5 | 15
273 | 33 | 4012-7/8-4P-20HP KPVS | KPVS_4012-7/8_4P_20HP_9.35_BRZ | 1058.8 | 1058.8 | 4235.2 | 4 | 0 | 4 | C | KPVS_SplitCase | 5 | 4 | 5 | 8 | BranchMin5_BranchMax8 | 6 | 3 | 6 | 14 | HeaderMin6_HeaderMax14 | 10 | 5 | 15
273 | 33 | 4012-7/8-4P-20HP KPVS | KPVS_4012-7/8_4P_20HP_9.35_BRZ | 1058.8 | 1058.8 | 4235.2 | 4 | 0 | 4 | C | KPVS_SplitCase | 5 | 4 | 5 | 8 | BranchMin5_BranchMax8 | 6 | 3 | 6 | 14 | HeaderMin6_HeaderMax14 | 12 | 5 | 15
273 | 33 | 4012-7/8-4P-20HP KPVS | KPVS_4012-7/8_4P_20HP_9.35_BRZ | 1058.8 | 1058.8 | 4235.2 | 4 | 0 | 4 | C | KPVS_SplitCase | 5 | 4 | 5 | 8 | BranchMin5_BranchMax8 | 6 | 3 | 6 | 14 | HeaderMin6_HeaderMax14 | 14 | 5 | 15
273 | 33 | 4012-7/8-4P-20HP KPVS | KPVS_4012-7/8_4P_20HP_9.35_BRZ | 1058.8 | 1058.8 | 4235.2 | 4 | 0 | 4 | C | KPVS_SplitCase | 5 | 4 | 5 | 8 | BranchMin5_BranchMax8 | 8 | 3 | 6 | 14 | HeaderMin6_HeaderMax14 | 6 | 5 | 15 | [29 empty] | INVALID
273 | 33 | 4012-7/8-4P-20HP KPVS | KPVS_4012-7/8_4P_20HP_9.35_BRZ | 1058.8 | 1058.8 | 4235.2 | 4 | 0 | 4 | C | KPVS_SplitCase | 5 | 4 | 5 | 8 | BranchMin5_BranchMax8 | 8 | 3 | 6 | 14 | HeaderMin6_HeaderMax14 | 8 | 5 | 15 | [29 empty] | INVALID
273 | 33 | 4012-7/8-4P-20HP KPVS | KPVS_4012-7/8_4P_20HP_9.35_BRZ | 1058.8 | 1058.8 | 4235.2 | 4 | 0 | 4 | C | KPVS_SplitCase | 5 | 4 | 5 | 8 | BranchMin5_BranchMax8 | 8 | 3 | 6 | 14 | HeaderMin6_HeaderMax14 | 10 | 5 | 15
273 | 33 | 4012-7/8-4P-20HP KPVS | KPVS_4012-7/8_4P_20HP_9.35_BRZ | 1058.8 | 1058.8 | 4235.2 | 4 | 0 | 4 | C | KPVS_SplitCase | 5 | 4 | 5 | 8 | BranchMin5_BranchMax8 | 8 | 3 | 6 | 14 | HeaderMin6_HeaderMax14 | 12 | 5 | 15
273 | 33 | 4012-7/8-4P-20HP KPVS | KPVS_4012-7/8_4P_20HP_9.35_BRZ | 1058.8 | 1058.8 | 4235.2 | 4 | 0 | 4 | C | KPVS_SplitCase | 5 | 4 | 5 | 8 | BranchMin5_BranchMax8 | 8 | 3 | 6 | 14 | HeaderMin6_HeaderMax14 | 14 | 5 | 15
274 | 34 | 4012-7/8-4P-25HP KPVS | KPVS_4012-7/8_4P_25HP_9.91_BRZ | 1105.4 | 1105.4 | 4421.6 | 4 | 0 | 4 | C | KPVS_SplitCase | 5 | 4 | 5 | 8 | BranchMin5_BranchMax8 | 5 | 3 | 6 | 16 | HeaderMin6_HeaderMax16 | 6 | 6 | 18
274 | 34 | 4012-7/8-4P-25HP KPVS | KPVS_4012-7/8_4P_25HP_9.91_BRZ | 1105.4 | 1105.4 | 4421.6 | 4 | 0 | 4 | C | KPVS_SplitCase | 5 | 4 | 5 | 8 | BranchMin5_BranchMax8 | 5 | 3 | 6 | 16 | HeaderMin6_HeaderMax16 | 8 | 6 | 18
274 | 34 | 4012-7/8-4P-25HP KPVS | KPVS_4012-7/8_4P_25HP_9.91_BRZ | 1105.4 | 1105.4 | 4421.6 | 4 | 0 | 4 | C | KPVS_SplitCase | 5 | 4 | 5 | 8 | BranchMin5_BranchMax8 | 5 | 3 | 6 | 16 | HeaderMin6_HeaderMax16 | 10 | 6 | 18
274 | 34 | 4012-7/8-4P-25HP KPVS | KPVS_4012-7/8_4P_25HP_9.91_BRZ | 1105.4 | 1105.4 | 4421.6 | 4 | 0 | 4 | C | KPVS_SplitCase | 5 | 4 | 5 | 8 | BranchMin5_BranchMax8 | 5 | 3 | 6 | 16 | HeaderMin6_HeaderMax16 | 12 | 6 | 18
274 | 34 | 4012-7/8-4P-25HP KPVS | KPVS_4012-7/8_4P_25HP_9.91_BRZ | 1105.4 | 1105.4 | 4421.6 | 4 | 0 | 4 | C | KPVS_SplitCase | 5 | 4 | 5 | 8 | BranchMin5_BranchMax8 | 5 | 3 | 6 | 16 | HeaderMin6_HeaderMax16 | 14 | 6 | 18
274 | 34 | 4012-7/8-4P-25HP KPVS | KPVS_4012-7/8_4P_25HP_9.91_BRZ | 1105.4 | 1105.4 | 4421.6 | 4 | 0 | 4 | C | KPVS_SplitCase | 5 | 4 | 5 | 8 | BranchMin5_BranchMax8 | 5 | 3 | 6 | 16 | HeaderMin6_HeaderMax16 | 16 | 6 | 18
274 | 34 | 4012-7/8-4P-25HP KPVS | KPVS_4012-7/8_4P_25HP_9.91_BRZ | 1105.4 | 1105.4 | 4421.6 | 4 | 0 | 4 | C | KPVS_SplitCase | 5 | 4 | 5 | 8 | BranchMin5_BranchMax8 | 6 | 3 | 6 | 16 | HeaderMin6_HeaderMax16 | 6 | 6 | 18 | [29 empty] | INVALID
274 | 34 | 4012-7/8-4P-25HP KPVS | KPVS_4012-7/8_4P_25HP_9.91_BRZ | 1105.4 | 1105.4 | 4421.6 | 4 | 0 | 4 | C | KPVS_SplitCase | 5 | 4 | 5 | 8 | BranchMin5_BranchMax8 | 6 | 3 | 6 | 16 | HeaderMin6_HeaderMax16 | 8 | 6 | 18
274 | 34 | 4012-7/8-4P-25HP KPVS | KPVS_4012-7/8_4P_25HP_9.91_BRZ | 1105.4 | 1105.4 | 4421.6 | 4 | 0 | 4 | C | KPVS_SplitCase | 5 | 4 | 5 | 8 | BranchMin5_BranchMax8 | 6 | 3 | 6 | 16 | HeaderMin6_HeaderMax16 | 10 | 6 | 18
274 | 34 | 4012-7/8-4P-25HP KPVS | KPVS_4012-7/8_4P_25HP_9.91_BRZ | 1105.4 | 1105.4 | 4421.6 | 4 | 0 | 4 | C | KPVS_SplitCase | 5 | 4 | 5 | 8 | BranchMin5_BranchMax8 | 6 | 3 | 6 | 16 | HeaderMin6_HeaderMax16 | 12 | 6 | 18
274 | 34 | 4012-7/8-4P-25HP KPVS | KPVS_4012-7/8_4P_25HP_9.91_BRZ | 1105.4 | 1105.4 | 4421.6 | 4 | 0 | 4 | C | KPVS_SplitCase | 5 | 4 | 5 | 8 | BranchMin5_BranchMax8 | 6 | 3 | 6 | 16 | HeaderMin6_HeaderMax16 | 14 | 6 | 18
274 | 34 | 4012-7/8-4P-25HP KPVS | KPVS_4012-7/8_4P_25HP_9.91_BRZ | 1105.4 | 1105.4 | 4421.6 | 4 | 0 | 4 | C | KPVS_SplitCase | 5 | 4 | 5 | 8 | BranchMin5_BranchMax8 | 6 | 3 | 6 | 16 | HeaderMin6_HeaderMax16 | 16 | 6 | 18
274 | 34 | 4012-7/8-4P-25HP KPVS | KPVS_4012-7/8_4P_25HP_9.91_BRZ | 1105.4 | 1105.4 | 4421.6 | 4 | 0 | 4 | C | KPVS_SplitCase | 5 | 4 | 5 | 8 | BranchMin5_BranchMax8 | 8 | 3 | 6 | 16 | HeaderMin6_HeaderMax16 | 6 | 6 | 18 | [29 empty] | INVALID
274 | 34 | 4012-7/8-4P-25HP KPVS | KPVS_4012-7/8_4P_25HP_9.91_BRZ | 1105.4 | 1105.4 | 4421.6 | 4 | 0 | 4 | C | KPVS_SplitCase | 5 | 4 | 5 | 8 | BranchMin5_BranchMax8 | 8 | 3 | 6 | 16 | HeaderMin6_HeaderMax16 | 8 | 6 | 18 | [29 empty] | INVALID
274 | 34 | 4012-7/8-4P-25HP KPVS | KPVS_4012-7/8_4P_25HP_9.91_BRZ | 1105.4 | 1105.4 | 4421.6 | 4 | 0 | 4 | C | KPVS_SplitCase | 5 | 4 | 5 | 8 | BranchMin5_BranchMax8 | 8 | 3 | 6 | 16 | HeaderMin6_HeaderMax16 | 10 | 6 | 18
274 | 34 | 4012-7/8-4P-25HP KPVS | KPVS_4012-7/8_4P_25HP_9.91_BRZ | 1105.4 | 1105.4 | 4421.6 | 4 | 0 | 4 | C | KPVS_SplitCase | 5 | 4 | 5 | 8 | BranchMin5_BranchMax8 | 8 | 3 | 6 | 16 | HeaderMin6_HeaderMax16 | 12 | 6 | 18
274 | 34 | 4012-7/8-4P-25HP KPVS | KPVS_4012-7/8_4P_25HP_9.91_BRZ | 1105.4 | 1105.4 | 4421.6 | 4 | 0 | 4 | C | KPVS_SplitCase | 5 | 4 | 5 | 8 | BranchMin5_BranchMax8 | 8 | 3 | 6 | 16 | HeaderMin6_HeaderMax16 | 14 | 6 | 18
274 | 34 | 4012-7/8-4P-25HP KPVS | KPVS_4012-7/8_4P_25HP_9.91_BRZ | 1105.4 | 1105.4 | 4421.6 | 4 | 0 | 4 | C | KPVS_SplitCase | 5 | 4 | 5 | 8 | BranchMin5_BranchMax8 | 8 | 3 | 6 | 16 | HeaderMin6_HeaderMax16 | 16 | 6 | 18
275 | 35 | 4012-7/8-4P-30HP KPVS | KPVS_4012-7/8_4P_30HP_10.38_BRZ | 1130.9 | 1130.9 | 4523.6 | 4 | 0 | 4 | C | KPVS_SplitCase | 5 | 4 | 5 | 8 | BranchMin5_BranchMax8 | 5 | 3 | 6 | 16 | HeaderMin6_HeaderMax16 | 6 | 6 | 18
275 | 35 | 4012-7/8-4P-30HP KPVS | KPVS_4012-7/8_4P_30HP_10.38_BRZ | 1130.9 | 1130.9 | 4523.6 | 4 | 0 | 4 | C | KPVS_SplitCase | 5 | 4 | 5 | 8 | BranchMin5_BranchMax8 | 5 | 3 | 6 | 16 | HeaderMin6_HeaderMax16 | 8 | 6 | 18
275 | 35 | 4012-7/8-4P-30HP KPVS | KPVS_4012-7/8_4P_30HP_10.38_BRZ | 1130.9 | 1130.9 | 4523.6 | 4 | 0 | 4 | C | KPVS_SplitCase | 5 | 4 | 5 | 8 | BranchMin5_BranchMax8 | 5 | 3 | 6 | 16 | HeaderMin6_HeaderMax16 | 10 | 6 | 18
275 | 35 | 4012-7/8-4P-30HP KPVS | KPVS_4012-7/8_4P_30HP_10.38_BRZ | 1130.9 | 1130.9 | 4523.6 | 4 | 0 | 4 | C | KPVS_SplitCase | 5 | 4 | 5 | 8 | BranchMin5_BranchMax8 | 5 | 3 | 6 | 16 | HeaderMin6_HeaderMax16 | 12 | 6 | 18
275 | 35 | 4012-7/8-4P-30HP KPVS | KPVS_4012-7/8_4P_30HP_10.38_BRZ | 1130.9 | 1130.9 | 4523.6 | 4 | 0 | 4 | C | KPVS_SplitCase | 5 | 4 | 5 | 8 | BranchMin5_BranchMax8 | 5 | 3 | 6 | 16 | HeaderMin6_HeaderMax16 | 14 | 6 | 18
275 | 35 | 4012-7/8-4P-30HP KPVS | KPVS_4012-7/8_4P_30HP_10.38_BRZ | 1130.9 | 1130.9 | 4523.6 | 4 | 0 | 4 | C | KPVS_SplitCase | 5 | 4 | 5 | 8 | BranchMin5_BranchMax8 | 5 | 3 | 6 | 16 | HeaderMin6_HeaderMax16 | 16 | 6 | 18
275 | 35 | 4012-7/8-4P-30HP KPVS | KPVS_4012-7/8_4P_30HP_10.38_BRZ | 1130.9 | 1130.9 | 4523.6 | 4 | 0 | 4 | C | KPVS_SplitCase | 5 | 4 | 5 | 8 | BranchMin5_BranchMax8 | 6 | 3 | 6 | 16 | HeaderMin6_HeaderMax16 | 6 | 6 | 18 | [29 empty] | INVALID
275 | 35 | 4012-7/8-4P-30HP KPVS | KPVS_4012-7/8_4P_30HP_10.38_BRZ | 1130.9 | 1130.9 | 4523.6 | 4 | 0 | 4 | C | KPVS_SplitCase | 5 | 4 | 5 | 8 | BranchMin5_BranchMax8 | 6 | 3 | 6 | 16 | HeaderMin6_HeaderMax16 | 8 | 6 | 18
275 | 35 | 4012-7/8-4P-30HP KPVS | KPVS_4012-7/8_4P_30HP_10.38_BRZ | 1130.9 | 1130.9 | 4523.6 | 4 | 0 | 4 | C | KPVS_SplitCase | 5 | 4 | 5 | 8 | BranchMin5_BranchMax8 | 6 | 3 | 6 | 16 | HeaderMin6_HeaderMax16 | 10 | 6 | 18
275 | 35 | 4012-7/8-4P-30HP KPVS | KPVS_4012-7/8_4P_30HP_10.38_BRZ | 1130.9 | 1130.9 | 4523.6 | 4 | 0 | 4 | C | KPVS_SplitCase | 5 | 4 | 5 | 8 | BranchMin5_BranchMax8 | 6 | 3 | 6 | 16 | HeaderMin6_HeaderMax16 | 12 | 6 | 18
275 | 35 | 4012-7/8-4P-30HP KPVS | KPVS_4012-7/8_4P_30HP_10.38_BRZ | 1130.9 | 1130.9 | 4523.6 | 4 | 0 | 4 | C | KPVS_SplitCase | 5 | 4 | 5 | 8 | BranchMin5_BranchMax8 | 6 | 3 | 6 | 16 | HeaderMin6_HeaderMax16 | 14 | 6 | 18
275 | 35 | 4012-7/8-4P-30HP KPVS | KPVS_4012-7/8_4P_30HP_10.38_BRZ | 1130.9 | 1130.9 | 4523.6 | 4 | 0 | 4 | C | KPVS_SplitCase | 5 | 4 | 5 | 8 | BranchMin5_BranchMax8 | 6 | 3 | 6 | 16 | HeaderMin6_HeaderMax16 | 16 | 6 | 18
275 | 35 | 4012-7/8-4P-30HP KPVS | KPVS_4012-7/8_4P_30HP_10.38_BRZ | 1130.9 | 1130.9 | 4523.6 | 4 | 0 | 4 | C | KPVS_SplitCase | 5 | 4 | 5 | 8 | BranchMin5_BranchMax8 | 8 | 3 | 6 | 16 | HeaderMin6_HeaderMax16 | 6 | 6 | 18 | [29 empty] | INVALID
275 | 35 | 4012-7/8-4P-30HP KPVS | KPVS_4012-7/8_4P_30HP_10.38_BRZ | 1130.9 | 1130.9 | 4523.6 | 4 | 0 | 4 | C | KPVS_SplitCase | 5 | 4 | 5 | 8 | BranchMin5_BranchMax8 | 8 | 3 | 6 | 16 | HeaderMin6_HeaderMax16 | 8 | 6 | 18 | [29 empty] | INVALID
275 | 35 | 4012-7/8-4P-30HP KPVS | KPVS_4012-7/8_4P_30HP_10.38_BRZ | 1130.9 | 1130.9 | 4523.6 | 4 | 0 | 4 | C | KPVS_SplitCase | 5 | 4 | 5 | 8 | BranchMin5_BranchMax8 | 8 | 3 | 6 | 16 | HeaderMin6_HeaderMax16 | 10 | 6 | 18
275 | 35 | 4012-7/8-4P-30HP KPVS | KPVS_4012-7/8_4P_30HP_10.38_BRZ | 1130.9 | 1130.9 | 4523.6 | 4 | 0 | 4 | C | KPVS_SplitCase | 5 | 4 | 5 | 8 | BranchMin5_BranchMax8 | 8 | 3 | 6 | 16 | HeaderMin6_HeaderMax16 | 12 | 6 | 18
275 | 35 | 4012-7/8-4P-30HP KPVS | KPVS_4012-7/8_4P_30HP_10.38_BRZ | 1130.9 | 1130.9 | 4523.6 | 4 | 0 | 4 | C | KPVS_SplitCase | 5 | 4 | 5 | 8 | BranchMin5_BranchMax8 | 8 | 3 | 6 | 16 | HeaderMin6_HeaderMax16 | 14 | 6 | 18
275 | 35 | 4012-7/8-4P-30HP KPVS | KPVS_4012-7/8_4P_30HP_10.38_BRZ | 1130.9 | 1130.9 | 4523.6 | 4 | 0 | 4 | C | KPVS_SplitCase | 5 | 4 | 5 | 8 | BranchMin5_BranchMax8 | 8 | 3 | 6 | 16 | HeaderMin6_HeaderMax16 | 16 | 6 | 18
276 | 36 | 4012-7/8-4P-40HP KPVS | KPVS_4012-7/8_4P_40HP_11.39_BRZ | 1197.7 | 1197.7 | 4790.8 | 4 | 0 | 4 | C | KPVS_SplitCase | 5 | 4 | 5 | 8 | BranchMin5_BranchMax8 | 5 | 3 | 6 | 16 | HeaderMin6_HeaderMax16 | 6 | 6 | 18
276 | 36 | 4012-7/8-4P-40HP KPVS | KPVS_4012-7/8_4P_40HP_11.39_BRZ | 1197.7 | 1197.7 | 4790.8 | 4 | 0 | 4 | C | KPVS_SplitCase | 5 | 4 | 5 | 8 | BranchMin5_BranchMax8 | 5 | 3 | 6 | 16 | HeaderMin6_HeaderMax16 | 8 | 6 | 18
276 | 36 | 4012-7/8-4P-40HP KPVS | KPVS_4012-7/8_4P_40HP_11.39_BRZ | 1197.7 | 1197.7 | 4790.8 | 4 | 0 | 4 | C | KPVS_SplitCase | 5 | 4 | 5 | 8 | BranchMin5_BranchMax8 | 5 | 3 | 6 | 16 | HeaderMin6_HeaderMax16 | 10 | 6 | 18
276 | 36 | 4012-7/8-4P-40HP KPVS | KPVS_4012-7/8_4P_40HP_11.39_BRZ | 1197.7 | 1197.7 | 4790.8 | 4 | 0 | 4 | C | KPVS_SplitCase | 5 | 4 | 5 | 8 | BranchMin5_BranchMax8 | 5 | 3 | 6 | 16 | HeaderMin6_HeaderMax16 | 12 | 6 | 18
276 | 36 | 4012-7/8-4P-40HP KPVS | KPVS_4012-7/8_4P_40HP_11.39_BRZ | 1197.7 | 1197.7 | 4790.8 | 4 | 0 | 4 | C | KPVS_SplitCase | 5 | 4 | 5 | 8 | BranchMin5_BranchMax8 | 5 | 3 | 6 | 16 | HeaderMin6_HeaderMax16 | 14 | 6 | 18
276 | 36 | 4012-7/8-4P-40HP KPVS | KPVS_4012-7/8_4P_40HP_11.39_BRZ | 1197.7 | 1197.7 | 4790.8 | 4 | 0 | 4 | C | KPVS_SplitCase | 5 | 4 | 5 | 8 | BranchMin5_BranchMax8 | 5 | 3 | 6 | 16 | HeaderMin6_HeaderMax16 | 16 | 6 | 18
276 | 36 | 4012-7/8-4P-40HP KPVS | KPVS_4012-7/8_4P_40HP_11.39_BRZ | 1197.7 | 1197.7 | 4790.8 | 4 | 0 | 4 | C | KPVS_SplitCase | 5 | 4 | 5 | 8 | BranchMin5_BranchMax8 | 6 | 3 | 6 | 16 | HeaderMin6_HeaderMax16 | 6 | 6 | 18 | [29 empty] | INVALID
276 | 36 | 4012-7/8-4P-40HP KPVS | KPVS_4012-7/8_4P_40HP_11.39_BRZ | 1197.7 | 1197.7 | 4790.8 | 4 | 0 | 4 | C | KPVS_SplitCase | 5 | 4 | 5 | 8 | BranchMin5_BranchMax8 | 6 | 3 | 6 | 16 | HeaderMin6_HeaderMax16 | 8 | 6 | 18
276 | 36 | 4012-7/8-4P-40HP KPVS | KPVS_4012-7/8_4P_40HP_11.39_BRZ | 1197.7 | 1197.7 | 4790.8 | 4 | 0 | 4 | C | KPVS_SplitCase | 5 | 4 | 5 | 8 | BranchMin5_BranchMax8 | 6 | 3 | 6 | 16 | HeaderMin6_HeaderMax16 | 10 | 6 | 18
276 | 36 | 4012-7/8-4P-40HP KPVS | KPVS_4012-7/8_4P_40HP_11.39_BRZ | 1197.7 | 1197.7 | 4790.8 | 4 | 0 | 4 | C | KPVS_SplitCase | 5 | 4 | 5 | 8 | BranchMin5_BranchMax8 | 6 | 3 | 6 | 16 | HeaderMin6_HeaderMax16 | 12 | 6 | 18
276 | 36 | 4012-7/8-4P-40HP KPVS | KPVS_4012-7/8_4P_40HP_11.39_BRZ | 1197.7 | 1197.7 | 4790.8 | 4 | 0 | 4 | C | KPVS_SplitCase | 5 | 4 | 5 | 8 | BranchMin5_BranchMax8 | 6 | 3 | 6 | 16 | HeaderMin6_HeaderMax16 | 14 | 6 | 18
276 | 36 | 4012-7/8-4P-40HP KPVS | KPVS_4012-7/8_4P_40HP_11.39_BRZ | 1197.7 | 1197.7 | 4790.8 | 4 | 0 | 4 | C | KPVS_SplitCase | 5 | 4 | 5 | 8 | BranchMin5_BranchMax8 | 6 | 3 | 6 | 16 | HeaderMin6_HeaderMax16 | 16 | 6 | 18
276 | 36 | 4012-7/8-4P-40HP KPVS | KPVS_4012-7/8_4P_40HP_11.39_BRZ | 1197.7 | 1197.7 | 4790.8 | 4 | 0 | 4 | C | KPVS_SplitCase | 5 | 4 | 5 | 8 | BranchMin5_BranchMax8 | 8 | 3 | 6 | 16 | HeaderMin6_HeaderMax16 | 6 | 6 | 18 | [29 empty] | INVALID
276 | 36 | 4012-7/8-4P-40HP KPVS | KPVS_4012-7/8_4P_40HP_11.39_BRZ | 1197.7 | 1197.7 | 4790.8 | 4 | 0 | 4 | C | KPVS_SplitCase | 5 | 4 | 5 | 8 | BranchMin5_BranchMax8 | 8 | 3 | 6 | 16 | HeaderMin6_HeaderMax16 | 8 | 6 | 18 | [29 empty] | INVALID
276 | 36 | 4012-7/8-4P-40HP KPVS | KPVS_4012-7/8_4P_40HP_11.39_BRZ | 1197.7 | 1197.7 | 4790.8 | 4 | 0 | 4 | C | KPVS_SplitCase | 5 | 4 | 5 | 8 | BranchMin5_BranchMax8 | 8 | 3 | 6 | 16 | HeaderMin6_HeaderMax16 | 10 | 6 | 18
276 | 36 | 4012-7/8-4P-40HP KPVS | KPVS_4012-7/8_4P_40HP_11.39_BRZ | 1197.7 | 1197.7 | 4790.8 | 4 | 0 | 4 | C | KPVS_SplitCase | 5 | 4 | 5 | 8 | BranchMin5_BranchMax8 | 8 | 3 | 6 | 16 | HeaderMin6_HeaderMax16 | 12 | 6 | 18
276 | 36 | 4012-7/8-4P-40HP KPVS | KPVS_4012-7/8_4P_40HP_11.39_BRZ | 1197.7 | 1197.7 | 4790.8 | 4 | 0 | 4 | C | KPVS_SplitCase | 5 | 4 | 5 | 8 | BranchMin5_BranchMax8 | 8 | 3 | 6 | 16 | HeaderMin6_HeaderMax16 | 14 | 6 | 18
276 | 36 | 4012-7/8-4P-40HP KPVS | KPVS_4012-7/8_4P_40HP_11.39_BRZ | 1197.7 | 1197.7 | 4790.8 | 4 | 0 | 4 | C | KPVS_SplitCase | 5 | 4 | 5 | 8 | BranchMin5_BranchMax8 | 8 | 3 | 6 | 16 | HeaderMin6_HeaderMax16 | 16 | 6 | 18
277 | 37 | 4012-7/8-4P-50HP KPVS | KPVS_4012-7/8_4P_50HP_12.00_BRZ | 1259 | 1259 | 5036 | 4 | 0 | 4 | C | KPVS_SplitCase | 5 | 4 | 5 | 8 | BranchMin5_BranchMax8 | 5 | 3 | 6 | 16 | HeaderMin6_HeaderMax16 | 6 | 6 | 18
277 | 37 | 4012-7/8-4P-50HP KPVS | KPVS_4012-7/8_4P_50HP_12.00_BRZ | 1259 | 1259 | 5036 | 4 | 0 | 4 | C | KPVS_SplitCase | 5 | 4 | 5 | 8 | BranchMin5_BranchMax8 | 5 | 3 | 6 | 16 | HeaderMin6_HeaderMax16 | 8 | 6 | 18
277 | 37 | 4012-7/8-4P-50HP KPVS | KPVS_4012-7/8_4P_50HP_12.00_BRZ | 1259 | 1259 | 5036 | 4 | 0 | 4 | C | KPVS_SplitCase | 5 | 4 | 5 | 8 | BranchMin5_BranchMax8 | 5 | 3 | 6 | 16 | HeaderMin6_HeaderMax16 | 10 | 6 | 18
277 | 37 | 4012-7/8-4P-50HP KPVS | KPVS_4012-7/8_4P_50HP_12.00_BRZ | 1259 | 1259 | 5036 | 4 | 0 | 4 | C | KPVS_SplitCase | 5 | 4 | 5 | 8 | BranchMin5_BranchMax8 | 5 | 3 | 6 | 16 | HeaderMin6_HeaderMax16 | 12 | 6 | 18
277 | 37 | 4012-7/8-4P-50HP KPVS | KPVS_4012-7/8_4P_50HP_12.00_BRZ | 1259 | 1259 | 5036 | 4 | 0 | 4 | C | KPVS_SplitCase | 5 | 4 | 5 | 8 | BranchMin5_BranchMax8 | 5 | 3 | 6 | 16 | HeaderMin6_HeaderMax16 | 14 | 6 | 18
277 | 37 | 4012-7/8-4P-50HP KPVS | KPVS_4012-7/8_4P_50HP_12.00_BRZ | 1259 | 1259 | 5036 | 4 | 0 | 4 | C | KPVS_SplitCase | 5 | 4 | 5 | 8 | BranchMin5_BranchMax8 | 5 | 3 | 6 | 16 | HeaderMin6_HeaderMax16 | 16 | 6 | 18
277 | 37 | 4012-7/8-4P-50HP KPVS | KPVS_4012-7/8_4P_50HP_12.00_BRZ | 1259 | 1259 | 5036 | 4 | 0 | 4 | C | KPVS_SplitCase | 5 | 4 | 5 | 8 | BranchMin5_BranchMax8 | 6 | 3 | 6 | 16 | HeaderMin6_HeaderMax16 | 6 | 6 | 18 | [29 empty] | INVALID
277 | 37 | 4012-7/8-4P-50HP KPVS | KPVS_4012-7/8_4P_50HP_12.00_BRZ | 1259 | 1259 | 5036 | 4 | 0 | 4 | C | KPVS_SplitCase | 5 | 4 | 5 | 8 | BranchMin5_BranchMax8 | 6 | 3 | 6 | 16 | HeaderMin6_HeaderMax16 | 8 | 6 | 18
277 | 37 | 4012-7/8-4P-50HP KPVS | KPVS_4012-7/8_4P_50HP_12.00_BRZ | 1259 | 1259 | 5036 | 4 | 0 | 4 | C | KPVS_SplitCase | 5 | 4 | 5 | 8 | BranchMin5_BranchMax8 | 6 | 3 | 6 | 16 | HeaderMin6_HeaderMax16 | 10 | 6 | 18
277 | 37 | 4012-7/8-4P-50HP KPVS | KPVS_4012-7/8_4P_50HP_12.00_BRZ | 1259 | 1259 | 5036 | 4 | 0 | 4 | C | KPVS_SplitCase | 5 | 4 | 5 | 8 | BranchMin5_BranchMax8 | 6 | 3 | 6 | 16 | HeaderMin6_HeaderMax16 | 12 | 6 | 18
277 | 37 | 4012-7/8-4P-50HP KPVS | KPVS_4012-7/8_4P_50HP_12.00_BRZ | 1259 | 1259 | 5036 | 4 | 0 | 4 | C | KPVS_SplitCase | 5 | 4 | 5 | 8 | BranchMin5_BranchMax8 | 6 | 3 | 6 | 16 | HeaderMin6_HeaderMax16 | 14 | 6 | 18
277 | 37 | 4012-7/8-4P-50HP KPVS | KPVS_4012-7/8_4P_50HP_12.00_BRZ | 1259 | 1259 | 5036 | 4 | 0 | 4 | C | KPVS_SplitCase | 5 | 4 | 5 | 8 | BranchMin5_BranchMax8 | 6 | 3 | 6 | 16 | HeaderMin6_HeaderMax16 | 16 | 6 | 18
277 | 37 | 4012-7/8-4P-50HP KPVS | KPVS_4012-7/8_4P_50HP_12.00_BRZ | 1259 | 1259 | 5036 | 4 | 0 | 4 | C | KPVS_SplitCase | 5 | 4 | 5 | 8 | BranchMin5_BranchMax8 | 8 | 3 | 6 | 16 | HeaderMin6_HeaderMax16 | 6 | 6 | 18 | [29 empty] | INVALID
277 | 37 | 4012-7/8-4P-50HP KPVS | KPVS_4012-7/8_4P_50HP_12.00_BRZ | 1259 | 1259 | 5036 | 4 | 0 | 4 | C | KPVS_SplitCase | 5 | 4 | 5 | 8 | BranchMin5_BranchMax8 | 8 | 3 | 6 | 16 | HeaderMin6_HeaderMax16 | 8 | 6 | 18 | [29 empty] | INVALID
277 | 37 | 4012-7/8-4P-50HP KPVS | KPVS_4012-7/8_4P_50HP_12.00_BRZ | 1259 | 1259 | 5036 | 4 | 0 | 4 | C | KPVS_SplitCase | 5 | 4 | 5 | 8 | BranchMin5_BranchMax8 | 8 | 3 | 6 | 16 | HeaderMin6_HeaderMax16 | 10 | 6 | 18
277 | 37 | 4012-7/8-4P-50HP KPVS | KPVS_4012-7/8_4P_50HP_12.00_BRZ | 1259 | 1259 | 5036 | 4 | 0 | 4 | C | KPVS_SplitCase | 5 | 4 | 5 | 8 | BranchMin5_BranchMax8 | 8 | 3 | 6 | 16 | HeaderMin6_HeaderMax16 | 12 | 6 | 18
277 | 37 | 4012-7/8-4P-50HP KPVS | KPVS_4012-7/8_4P_50HP_12.00_BRZ | 1259 | 1259 | 5036 | 4 | 0 | 4 | C | KPVS_SplitCase | 5 | 4 | 5 | 8 | BranchMin5_BranchMax8 | 8 | 3 | 6 | 16 | HeaderMin6_HeaderMax16 | 14 | 6 | 18
277 | 37 | 4012-7/8-4P-50HP KPVS | KPVS_4012-7/8_4P_50HP_12.00_BRZ | 1259 | 1259 | 5036 | 4 | 0 | 4 | C | KPVS_SplitCase | 5 | 4 | 5 | 8 | BranchMin5_BranchMax8 | 8 | 3 | 6 | 16 | HeaderMin6_HeaderMax16 | 16 | 6 | 18
278 | 38 | 4015-9/0-4P-25HP KPVS | KPVS_4015-9/0_4P_25HP_9.71_BRZ | 786.3 | 786.3 | 3145.2 | 4 | 0 | 4 | C | KPVS_SplitCase | 5 | 4 | 5 | 6 | BranchMin5_BranchMax6 | 5 | 2 | 6 | 12 | HeaderMin6_HeaderMax12 | 6 | 4 | 8
278 | 38 | 4015-9/0-4P-25HP KPVS | KPVS_4015-9/0_4P_25HP_9.71_BRZ | 786.3 | 786.3 | 3145.2 | 4 | 0 | 4 | C | KPVS_SplitCase | 5 | 4 | 5 | 6 | BranchMin5_BranchMax6 | 5 | 2 | 6 | 12 | HeaderMin6_HeaderMax12 | 8 | 4 | 8
278 | 38 | 4015-9/0-4P-25HP KPVS | KPVS_4015-9/0_4P_25HP_9.71_BRZ | 786.3 | 786.3 | 3145.2 | 4 | 0 | 4 | C | KPVS_SplitCase | 5 | 4 | 5 | 6 | BranchMin5_BranchMax6 | 5 | 2 | 6 | 12 | HeaderMin6_HeaderMax12 | 10 | 4 | 8
278 | 38 | 4015-9/0-4P-25HP KPVS | KPVS_4015-9/0_4P_25HP_9.71_BRZ | 786.3 | 786.3 | 3145.2 | 4 | 0 | 4 | C | KPVS_SplitCase | 5 | 4 | 5 | 6 | BranchMin5_BranchMax6 | 5 | 2 | 6 | 12 | HeaderMin6_HeaderMax12 | 12 | 4 | 8
278 | 38 | 4015-9/0-4P-25HP KPVS | KPVS_4015-9/0_4P_25HP_9.71_BRZ | 786.3 | 786.3 | 3145.2 | 4 | 0 | 4 | C | KPVS_SplitCase | 5 | 4 | 5 | 6 | BranchMin5_BranchMax6 | 6 | 2 | 6 | 12 | HeaderMin6_HeaderMax12 | 6 | 4 | 8 | [29 empty] | INVALID
278 | 38 | 4015-9/0-4P-25HP KPVS | KPVS_4015-9/0_4P_25HP_9.71_BRZ | 786.3 | 786.3 | 3145.2 | 4 | 0 | 4 | C | KPVS_SplitCase | 5 | 4 | 5 | 6 | BranchMin5_BranchMax6 | 6 | 2 | 6 | 12 | HeaderMin6_HeaderMax12 | 8 | 4 | 8
278 | 38 | 4015-9/0-4P-25HP KPVS | KPVS_4015-9/0_4P_25HP_9.71_BRZ | 786.3 | 786.3 | 3145.2 | 4 | 0 | 4 | C | KPVS_SplitCase | 5 | 4 | 5 | 6 | BranchMin5_BranchMax6 | 6 | 2 | 6 | 12 | HeaderMin6_HeaderMax12 | 10 | 4 | 8
278 | 38 | 4015-9/0-4P-25HP KPVS | KPVS_4015-9/0_4P_25HP_9.71_BRZ | 786.3 | 786.3 | 3145.2 | 4 | 0 | 4 | C | KPVS_SplitCase | 5 | 4 | 5 | 6 | BranchMin5_BranchMax6 | 6 | 2 | 6 | 12 | HeaderMin6_HeaderMax12 | 12 | 4 | 8
279 | 39 | 4015-9/0-4P-30HP KPVS | KPVS_4015-9/0_4P_30HP_10.24_BRZ | 848.4 | 848.4 | 3393.6 | 4 | 0 | 4 | C | KPVS_SplitCase | 5 | 4 | 5 | 6 | BranchMin5_BranchMax6 | 5 | 2 | 6 | 12 | HeaderMin6_HeaderMax12 | 6 | 4 | 8
279 | 39 | 4015-9/0-4P-30HP KPVS | KPVS_4015-9/0_4P_30HP_10.24_BRZ | 848.4 | 848.4 | 3393.6 | 4 | 0 | 4 | C | KPVS_SplitCase | 5 | 4 | 5 | 6 | BranchMin5_BranchMax6 | 5 | 2 | 6 | 12 | HeaderMin6_HeaderMax12 | 8 | 4 | 8
279 | 39 | 4015-9/0-4P-30HP KPVS | KPVS_4015-9/0_4P_30HP_10.24_BRZ | 848.4 | 848.4 | 3393.6 | 4 | 0 | 4 | C | KPVS_SplitCase | 5 | 4 | 5 | 6 | BranchMin5_BranchMax6 | 5 | 2 | 6 | 12 | HeaderMin6_HeaderMax12 | 10 | 4 | 8
279 | 39 | 4015-9/0-4P-30HP KPVS | KPVS_4015-9/0_4P_30HP_10.24_BRZ | 848.4 | 848.4 | 3393.6 | 4 | 0 | 4 | C | KPVS_SplitCase | 5 | 4 | 5 | 6 | BranchMin5_BranchMax6 | 5 | 2 | 6 | 12 | HeaderMin6_HeaderMax12 | 12 | 4 | 8
279 | 39 | 4015-9/0-4P-30HP KPVS | KPVS_4015-9/0_4P_30HP_10.24_BRZ | 848.4 | 848.4 | 3393.6 | 4 | 0 | 4 | C | KPVS_SplitCase | 5 | 4 | 5 | 6 | BranchMin5_BranchMax6 | 6 | 2 | 6 | 12 | HeaderMin6_HeaderMax12 | 6 | 4 | 8 | [29 empty] | INVALID
279 | 39 | 4015-9/0-4P-30HP KPVS | KPVS_4015-9/0_4P_30HP_10.24_BRZ | 848.4 | 848.4 | 3393.6 | 4 | 0 | 4 | C | KPVS_SplitCase | 5 | 4 | 5 | 6 | BranchMin5_BranchMax6 | 6 | 2 | 6 | 12 | HeaderMin6_HeaderMax12 | 8 | 4 | 8
279 | 39 | 4015-9/0-4P-30HP KPVS | KPVS_4015-9/0_4P_30HP_10.24_BRZ | 848.4 | 848.4 | 3393.6 | 4 | 0 | 4 | C | KPVS_SplitCase | 5 | 4 | 5 | 6 | BranchMin5_BranchMax6 | 6 | 2 | 6 | 12 | HeaderMin6_HeaderMax12 | 10 | 4 | 8
279 | 39 | 4015-9/0-4P-30HP KPVS | KPVS_4015-9/0_4P_30HP_10.24_BRZ | 848.4 | 848.4 | 3393.6 | 4 | 0 | 4 | C | KPVS_SplitCase | 5 | 4 | 5 | 6 | BranchMin5_BranchMax6 | 6 | 2 | 6 | 12 | HeaderMin6_HeaderMax12 | 12 | 4 | 8
280 | 40 | 4015-9/0-4P-40HP KPVS | KPVS_4015-9/0_4P_40HP_11.17_BRZ | 960.9 | 960.9 | 3843.6 | 4 | 0 | 4 | C | KPVS_SplitCase | 5 | 4 | 5 | 8 | BranchMin5_BranchMax8 | 5 | 3 | 6 | 14 | HeaderMin6_HeaderMax14 | 6 | 5 | 15
280 | 40 | 4015-9/0-4P-40HP KPVS | KPVS_4015-9/0_4P_40HP_11.17_BRZ | 960.9 | 960.9 | 3843.6 | 4 | 0 | 4 | C | KPVS_SplitCase | 5 | 4 | 5 | 8 | BranchMin5_BranchMax8 | 5 | 3 | 6 | 14 | HeaderMin6_HeaderMax14 | 8 | 5 | 15
280 | 40 | 4015-9/0-4P-40HP KPVS | KPVS_4015-9/0_4P_40HP_11.17_BRZ | 960.9 | 960.9 | 3843.6 | 4 | 0 | 4 | C | KPVS_SplitCase | 5 | 4 | 5 | 8 | BranchMin5_BranchMax8 | 5 | 3 | 6 | 14 | HeaderMin6_HeaderMax14 | 10 | 5 | 15
280 | 40 | 4015-9/0-4P-40HP KPVS | KPVS_4015-9/0_4P_40HP_11.17_BRZ | 960.9 | 960.9 | 3843.6 | 4 | 0 | 4 | C | KPVS_SplitCase | 5 | 4 | 5 | 8 | BranchMin5_BranchMax8 | 5 | 3 | 6 | 14 | HeaderMin6_HeaderMax14 | 12 | 5 | 15
280 | 40 | 4015-9/0-4P-40HP KPVS | KPVS_4015-9/0_4P_40HP_11.17_BRZ | 960.9 | 960.9 | 3843.6 | 4 | 0 | 4 | C | KPVS_SplitCase | 5 | 4 | 5 | 8 | BranchMin5_BranchMax8 | 5 | 3 | 6 | 14 | HeaderMin6_HeaderMax14 | 14 | 5 | 15
280 | 40 | 4015-9/0-4P-40HP KPVS | KPVS_4015-9/0_4P_40HP_11.17_BRZ | 960.9 | 960.9 | 3843.6 | 4 | 0 | 4 | C | KPVS_SplitCase | 5 | 4 | 5 | 8 | BranchMin5_BranchMax8 | 6 | 3 | 6 | 14 | HeaderMin6_HeaderMax14 | 6 | 5 | 15 | [29 empty] | INVALID
280 | 40 | 4015-9/0-4P-40HP KPVS | KPVS_4015-9/0_4P_40HP_11.17_BRZ | 960.9 | 960.9 | 3843.6 | 4 | 0 | 4 | C | KPVS_SplitCase | 5 | 4 | 5 | 8 | BranchMin5_BranchMax8 | 6 | 3 | 6 | 14 | HeaderMin6_HeaderMax14 | 8 | 5 | 15
280 | 40 | 4015-9/0-4P-40HP KPVS | KPVS_4015-9/0_4P_40HP_11.17_BRZ | 960.9 | 960.9 | 3843.6 | 4 | 0 | 4 | C | KPVS_SplitCase | 5 | 4 | 5 | 8 | BranchMin5_BranchMax8 | 6 | 3 | 6 | 14 | HeaderMin6_HeaderMax14 | 10 | 5 | 15
280 | 40 | 4015-9/0-4P-40HP KPVS | KPVS_4015-9/0_4P_40HP_11.17_BRZ | 960.9 | 960.9 | 3843.6 | 4 | 0 | 4 | C | KPVS_SplitCase | 5 | 4 | 5 | 8 | BranchMin5_BranchMax8 | 6 | 3 | 6 | 14 | HeaderMin6_HeaderMax14 | 12 | 5 | 15
280 | 40 | 4015-9/0-4P-40HP KPVS | KPVS_4015-9/0_4P_40HP_11.17_BRZ | 960.9 | 960.9 | 3843.6 | 4 | 0 | 4 | C | KPVS_SplitCase | 5 | 4 | 5 | 8 | BranchMin5_BranchMax8 | 6 | 3 | 6 | 14 | HeaderMin6_HeaderMax14 | 14 | 5 | 15
280 | 40 | 4015-9/0-4P-40HP KPVS | KPVS_4015-9/0_4P_40HP_11.17_BRZ | 960.9 | 960.9 | 3843.6 | 4 | 0 | 4 | C | KPVS_SplitCase | 5 | 4 | 5 | 8 | BranchMin5_BranchMax8 | 8 | 3 | 6 | 14 | HeaderMin6_HeaderMax14 | 6 | 5 | 15 | [29 empty] | INVALID
280 | 40 | 4015-9/0-4P-40HP KPVS | KPVS_4015-9/0_4P_40HP_11.17_BRZ | 960.9 | 960.9 | 3843.6 | 4 | 0 | 4 | C | KPVS_SplitCase | 5 | 4 | 5 | 8 | BranchMin5_BranchMax8 | 8 | 3 | 6 | 14 | HeaderMin6_HeaderMax14 | 8 | 5 | 15 | [29 empty] | INVALID
280 | 40 | 4015-9/0-4P-40HP KPVS | KPVS_4015-9/0_4P_40HP_11.17_BRZ | 960.9 | 960.9 | 3843.6 | 4 | 0 | 4 | C | KPVS_SplitCase | 5 | 4 | 5 | 8 | BranchMin5_BranchMax8 | 8 | 3 | 6 | 14 | HeaderMin6_HeaderMax14 | 10 | 5 | 15
280 | 40 | 4015-9/0-4P-40HP KPVS | KPVS_4015-9/0_4P_40HP_11.17_BRZ | 960.9 | 960.9 | 3843.6 | 4 | 0 | 4 | C | KPVS_SplitCase | 5 | 4 | 5 | 8 | BranchMin5_BranchMax8 | 8 | 3 | 6 | 14 | HeaderMin6_HeaderMax14 | 12 | 5 | 15
280 | 40 | 4015-9/0-4P-40HP KPVS | KPVS_4015-9/0_4P_40HP_11.17_BRZ | 960.9 | 960.9 | 3843.6 | 4 | 0 | 4 | C | KPVS_SplitCase | 5 | 4 | 5 | 8 | BranchMin5_BranchMax8 | 8 | 3 | 6 | 14 | HeaderMin6_HeaderMax14 | 14 | 5 | 15
281 | 41 | 4015-9/0-4P-50HP KPVS | KPVS_4015-9/0_4P_50HP_11.92_BRZ | 1054.6 | 1054.6 | 4218.4 | 4 | 0 | 4 | C | KPVS_SplitCase | 5 | 4 | 5 | 8 | BranchMin5_BranchMax8 | 5 | 3 | 6 | 14 | HeaderMin6_HeaderMax14 | 6 | 5 | 15
281 | 41 | 4015-9/0-4P-50HP KPVS | KPVS_4015-9/0_4P_50HP_11.92_BRZ | 1054.6 | 1054.6 | 4218.4 | 4 | 0 | 4 | C | KPVS_SplitCase | 5 | 4 | 5 | 8 | BranchMin5_BranchMax8 | 5 | 3 | 6 | 14 | HeaderMin6_HeaderMax14 | 8 | 5 | 15
281 | 41 | 4015-9/0-4P-50HP KPVS | KPVS_4015-9/0_4P_50HP_11.92_BRZ | 1054.6 | 1054.6 | 4218.4 | 4 | 0 | 4 | C | KPVS_SplitCase | 5 | 4 | 5 | 8 | BranchMin5_BranchMax8 | 5 | 3 | 6 | 14 | HeaderMin6_HeaderMax14 | 10 | 5 | 15
281 | 41 | 4015-9/0-4P-50HP KPVS | KPVS_4015-9/0_4P_50HP_11.92_BRZ | 1054.6 | 1054.6 | 4218.4 | 4 | 0 | 4 | C | KPVS_SplitCase | 5 | 4 | 5 | 8 | BranchMin5_BranchMax8 | 5 | 3 | 6 | 14 | HeaderMin6_HeaderMax14 | 12 | 5 | 15
281 | 41 | 4015-9/0-4P-50HP KPVS | KPVS_4015-9/0_4P_50HP_11.92_BRZ | 1054.6 | 1054.6 | 4218.4 | 4 | 0 | 4 | C | KPVS_SplitCase | 5 | 4 | 5 | 8 | BranchMin5_BranchMax8 | 5 | 3 | 6 | 14 | HeaderMin6_HeaderMax14 | 14 | 5 | 15
281 | 41 | 4015-9/0-4P-50HP KPVS | KPVS_4015-9/0_4P_50HP_11.92_BRZ | 1054.6 | 1054.6 | 4218.4 | 4 | 0 | 4 | C | KPVS_SplitCase | 5 | 4 | 5 | 8 | BranchMin5_BranchMax8 | 6 | 3 | 6 | 14 | HeaderMin6_HeaderMax14 | 6 | 5 | 15 | [29 empty] | INVALID
281 | 41 | 4015-9/0-4P-50HP KPVS | KPVS_4015-9/0_4P_50HP_11.92_BRZ | 1054.6 | 1054.6 | 4218.4 | 4 | 0 | 4 | C | KPVS_SplitCase | 5 | 4 | 5 | 8 | BranchMin5_BranchMax8 | 6 | 3 | 6 | 14 | HeaderMin6_HeaderMax14 | 8 | 5 | 15
281 | 41 | 4015-9/0-4P-50HP KPVS | KPVS_4015-9/0_4P_50HP_11.92_BRZ | 1054.6 | 1054.6 | 4218.4 | 4 | 0 | 4 | C | KPVS_SplitCase | 5 | 4 | 5 | 8 | BranchMin5_BranchMax8 | 6 | 3 | 6 | 14 | HeaderMin6_HeaderMax14 | 10 | 5 | 15
281 | 41 | 4015-9/0-4P-50HP KPVS | KPVS_4015-9/0_4P_50HP_11.92_BRZ | 1054.6 | 1054.6 | 4218.4 | 4 | 0 | 4 | C | KPVS_SplitCase | 5 | 4 | 5 | 8 | BranchMin5_BranchMax8 | 6 | 3 | 6 | 14 | HeaderMin6_HeaderMax14 | 12 | 5 | 15
281 | 41 | 4015-9/0-4P-50HP KPVS | KPVS_4015-9/0_4P_50HP_11.92_BRZ | 1054.6 | 1054.6 | 4218.4 | 4 | 0 | 4 | C | KPVS_SplitCase | 5 | 4 | 5 | 8 | BranchMin5_BranchMax8 | 6 | 3 | 6 | 14 | HeaderMin6_HeaderMax14 | 14 | 5 | 15
281 | 41 | 4015-9/0-4P-50HP KPVS | KPVS_4015-9/0_4P_50HP_11.92_BRZ | 1054.6 | 1054.6 | 4218.4 | 4 | 0 | 4 | C | KPVS_SplitCase | 5 | 4 | 5 | 8 | BranchMin5_BranchMax8 | 8 | 3 | 6 | 14 | HeaderMin6_HeaderMax14 | 6 | 5 | 15 | [29 empty] | INVALID
281 | 41 | 4015-9/0-4P-50HP KPVS | KPVS_4015-9/0_4P_50HP_11.92_BRZ | 1054.6 | 1054.6 | 4218.4 | 4 | 0 | 4 | C | KPVS_SplitCase | 5 | 4 | 5 | 8 | BranchMin5_BranchMax8 | 8 | 3 | 6 | 14 | HeaderMin6_HeaderMax14 | 8 | 5 | 15 | [29 empty] | INVALID
281 | 41 | 4015-9/0-4P-50HP KPVS | KPVS_4015-9/0_4P_50HP_11.92_BRZ | 1054.6 | 1054.6 | 4218.4 | 4 | 0 | 4 | C | KPVS_SplitCase | 5 | 4 | 5 | 8 | BranchMin5_BranchMax8 | 8 | 3 | 6 | 14 | HeaderMin6_HeaderMax14 | 10 | 5 | 15
281 | 41 | 4015-9/0-4P-50HP KPVS | KPVS_4015-9/0_4P_50HP_11.92_BRZ | 1054.6 | 1054.6 | 4218.4 | 4 | 0 | 4 | C | KPVS_SplitCase | 5 | 4 | 5 | 8 | BranchMin5_BranchMax8 | 8 | 3 | 6 | 14 | HeaderMin6_HeaderMax14 | 12 | 5 | 15
281 | 41 | 4015-9/0-4P-50HP KPVS | KPVS_4015-9/0_4P_50HP_11.92_BRZ | 1054.6 | 1054.6 | 4218.4 | 4 | 0 | 4 | C | KPVS_SplitCase | 5 | 4 | 5 | 8 | BranchMin5_BranchMax8 | 8 | 3 | 6 | 14 | HeaderMin6_HeaderMax14 | 14 | 5 | 15
282 | 42 | 4015-9/0-4P-60HP KPVS | KPVS_4015-9/0_4P_60HP_12.56_BRZ | 1137.7 | 1137.7 | 4550.8 | 4 | 0 | 4 | C | KPVS_SplitCase | 5 | 4 | 5 | 8 | BranchMin5_BranchMax8 | 5 | 3 | 6 | 16 | HeaderMin6_HeaderMax16 | 6 | 6 | 18
282 | 42 | 4015-9/0-4P-60HP KPVS | KPVS_4015-9/0_4P_60HP_12.56_BRZ | 1137.7 | 1137.7 | 4550.8 | 4 | 0 | 4 | C | KPVS_SplitCase | 5 | 4 | 5 | 8 | BranchMin5_BranchMax8 | 5 | 3 | 6 | 16 | HeaderMin6_HeaderMax16 | 8 | 6 | 18
282 | 42 | 4015-9/0-4P-60HP KPVS | KPVS_4015-9/0_4P_60HP_12.56_BRZ | 1137.7 | 1137.7 | 4550.8 | 4 | 0 | 4 | C | KPVS_SplitCase | 5 | 4 | 5 | 8 | BranchMin5_BranchMax8 | 5 | 3 | 6 | 16 | HeaderMin6_HeaderMax16 | 10 | 6 | 18
282 | 42 | 4015-9/0-4P-60HP KPVS | KPVS_4015-9/0_4P_60HP_12.56_BRZ | 1137.7 | 1137.7 | 4550.8 | 4 | 0 | 4 | C | KPVS_SplitCase | 5 | 4 | 5 | 8 | BranchMin5_BranchMax8 | 5 | 3 | 6 | 16 | HeaderMin6_HeaderMax16 | 12 | 6 | 18
282 | 42 | 4015-9/0-4P-60HP KPVS | KPVS_4015-9/0_4P_60HP_12.56_BRZ | 1137.7 | 1137.7 | 4550.8 | 4 | 0 | 4 | C | KPVS_SplitCase | 5 | 4 | 5 | 8 | BranchMin5_BranchMax8 | 5 | 3 | 6 | 16 | HeaderMin6_HeaderMax16 | 14 | 6 | 18
282 | 42 | 4015-9/0-4P-60HP KPVS | KPVS_4015-9/0_4P_60HP_12.56_BRZ | 1137.7 | 1137.7 | 4550.8 | 4 | 0 | 4 | C | KPVS_SplitCase | 5 | 4 | 5 | 8 | BranchMin5_BranchMax8 | 5 | 3 | 6 | 16 | HeaderMin6_HeaderMax16 | 16 | 6 | 18
282 | 42 | 4015-9/0-4P-60HP KPVS | KPVS_4015-9/0_4P_60HP_12.56_BRZ | 1137.7 | 1137.7 | 4550.8 | 4 | 0 | 4 | C | KPVS_SplitCase | 5 | 4 | 5 | 8 | BranchMin5_BranchMax8 | 6 | 3 | 6 | 16 | HeaderMin6_HeaderMax16 | 6 | 6 | 18 | [29 empty] | INVALID
282 | 42 | 4015-9/0-4P-60HP KPVS | KPVS_4015-9/0_4P_60HP_12.56_BRZ | 1137.7 | 1137.7 | 4550.8 | 4 | 0 | 4 | C | KPVS_SplitCase | 5 | 4 | 5 | 8 | BranchMin5_BranchMax8 | 6 | 3 | 6 | 16 | HeaderMin6_HeaderMax16 | 8 | 6 | 18
282 | 42 | 4015-9/0-4P-60HP KPVS | KPVS_4015-9/0_4P_60HP_12.56_BRZ | 1137.7 | 1137.7 | 4550.8 | 4 | 0 | 4 | C | KPVS_SplitCase | 5 | 4 | 5 | 8 | BranchMin5_BranchMax8 | 6 | 3 | 6 | 16 | HeaderMin6_HeaderMax16 | 10 | 6 | 18
282 | 42 | 4015-9/0-4P-60HP KPVS | KPVS_4015-9/0_4P_60HP_12.56_BRZ | 1137.7 | 1137.7 | 4550.8 | 4 | 0 | 4 | C | KPVS_SplitCase | 5 | 4 | 5 | 8 | BranchMin5_BranchMax8 | 6 | 3 | 6 | 16 | HeaderMin6_HeaderMax16 | 12 | 6 | 18
282 | 42 | 4015-9/0-4P-60HP KPVS | KPVS_4015-9/0_4P_60HP_12.56_BRZ | 1137.7 | 1137.7 | 4550.8 | 4 | 0 | 4 | C | KPVS_SplitCase | 5 | 4 | 5 | 8 | BranchMin5_BranchMax8 | 6 | 3 | 6 | 16 | HeaderMin6_HeaderMax16 | 14 | 6 | 18
282 | 42 | 4015-9/0-4P-60HP KPVS | KPVS_4015-9/0_4P_60HP_12.56_BRZ | 1137.7 | 1137.7 | 4550.8 | 4 | 0 | 4 | C | KPVS_SplitCase | 5 | 4 | 5 | 8 | BranchMin5_BranchMax8 | 6 | 3 | 6 | 16 | HeaderMin6_HeaderMax16 | 16 | 6 | 18
282 | 42 | 4015-9/0-4P-60HP KPVS | KPVS_4015-9/0_4P_60HP_12.56_BRZ | 1137.7 | 1137.7 | 4550.8 | 4 | 0 | 4 | C | KPVS_SplitCase | 5 | 4 | 5 | 8 | BranchMin5_BranchMax8 | 8 | 3 | 6 | 16 | HeaderMin6_HeaderMax16 | 6 | 6 | 18 | [29 empty] | INVALID
282 | 42 | 4015-9/0-4P-60HP KPVS | KPVS_4015-9/0_4P_60HP_12.56_BRZ | 1137.7 | 1137.7 | 4550.8 | 4 | 0 | 4 | C | KPVS_SplitCase | 5 | 4 | 5 | 8 | BranchMin5_BranchMax8 | 8 | 3 | 6 | 16 | HeaderMin6_HeaderMax16 | 8 | 6 | 18 | [29 empty] | INVALID
282 | 42 | 4015-9/0-4P-60HP KPVS | KPVS_4015-9/0_4P_60HP_12.56_BRZ | 1137.7 | 1137.7 | 4550.8 | 4 | 0 | 4 | C | KPVS_SplitCase | 5 | 4 | 5 | 8 | BranchMin5_BranchMax8 | 8 | 3 | 6 | 16 | HeaderMin6_HeaderMax16 | 10 | 6 | 18
282 | 42 | 4015-9/0-4P-60HP KPVS | KPVS_4015-9/0_4P_60HP_12.56_BRZ | 1137.7 | 1137.7 | 4550.8 | 4 | 0 | 4 | C | KPVS_SplitCase | 5 | 4 | 5 | 8 | BranchMin5_BranchMax8 | 8 | 3 | 6 | 16 | HeaderMin6_HeaderMax16 | 12 | 6 | 18
282 | 42 | 4015-9/0-4P-60HP KPVS | KPVS_4015-9/0_4P_60HP_12.56_BRZ | 1137.7 | 1137.7 | 4550.8 | 4 | 0 | 4 | C | KPVS_SplitCase | 5 | 4 | 5 | 8 | BranchMin5_BranchMax8 | 8 | 3 | 6 | 16 | HeaderMin6_HeaderMax16 | 14 | 6 | 18
282 | 42 | 4015-9/0-4P-60HP KPVS | KPVS_4015-9/0_4P_60HP_12.56_BRZ | 1137.7 | 1137.7 | 4550.8 | 4 | 0 | 4 | C | KPVS_SplitCase | 5 | 4 | 5 | 8 | BranchMin5_BranchMax8 | 8 | 3 | 6 | 16 | HeaderMin6_HeaderMax16 | 16 | 6 | 18
283 | 43 | 4015-9/0-4P-75HP KPVS | KPVS_4015-9/0_4P_75HP_13.30_BRZ | 1251.5 | 1251.5 | 5006 | 4 | 0 | 4 | C | KPVS_SplitCase | 5 | 4 | 5 | 8 | BranchMin5_BranchMax8 | 5 | 3 | 6 | 16 | HeaderMin6_HeaderMax16 | 6 | 6 | 18
283 | 43 | 4015-9/0-4P-75HP KPVS | KPVS_4015-9/0_4P_75HP_13.30_BRZ | 1251.5 | 1251.5 | 5006 | 4 | 0 | 4 | C | KPVS_SplitCase | 5 | 4 | 5 | 8 | BranchMin5_BranchMax8 | 5 | 3 | 6 | 16 | HeaderMin6_HeaderMax16 | 8 | 6 | 18
283 | 43 | 4015-9/0-4P-75HP KPVS | KPVS_4015-9/0_4P_75HP_13.30_BRZ | 1251.5 | 1251.5 | 5006 | 4 | 0 | 4 | C | KPVS_SplitCase | 5 | 4 | 5 | 8 | BranchMin5_BranchMax8 | 5 | 3 | 6 | 16 | HeaderMin6_HeaderMax16 | 10 | 6 | 18
283 | 43 | 4015-9/0-4P-75HP KPVS | KPVS_4015-9/0_4P_75HP_13.30_BRZ | 1251.5 | 1251.5 | 5006 | 4 | 0 | 4 | C | KPVS_SplitCase | 5 | 4 | 5 | 8 | BranchMin5_BranchMax8 | 5 | 3 | 6 | 16 | HeaderMin6_HeaderMax16 | 12 | 6 | 18
283 | 43 | 4015-9/0-4P-75HP KPVS | KPVS_4015-9/0_4P_75HP_13.30_BRZ | 1251.5 | 1251.5 | 5006 | 4 | 0 | 4 | C | KPVS_SplitCase | 5 | 4 | 5 | 8 | BranchMin5_BranchMax8 | 5 | 3 | 6 | 16 | HeaderMin6_HeaderMax16 | 14 | 6 | 18
283 | 43 | 4015-9/0-4P-75HP KPVS | KPVS_4015-9/0_4P_75HP_13.30_BRZ | 1251.5 | 1251.5 | 5006 | 4 | 0 | 4 | C | KPVS_SplitCase | 5 | 4 | 5 | 8 | BranchMin5_BranchMax8 | 5 | 3 | 6 | 16 | HeaderMin6_HeaderMax16 | 16 | 6 | 18
283 | 43 | 4015-9/0-4P-75HP KPVS | KPVS_4015-9/0_4P_75HP_13.30_BRZ | 1251.5 | 1251.5 | 5006 | 4 | 0 | 4 | C | KPVS_SplitCase | 5 | 4 | 5 | 8 | BranchMin5_BranchMax8 | 6 | 3 | 6 | 16 | HeaderMin6_HeaderMax16 | 6 | 6 | 18 | [29 empty] | INVALID
283 | 43 | 4015-9/0-4P-75HP KPVS | KPVS_4015-9/0_4P_75HP_13.30_BRZ | 1251.5 | 1251.5 | 5006 | 4 | 0 | 4 | C | KPVS_SplitCase | 5 | 4 | 5 | 8 | BranchMin5_BranchMax8 | 6 | 3 | 6 | 16 | HeaderMin6_HeaderMax16 | 8 | 6 | 18
283 | 43 | 4015-9/0-4P-75HP KPVS | KPVS_4015-9/0_4P_75HP_13.30_BRZ | 1251.5 | 1251.5 | 5006 | 4 | 0 | 4 | C | KPVS_SplitCase | 5 | 4 | 5 | 8 | BranchMin5_BranchMax8 | 6 | 3 | 6 | 16 | HeaderMin6_HeaderMax16 | 10 | 6 | 18
283 | 43 | 4015-9/0-4P-75HP KPVS | KPVS_4015-9/0_4P_75HP_13.30_BRZ | 1251.5 | 1251.5 | 5006 | 4 | 0 | 4 | C | KPVS_SplitCase | 5 | 4 | 5 | 8 | BranchMin5_BranchMax8 | 6 | 3 | 6 | 16 | HeaderMin6_HeaderMax16 | 12 | 6 | 18
283 | 43 | 4015-9/0-4P-75HP KPVS | KPVS_4015-9/0_4P_75HP_13.30_BRZ | 1251.5 | 1251.5 | 5006 | 4 | 0 | 4 | C | KPVS_SplitCase | 5 | 4 | 5 | 8 | BranchMin5_BranchMax8 | 6 | 3 | 6 | 16 | HeaderMin6_HeaderMax16 | 14 | 6 | 18
283 | 43 | 4015-9/0-4P-75HP KPVS | KPVS_4015-9/0_4P_75HP_13.30_BRZ | 1251.5 | 1251.5 | 5006 | 4 | 0 | 4 | C | KPVS_SplitCase | 5 | 4 | 5 | 8 | BranchMin5_BranchMax8 | 6 | 3 | 6 | 16 | HeaderMin6_HeaderMax16 | 16 | 6 | 18
283 | 43 | 4015-9/0-4P-75HP KPVS | KPVS_4015-9/0_4P_75HP_13.30_BRZ | 1251.5 | 1251.5 | 5006 | 4 | 0 | 4 | C | KPVS_SplitCase | 5 | 4 | 5 | 8 | BranchMin5_BranchMax8 | 8 | 3 | 6 | 16 | HeaderMin6_HeaderMax16 | 6 | 6 | 18 | [29 empty] | INVALID
283 | 43 | 4015-9/0-4P-75HP KPVS | KPVS_4015-9/0_4P_75HP_13.30_BRZ | 1251.5 | 1251.5 | 5006 | 4 | 0 | 4 | C | KPVS_SplitCase | 5 | 4 | 5 | 8 | BranchMin5_BranchMax8 | 8 | 3 | 6 | 16 | HeaderMin6_HeaderMax16 | 8 | 6 | 18 | [29 empty] | INVALID
283 | 43 | 4015-9/0-4P-75HP KPVS | KPVS_4015-9/0_4P_75HP_13.30_BRZ | 1251.5 | 1251.5 | 5006 | 4 | 0 | 4 | C | KPVS_SplitCase | 5 | 4 | 5 | 8 | BranchMin5_BranchMax8 | 8 | 3 | 6 | 16 | HeaderMin6_HeaderMax16 | 10 | 6 | 18
283 | 43 | 4015-9/0-4P-75HP KPVS | KPVS_4015-9/0_4P_75HP_13.30_BRZ | 1251.5 | 1251.5 | 5006 | 4 | 0 | 4 | C | KPVS_SplitCase | 5 | 4 | 5 | 8 | BranchMin5_BranchMax8 | 8 | 3 | 6 | 16 | HeaderMin6_HeaderMax16 | 12 | 6 | 18
283 | 43 | 4015-9/0-4P-75HP KPVS | KPVS_4015-9/0_4P_75HP_13.30_BRZ | 1251.5 | 1251.5 | 5006 | 4 | 0 | 4 | C | KPVS_SplitCase | 5 | 4 | 5 | 8 | BranchMin5_BranchMax8 | 8 | 3 | 6 | 16 | HeaderMin6_HeaderMax16 | 14 | 6 | 18
283 | 43 | 4015-9/0-4P-75HP KPVS | KPVS_4015-9/0_4P_75HP_13.30_BRZ | 1251.5 | 1251.5 | 5006 | 4 | 0 | 4 | C | KPVS_SplitCase | 5 | 4 | 5 | 8 | BranchMin5_BranchMax8 | 8 | 3 | 6 | 16 | HeaderMin6_HeaderMax16 | 16 | 6 | 18
284 | 44 | 4015-9/0-4P-100HP KPVS | KPVS_4015-9/0_4P_100HP_14.44_BRZ | 1415.3 | 1415.3 | 5661.2 | 4 | 0 | 4 | C | KPVS_SplitCase | 5 | 4 | 5 | 8 | BranchMin5_BranchMax8 | 5 | 3 | 6 | 18 | HeaderMin6_HeaderMax18 | 6 | 7 | 21
284 | 44 | 4015-9/0-4P-100HP KPVS | KPVS_4015-9/0_4P_100HP_14.44_BRZ | 1415.3 | 1415.3 | 5661.2 | 4 | 0 | 4 | C | KPVS_SplitCase | 5 | 4 | 5 | 8 | BranchMin5_BranchMax8 | 5 | 3 | 6 | 18 | HeaderMin6_HeaderMax18 | 8 | 7 | 21
284 | 44 | 4015-9/0-4P-100HP KPVS | KPVS_4015-9/0_4P_100HP_14.44_BRZ | 1415.3 | 1415.3 | 5661.2 | 4 | 0 | 4 | C | KPVS_SplitCase | 5 | 4 | 5 | 8 | BranchMin5_BranchMax8 | 5 | 3 | 6 | 18 | HeaderMin6_HeaderMax18 | 10 | 7 | 21
284 | 44 | 4015-9/0-4P-100HP KPVS | KPVS_4015-9/0_4P_100HP_14.44_BRZ | 1415.3 | 1415.3 | 5661.2 | 4 | 0 | 4 | C | KPVS_SplitCase | 5 | 4 | 5 | 8 | BranchMin5_BranchMax8 | 5 | 3 | 6 | 18 | HeaderMin6_HeaderMax18 | 12 | 7 | 21
284 | 44 | 4015-9/0-4P-100HP KPVS | KPVS_4015-9/0_4P_100HP_14.44_BRZ | 1415.3 | 1415.3 | 5661.2 | 4 | 0 | 4 | C | KPVS_SplitCase | 5 | 4 | 5 | 8 | BranchMin5_BranchMax8 | 5 | 3 | 6 | 18 | HeaderMin6_HeaderMax18 | 14 | 7 | 21
284 | 44 | 4015-9/0-4P-100HP KPVS | KPVS_4015-9/0_4P_100HP_14.44_BRZ | 1415.3 | 1415.3 | 5661.2 | 4 | 0 | 4 | C | KPVS_SplitCase | 5 | 4 | 5 | 8 | BranchMin5_BranchMax8 | 5 | 3 | 6 | 18 | HeaderMin6_HeaderMax18 | 16 | 7 | 21
284 | 44 | 4015-9/0-4P-100HP KPVS | KPVS_4015-9/0_4P_100HP_14.44_BRZ | 1415.3 | 1415.3 | 5661.2 | 4 | 0 | 4 | C | KPVS_SplitCase | 5 | 4 | 5 | 8 | BranchMin5_BranchMax8 | 5 | 3 | 6 | 18 | HeaderMin6_HeaderMax18 | 18 | 7 | 21
284 | 44 | 4015-9/0-4P-100HP KPVS | KPVS_4015-9/0_4P_100HP_14.44_BRZ | 1415.3 | 1415.3 | 5661.2 | 4 | 0 | 4 | C | KPVS_SplitCase | 5 | 4 | 5 | 8 | BranchMin5_BranchMax8 | 6 | 3 | 6 | 18 | HeaderMin6_HeaderMax18 | 6 | 7 | 21 | [29 empty] | INVALID
284 | 44 | 4015-9/0-4P-100HP KPVS | KPVS_4015-9/0_4P_100HP_14.44_BRZ | 1415.3 | 1415.3 | 5661.2 | 4 | 0 | 4 | C | KPVS_SplitCase | 5 | 4 | 5 | 8 | BranchMin5_BranchMax8 | 6 | 3 | 6 | 18 | HeaderMin6_HeaderMax18 | 8 | 7 | 21
284 | 44 | 4015-9/0-4P-100HP KPVS | KPVS_4015-9/0_4P_100HP_14.44_BRZ | 1415.3 | 1415.3 | 5661.2 | 4 | 0 | 4 | C | KPVS_SplitCase | 5 | 4 | 5 | 8 | BranchMin5_BranchMax8 | 6 | 3 | 6 | 18 | HeaderMin6_HeaderMax18 | 10 | 7 | 21
284 | 44 | 4015-9/0-4P-100HP KPVS | KPVS_4015-9/0_4P_100HP_14.44_BRZ | 1415.3 | 1415.3 | 5661.2 | 4 | 0 | 4 | C | KPVS_SplitCase | 5 | 4 | 5 | 8 | BranchMin5_BranchMax8 | 6 | 3 | 6 | 18 | HeaderMin6_HeaderMax18 | 12 | 7 | 21
284 | 44 | 4015-9/0-4P-100HP KPVS | KPVS_4015-9/0_4P_100HP_14.44_BRZ | 1415.3 | 1415.3 | 5661.2 | 4 | 0 | 4 | C | KPVS_SplitCase | 5 | 4 | 5 | 8 | BranchMin5_BranchMax8 | 6 | 3 | 6 | 18 | HeaderMin6_HeaderMax18 | 14 | 7 | 21
284 | 44 | 4015-9/0-4P-100HP KPVS | KPVS_4015-9/0_4P_100HP_14.44_BRZ | 1415.3 | 1415.3 | 5661.2 | 4 | 0 | 4 | C | KPVS_SplitCase | 5 | 4 | 5 | 8 | BranchMin5_BranchMax8 | 6 | 3 | 6 | 18 | HeaderMin6_HeaderMax18 | 16 | 7 | 21
284 | 44 | 4015-9/0-4P-100HP KPVS | KPVS_4015-9/0_4P_100HP_14.44_BRZ | 1415.3 | 1415.3 | 5661.2 | 4 | 0 | 4 | C | KPVS_SplitCase | 5 | 4 | 5 | 8 | BranchMin5_BranchMax8 | 6 | 3 | 6 | 18 | HeaderMin6_HeaderMax18 | 18 | 7 | 21
284 | 44 | 4015-9/0-4P-100HP KPVS | KPVS_4015-9/0_4P_100HP_14.44_BRZ | 1415.3 | 1415.3 | 5661.2 | 4 | 0 | 4 | C | KPVS_SplitCase | 5 | 4 | 5 | 8 | BranchMin5_BranchMax8 | 8 | 3 | 6 | 18 | HeaderMin6_HeaderMax18 | 6 | 7 | 21 | [29 empty] | INVALID
284 | 44 | 4015-9/0-4P-100HP KPVS | KPVS_4015-9/0_4P_100HP_14.44_BRZ | 1415.3 | 1415.3 | 5661.2 | 4 | 0 | 4 | C | KPVS_SplitCase | 5 | 4 | 5 | 8 | BranchMin5_BranchMax8 | 8 | 3 | 6 | 18 | HeaderMin6_HeaderMax18 | 8 | 7 | 21 | [29 empty] | INVALID
284 | 44 | 4015-9/0-4P-100HP KPVS | KPVS_4015-9/0_4P_100HP_14.44_BRZ | 1415.3 | 1415.3 | 5661.2 | 4 | 0 | 4 | C | KPVS_SplitCase | 5 | 4 | 5 | 8 | BranchMin5_BranchMax8 | 8 | 3 | 6 | 18 | HeaderMin6_HeaderMax18 | 10 | 7 | 21
284 | 44 | 4015-9/0-4P-100HP KPVS | KPVS_4015-9/0_4P_100HP_14.44_BRZ | 1415.3 | 1415.3 | 5661.2 | 4 | 0 | 4 | C | KPVS_SplitCase | 5 | 4 | 5 | 8 | BranchMin5_BranchMax8 | 8 | 3 | 6 | 18 | HeaderMin6_HeaderMax18 | 12 | 7 | 21
284 | 44 | 4015-9/0-4P-100HP KPVS | KPVS_4015-9/0_4P_100HP_14.44_BRZ | 1415.3 | 1415.3 | 5661.2 | 4 | 0 | 4 | C | KPVS_SplitCase | 5 | 4 | 5 | 8 | BranchMin5_BranchMax8 | 8 | 3 | 6 | 18 | HeaderMin6_HeaderMax18 | 14 | 7 | 21
284 | 44 | 4015-9/0-4P-100HP KPVS | KPVS_4015-9/0_4P_100HP_14.44_BRZ | 1415.3 | 1415.3 | 5661.2 | 4 | 0 | 4 | C | KPVS_SplitCase | 5 | 4 | 5 | 8 | BranchMin5_BranchMax8 | 8 | 3 | 6 | 18 | HeaderMin6_HeaderMax18 | 16 | 7 | 21
284 | 44 | 4015-9/0-4P-100HP KPVS | KPVS_4015-9/0_4P_100HP_14.44_BRZ | 1415.3 | 1415.3 | 5661.2 | 4 | 0 | 4 | C | KPVS_SplitCase | 5 | 4 | 5 | 8 | BranchMin5_BranchMax8 | 8 | 3 | 6 | 18 | HeaderMin6_HeaderMax18 | 18 | 7 | 21
285 | 45 | 4015-9/0-4P-125HP KPVS | KPVS_4015-9/0_4P_125HP_15.25_BRZ | 1500 | 1500 | 6000 | 4 | 0 | 4 | C | KPVS_SplitCase | 5 | 4 | 5 | 8 | BranchMin5_BranchMax8 | 5 | 3 | 6 | 18 | HeaderMin6_HeaderMax18 | 6 | 7 | 21
285 | 45 | 4015-9/0-4P-125HP KPVS | KPVS_4015-9/0_4P_125HP_15.25_BRZ | 1500 | 1500 | 6000 | 4 | 0 | 4 | C | KPVS_SplitCase | 5 | 4 | 5 | 8 | BranchMin5_BranchMax8 | 5 | 3 | 6 | 18 | HeaderMin6_HeaderMax18 | 8 | 7 | 21
285 | 45 | 4015-9/0-4P-125HP KPVS | KPVS_4015-9/0_4P_125HP_15.25_BRZ | 1500 | 1500 | 6000 | 4 | 0 | 4 | C | KPVS_SplitCase | 5 | 4 | 5 | 8 | BranchMin5_BranchMax8 | 5 | 3 | 6 | 18 | HeaderMin6_HeaderMax18 | 10 | 7 | 21
285 | 45 | 4015-9/0-4P-125HP KPVS | KPVS_4015-9/0_4P_125HP_15.25_BRZ | 1500 | 1500 | 6000 | 4 | 0 | 4 | C | KPVS_SplitCase | 5 | 4 | 5 | 8 | BranchMin5_BranchMax8 | 5 | 3 | 6 | 18 | HeaderMin6_HeaderMax18 | 12 | 7 | 21
285 | 45 | 4015-9/0-4P-125HP KPVS | KPVS_4015-9/0_4P_125HP_15.25_BRZ | 1500 | 1500 | 6000 | 4 | 0 | 4 | C | KPVS_SplitCase | 5 | 4 | 5 | 8 | BranchMin5_BranchMax8 | 5 | 3 | 6 | 18 | HeaderMin6_HeaderMax18 | 14 | 7 | 21
285 | 45 | 4015-9/0-4P-125HP KPVS | KPVS_4015-9/0_4P_125HP_15.25_BRZ | 1500 | 1500 | 6000 | 4 | 0 | 4 | C | KPVS_SplitCase | 5 | 4 | 5 | 8 | BranchMin5_BranchMax8 | 5 | 3 | 6 | 18 | HeaderMin6_HeaderMax18 | 16 | 7 | 21
285 | 45 | 4015-9/0-4P-125HP KPVS | KPVS_4015-9/0_4P_125HP_15.25_BRZ | 1500 | 1500 | 6000 | 4 | 0 | 4 | C | KPVS_SplitCase | 5 | 4 | 5 | 8 | BranchMin5_BranchMax8 | 5 | 3 | 6 | 18 | HeaderMin6_HeaderMax18 | 18 | 7 | 21
285 | 45 | 4015-9/0-4P-125HP KPVS | KPVS_4015-9/0_4P_125HP_15.25_BRZ | 1500 | 1500 | 6000 | 4 | 0 | 4 | C | KPVS_SplitCase | 5 | 4 | 5 | 8 | BranchMin5_BranchMax8 | 6 | 3 | 6 | 18 | HeaderMin6_HeaderMax18 | 6 | 7 | 21 | [29 empty] | INVALID
285 | 45 | 4015-9/0-4P-125HP KPVS | KPVS_4015-9/0_4P_125HP_15.25_BRZ | 1500 | 1500 | 6000 | 4 | 0 | 4 | C | KPVS_SplitCase | 5 | 4 | 5 | 8 | BranchMin5_BranchMax8 | 6 | 3 | 6 | 18 | HeaderMin6_HeaderMax18 | 8 | 7 | 21
285 | 45 | 4015-9/0-4P-125HP KPVS | KPVS_4015-9/0_4P_125HP_15.25_BRZ | 1500 | 1500 | 6000 | 4 | 0 | 4 | C | KPVS_SplitCase | 5 | 4 | 5 | 8 | BranchMin5_BranchMax8 | 6 | 3 | 6 | 18 | HeaderMin6_HeaderMax18 | 10 | 7 | 21
285 | 45 | 4015-9/0-4P-125HP KPVS | KPVS_4015-9/0_4P_125HP_15.25_BRZ | 1500 | 1500 | 6000 | 4 | 0 | 4 | C | KPVS_SplitCase | 5 | 4 | 5 | 8 | BranchMin5_BranchMax8 | 6 | 3 | 6 | 18 | HeaderMin6_HeaderMax18 | 12 | 7 | 21
285 | 45 | 4015-9/0-4P-125HP KPVS | KPVS_4015-9/0_4P_125HP_15.25_BRZ | 1500 | 1500 | 6000 | 4 | 0 | 4 | C | KPVS_SplitCase | 5 | 4 | 5 | 8 | BranchMin5_BranchMax8 | 6 | 3 | 6 | 18 | HeaderMin6_HeaderMax18 | 14 | 7 | 21
285 | 45 | 4015-9/0-4P-125HP KPVS | KPVS_4015-9/0_4P_125HP_15.25_BRZ | 1500 | 1500 | 6000 | 4 | 0 | 4 | C | KPVS_SplitCase | 5 | 4 | 5 | 8 | BranchMin5_BranchMax8 | 6 | 3 | 6 | 18 | HeaderMin6_HeaderMax18 | 16 | 7 | 21
285 | 45 | 4015-9/0-4P-125HP KPVS | KPVS_4015-9/0_4P_125HP_15.25_BRZ | 1500 | 1500 | 6000 | 4 | 0 | 4 | C | KPVS_SplitCase | 5 | 4 | 5 | 8 | BranchMin5_BranchMax8 | 6 | 3 | 6 | 18 | HeaderMin6_HeaderMax18 | 18 | 7 | 21
285 | 45 | 4015-9/0-4P-125HP KPVS | KPVS_4015-9/0_4P_125HP_15.25_BRZ | 1500 | 1500 | 6000 | 4 | 0 | 4 | C | KPVS_SplitCase | 5 | 4 | 5 | 8 | BranchMin5_BranchMax8 | 8 | 3 | 6 | 18 | HeaderMin6_HeaderMax18 | 6 | 7 | 21 | [29 empty] | INVALID
285 | 45 | 4015-9/0-4P-125HP KPVS | KPVS_4015-9/0_4P_125HP_15.25_BRZ | 1500 | 1500 | 6000 | 4 | 0 | 4 | C | KPVS_SplitCase | 5 | 4 | 5 | 8 | BranchMin5_BranchMax8 | 8 | 3 | 6 | 18 | HeaderMin6_HeaderMax18 | 8 | 7 | 21 | [29 empty] | INVALID
285 | 45 | 4015-9/0-4P-125HP KPVS | KPVS_4015-9/0_4P_125HP_15.25_BRZ | 1500 | 1500 | 6000 | 4 | 0 | 4 | C | KPVS_SplitCase | 5 | 4 | 5 | 8 | BranchMin5_BranchMax8 | 8 | 3 | 6 | 18 | HeaderMin6_HeaderMax18 | 10 | 7 | 21
285 | 45 | 4015-9/0-4P-125HP KPVS | KPVS_4015-9/0_4P_125HP_15.25_BRZ | 1500 | 1500 | 6000 | 4 | 0 | 4 | C | KPVS_SplitCase | 5 | 4 | 5 | 8 | BranchMin5_BranchMax8 | 8 | 3 | 6 | 18 | HeaderMin6_HeaderMax18 | 12 | 7 | 21
285 | 45 | 4015-9/0-4P-125HP KPVS | KPVS_4015-9/0_4P_125HP_15.25_BRZ | 1500 | 1500 | 6000 | 4 | 0 | 4 | C | KPVS_SplitCase | 5 | 4 | 5 | 8 | BranchMin5_BranchMax8 | 8 | 3 | 6 | 18 | HeaderMin6_HeaderMax18 | 14 | 7 | 21
285 | 45 | 4015-9/0-4P-125HP KPVS | KPVS_4015-9/0_4P_125HP_15.25_BRZ | 1500 | 1500 | 6000 | 4 | 0 | 4 | C | KPVS_SplitCase | 5 | 4 | 5 | 8 | BranchMin5_BranchMax8 | 8 | 3 | 6 | 18 | HeaderMin6_HeaderMax18 | 16 | 7 | 21
285 | 45 | 4015-9/0-4P-125HP KPVS | KPVS_4015-9/0_4P_125HP_15.25_BRZ | 1500 | 1500 | 6000 | 4 | 0 | 4 | C | KPVS_SplitCase | 5 | 4 | 5 | 8 | BranchMin5_BranchMax8 | 8 | 3 | 6 | 18 | HeaderMin6_HeaderMax18 | 18 | 7 | 21
286 | 46 | 5012-7/8-4P-15HP KPVS | KPVS_5012-7/8_4P_15HP_7.65_BRZ | 1236.1 | 1236.1 | 4944.4 | 4 | 0 | 4 | C | KPVS_SplitCase | 6 | 5 | 6 | 8 | BranchMin6_BranchMax8 | 6 | 2 | 8 | 16 | HeaderMin8_HeaderMax16 | 8 | 5 | 10
286 | 46 | 5012-7/8-4P-15HP KPVS | KPVS_5012-7/8_4P_15HP_7.65_BRZ | 1236.1 | 1236.1 | 4944.4 | 4 | 0 | 4 | C | KPVS_SplitCase | 6 | 5 | 6 | 8 | BranchMin6_BranchMax8 | 6 | 2 | 8 | 16 | HeaderMin8_HeaderMax16 | 10 | 5 | 10
286 | 46 | 5012-7/8-4P-15HP KPVS | KPVS_5012-7/8_4P_15HP_7.65_BRZ | 1236.1 | 1236.1 | 4944.4 | 4 | 0 | 4 | C | KPVS_SplitCase | 6 | 5 | 6 | 8 | BranchMin6_BranchMax8 | 6 | 2 | 8 | 16 | HeaderMin8_HeaderMax16 | 12 | 5 | 10
286 | 46 | 5012-7/8-4P-15HP KPVS | KPVS_5012-7/8_4P_15HP_7.65_BRZ | 1236.1 | 1236.1 | 4944.4 | 4 | 0 | 4 | C | KPVS_SplitCase | 6 | 5 | 6 | 8 | BranchMin6_BranchMax8 | 6 | 2 | 8 | 16 | HeaderMin8_HeaderMax16 | 14 | 5 | 10
286 | 46 | 5012-7/8-4P-15HP KPVS | KPVS_5012-7/8_4P_15HP_7.65_BRZ | 1236.1 | 1236.1 | 4944.4 | 4 | 0 | 4 | C | KPVS_SplitCase | 6 | 5 | 6 | 8 | BranchMin6_BranchMax8 | 6 | 2 | 8 | 16 | HeaderMin8_HeaderMax16 | 16 | 5 | 10
286 | 46 | 5012-7/8-4P-15HP KPVS | KPVS_5012-7/8_4P_15HP_7.65_BRZ | 1236.1 | 1236.1 | 4944.4 | 4 | 0 | 4 | C | KPVS_SplitCase | 6 | 5 | 6 | 8 | BranchMin6_BranchMax8 | 8 | 2 | 8 | 16 | HeaderMin8_HeaderMax16 | 8 | 5 | 10 | [29 empty] | INVALID
286 | 46 | 5012-7/8-4P-15HP KPVS | KPVS_5012-7/8_4P_15HP_7.65_BRZ | 1236.1 | 1236.1 | 4944.4 | 4 | 0 | 4 | C | KPVS_SplitCase | 6 | 5 | 6 | 8 | BranchMin6_BranchMax8 | 8 | 2 | 8 | 16 | HeaderMin8_HeaderMax16 | 10 | 5 | 10
286 | 46 | 5012-7/8-4P-15HP KPVS | KPVS_5012-7/8_4P_15HP_7.65_BRZ | 1236.1 | 1236.1 | 4944.4 | 4 | 0 | 4 | C | KPVS_SplitCase | 6 | 5 | 6 | 8 | BranchMin6_BranchMax8 | 8 | 2 | 8 | 16 | HeaderMin8_HeaderMax16 | 12 | 5 | 10
286 | 46 | 5012-7/8-4P-15HP KPVS | KPVS_5012-7/8_4P_15HP_7.65_BRZ | 1236.1 | 1236.1 | 4944.4 | 4 | 0 | 4 | C | KPVS_SplitCase | 6 | 5 | 6 | 8 | BranchMin6_BranchMax8 | 8 | 2 | 8 | 16 | HeaderMin8_HeaderMax16 | 14 | 5 | 10
286 | 46 | 5012-7/8-4P-15HP KPVS | KPVS_5012-7/8_4P_15HP_7.65_BRZ | 1236.1 | 1236.1 | 4944.4 | 4 | 0 | 4 | C | KPVS_SplitCase | 6 | 5 | 6 | 8 | BranchMin6_BranchMax8 | 8 | 2 | 8 | 16 | HeaderMin8_HeaderMax16 | 16 | 5 | 10
287 | 47 | 5012-7/8-4P-20HP KPVS | KPVS_5012-7/8_4P_20HP_8.38_BRZ | 1345.4 | 1345.4 | 5381.6 | 4 | 0 | 4 | C | KPVS_SplitCase | 6 | 5 | 6 | 8 | BranchMin6_BranchMax8 | 6 | 2 | 8 | 16 | HeaderMin8_HeaderMax16 | 8 | 5 | 10
287 | 47 | 5012-7/8-4P-20HP KPVS | KPVS_5012-7/8_4P_20HP_8.38_BRZ | 1345.4 | 1345.4 | 5381.6 | 4 | 0 | 4 | C | KPVS_SplitCase | 6 | 5 | 6 | 8 | BranchMin6_BranchMax8 | 6 | 2 | 8 | 16 | HeaderMin8_HeaderMax16 | 10 | 5 | 10
287 | 47 | 5012-7/8-4P-20HP KPVS | KPVS_5012-7/8_4P_20HP_8.38_BRZ | 1345.4 | 1345.4 | 5381.6 | 4 | 0 | 4 | C | KPVS_SplitCase | 6 | 5 | 6 | 8 | BranchMin6_BranchMax8 | 6 | 2 | 8 | 16 | HeaderMin8_HeaderMax16 | 12 | 5 | 10
287 | 47 | 5012-7/8-4P-20HP KPVS | KPVS_5012-7/8_4P_20HP_8.38_BRZ | 1345.4 | 1345.4 | 5381.6 | 4 | 0 | 4 | C | KPVS_SplitCase | 6 | 5 | 6 | 8 | BranchMin6_BranchMax8 | 6 | 2 | 8 | 16 | HeaderMin8_HeaderMax16 | 14 | 5 | 10
287 | 47 | 5012-7/8-4P-20HP KPVS | KPVS_5012-7/8_4P_20HP_8.38_BRZ | 1345.4 | 1345.4 | 5381.6 | 4 | 0 | 4 | C | KPVS_SplitCase | 6 | 5 | 6 | 8 | BranchMin6_BranchMax8 | 6 | 2 | 8 | 16 | HeaderMin8_HeaderMax16 | 16 | 5 | 10
287 | 47 | 5012-7/8-4P-20HP KPVS | KPVS_5012-7/8_4P_20HP_8.38_BRZ | 1345.4 | 1345.4 | 5381.6 | 4 | 0 | 4 | C | KPVS_SplitCase | 6 | 5 | 6 | 8 | BranchMin6_BranchMax8 | 8 | 2 | 8 | 16 | HeaderMin8_HeaderMax16 | 8 | 5 | 10 | [29 empty] | INVALID
287 | 47 | 5012-7/8-4P-20HP KPVS | KPVS_5012-7/8_4P_20HP_8.38_BRZ | 1345.4 | 1345.4 | 5381.6 | 4 | 0 | 4 | C | KPVS_SplitCase | 6 | 5 | 6 | 8 | BranchMin6_BranchMax8 | 8 | 2 | 8 | 16 | HeaderMin8_HeaderMax16 | 10 | 5 | 10
287 | 47 | 5012-7/8-4P-20HP KPVS | KPVS_5012-7/8_4P_20HP_8.38_BRZ | 1345.4 | 1345.4 | 5381.6 | 4 | 0 | 4 | C | KPVS_SplitCase | 6 | 5 | 6 | 8 | BranchMin6_BranchMax8 | 8 | 2 | 8 | 16 | HeaderMin8_HeaderMax16 | 12 | 5 | 10
287 | 47 | 5012-7/8-4P-20HP KPVS | KPVS_5012-7/8_4P_20HP_8.38_BRZ | 1345.4 | 1345.4 | 5381.6 | 4 | 0 | 4 | C | KPVS_SplitCase | 6 | 5 | 6 | 8 | BranchMin6_BranchMax8 | 8 | 2 | 8 | 16 | HeaderMin8_HeaderMax16 | 14 | 5 | 10
287 | 47 | 5012-7/8-4P-20HP KPVS | KPVS_5012-7/8_4P_20HP_8.38_BRZ | 1345.4 | 1345.4 | 5381.6 | 4 | 0 | 4 | C | KPVS_SplitCase | 6 | 5 | 6 | 8 | BranchMin6_BranchMax8 | 8 | 2 | 8 | 16 | HeaderMin8_HeaderMax16 | 16 | 5 | 10
288 | 48 | 5012-7/8-4P-25HP KPVS | KPVS_5012-7/8_4P_25HP_8.96_BRZ | 1441.8 | 1441.8 | 5767.2 | 4 | 0 | 4 | C | KPVS_SplitCase | 6 | 5 | 6 | 8 | BranchMin6_BranchMax8 | 6 | 2 | 8 | 18 | HeaderMin8_HeaderMax18 | 8 | 6 | 12
288 | 48 | 5012-7/8-4P-25HP KPVS | KPVS_5012-7/8_4P_25HP_8.96_BRZ | 1441.8 | 1441.8 | 5767.2 | 4 | 0 | 4 | C | KPVS_SplitCase | 6 | 5 | 6 | 8 | BranchMin6_BranchMax8 | 6 | 2 | 8 | 18 | HeaderMin8_HeaderMax18 | 10 | 6 | 12
288 | 48 | 5012-7/8-4P-25HP KPVS | KPVS_5012-7/8_4P_25HP_8.96_BRZ | 1441.8 | 1441.8 | 5767.2 | 4 | 0 | 4 | C | KPVS_SplitCase | 6 | 5 | 6 | 8 | BranchMin6_BranchMax8 | 6 | 2 | 8 | 18 | HeaderMin8_HeaderMax18 | 12 | 6 | 12
288 | 48 | 5012-7/8-4P-25HP KPVS | KPVS_5012-7/8_4P_25HP_8.96_BRZ | 1441.8 | 1441.8 | 5767.2 | 4 | 0 | 4 | C | KPVS_SplitCase | 6 | 5 | 6 | 8 | BranchMin6_BranchMax8 | 6 | 2 | 8 | 18 | HeaderMin8_HeaderMax18 | 14 | 6 | 12
288 | 48 | 5012-7/8-4P-25HP KPVS | KPVS_5012-7/8_4P_25HP_8.96_BRZ | 1441.8 | 1441.8 | 5767.2 | 4 | 0 | 4 | C | KPVS_SplitCase | 6 | 5 | 6 | 8 | BranchMin6_BranchMax8 | 6 | 2 | 8 | 18 | HeaderMin8_HeaderMax18 | 16 | 6 | 12
288 | 48 | 5012-7/8-4P-25HP KPVS | KPVS_5012-7/8_4P_25HP_8.96_BRZ | 1441.8 | 1441.8 | 5767.2 | 4 | 0 | 4 | C | KPVS_SplitCase | 6 | 5 | 6 | 8 | BranchMin6_BranchMax8 | 6 | 2 | 8 | 18 | HeaderMin8_HeaderMax18 | 18 | 6 | 12
288 | 48 | 5012-7/8-4P-25HP KPVS | KPVS_5012-7/8_4P_25HP_8.96_BRZ | 1441.8 | 1441.8 | 5767.2 | 4 | 0 | 4 | C | KPVS_SplitCase | 6 | 5 | 6 | 8 | BranchMin6_BranchMax8 | 8 | 2 | 8 | 18 | HeaderMin8_HeaderMax18 | 8 | 6 | 12 | [29 empty] | INVALID
288 | 48 | 5012-7/8-4P-25HP KPVS | KPVS_5012-7/8_4P_25HP_8.96_BRZ | 1441.8 | 1441.8 | 5767.2 | 4 | 0 | 4 | C | KPVS_SplitCase | 6 | 5 | 6 | 8 | BranchMin6_BranchMax8 | 8 | 2 | 8 | 18 | HeaderMin8_HeaderMax18 | 10 | 6 | 12
288 | 48 | 5012-7/8-4P-25HP KPVS | KPVS_5012-7/8_4P_25HP_8.96_BRZ | 1441.8 | 1441.8 | 5767.2 | 4 | 0 | 4 | C | KPVS_SplitCase | 6 | 5 | 6 | 8 | BranchMin6_BranchMax8 | 8 | 2 | 8 | 18 | HeaderMin8_HeaderMax18 | 12 | 6 | 12
288 | 48 | 5012-7/8-4P-25HP KPVS | KPVS_5012-7/8_4P_25HP_8.96_BRZ | 1441.8 | 1441.8 | 5767.2 | 4 | 0 | 4 | C | KPVS_SplitCase | 6 | 5 | 6 | 8 | BranchMin6_BranchMax8 | 8 | 2 | 8 | 18 | HeaderMin8_HeaderMax18 | 14 | 6 | 12
288 | 48 | 5012-7/8-4P-25HP KPVS | KPVS_5012-7/8_4P_25HP_8.96_BRZ | 1441.8 | 1441.8 | 5767.2 | 4 | 0 | 4 | C | KPVS_SplitCase | 6 | 5 | 6 | 8 | BranchMin6_BranchMax8 | 8 | 2 | 8 | 18 | HeaderMin8_HeaderMax18 | 16 | 6 | 12
288 | 48 | 5012-7/8-4P-25HP KPVS | KPVS_5012-7/8_4P_25HP_8.96_BRZ | 1441.8 | 1441.8 | 5767.2 | 4 | 0 | 4 | C | KPVS_SplitCase | 6 | 5 | 6 | 8 | BranchMin6_BranchMax8 | 8 | 2 | 8 | 18 | HeaderMin8_HeaderMax18 | 18 | 6 | 12
289 | 49 | 5012-7/8-4P-30HP KPVS | KPVS_5012-7/8_4P_30HP_9.45_BRZ | 1529.7 | 1529.7 | 6118.8 | 4 | 0 | 4 | C | KPVS_SplitCase | 6 | 5 | 6 | 8 | BranchMin6_BranchMax8 | 6 | 2 | 8 | 18 | HeaderMin8_HeaderMax18 | 8 | 6 | 12
289 | 49 | 5012-7/8-4P-30HP KPVS | KPVS_5012-7/8_4P_30HP_9.45_BRZ | 1529.7 | 1529.7 | 6118.8 | 4 | 0 | 4 | C | KPVS_SplitCase | 6 | 5 | 6 | 8 | BranchMin6_BranchMax8 | 6 | 2 | 8 | 18 | HeaderMin8_HeaderMax18 | 10 | 6 | 12
289 | 49 | 5012-7/8-4P-30HP KPVS | KPVS_5012-7/8_4P_30HP_9.45_BRZ | 1529.7 | 1529.7 | 6118.8 | 4 | 0 | 4 | C | KPVS_SplitCase | 6 | 5 | 6 | 8 | BranchMin6_BranchMax8 | 6 | 2 | 8 | 18 | HeaderMin8_HeaderMax18 | 12 | 6 | 12
289 | 49 | 5012-7/8-4P-30HP KPVS | KPVS_5012-7/8_4P_30HP_9.45_BRZ | 1529.7 | 1529.7 | 6118.8 | 4 | 0 | 4 | C | KPVS_SplitCase | 6 | 5 | 6 | 8 | BranchMin6_BranchMax8 | 6 | 2 | 8 | 18 | HeaderMin8_HeaderMax18 | 14 | 6 | 12
289 | 49 | 5012-7/8-4P-30HP KPVS | KPVS_5012-7/8_4P_30HP_9.45_BRZ | 1529.7 | 1529.7 | 6118.8 | 4 | 0 | 4 | C | KPVS_SplitCase | 6 | 5 | 6 | 8 | BranchMin6_BranchMax8 | 6 | 2 | 8 | 18 | HeaderMin8_HeaderMax18 | 16 | 6 | 12
289 | 49 | 5012-7/8-4P-30HP KPVS | KPVS_5012-7/8_4P_30HP_9.45_BRZ | 1529.7 | 1529.7 | 6118.8 | 4 | 0 | 4 | C | KPVS_SplitCase | 6 | 5 | 6 | 8 | BranchMin6_BranchMax8 | 6 | 2 | 8 | 18 | HeaderMin8_HeaderMax18 | 18 | 6 | 12
289 | 49 | 5012-7/8-4P-30HP KPVS | KPVS_5012-7/8_4P_30HP_9.45_BRZ | 1529.7 | 1529.7 | 6118.8 | 4 | 0 | 4 | C | KPVS_SplitCase | 6 | 5 | 6 | 8 | BranchMin6_BranchMax8 | 8 | 2 | 8 | 18 | HeaderMin8_HeaderMax18 | 8 | 6 | 12 | [29 empty] | INVALID
289 | 49 | 5012-7/8-4P-30HP KPVS | KPVS_5012-7/8_4P_30HP_9.45_BRZ | 1529.7 | 1529.7 | 6118.8 | 4 | 0 | 4 | C | KPVS_SplitCase | 6 | 5 | 6 | 8 | BranchMin6_BranchMax8 | 8 | 2 | 8 | 18 | HeaderMin8_HeaderMax18 | 10 | 6 | 12
289 | 49 | 5012-7/8-4P-30HP KPVS | KPVS_5012-7/8_4P_30HP_9.45_BRZ | 1529.7 | 1529.7 | 6118.8 | 4 | 0 | 4 | C | KPVS_SplitCase | 6 | 5 | 6 | 8 | BranchMin6_BranchMax8 | 8 | 2 | 8 | 18 | HeaderMin8_HeaderMax18 | 12 | 6 | 12
289 | 49 | 5012-7/8-4P-30HP KPVS | KPVS_5012-7/8_4P_30HP_9.45_BRZ | 1529.7 | 1529.7 | 6118.8 | 4 | 0 | 4 | C | KPVS_SplitCase | 6 | 5 | 6 | 8 | BranchMin6_BranchMax8 | 8 | 2 | 8 | 18 | HeaderMin8_HeaderMax18 | 14 | 6 | 12
289 | 49 | 5012-7/8-4P-30HP KPVS | KPVS_5012-7/8_4P_30HP_9.45_BRZ | 1529.7 | 1529.7 | 6118.8 | 4 | 0 | 4 | C | KPVS_SplitCase | 6 | 5 | 6 | 8 | BranchMin6_BranchMax8 | 8 | 2 | 8 | 18 | HeaderMin8_HeaderMax18 | 16 | 6 | 12
289 | 49 | 5012-7/8-4P-30HP KPVS | KPVS_5012-7/8_4P_30HP_9.45_BRZ | 1529.7 | 1529.7 | 6118.8 | 4 | 0 | 4 | C | KPVS_SplitCase | 6 | 5 | 6 | 8 | BranchMin6_BranchMax8 | 8 | 2 | 8 | 18 | HeaderMin8_HeaderMax18 | 18 | 6 | 12
290 | 50 | 5012-7/8-4P-40HP KPVS | KPVS_5012-7/8_4P_40HP_10.20_BRZ | 1658 | 1658 | 6632 | 4 | 0 | 4 | C | KPVS_SplitCase | 6 | 5 | 6 | 10 | BranchMin6_BranchMax10 | 6 | 3 | 8 | 18 | HeaderMin8_HeaderMax18 | 8 | 6 | 18
290 | 50 | 5012-7/8-4P-40HP KPVS | KPVS_5012-7/8_4P_40HP_10.20_BRZ | 1658 | 1658 | 6632 | 4 | 0 | 4 | C | KPVS_SplitCase | 6 | 5 | 6 | 10 | BranchMin6_BranchMax10 | 6 | 3 | 8 | 18 | HeaderMin8_HeaderMax18 | 10 | 6 | 18
290 | 50 | 5012-7/8-4P-40HP KPVS | KPVS_5012-7/8_4P_40HP_10.20_BRZ | 1658 | 1658 | 6632 | 4 | 0 | 4 | C | KPVS_SplitCase | 6 | 5 | 6 | 10 | BranchMin6_BranchMax10 | 6 | 3 | 8 | 18 | HeaderMin8_HeaderMax18 | 12 | 6 | 18
290 | 50 | 5012-7/8-4P-40HP KPVS | KPVS_5012-7/8_4P_40HP_10.20_BRZ | 1658 | 1658 | 6632 | 4 | 0 | 4 | C | KPVS_SplitCase | 6 | 5 | 6 | 10 | BranchMin6_BranchMax10 | 6 | 3 | 8 | 18 | HeaderMin8_HeaderMax18 | 14 | 6 | 18
290 | 50 | 5012-7/8-4P-40HP KPVS | KPVS_5012-7/8_4P_40HP_10.20_BRZ | 1658 | 1658 | 6632 | 4 | 0 | 4 | C | KPVS_SplitCase | 6 | 5 | 6 | 10 | BranchMin6_BranchMax10 | 6 | 3 | 8 | 18 | HeaderMin8_HeaderMax18 | 16 | 6 | 18
290 | 50 | 5012-7/8-4P-40HP KPVS | KPVS_5012-7/8_4P_40HP_10.20_BRZ | 1658 | 1658 | 6632 | 4 | 0 | 4 | C | KPVS_SplitCase | 6 | 5 | 6 | 10 | BranchMin6_BranchMax10 | 6 | 3 | 8 | 18 | HeaderMin8_HeaderMax18 | 18 | 6 | 18
290 | 50 | 5012-7/8-4P-40HP KPVS | KPVS_5012-7/8_4P_40HP_10.20_BRZ | 1658 | 1658 | 6632 | 4 | 0 | 4 | C | KPVS_SplitCase | 6 | 5 | 6 | 10 | BranchMin6_BranchMax10 | 8 | 3 | 8 | 18 | HeaderMin8_HeaderMax18 | 8 | 6 | 18 | [29 empty] | INVALID
290 | 50 | 5012-7/8-4P-40HP KPVS | KPVS_5012-7/8_4P_40HP_10.20_BRZ | 1658 | 1658 | 6632 | 4 | 0 | 4 | C | KPVS_SplitCase | 6 | 5 | 6 | 10 | BranchMin6_BranchMax10 | 8 | 3 | 8 | 18 | HeaderMin8_HeaderMax18 | 10 | 6 | 18
290 | 50 | 5012-7/8-4P-40HP KPVS | KPVS_5012-7/8_4P_40HP_10.20_BRZ | 1658 | 1658 | 6632 | 4 | 0 | 4 | C | KPVS_SplitCase | 6 | 5 | 6 | 10 | BranchMin6_BranchMax10 | 8 | 3 | 8 | 18 | HeaderMin8_HeaderMax18 | 12 | 6 | 18
290 | 50 | 5012-7/8-4P-40HP KPVS | KPVS_5012-7/8_4P_40HP_10.20_BRZ | 1658 | 1658 | 6632 | 4 | 0 | 4 | C | KPVS_SplitCase | 6 | 5 | 6 | 10 | BranchMin6_BranchMax10 | 8 | 3 | 8 | 18 | HeaderMin8_HeaderMax18 | 14 | 6 | 18
290 | 50 | 5012-7/8-4P-40HP KPVS | KPVS_5012-7/8_4P_40HP_10.20_BRZ | 1658 | 1658 | 6632 | 4 | 0 | 4 | C | KPVS_SplitCase | 6 | 5 | 6 | 10 | BranchMin6_BranchMax10 | 8 | 3 | 8 | 18 | HeaderMin8_HeaderMax18 | 16 | 6 | 18
290 | 50 | 5012-7/8-4P-40HP KPVS | KPVS_5012-7/8_4P_40HP_10.20_BRZ | 1658 | 1658 | 6632 | 4 | 0 | 4 | C | KPVS_SplitCase | 6 | 5 | 6 | 10 | BranchMin6_BranchMax10 | 8 | 3 | 8 | 18 | HeaderMin8_HeaderMax18 | 18 | 6 | 18
290 | 50 | 5012-7/8-4P-40HP KPVS | KPVS_5012-7/8_4P_40HP_10.20_BRZ | 1658 | 1658 | 6632 | 4 | 0 | 4 | C | KPVS_SplitCase | 6 | 5 | 6 | 10 | BranchMin6_BranchMax10 | 10 | 3 | 8 | 18 | HeaderMin8_HeaderMax18 | 8 | 6 | 18 | [29 empty] | INVALID
290 | 50 | 5012-7/8-4P-40HP KPVS | KPVS_5012-7/8_4P_40HP_10.20_BRZ | 1658 | 1658 | 6632 | 4 | 0 | 4 | C | KPVS_SplitCase | 6 | 5 | 6 | 10 | BranchMin6_BranchMax10 | 10 | 3 | 8 | 18 | HeaderMin8_HeaderMax18 | 10 | 6 | 18 | [29 empty] | INVALID
290 | 50 | 5012-7/8-4P-40HP KPVS | KPVS_5012-7/8_4P_40HP_10.20_BRZ | 1658 | 1658 | 6632 | 4 | 0 | 4 | C | KPVS_SplitCase | 6 | 5 | 6 | 10 | BranchMin6_BranchMax10 | 10 | 3 | 8 | 18 | HeaderMin8_HeaderMax18 | 12 | 6 | 18
290 | 50 | 5012-7/8-4P-40HP KPVS | KPVS_5012-7/8_4P_40HP_10.20_BRZ | 1658 | 1658 | 6632 | 4 | 0 | 4 | C | KPVS_SplitCase | 6 | 5 | 6 | 10 | BranchMin6_BranchMax10 | 10 | 3 | 8 | 18 | HeaderMin8_HeaderMax18 | 14 | 6 | 18
290 | 50 | 5012-7/8-4P-40HP KPVS | KPVS_5012-7/8_4P_40HP_10.20_BRZ | 1658 | 1658 | 6632 | 4 | 0 | 4 | C | KPVS_SplitCase | 6 | 5 | 6 | 10 | BranchMin6_BranchMax10 | 10 | 3 | 8 | 18 | HeaderMin8_HeaderMax18 | 16 | 6 | 18
290 | 50 | 5012-7/8-4P-40HP KPVS | KPVS_5012-7/8_4P_40HP_10.20_BRZ | 1658 | 1658 | 6632 | 4 | 0 | 4 | C | KPVS_SplitCase | 6 | 5 | 6 | 10 | BranchMin6_BranchMax10 | 10 | 3 | 8 | 18 | HeaderMin8_HeaderMax18 | 18 | 6 | 18
291 | 51 | 5012-7/8-4P-50HP KPVS | KPVS_5012-7/8_4P_50HP_10.79_BRZ | 1758.4 | 1758.4 | 7033.6 | 4 | 0 | 4 | C | KPVS_SplitCase | 6 | 5 | 6 | 10 | BranchMin6_BranchMax10 | 6 | 3 | 8 | 18 | HeaderMin8_HeaderMax18 | 8 | 6 | 18
291 | 51 | 5012-7/8-4P-50HP KPVS | KPVS_5012-7/8_4P_50HP_10.79_BRZ | 1758.4 | 1758.4 | 7033.6 | 4 | 0 | 4 | C | KPVS_SplitCase | 6 | 5 | 6 | 10 | BranchMin6_BranchMax10 | 6 | 3 | 8 | 18 | HeaderMin8_HeaderMax18 | 10 | 6 | 18
291 | 51 | 5012-7/8-4P-50HP KPVS | KPVS_5012-7/8_4P_50HP_10.79_BRZ | 1758.4 | 1758.4 | 7033.6 | 4 | 0 | 4 | C | KPVS_SplitCase | 6 | 5 | 6 | 10 | BranchMin6_BranchMax10 | 6 | 3 | 8 | 18 | HeaderMin8_HeaderMax18 | 12 | 6 | 18
291 | 51 | 5012-7/8-4P-50HP KPVS | KPVS_5012-7/8_4P_50HP_10.79_BRZ | 1758.4 | 1758.4 | 7033.6 | 4 | 0 | 4 | C | KPVS_SplitCase | 6 | 5 | 6 | 10 | BranchMin6_BranchMax10 | 6 | 3 | 8 | 18 | HeaderMin8_HeaderMax18 | 14 | 6 | 18
291 | 51 | 5012-7/8-4P-50HP KPVS | KPVS_5012-7/8_4P_50HP_10.79_BRZ | 1758.4 | 1758.4 | 7033.6 | 4 | 0 | 4 | C | KPVS_SplitCase | 6 | 5 | 6 | 10 | BranchMin6_BranchMax10 | 6 | 3 | 8 | 18 | HeaderMin8_HeaderMax18 | 16 | 6 | 18
291 | 51 | 5012-7/8-4P-50HP KPVS | KPVS_5012-7/8_4P_50HP_10.79_BRZ | 1758.4 | 1758.4 | 7033.6 | 4 | 0 | 4 | C | KPVS_SplitCase | 6 | 5 | 6 | 10 | BranchMin6_BranchMax10 | 6 | 3 | 8 | 18 | HeaderMin8_HeaderMax18 | 18 | 6 | 18
291 | 51 | 5012-7/8-4P-50HP KPVS | KPVS_5012-7/8_4P_50HP_10.79_BRZ | 1758.4 | 1758.4 | 7033.6 | 4 | 0 | 4 | C | KPVS_SplitCase | 6 | 5 | 6 | 10 | BranchMin6_BranchMax10 | 8 | 3 | 8 | 18 | HeaderMin8_HeaderMax18 | 8 | 6 | 18 | [29 empty] | INVALID
291 | 51 | 5012-7/8-4P-50HP KPVS | KPVS_5012-7/8_4P_50HP_10.79_BRZ | 1758.4 | 1758.4 | 7033.6 | 4 | 0 | 4 | C | KPVS_SplitCase | 6 | 5 | 6 | 10 | BranchMin6_BranchMax10 | 8 | 3 | 8 | 18 | HeaderMin8_HeaderMax18 | 10 | 6 | 18
291 | 51 | 5012-7/8-4P-50HP KPVS | KPVS_5012-7/8_4P_50HP_10.79_BRZ | 1758.4 | 1758.4 | 7033.6 | 4 | 0 | 4 | C | KPVS_SplitCase | 6 | 5 | 6 | 10 | BranchMin6_BranchMax10 | 8 | 3 | 8 | 18 | HeaderMin8_HeaderMax18 | 12 | 6 | 18
291 | 51 | 5012-7/8-4P-50HP KPVS | KPVS_5012-7/8_4P_50HP_10.79_BRZ | 1758.4 | 1758.4 | 7033.6 | 4 | 0 | 4 | C | KPVS_SplitCase | 6 | 5 | 6 | 10 | BranchMin6_BranchMax10 | 8 | 3 | 8 | 18 | HeaderMin8_HeaderMax18 | 14 | 6 | 18
291 | 51 | 5012-7/8-4P-50HP KPVS | KPVS_5012-7/8_4P_50HP_10.79_BRZ | 1758.4 | 1758.4 | 7033.6 | 4 | 0 | 4 | C | KPVS_SplitCase | 6 | 5 | 6 | 10 | BranchMin6_BranchMax10 | 8 | 3 | 8 | 18 | HeaderMin8_HeaderMax18 | 16 | 6 | 18
291 | 51 | 5012-7/8-4P-50HP KPVS | KPVS_5012-7/8_4P_50HP_10.79_BRZ | 1758.4 | 1758.4 | 7033.6 | 4 | 0 | 4 | C | KPVS_SplitCase | 6 | 5 | 6 | 10 | BranchMin6_BranchMax10 | 8 | 3 | 8 | 18 | HeaderMin8_HeaderMax18 | 18 | 6 | 18
291 | 51 | 5012-7/8-4P-50HP KPVS | KPVS_5012-7/8_4P_50HP_10.79_BRZ | 1758.4 | 1758.4 | 7033.6 | 4 | 0 | 4 | C | KPVS_SplitCase | 6 | 5 | 6 | 10 | BranchMin6_BranchMax10 | 10 | 3 | 8 | 18 | HeaderMin8_HeaderMax18 | 8 | 6 | 18 | [29 empty] | INVALID
291 | 51 | 5012-7/8-4P-50HP KPVS | KPVS_5012-7/8_4P_50HP_10.79_BRZ | 1758.4 | 1758.4 | 7033.6 | 4 | 0 | 4 | C | KPVS_SplitCase | 6 | 5 | 6 | 10 | BranchMin6_BranchMax10 | 10 | 3 | 8 | 18 | HeaderMin8_HeaderMax18 | 10 | 6 | 18 | [29 empty] | INVALID
291 | 51 | 5012-7/8-4P-50HP KPVS | KPVS_5012-7/8_4P_50HP_10.79_BRZ | 1758.4 | 1758.4 | 7033.6 | 4 | 0 | 4 | C | KPVS_SplitCase | 6 | 5 | 6 | 10 | BranchMin6_BranchMax10 | 10 | 3 | 8 | 18 | HeaderMin8_HeaderMax18 | 12 | 6 | 18
291 | 51 | 5012-7/8-4P-50HP KPVS | KPVS_5012-7/8_4P_50HP_10.79_BRZ | 1758.4 | 1758.4 | 7033.6 | 4 | 0 | 4 | C | KPVS_SplitCase | 6 | 5 | 6 | 10 | BranchMin6_BranchMax10 | 10 | 3 | 8 | 18 | HeaderMin8_HeaderMax18 | 14 | 6 | 18
291 | 51 | 5012-7/8-4P-50HP KPVS | KPVS_5012-7/8_4P_50HP_10.79_BRZ | 1758.4 | 1758.4 | 7033.6 | 4 | 0 | 4 | C | KPVS_SplitCase | 6 | 5 | 6 | 10 | BranchMin6_BranchMax10 | 10 | 3 | 8 | 18 | HeaderMin8_HeaderMax18 | 16 | 6 | 18
291 | 51 | 5012-7/8-4P-50HP KPVS | KPVS_5012-7/8_4P_50HP_10.79_BRZ | 1758.4 | 1758.4 | 7033.6 | 4 | 0 | 4 | C | KPVS_SplitCase | 6 | 5 | 6 | 10 | BranchMin6_BranchMax10 | 10 | 3 | 8 | 18 | HeaderMin8_HeaderMax18 | 18 | 6 | 18
292 | 52 | 5012-7/8-4P-60HP KPVS | KPVS_5012-7/8_4P_60HP_11.37_BRZ | 1869.9 | 1869.9 | 7479.6 | 4 | 0 | 4 | C | KPVS_SplitCase | 6 | 5 | 6 | 10 | BranchMin6_BranchMax10 | 6 | 3 | 8 | 20 | HeaderMin8_HeaderMax20 | 8 | 7 | 21
292 | 52 | 5012-7/8-4P-60HP KPVS | KPVS_5012-7/8_4P_60HP_11.37_BRZ | 1869.9 | 1869.9 | 7479.6 | 4 | 0 | 4 | C | KPVS_SplitCase | 6 | 5 | 6 | 10 | BranchMin6_BranchMax10 | 6 | 3 | 8 | 20 | HeaderMin8_HeaderMax20 | 10 | 7 | 21
292 | 52 | 5012-7/8-4P-60HP KPVS | KPVS_5012-7/8_4P_60HP_11.37_BRZ | 1869.9 | 1869.9 | 7479.6 | 4 | 0 | 4 | C | KPVS_SplitCase | 6 | 5 | 6 | 10 | BranchMin6_BranchMax10 | 6 | 3 | 8 | 20 | HeaderMin8_HeaderMax20 | 12 | 7 | 21
292 | 52 | 5012-7/8-4P-60HP KPVS | KPVS_5012-7/8_4P_60HP_11.37_BRZ | 1869.9 | 1869.9 | 7479.6 | 4 | 0 | 4 | C | KPVS_SplitCase | 6 | 5 | 6 | 10 | BranchMin6_BranchMax10 | 6 | 3 | 8 | 20 | HeaderMin8_HeaderMax20 | 14 | 7 | 21
292 | 52 | 5012-7/8-4P-60HP KPVS | KPVS_5012-7/8_4P_60HP_11.37_BRZ | 1869.9 | 1869.9 | 7479.6 | 4 | 0 | 4 | C | KPVS_SplitCase | 6 | 5 | 6 | 10 | BranchMin6_BranchMax10 | 6 | 3 | 8 | 20 | HeaderMin8_HeaderMax20 | 16 | 7 | 21
292 | 52 | 5012-7/8-4P-60HP KPVS | KPVS_5012-7/8_4P_60HP_11.37_BRZ | 1869.9 | 1869.9 | 7479.6 | 4 | 0 | 4 | C | KPVS_SplitCase | 6 | 5 | 6 | 10 | BranchMin6_BranchMax10 | 6 | 3 | 8 | 20 | HeaderMin8_HeaderMax20 | 18 | 7 | 21
292 | 52 | 5012-7/8-4P-60HP KPVS | KPVS_5012-7/8_4P_60HP_11.37_BRZ | 1869.9 | 1869.9 | 7479.6 | 4 | 0 | 4 | C | KPVS_SplitCase | 6 | 5 | 6 | 10 | BranchMin6_BranchMax10 | 6 | 3 | 8 | 20 | HeaderMin8_HeaderMax20 | 20 | 7 | 21
292 | 52 | 5012-7/8-4P-60HP KPVS | KPVS_5012-7/8_4P_60HP_11.37_BRZ | 1869.9 | 1869.9 | 7479.6 | 4 | 0 | 4 | C | KPVS_SplitCase | 6 | 5 | 6 | 10 | BranchMin6_BranchMax10 | 8 | 3 | 8 | 20 | HeaderMin8_HeaderMax20 | 8 | 7 | 21 | [29 empty] | INVALID
292 | 52 | 5012-7/8-4P-60HP KPVS | KPVS_5012-7/8_4P_60HP_11.37_BRZ | 1869.9 | 1869.9 | 7479.6 | 4 | 0 | 4 | C | KPVS_SplitCase | 6 | 5 | 6 | 10 | BranchMin6_BranchMax10 | 8 | 3 | 8 | 20 | HeaderMin8_HeaderMax20 | 10 | 7 | 21
292 | 52 | 5012-7/8-4P-60HP KPVS | KPVS_5012-7/8_4P_60HP_11.37_BRZ | 1869.9 | 1869.9 | 7479.6 | 4 | 0 | 4 | C | KPVS_SplitCase | 6 | 5 | 6 | 10 | BranchMin6_BranchMax10 | 8 | 3 | 8 | 20 | HeaderMin8_HeaderMax20 | 12 | 7 | 21
292 | 52 | 5012-7/8-4P-60HP KPVS | KPVS_5012-7/8_4P_60HP_11.37_BRZ | 1869.9 | 1869.9 | 7479.6 | 4 | 0 | 4 | C | KPVS_SplitCase | 6 | 5 | 6 | 10 | BranchMin6_BranchMax10 | 8 | 3 | 8 | 20 | HeaderMin8_HeaderMax20 | 14 | 7 | 21
292 | 52 | 5012-7/8-4P-60HP KPVS | KPVS_5012-7/8_4P_60HP_11.37_BRZ | 1869.9 | 1869.9 | 7479.6 | 4 | 0 | 4 | C | KPVS_SplitCase | 6 | 5 | 6 | 10 | BranchMin6_BranchMax10 | 8 | 3 | 8 | 20 | HeaderMin8_HeaderMax20 | 16 | 7 | 21
292 | 52 | 5012-7/8-4P-60HP KPVS | KPVS_5012-7/8_4P_60HP_11.37_BRZ | 1869.9 | 1869.9 | 7479.6 | 4 | 0 | 4 | C | KPVS_SplitCase | 6 | 5 | 6 | 10 | BranchMin6_BranchMax10 | 8 | 3 | 8 | 20 | HeaderMin8_HeaderMax20 | 18 | 7 | 21
292 | 52 | 5012-7/8-4P-60HP KPVS | KPVS_5012-7/8_4P_60HP_11.37_BRZ | 1869.9 | 1869.9 | 7479.6 | 4 | 0 | 4 | C | KPVS_SplitCase | 6 | 5 | 6 | 10 | BranchMin6_BranchMax10 | 8 | 3 | 8 | 20 | HeaderMin8_HeaderMax20 | 20 | 7 | 21
292 | 52 | 5012-7/8-4P-60HP KPVS | KPVS_5012-7/8_4P_60HP_11.37_BRZ | 1869.9 | 1869.9 | 7479.6 | 4 | 0 | 4 | C | KPVS_SplitCase | 6 | 5 | 6 | 10 | BranchMin6_BranchMax10 | 10 | 3 | 8 | 20 | HeaderMin8_HeaderMax20 | 8 | 7 | 21 | [29 empty] | INVALID
292 | 52 | 5012-7/8-4P-60HP KPVS | KPVS_5012-7/8_4P_60HP_11.37_BRZ | 1869.9 | 1869.9 | 7479.6 | 4 | 0 | 4 | C | KPVS_SplitCase | 6 | 5 | 6 | 10 | BranchMin6_BranchMax10 | 10 | 3 | 8 | 20 | HeaderMin8_HeaderMax20 | 10 | 7 | 21 | [29 empty] | INVALID
292 | 52 | 5012-7/8-4P-60HP KPVS | KPVS_5012-7/8_4P_60HP_11.37_BRZ | 1869.9 | 1869.9 | 7479.6 | 4 | 0 | 4 | C | KPVS_SplitCase | 6 | 5 | 6 | 10 | BranchMin6_BranchMax10 | 10 | 3 | 8 | 20 | HeaderMin8_HeaderMax20 | 12 | 7 | 21
292 | 52 | 5012-7/8-4P-60HP KPVS | KPVS_5012-7/8_4P_60HP_11.37_BRZ | 1869.9 | 1869.9 | 7479.6 | 4 | 0 | 4 | C | KPVS_SplitCase | 6 | 5 | 6 | 10 | BranchMin6_BranchMax10 | 10 | 3 | 8 | 20 | HeaderMin8_HeaderMax20 | 14 | 7 | 21
292 | 52 | 5012-7/8-4P-60HP KPVS | KPVS_5012-7/8_4P_60HP_11.37_BRZ | 1869.9 | 1869.9 | 7479.6 | 4 | 0 | 4 | C | KPVS_SplitCase | 6 | 5 | 6 | 10 | BranchMin6_BranchMax10 | 10 | 3 | 8 | 20 | HeaderMin8_HeaderMax20 | 16 | 7 | 21
292 | 52 | 5012-7/8-4P-60HP KPVS | KPVS_5012-7/8_4P_60HP_11.37_BRZ | 1869.9 | 1869.9 | 7479.6 | 4 | 0 | 4 | C | KPVS_SplitCase | 6 | 5 | 6 | 10 | BranchMin6_BranchMax10 | 10 | 3 | 8 | 20 | HeaderMin8_HeaderMax20 | 18 | 7 | 21
292 | 52 | 5012-7/8-4P-60HP KPVS | KPVS_5012-7/8_4P_60HP_11.37_BRZ | 1869.9 | 1869.9 | 7479.6 | 4 | 0 | 4 | C | KPVS_SplitCase | 6 | 5 | 6 | 10 | BranchMin6_BranchMax10 | 10 | 3 | 8 | 20 | HeaderMin8_HeaderMax20 | 20 | 7 | 21
293 | 53 | 5012-7/8-4P-75HP KPVS | KPVS_5012-7/8_4P_75HP_12.00_BRZ | 2000 | 2000 | 8000 | 4 | 0 | 4 | C | KPVS_SplitCase | 6 | 5 | 6 | 10 | BranchMin6_BranchMax10 | 6 | 3 | 8 | 20 | HeaderMin8_HeaderMax20 | 8 | 7 | 21
293 | 53 | 5012-7/8-4P-75HP KPVS | KPVS_5012-7/8_4P_75HP_12.00_BRZ | 2000 | 2000 | 8000 | 4 | 0 | 4 | C | KPVS_SplitCase | 6 | 5 | 6 | 10 | BranchMin6_BranchMax10 | 6 | 3 | 8 | 20 | HeaderMin8_HeaderMax20 | 10 | 7 | 21
293 | 53 | 5012-7/8-4P-75HP KPVS | KPVS_5012-7/8_4P_75HP_12.00_BRZ | 2000 | 2000 | 8000 | 4 | 0 | 4 | C | KPVS_SplitCase | 6 | 5 | 6 | 10 | BranchMin6_BranchMax10 | 6 | 3 | 8 | 20 | HeaderMin8_HeaderMax20 | 12 | 7 | 21
293 | 53 | 5012-7/8-4P-75HP KPVS | KPVS_5012-7/8_4P_75HP_12.00_BRZ | 2000 | 2000 | 8000 | 4 | 0 | 4 | C | KPVS_SplitCase | 6 | 5 | 6 | 10 | BranchMin6_BranchMax10 | 6 | 3 | 8 | 20 | HeaderMin8_HeaderMax20 | 14 | 7 | 21
293 | 53 | 5012-7/8-4P-75HP KPVS | KPVS_5012-7/8_4P_75HP_12.00_BRZ | 2000 | 2000 | 8000 | 4 | 0 | 4 | C | KPVS_SplitCase | 6 | 5 | 6 | 10 | BranchMin6_BranchMax10 | 6 | 3 | 8 | 20 | HeaderMin8_HeaderMax20 | 16 | 7 | 21
293 | 53 | 5012-7/8-4P-75HP KPVS | KPVS_5012-7/8_4P_75HP_12.00_BRZ | 2000 | 2000 | 8000 | 4 | 0 | 4 | C | KPVS_SplitCase | 6 | 5 | 6 | 10 | BranchMin6_BranchMax10 | 6 | 3 | 8 | 20 | HeaderMin8_HeaderMax20 | 18 | 7 | 21
293 | 53 | 5012-7/8-4P-75HP KPVS | KPVS_5012-7/8_4P_75HP_12.00_BRZ | 2000 | 2000 | 8000 | 4 | 0 | 4 | C | KPVS_SplitCase | 6 | 5 | 6 | 10 | BranchMin6_BranchMax10 | 6 | 3 | 8 | 20 | HeaderMin8_HeaderMax20 | 20 | 7 | 21
293 | 53 | 5012-7/8-4P-75HP KPVS | KPVS_5012-7/8_4P_75HP_12.00_BRZ | 2000 | 2000 | 8000 | 4 | 0 | 4 | C | KPVS_SplitCase | 6 | 5 | 6 | 10 | BranchMin6_BranchMax10 | 8 | 3 | 8 | 20 | HeaderMin8_HeaderMax20 | 8 | 7 | 21 | [29 empty] | INVALID
293 | 53 | 5012-7/8-4P-75HP KPVS | KPVS_5012-7/8_4P_75HP_12.00_BRZ | 2000 | 2000 | 8000 | 4 | 0 | 4 | C | KPVS_SplitCase | 6 | 5 | 6 | 10 | BranchMin6_BranchMax10 | 8 | 3 | 8 | 20 | HeaderMin8_HeaderMax20 | 10 | 7 | 21
293 | 53 | 5012-7/8-4P-75HP KPVS | KPVS_5012-7/8_4P_75HP_12.00_BRZ | 2000 | 2000 | 8000 | 4 | 0 | 4 | C | KPVS_SplitCase | 6 | 5 | 6 | 10 | BranchMin6_BranchMax10 | 8 | 3 | 8 | 20 | HeaderMin8_HeaderMax20 | 12 | 7 | 21
293 | 53 | 5012-7/8-4P-75HP KPVS | KPVS_5012-7/8_4P_75HP_12.00_BRZ | 2000 | 2000 | 8000 | 4 | 0 | 4 | C | KPVS_SplitCase | 6 | 5 | 6 | 10 | BranchMin6_BranchMax10 | 8 | 3 | 8 | 20 | HeaderMin8_HeaderMax20 | 14 | 7 | 21
293 | 53 | 5012-7/8-4P-75HP KPVS | KPVS_5012-7/8_4P_75HP_12.00_BRZ | 2000 | 2000 | 8000 | 4 | 0 | 4 | C | KPVS_SplitCase | 6 | 5 | 6 | 10 | BranchMin6_BranchMax10 | 8 | 3 | 8 | 20 | HeaderMin8_HeaderMax20 | 16 | 7 | 21
293 | 53 | 5012-7/8-4P-75HP KPVS | KPVS_5012-7/8_4P_75HP_12.00_BRZ | 2000 | 2000 | 8000 | 4 | 0 | 4 | C | KPVS_SplitCase | 6 | 5 | 6 | 10 | BranchMin6_BranchMax10 | 8 | 3 | 8 | 20 | HeaderMin8_HeaderMax20 | 18 | 7 | 21
293 | 53 | 5012-7/8-4P-75HP KPVS | KPVS_5012-7/8_4P_75HP_12.00_BRZ | 2000 | 2000 | 8000 | 4 | 0 | 4 | C | KPVS_SplitCase | 6 | 5 | 6 | 10 | BranchMin6_BranchMax10 | 8 | 3 | 8 | 20 | HeaderMin8_HeaderMax20 | 20 | 7 | 21
293 | 53 | 5012-7/8-4P-75HP KPVS | KPVS_5012-7/8_4P_75HP_12.00_BRZ | 2000 | 2000 | 8000 | 4 | 0 | 4 | C | KPVS_SplitCase | 6 | 5 | 6 | 10 | BranchMin6_BranchMax10 | 10 | 3 | 8 | 20 | HeaderMin8_HeaderMax20 | 8 | 7 | 21 | [29 empty] | INVALID
293 | 53 | 5012-7/8-4P-75HP KPVS | KPVS_5012-7/8_4P_75HP_12.00_BRZ | 2000 | 2000 | 8000 | 4 | 0 | 4 | C | KPVS_SplitCase | 6 | 5 | 6 | 10 | BranchMin6_BranchMax10 | 10 | 3 | 8 | 20 | HeaderMin8_HeaderMax20 | 10 | 7 | 21 | [29 empty] | INVALID
293 | 53 | 5012-7/8-4P-75HP KPVS | KPVS_5012-7/8_4P_75HP_12.00_BRZ | 2000 | 2000 | 8000 | 4 | 0 | 4 | C | KPVS_SplitCase | 6 | 5 | 6 | 10 | BranchMin6_BranchMax10 | 10 | 3 | 8 | 20 | HeaderMin8_HeaderMax20 | 12 | 7 | 21
293 | 53 | 5012-7/8-4P-75HP KPVS | KPVS_5012-7/8_4P_75HP_12.00_BRZ | 2000 | 2000 | 8000 | 4 | 0 | 4 | C | KPVS_SplitCase | 6 | 5 | 6 | 10 | BranchMin6_BranchMax10 | 10 | 3 | 8 | 20 | HeaderMin8_HeaderMax20 | 14 | 7 | 21
293 | 53 | 5012-7/8-4P-75HP KPVS | KPVS_5012-7/8_4P_75HP_12.00_BRZ | 2000 | 2000 | 8000 | 4 | 0 | 4 | C | KPVS_SplitCase | 6 | 5 | 6 | 10 | BranchMin6_BranchMax10 | 10 | 3 | 8 | 20 | HeaderMin8_HeaderMax20 | 16 | 7 | 21
293 | 53 | 5012-7/8-4P-75HP KPVS | KPVS_5012-7/8_4P_75HP_12.00_BRZ | 2000 | 2000 | 8000 | 4 | 0 | 4 | C | KPVS_SplitCase | 6 | 5 | 6 | 10 | BranchMin6_BranchMax10 | 10 | 3 | 8 | 20 | HeaderMin8_HeaderMax20 | 18 | 7 | 21
293 | 53 | 5012-7/8-4P-75HP KPVS | KPVS_5012-7/8_4P_75HP_12.00_BRZ | 2000 | 2000 | 8000 | 4 | 0 | 4 | C | KPVS_SplitCase | 6 | 5 | 6 | 10 | BranchMin6_BranchMax10 | 10 | 3 | 8 | 20 | HeaderMin8_HeaderMax20 | 20 | 7 | 21
294 | 54 | 5015-9/0-4P-25HP KPVS | KPVS_5015-9/0_4P_25HP_9.03_BRZ | 1495.7 | 1495.7 | 5982.8 | 4 | 0 | 4 | C | KPVS_SplitCase | 6 | 5 | 6 | 8 | BranchMin6_BranchMax8 | 6 | 2 | 8 | 18 | HeaderMin8_HeaderMax18 | 8 | 6 | 12
294 | 54 | 5015-9/0-4P-25HP KPVS | KPVS_5015-9/0_4P_25HP_9.03_BRZ | 1495.7 | 1495.7 | 5982.8 | 4 | 0 | 4 | C | KPVS_SplitCase | 6 | 5 | 6 | 8 | BranchMin6_BranchMax8 | 6 | 2 | 8 | 18 | HeaderMin8_HeaderMax18 | 10 | 6 | 12
294 | 54 | 5015-9/0-4P-25HP KPVS | KPVS_5015-9/0_4P_25HP_9.03_BRZ | 1495.7 | 1495.7 | 5982.8 | 4 | 0 | 4 | C | KPVS_SplitCase | 6 | 5 | 6 | 8 | BranchMin6_BranchMax8 | 6 | 2 | 8 | 18 | HeaderMin8_HeaderMax18 | 12 | 6 | 12
294 | 54 | 5015-9/0-4P-25HP KPVS | KPVS_5015-9/0_4P_25HP_9.03_BRZ | 1495.7 | 1495.7 | 5982.8 | 4 | 0 | 4 | C | KPVS_SplitCase | 6 | 5 | 6 | 8 | BranchMin6_BranchMax8 | 6 | 2 | 8 | 18 | HeaderMin8_HeaderMax18 | 14 | 6 | 12
294 | 54 | 5015-9/0-4P-25HP KPVS | KPVS_5015-9/0_4P_25HP_9.03_BRZ | 1495.7 | 1495.7 | 5982.8 | 4 | 0 | 4 | C | KPVS_SplitCase | 6 | 5 | 6 | 8 | BranchMin6_BranchMax8 | 6 | 2 | 8 | 18 | HeaderMin8_HeaderMax18 | 16 | 6 | 12
294 | 54 | 5015-9/0-4P-25HP KPVS | KPVS_5015-9/0_4P_25HP_9.03_BRZ | 1495.7 | 1495.7 | 5982.8 | 4 | 0 | 4 | C | KPVS_SplitCase | 6 | 5 | 6 | 8 | BranchMin6_BranchMax8 | 6 | 2 | 8 | 18 | HeaderMin8_HeaderMax18 | 18 | 6 | 12
294 | 54 | 5015-9/0-4P-25HP KPVS | KPVS_5015-9/0_4P_25HP_9.03_BRZ | 1495.7 | 1495.7 | 5982.8 | 4 | 0 | 4 | C | KPVS_SplitCase | 6 | 5 | 6 | 8 | BranchMin6_BranchMax8 | 8 | 2 | 8 | 18 | HeaderMin8_HeaderMax18 | 8 | 6 | 12 | [29 empty] | INVALID
294 | 54 | 5015-9/0-4P-25HP KPVS | KPVS_5015-9/0_4P_25HP_9.03_BRZ | 1495.7 | 1495.7 | 5982.8 | 4 | 0 | 4 | C | KPVS_SplitCase | 6 | 5 | 6 | 8 | BranchMin6_BranchMax8 | 8 | 2 | 8 | 18 | HeaderMin8_HeaderMax18 | 10 | 6 | 12
294 | 54 | 5015-9/0-4P-25HP KPVS | KPVS_5015-9/0_4P_25HP_9.03_BRZ | 1495.7 | 1495.7 | 5982.8 | 4 | 0 | 4 | C | KPVS_SplitCase | 6 | 5 | 6 | 8 | BranchMin6_BranchMax8 | 8 | 2 | 8 | 18 | HeaderMin8_HeaderMax18 | 12 | 6 | 12
294 | 54 | 5015-9/0-4P-25HP KPVS | KPVS_5015-9/0_4P_25HP_9.03_BRZ | 1495.7 | 1495.7 | 5982.8 | 4 | 0 | 4 | C | KPVS_SplitCase | 6 | 5 | 6 | 8 | BranchMin6_BranchMax8 | 8 | 2 | 8 | 18 | HeaderMin8_HeaderMax18 | 14 | 6 | 12
294 | 54 | 5015-9/0-4P-25HP KPVS | KPVS_5015-9/0_4P_25HP_9.03_BRZ | 1495.7 | 1495.7 | 5982.8 | 4 | 0 | 4 | C | KPVS_SplitCase | 6 | 5 | 6 | 8 | BranchMin6_BranchMax8 | 8 | 2 | 8 | 18 | HeaderMin8_HeaderMax18 | 16 | 6 | 12
294 | 54 | 5015-9/0-4P-25HP KPVS | KPVS_5015-9/0_4P_25HP_9.03_BRZ | 1495.7 | 1495.7 | 5982.8 | 4 | 0 | 4 | C | KPVS_SplitCase | 6 | 5 | 6 | 8 | BranchMin6_BranchMax8 | 8 | 2 | 8 | 18 | HeaderMin8_HeaderMax18 | 18 | 6 | 12
295 | 55 | 5015-9/0-4P-30HP KPVS | KPVS_5015-9/0_4P_30HP_9.62_BRZ | 1583.4 | 1583.4 | 6333.6 | 4 | 0 | 4 | C | KPVS_SplitCase | 6 | 5 | 6 | 8 | BranchMin6_BranchMax8 | 6 | 2 | 8 | 18 | HeaderMin8_HeaderMax18 | 8 | 6 | 12
295 | 55 | 5015-9/0-4P-30HP KPVS | KPVS_5015-9/0_4P_30HP_9.62_BRZ | 1583.4 | 1583.4 | 6333.6 | 4 | 0 | 4 | C | KPVS_SplitCase | 6 | 5 | 6 | 8 | BranchMin6_BranchMax8 | 6 | 2 | 8 | 18 | HeaderMin8_HeaderMax18 | 10 | 6 | 12
295 | 55 | 5015-9/0-4P-30HP KPVS | KPVS_5015-9/0_4P_30HP_9.62_BRZ | 1583.4 | 1583.4 | 6333.6 | 4 | 0 | 4 | C | KPVS_SplitCase | 6 | 5 | 6 | 8 | BranchMin6_BranchMax8 | 6 | 2 | 8 | 18 | HeaderMin8_HeaderMax18 | 12 | 6 | 12
295 | 55 | 5015-9/0-4P-30HP KPVS | KPVS_5015-9/0_4P_30HP_9.62_BRZ | 1583.4 | 1583.4 | 6333.6 | 4 | 0 | 4 | C | KPVS_SplitCase | 6 | 5 | 6 | 8 | BranchMin6_BranchMax8 | 6 | 2 | 8 | 18 | HeaderMin8_HeaderMax18 | 14 | 6 | 12
295 | 55 | 5015-9/0-4P-30HP KPVS | KPVS_5015-9/0_4P_30HP_9.62_BRZ | 1583.4 | 1583.4 | 6333.6 | 4 | 0 | 4 | C | KPVS_SplitCase | 6 | 5 | 6 | 8 | BranchMin6_BranchMax8 | 6 | 2 | 8 | 18 | HeaderMin8_HeaderMax18 | 16 | 6 | 12
295 | 55 | 5015-9/0-4P-30HP KPVS | KPVS_5015-9/0_4P_30HP_9.62_BRZ | 1583.4 | 1583.4 | 6333.6 | 4 | 0 | 4 | C | KPVS_SplitCase | 6 | 5 | 6 | 8 | BranchMin6_BranchMax8 | 6 | 2 | 8 | 18 | HeaderMin8_HeaderMax18 | 18 | 6 | 12
295 | 55 | 5015-9/0-4P-30HP KPVS | KPVS_5015-9/0_4P_30HP_9.62_BRZ | 1583.4 | 1583.4 | 6333.6 | 4 | 0 | 4 | C | KPVS_SplitCase | 6 | 5 | 6 | 8 | BranchMin6_BranchMax8 | 8 | 2 | 8 | 18 | HeaderMin8_HeaderMax18 | 8 | 6 | 12 | [29 empty] | INVALID
295 | 55 | 5015-9/0-4P-30HP KPVS | KPVS_5015-9/0_4P_30HP_9.62_BRZ | 1583.4 | 1583.4 | 6333.6 | 4 | 0 | 4 | C | KPVS_SplitCase | 6 | 5 | 6 | 8 | BranchMin6_BranchMax8 | 8 | 2 | 8 | 18 | HeaderMin8_HeaderMax18 | 10 | 6 | 12
295 | 55 | 5015-9/0-4P-30HP KPVS | KPVS_5015-9/0_4P_30HP_9.62_BRZ | 1583.4 | 1583.4 | 6333.6 | 4 | 0 | 4 | C | KPVS_SplitCase | 6 | 5 | 6 | 8 | BranchMin6_BranchMax8 | 8 | 2 | 8 | 18 | HeaderMin8_HeaderMax18 | 12 | 6 | 12
295 | 55 | 5015-9/0-4P-30HP KPVS | KPVS_5015-9/0_4P_30HP_9.62_BRZ | 1583.4 | 1583.4 | 6333.6 | 4 | 0 | 4 | C | KPVS_SplitCase | 6 | 5 | 6 | 8 | BranchMin6_BranchMax8 | 8 | 2 | 8 | 18 | HeaderMin8_HeaderMax18 | 14 | 6 | 12
295 | 55 | 5015-9/0-4P-30HP KPVS | KPVS_5015-9/0_4P_30HP_9.62_BRZ | 1583.4 | 1583.4 | 6333.6 | 4 | 0 | 4 | C | KPVS_SplitCase | 6 | 5 | 6 | 8 | BranchMin6_BranchMax8 | 8 | 2 | 8 | 18 | HeaderMin8_HeaderMax18 | 16 | 6 | 12
295 | 55 | 5015-9/0-4P-30HP KPVS | KPVS_5015-9/0_4P_30HP_9.62_BRZ | 1583.4 | 1583.4 | 6333.6 | 4 | 0 | 4 | C | KPVS_SplitCase | 6 | 5 | 6 | 8 | BranchMin6_BranchMax8 | 8 | 2 | 8 | 18 | HeaderMin8_HeaderMax18 | 18 | 6 | 12
296 | 56 | 5015-9/0-4P-40HP KPVS | KPVS_5015-9/0_4P_40HP_10.56_BRZ | 1715.7 | 1715.7 | 6862.8 | 4 | 0 | 4 | C | KPVS_SplitCase | 6 | 5 | 6 | 10 | BranchMin6_BranchMax10 | 6 | 3 | 8 | 18 | HeaderMin8_HeaderMax18 | 8 | 6 | 18
296 | 56 | 5015-9/0-4P-40HP KPVS | KPVS_5015-9/0_4P_40HP_10.56_BRZ | 1715.7 | 1715.7 | 6862.8 | 4 | 0 | 4 | C | KPVS_SplitCase | 6 | 5 | 6 | 10 | BranchMin6_BranchMax10 | 6 | 3 | 8 | 18 | HeaderMin8_HeaderMax18 | 10 | 6 | 18
296 | 56 | 5015-9/0-4P-40HP KPVS | KPVS_5015-9/0_4P_40HP_10.56_BRZ | 1715.7 | 1715.7 | 6862.8 | 4 | 0 | 4 | C | KPVS_SplitCase | 6 | 5 | 6 | 10 | BranchMin6_BranchMax10 | 6 | 3 | 8 | 18 | HeaderMin8_HeaderMax18 | 12 | 6 | 18
296 | 56 | 5015-9/0-4P-40HP KPVS | KPVS_5015-9/0_4P_40HP_10.56_BRZ | 1715.7 | 1715.7 | 6862.8 | 4 | 0 | 4 | C | KPVS_SplitCase | 6 | 5 | 6 | 10 | BranchMin6_BranchMax10 | 6 | 3 | 8 | 18 | HeaderMin8_HeaderMax18 | 14 | 6 | 18
296 | 56 | 5015-9/0-4P-40HP KPVS | KPVS_5015-9/0_4P_40HP_10.56_BRZ | 1715.7 | 1715.7 | 6862.8 | 4 | 0 | 4 | C | KPVS_SplitCase | 6 | 5 | 6 | 10 | BranchMin6_BranchMax10 | 6 | 3 | 8 | 18 | HeaderMin8_HeaderMax18 | 16 | 6 | 18
296 | 56 | 5015-9/0-4P-40HP KPVS | KPVS_5015-9/0_4P_40HP_10.56_BRZ | 1715.7 | 1715.7 | 6862.8 | 4 | 0 | 4 | C | KPVS_SplitCase | 6 | 5 | 6 | 10 | BranchMin6_BranchMax10 | 6 | 3 | 8 | 18 | HeaderMin8_HeaderMax18 | 18 | 6 | 18
296 | 56 | 5015-9/0-4P-40HP KPVS | KPVS_5015-9/0_4P_40HP_10.56_BRZ | 1715.7 | 1715.7 | 6862.8 | 4 | 0 | 4 | C | KPVS_SplitCase | 6 | 5 | 6 | 10 | BranchMin6_BranchMax10 | 8 | 3 | 8 | 18 | HeaderMin8_HeaderMax18 | 8 | 6 | 18 | [29 empty] | INVALID
296 | 56 | 5015-9/0-4P-40HP KPVS | KPVS_5015-9/0_4P_40HP_10.56_BRZ | 1715.7 | 1715.7 | 6862.8 | 4 | 0 | 4 | C | KPVS_SplitCase | 6 | 5 | 6 | 10 | BranchMin6_BranchMax10 | 8 | 3 | 8 | 18 | HeaderMin8_HeaderMax18 | 10 | 6 | 18
296 | 56 | 5015-9/0-4P-40HP KPVS | KPVS_5015-9/0_4P_40HP_10.56_BRZ | 1715.7 | 1715.7 | 6862.8 | 4 | 0 | 4 | C | KPVS_SplitCase | 6 | 5 | 6 | 10 | BranchMin6_BranchMax10 | 8 | 3 | 8 | 18 | HeaderMin8_HeaderMax18 | 12 | 6 | 18
296 | 56 | 5015-9/0-4P-40HP KPVS | KPVS_5015-9/0_4P_40HP_10.56_BRZ | 1715.7 | 1715.7 | 6862.8 | 4 | 0 | 4 | C | KPVS_SplitCase | 6 | 5 | 6 | 10 | BranchMin6_BranchMax10 | 8 | 3 | 8 | 18 | HeaderMin8_HeaderMax18 | 14 | 6 | 18
296 | 56 | 5015-9/0-4P-40HP KPVS | KPVS_5015-9/0_4P_40HP_10.56_BRZ | 1715.7 | 1715.7 | 6862.8 | 4 | 0 | 4 | C | KPVS_SplitCase | 6 | 5 | 6 | 10 | BranchMin6_BranchMax10 | 8 | 3 | 8 | 18 | HeaderMin8_HeaderMax18 | 16 | 6 | 18
296 | 56 | 5015-9/0-4P-40HP KPVS | KPVS_5015-9/0_4P_40HP_10.56_BRZ | 1715.7 | 1715.7 | 6862.8 | 4 | 0 | 4 | C | KPVS_SplitCase | 6 | 5 | 6 | 10 | BranchMin6_BranchMax10 | 8 | 3 | 8 | 18 | HeaderMin8_HeaderMax18 | 18 | 6 | 18
296 | 56 | 5015-9/0-4P-40HP KPVS | KPVS_5015-9/0_4P_40HP_10.56_BRZ | 1715.7 | 1715.7 | 6862.8 | 4 | 0 | 4 | C | KPVS_SplitCase | 6 | 5 | 6 | 10 | BranchMin6_BranchMax10 | 10 | 3 | 8 | 18 | HeaderMin8_HeaderMax18 | 8 | 6 | 18 | [29 empty] | INVALID
296 | 56 | 5015-9/0-4P-40HP KPVS | KPVS_5015-9/0_4P_40HP_10.56_BRZ | 1715.7 | 1715.7 | 6862.8 | 4 | 0 | 4 | C | KPVS_SplitCase | 6 | 5 | 6 | 10 | BranchMin6_BranchMax10 | 10 | 3 | 8 | 18 | HeaderMin8_HeaderMax18 | 10 | 6 | 18 | [29 empty] | INVALID
296 | 56 | 5015-9/0-4P-40HP KPVS | KPVS_5015-9/0_4P_40HP_10.56_BRZ | 1715.7 | 1715.7 | 6862.8 | 4 | 0 | 4 | C | KPVS_SplitCase | 6 | 5 | 6 | 10 | BranchMin6_BranchMax10 | 10 | 3 | 8 | 18 | HeaderMin8_HeaderMax18 | 12 | 6 | 18
296 | 56 | 5015-9/0-4P-40HP KPVS | KPVS_5015-9/0_4P_40HP_10.56_BRZ | 1715.7 | 1715.7 | 6862.8 | 4 | 0 | 4 | C | KPVS_SplitCase | 6 | 5 | 6 | 10 | BranchMin6_BranchMax10 | 10 | 3 | 8 | 18 | HeaderMin8_HeaderMax18 | 14 | 6 | 18
296 | 56 | 5015-9/0-4P-40HP KPVS | KPVS_5015-9/0_4P_40HP_10.56_BRZ | 1715.7 | 1715.7 | 6862.8 | 4 | 0 | 4 | C | KPVS_SplitCase | 6 | 5 | 6 | 10 | BranchMin6_BranchMax10 | 10 | 3 | 8 | 18 | HeaderMin8_HeaderMax18 | 16 | 6 | 18
296 | 56 | 5015-9/0-4P-40HP KPVS | KPVS_5015-9/0_4P_40HP_10.56_BRZ | 1715.7 | 1715.7 | 6862.8 | 4 | 0 | 4 | C | KPVS_SplitCase | 6 | 5 | 6 | 10 | BranchMin6_BranchMax10 | 10 | 3 | 8 | 18 | HeaderMin8_HeaderMax18 | 18 | 6 | 18
297 | 57 | 5015-9/0-4P-50HP KPVS | KPVS_5015-9/0_4P_50HP_11.30_BRZ | 1813.1 | 1813.1 | 7252.4 | 4 | 0 | 4 | C | KPVS_SplitCase | 6 | 5 | 6 | 10 | BranchMin6_BranchMax10 | 6 | 3 | 8 | 20 | HeaderMin8_HeaderMax20 | 8 | 7 | 21
297 | 57 | 5015-9/0-4P-50HP KPVS | KPVS_5015-9/0_4P_50HP_11.30_BRZ | 1813.1 | 1813.1 | 7252.4 | 4 | 0 | 4 | C | KPVS_SplitCase | 6 | 5 | 6 | 10 | BranchMin6_BranchMax10 | 6 | 3 | 8 | 20 | HeaderMin8_HeaderMax20 | 10 | 7 | 21
297 | 57 | 5015-9/0-4P-50HP KPVS | KPVS_5015-9/0_4P_50HP_11.30_BRZ | 1813.1 | 1813.1 | 7252.4 | 4 | 0 | 4 | C | KPVS_SplitCase | 6 | 5 | 6 | 10 | BranchMin6_BranchMax10 | 6 | 3 | 8 | 20 | HeaderMin8_HeaderMax20 | 12 | 7 | 21
297 | 57 | 5015-9/0-4P-50HP KPVS | KPVS_5015-9/0_4P_50HP_11.30_BRZ | 1813.1 | 1813.1 | 7252.4 | 4 | 0 | 4 | C | KPVS_SplitCase | 6 | 5 | 6 | 10 | BranchMin6_BranchMax10 | 6 | 3 | 8 | 20 | HeaderMin8_HeaderMax20 | 14 | 7 | 21
297 | 57 | 5015-9/0-4P-50HP KPVS | KPVS_5015-9/0_4P_50HP_11.30_BRZ | 1813.1 | 1813.1 | 7252.4 | 4 | 0 | 4 | C | KPVS_SplitCase | 6 | 5 | 6 | 10 | BranchMin6_BranchMax10 | 6 | 3 | 8 | 20 | HeaderMin8_HeaderMax20 | 16 | 7 | 21
297 | 57 | 5015-9/0-4P-50HP KPVS | KPVS_5015-9/0_4P_50HP_11.30_BRZ | 1813.1 | 1813.1 | 7252.4 | 4 | 0 | 4 | C | KPVS_SplitCase | 6 | 5 | 6 | 10 | BranchMin6_BranchMax10 | 6 | 3 | 8 | 20 | HeaderMin8_HeaderMax20 | 18 | 7 | 21
297 | 57 | 5015-9/0-4P-50HP KPVS | KPVS_5015-9/0_4P_50HP_11.30_BRZ | 1813.1 | 1813.1 | 7252.4 | 4 | 0 | 4 | C | KPVS_SplitCase | 6 | 5 | 6 | 10 | BranchMin6_BranchMax10 | 6 | 3 | 8 | 20 | HeaderMin8_HeaderMax20 | 20 | 7 | 21
297 | 57 | 5015-9/0-4P-50HP KPVS | KPVS_5015-9/0_4P_50HP_11.30_BRZ | 1813.1 | 1813.1 | 7252.4 | 4 | 0 | 4 | C | KPVS_SplitCase | 6 | 5 | 6 | 10 | BranchMin6_BranchMax10 | 8 | 3 | 8 | 20 | HeaderMin8_HeaderMax20 | 8 | 7 | 21 | [29 empty] | INVALID
297 | 57 | 5015-9/0-4P-50HP KPVS | KPVS_5015-9/0_4P_50HP_11.30_BRZ | 1813.1 | 1813.1 | 7252.4 | 4 | 0 | 4 | C | KPVS_SplitCase | 6 | 5 | 6 | 10 | BranchMin6_BranchMax10 | 8 | 3 | 8 | 20 | HeaderMin8_HeaderMax20 | 10 | 7 | 21
297 | 57 | 5015-9/0-4P-50HP KPVS | KPVS_5015-9/0_4P_50HP_11.30_BRZ | 1813.1 | 1813.1 | 7252.4 | 4 | 0 | 4 | C | KPVS_SplitCase | 6 | 5 | 6 | 10 | BranchMin6_BranchMax10 | 8 | 3 | 8 | 20 | HeaderMin8_HeaderMax20 | 12 | 7 | 21
297 | 57 | 5015-9/0-4P-50HP KPVS | KPVS_5015-9/0_4P_50HP_11.30_BRZ | 1813.1 | 1813.1 | 7252.4 | 4 | 0 | 4 | C | KPVS_SplitCase | 6 | 5 | 6 | 10 | BranchMin6_BranchMax10 | 8 | 3 | 8 | 20 | HeaderMin8_HeaderMax20 | 14 | 7 | 21
297 | 57 | 5015-9/0-4P-50HP KPVS | KPVS_5015-9/0_4P_50HP_11.30_BRZ | 1813.1 | 1813.1 | 7252.4 | 4 | 0 | 4 | C | KPVS_SplitCase | 6 | 5 | 6 | 10 | BranchMin6_BranchMax10 | 8 | 3 | 8 | 20 | HeaderMin8_HeaderMax20 | 16 | 7 | 21
297 | 57 | 5015-9/0-4P-50HP KPVS | KPVS_5015-9/0_4P_50HP_11.30_BRZ | 1813.1 | 1813.1 | 7252.4 | 4 | 0 | 4 | C | KPVS_SplitCase | 6 | 5 | 6 | 10 | BranchMin6_BranchMax10 | 8 | 3 | 8 | 20 | HeaderMin8_HeaderMax20 | 18 | 7 | 21
297 | 57 | 5015-9/0-4P-50HP KPVS | KPVS_5015-9/0_4P_50HP_11.30_BRZ | 1813.1 | 1813.1 | 7252.4 | 4 | 0 | 4 | C | KPVS_SplitCase | 6 | 5 | 6 | 10 | BranchMin6_BranchMax10 | 8 | 3 | 8 | 20 | HeaderMin8_HeaderMax20 | 20 | 7 | 21
297 | 57 | 5015-9/0-4P-50HP KPVS | KPVS_5015-9/0_4P_50HP_11.30_BRZ | 1813.1 | 1813.1 | 7252.4 | 4 | 0 | 4 | C | KPVS_SplitCase | 6 | 5 | 6 | 10 | BranchMin6_BranchMax10 | 10 | 3 | 8 | 20 | HeaderMin8_HeaderMax20 | 8 | 7 | 21 | [29 empty] | INVALID
297 | 57 | 5015-9/0-4P-50HP KPVS | KPVS_5015-9/0_4P_50HP_11.30_BRZ | 1813.1 | 1813.1 | 7252.4 | 4 | 0 | 4 | C | KPVS_SplitCase | 6 | 5 | 6 | 10 | BranchMin6_BranchMax10 | 10 | 3 | 8 | 20 | HeaderMin8_HeaderMax20 | 10 | 7 | 21 | [29 empty] | INVALID
297 | 57 | 5015-9/0-4P-50HP KPVS | KPVS_5015-9/0_4P_50HP_11.30_BRZ | 1813.1 | 1813.1 | 7252.4 | 4 | 0 | 4 | C | KPVS_SplitCase | 6 | 5 | 6 | 10 | BranchMin6_BranchMax10 | 10 | 3 | 8 | 20 | HeaderMin8_HeaderMax20 | 12 | 7 | 21
297 | 57 | 5015-9/0-4P-50HP KPVS | KPVS_5015-9/0_4P_50HP_11.30_BRZ | 1813.1 | 1813.1 | 7252.4 | 4 | 0 | 4 | C | KPVS_SplitCase | 6 | 5 | 6 | 10 | BranchMin6_BranchMax10 | 10 | 3 | 8 | 20 | HeaderMin8_HeaderMax20 | 14 | 7 | 21
297 | 57 | 5015-9/0-4P-50HP KPVS | KPVS_5015-9/0_4P_50HP_11.30_BRZ | 1813.1 | 1813.1 | 7252.4 | 4 | 0 | 4 | C | KPVS_SplitCase | 6 | 5 | 6 | 10 | BranchMin6_BranchMax10 | 10 | 3 | 8 | 20 | HeaderMin8_HeaderMax20 | 16 | 7 | 21
297 | 57 | 5015-9/0-4P-50HP KPVS | KPVS_5015-9/0_4P_50HP_11.30_BRZ | 1813.1 | 1813.1 | 7252.4 | 4 | 0 | 4 | C | KPVS_SplitCase | 6 | 5 | 6 | 10 | BranchMin6_BranchMax10 | 10 | 3 | 8 | 20 | HeaderMin8_HeaderMax20 | 18 | 7 | 21
297 | 57 | 5015-9/0-4P-50HP KPVS | KPVS_5015-9/0_4P_50HP_11.30_BRZ | 1813.1 | 1813.1 | 7252.4 | 4 | 0 | 4 | C | KPVS_SplitCase | 6 | 5 | 6 | 10 | BranchMin6_BranchMax10 | 10 | 3 | 8 | 20 | HeaderMin8_HeaderMax20 | 20 | 7 | 21
298 | 58 | 5015-9/0-4P-60HP KPVS | KPVS_5015-9/0_4P_60HP_11.87_BRZ | 1884.3 | 1884.3 | 7537.2 | 4 | 0 | 4 | C | KPVS_SplitCase | 6 | 5 | 6 | 10 | BranchMin6_BranchMax10 | 6 | 3 | 8 | 20 | HeaderMin8_HeaderMax20 | 8 | 7 | 21
298 | 58 | 5015-9/0-4P-60HP KPVS | KPVS_5015-9/0_4P_60HP_11.87_BRZ | 1884.3 | 1884.3 | 7537.2 | 4 | 0 | 4 | C | KPVS_SplitCase | 6 | 5 | 6 | 10 | BranchMin6_BranchMax10 | 6 | 3 | 8 | 20 | HeaderMin8_HeaderMax20 | 10 | 7 | 21
298 | 58 | 5015-9/0-4P-60HP KPVS | KPVS_5015-9/0_4P_60HP_11.87_BRZ | 1884.3 | 1884.3 | 7537.2 | 4 | 0 | 4 | C | KPVS_SplitCase | 6 | 5 | 6 | 10 | BranchMin6_BranchMax10 | 6 | 3 | 8 | 20 | HeaderMin8_HeaderMax20 | 12 | 7 | 21
298 | 58 | 5015-9/0-4P-60HP KPVS | KPVS_5015-9/0_4P_60HP_11.87_BRZ | 1884.3 | 1884.3 | 7537.2 | 4 | 0 | 4 | C | KPVS_SplitCase | 6 | 5 | 6 | 10 | BranchMin6_BranchMax10 | 6 | 3 | 8 | 20 | HeaderMin8_HeaderMax20 | 14 | 7 | 21
298 | 58 | 5015-9/0-4P-60HP KPVS | KPVS_5015-9/0_4P_60HP_11.87_BRZ | 1884.3 | 1884.3 | 7537.2 | 4 | 0 | 4 | C | KPVS_SplitCase | 6 | 5 | 6 | 10 | BranchMin6_BranchMax10 | 6 | 3 | 8 | 20 | HeaderMin8_HeaderMax20 | 16 | 7 | 21
298 | 58 | 5015-9/0-4P-60HP KPVS | KPVS_5015-9/0_4P_60HP_11.87_BRZ | 1884.3 | 1884.3 | 7537.2 | 4 | 0 | 4 | C | KPVS_SplitCase | 6 | 5 | 6 | 10 | BranchMin6_BranchMax10 | 6 | 3 | 8 | 20 | HeaderMin8_HeaderMax20 | 18 | 7 | 21
298 | 58 | 5015-9/0-4P-60HP KPVS | KPVS_5015-9/0_4P_60HP_11.87_BRZ | 1884.3 | 1884.3 | 7537.2 | 4 | 0 | 4 | C | KPVS_SplitCase | 6 | 5 | 6 | 10 | BranchMin6_BranchMax10 | 6 | 3 | 8 | 20 | HeaderMin8_HeaderMax20 | 20 | 7 | 21
298 | 58 | 5015-9/0-4P-60HP KPVS | KPVS_5015-9/0_4P_60HP_11.87_BRZ | 1884.3 | 1884.3 | 7537.2 | 4 | 0 | 4 | C | KPVS_SplitCase | 6 | 5 | 6 | 10 | BranchMin6_BranchMax10 | 8 | 3 | 8 | 20 | HeaderMin8_HeaderMax20 | 8 | 7 | 21 | [29 empty] | INVALID
298 | 58 | 5015-9/0-4P-60HP KPVS | KPVS_5015-9/0_4P_60HP_11.87_BRZ | 1884.3 | 1884.3 | 7537.2 | 4 | 0 | 4 | C | KPVS_SplitCase | 6 | 5 | 6 | 10 | BranchMin6_BranchMax10 | 8 | 3 | 8 | 20 | HeaderMin8_HeaderMax20 | 10 | 7 | 21
298 | 58 | 5015-9/0-4P-60HP KPVS | KPVS_5015-9/0_4P_60HP_11.87_BRZ | 1884.3 | 1884.3 | 7537.2 | 4 | 0 | 4 | C | KPVS_SplitCase | 6 | 5 | 6 | 10 | BranchMin6_BranchMax10 | 8 | 3 | 8 | 20 | HeaderMin8_HeaderMax20 | 12 | 7 | 21
298 | 58 | 5015-9/0-4P-60HP KPVS | KPVS_5015-9/0_4P_60HP_11.87_BRZ | 1884.3 | 1884.3 | 7537.2 | 4 | 0 | 4 | C | KPVS_SplitCase | 6 | 5 | 6 | 10 | BranchMin6_BranchMax10 | 8 | 3 | 8 | 20 | HeaderMin8_HeaderMax20 | 14 | 7 | 21
298 | 58 | 5015-9/0-4P-60HP KPVS | KPVS_5015-9/0_4P_60HP_11.87_BRZ | 1884.3 | 1884.3 | 7537.2 | 4 | 0 | 4 | C | KPVS_SplitCase | 6 | 5 | 6 | 10 | BranchMin6_BranchMax10 | 8 | 3 | 8 | 20 | HeaderMin8_HeaderMax20 | 16 | 7 | 21
298 | 58 | 5015-9/0-4P-60HP KPVS | KPVS_5015-9/0_4P_60HP_11.87_BRZ | 1884.3 | 1884.3 | 7537.2 | 4 | 0 | 4 | C | KPVS_SplitCase | 6 | 5 | 6 | 10 | BranchMin6_BranchMax10 | 8 | 3 | 8 | 20 | HeaderMin8_HeaderMax20 | 18 | 7 | 21
298 | 58 | 5015-9/0-4P-60HP KPVS | KPVS_5015-9/0_4P_60HP_11.87_BRZ | 1884.3 | 1884.3 | 7537.2 | 4 | 0 | 4 | C | KPVS_SplitCase | 6 | 5 | 6 | 10 | BranchMin6_BranchMax10 | 8 | 3 | 8 | 20 | HeaderMin8_HeaderMax20 | 20 | 7 | 21
298 | 58 | 5015-9/0-4P-60HP KPVS | KPVS_5015-9/0_4P_60HP_11.87_BRZ | 1884.3 | 1884.3 | 7537.2 | 4 | 0 | 4 | C | KPVS_SplitCase | 6 | 5 | 6 | 10 | BranchMin6_BranchMax10 | 10 | 3 | 8 | 20 | HeaderMin8_HeaderMax20 | 8 | 7 | 21 | [29 empty] | INVALID
298 | 58 | 5015-9/0-4P-60HP KPVS | KPVS_5015-9/0_4P_60HP_11.87_BRZ | 1884.3 | 1884.3 | 7537.2 | 4 | 0 | 4 | C | KPVS_SplitCase | 6 | 5 | 6 | 10 | BranchMin6_BranchMax10 | 10 | 3 | 8 | 20 | HeaderMin8_HeaderMax20 | 10 | 7 | 21 | [29 empty] | INVALID
298 | 58 | 5015-9/0-4P-60HP KPVS | KPVS_5015-9/0_4P_60HP_11.87_BRZ | 1884.3 | 1884.3 | 7537.2 | 4 | 0 | 4 | C | KPVS_SplitCase | 6 | 5 | 6 | 10 | BranchMin6_BranchMax10 | 10 | 3 | 8 | 20 | HeaderMin8_HeaderMax20 | 12 | 7 | 21
298 | 58 | 5015-9/0-4P-60HP KPVS | KPVS_5015-9/0_4P_60HP_11.87_BRZ | 1884.3 | 1884.3 | 7537.2 | 4 | 0 | 4 | C | KPVS_SplitCase | 6 | 5 | 6 | 10 | BranchMin6_BranchMax10 | 10 | 3 | 8 | 20 | HeaderMin8_HeaderMax20 | 14 | 7 | 21
298 | 58 | 5015-9/0-4P-60HP KPVS | KPVS_5015-9/0_4P_60HP_11.87_BRZ | 1884.3 | 1884.3 | 7537.2 | 4 | 0 | 4 | C | KPVS_SplitCase | 6 | 5 | 6 | 10 | BranchMin6_BranchMax10 | 10 | 3 | 8 | 20 | HeaderMin8_HeaderMax20 | 16 | 7 | 21
298 | 58 | 5015-9/0-4P-60HP KPVS | KPVS_5015-9/0_4P_60HP_11.87_BRZ | 1884.3 | 1884.3 | 7537.2 | 4 | 0 | 4 | C | KPVS_SplitCase | 6 | 5 | 6 | 10 | BranchMin6_BranchMax10 | 10 | 3 | 8 | 20 | HeaderMin8_HeaderMax20 | 18 | 7 | 21
298 | 58 | 5015-9/0-4P-60HP KPVS | KPVS_5015-9/0_4P_60HP_11.87_BRZ | 1884.3 | 1884.3 | 7537.2 | 4 | 0 | 4 | C | KPVS_SplitCase | 6 | 5 | 6 | 10 | BranchMin6_BranchMax10 | 10 | 3 | 8 | 20 | HeaderMin8_HeaderMax20 | 20 | 7 | 21
299 | 59 | 5015-9/0-4P-75HP KPVS | KPVS_5015-9/0_4P_75HP_12.61_BRZ | 1998.6 | 1998.6 | 7994.4 | 4 | 0 | 4 | C | KPVS_SplitCase | 6 | 5 | 6 | 10 | BranchMin6_BranchMax10 | 6 | 3 | 8 | 20 | HeaderMin8_HeaderMax20 | 8 | 7 | 21
299 | 59 | 5015-9/0-4P-75HP KPVS | KPVS_5015-9/0_4P_75HP_12.61_BRZ | 1998.6 | 1998.6 | 7994.4 | 4 | 0 | 4 | C | KPVS_SplitCase | 6 | 5 | 6 | 10 | BranchMin6_BranchMax10 | 6 | 3 | 8 | 20 | HeaderMin8_HeaderMax20 | 10 | 7 | 21
299 | 59 | 5015-9/0-4P-75HP KPVS | KPVS_5015-9/0_4P_75HP_12.61_BRZ | 1998.6 | 1998.6 | 7994.4 | 4 | 0 | 4 | C | KPVS_SplitCase | 6 | 5 | 6 | 10 | BranchMin6_BranchMax10 | 6 | 3 | 8 | 20 | HeaderMin8_HeaderMax20 | 12 | 7 | 21
299 | 59 | 5015-9/0-4P-75HP KPVS | KPVS_5015-9/0_4P_75HP_12.61_BRZ | 1998.6 | 1998.6 | 7994.4 | 4 | 0 | 4 | C | KPVS_SplitCase | 6 | 5 | 6 | 10 | BranchMin6_BranchMax10 | 6 | 3 | 8 | 20 | HeaderMin8_HeaderMax20 | 14 | 7 | 21
299 | 59 | 5015-9/0-4P-75HP KPVS | KPVS_5015-9/0_4P_75HP_12.61_BRZ | 1998.6 | 1998.6 | 7994.4 | 4 | 0 | 4 | C | KPVS_SplitCase | 6 | 5 | 6 | 10 | BranchMin6_BranchMax10 | 6 | 3 | 8 | 20 | HeaderMin8_HeaderMax20 | 16 | 7 | 21
299 | 59 | 5015-9/0-4P-75HP KPVS | KPVS_5015-9/0_4P_75HP_12.61_BRZ | 1998.6 | 1998.6 | 7994.4 | 4 | 0 | 4 | C | KPVS_SplitCase | 6 | 5 | 6 | 10 | BranchMin6_BranchMax10 | 6 | 3 | 8 | 20 | HeaderMin8_HeaderMax20 | 18 | 7 | 21
299 | 59 | 5015-9/0-4P-75HP KPVS | KPVS_5015-9/0_4P_75HP_12.61_BRZ | 1998.6 | 1998.6 | 7994.4 | 4 | 0 | 4 | C | KPVS_SplitCase | 6 | 5 | 6 | 10 | BranchMin6_BranchMax10 | 6 | 3 | 8 | 20 | HeaderMin8_HeaderMax20 | 20 | 7 | 21
299 | 59 | 5015-9/0-4P-75HP KPVS | KPVS_5015-9/0_4P_75HP_12.61_BRZ | 1998.6 | 1998.6 | 7994.4 | 4 | 0 | 4 | C | KPVS_SplitCase | 6 | 5 | 6 | 10 | BranchMin6_BranchMax10 | 8 | 3 | 8 | 20 | HeaderMin8_HeaderMax20 | 8 | 7 | 21 | [29 empty] | INVALID
299 | 59 | 5015-9/0-4P-75HP KPVS | KPVS_5015-9/0_4P_75HP_12.61_BRZ | 1998.6 | 1998.6 | 7994.4 | 4 | 0 | 4 | C | KPVS_SplitCase | 6 | 5 | 6 | 10 | BranchMin6_BranchMax10 | 8 | 3 | 8 | 20 | HeaderMin8_HeaderMax20 | 10 | 7 | 21
299 | 59 | 5015-9/0-4P-75HP KPVS | KPVS_5015-9/0_4P_75HP_12.61_BRZ | 1998.6 | 1998.6 | 7994.4 | 4 | 0 | 4 | C | KPVS_SplitCase | 6 | 5 | 6 | 10 | BranchMin6_BranchMax10 | 8 | 3 | 8 | 20 | HeaderMin8_HeaderMax20 | 12 | 7 | 21
299 | 59 | 5015-9/0-4P-75HP KPVS | KPVS_5015-9/0_4P_75HP_12.61_BRZ | 1998.6 | 1998.6 | 7994.4 | 4 | 0 | 4 | C | KPVS_SplitCase | 6 | 5 | 6 | 10 | BranchMin6_BranchMax10 | 8 | 3 | 8 | 20 | HeaderMin8_HeaderMax20 | 14 | 7 | 21
299 | 59 | 5015-9/0-4P-75HP KPVS | KPVS_5015-9/0_4P_75HP_12.61_BRZ | 1998.6 | 1998.6 | 7994.4 | 4 | 0 | 4 | C | KPVS_SplitCase | 6 | 5 | 6 | 10 | BranchMin6_BranchMax10 | 8 | 3 | 8 | 20 | HeaderMin8_HeaderMax20 | 16 | 7 | 21
299 | 59 | 5015-9/0-4P-75HP KPVS | KPVS_5015-9/0_4P_75HP_12.61_BRZ | 1998.6 | 1998.6 | 7994.4 | 4 | 0 | 4 | C | KPVS_SplitCase | 6 | 5 | 6 | 10 | BranchMin6_BranchMax10 | 8 | 3 | 8 | 20 | HeaderMin8_HeaderMax20 | 18 | 7 | 21
299 | 59 | 5015-9/0-4P-75HP KPVS | KPVS_5015-9/0_4P_75HP_12.61_BRZ | 1998.6 | 1998.6 | 7994.4 | 4 | 0 | 4 | C | KPVS_SplitCase | 6 | 5 | 6 | 10 | BranchMin6_BranchMax10 | 8 | 3 | 8 | 20 | HeaderMin8_HeaderMax20 | 20 | 7 | 21
299 | 59 | 5015-9/0-4P-75HP KPVS | KPVS_5015-9/0_4P_75HP_12.61_BRZ | 1998.6 | 1998.6 | 7994.4 | 4 | 0 | 4 | C | KPVS_SplitCase | 6 | 5 | 6 | 10 | BranchMin6_BranchMax10 | 10 | 3 | 8 | 20 | HeaderMin8_HeaderMax20 | 8 | 7 | 21 | [29 empty] | INVALID
299 | 59 | 5015-9/0-4P-75HP KPVS | KPVS_5015-9/0_4P_75HP_12.61_BRZ | 1998.6 | 1998.6 | 7994.4 | 4 | 0 | 4 | C | KPVS_SplitCase | 6 | 5 | 6 | 10 | BranchMin6_BranchMax10 | 10 | 3 | 8 | 20 | HeaderMin8_HeaderMax20 | 10 | 7 | 21 | [29 empty] | INVALID
299 | 59 | 5015-9/0-4P-75HP KPVS | KPVS_5015-9/0_4P_75HP_12.61_BRZ | 1998.6 | 1998.6 | 7994.4 | 4 | 0 | 4 | C | KPVS_SplitCase | 6 | 5 | 6 | 10 | BranchMin6_BranchMax10 | 10 | 3 | 8 | 20 | HeaderMin8_HeaderMax20 | 12 | 7 | 21
299 | 59 | 5015-9/0-4P-75HP KPVS | KPVS_5015-9/0_4P_75HP_12.61_BRZ | 1998.6 | 1998.6 | 7994.4 | 4 | 0 | 4 | C | KPVS_SplitCase | 6 | 5 | 6 | 10 | BranchMin6_BranchMax10 | 10 | 3 | 8 | 20 | HeaderMin8_HeaderMax20 | 14 | 7 | 21
299 | 59 | 5015-9/0-4P-75HP KPVS | KPVS_5015-9/0_4P_75HP_12.61_BRZ | 1998.6 | 1998.6 | 7994.4 | 4 | 0 | 4 | C | KPVS_SplitCase | 6 | 5 | 6 | 10 | BranchMin6_BranchMax10 | 10 | 3 | 8 | 20 | HeaderMin8_HeaderMax20 | 16 | 7 | 21
299 | 59 | 5015-9/0-4P-75HP KPVS | KPVS_5015-9/0_4P_75HP_12.61_BRZ | 1998.6 | 1998.6 | 7994.4 | 4 | 0 | 4 | C | KPVS_SplitCase | 6 | 5 | 6 | 10 | BranchMin6_BranchMax10 | 10 | 3 | 8 | 20 | HeaderMin8_HeaderMax20 | 18 | 7 | 21
299 | 59 | 5015-9/0-4P-75HP KPVS | KPVS_5015-9/0_4P_75HP_12.61_BRZ | 1998.6 | 1998.6 | 7994.4 | 4 | 0 | 4 | C | KPVS_SplitCase | 6 | 5 | 6 | 10 | BranchMin6_BranchMax10 | 10 | 3 | 8 | 20 | HeaderMin8_HeaderMax20 | 20 | 7 | 21
300 | 60 | 5015-9/0-4P-100HP KPVS | KPVS_5015-9/0_4P_100HP_13.60_BRZ | 2182.4 | 2182.4 | 8729.6 | 4 | 0 | 4 | C | KPVS_SplitCase | 6 | 5 | 6 | 10 | BranchMin6_BranchMax10 | 6 | 3 | 8 | 20 | HeaderMin8_HeaderMax20 | 8 | 7 | 21
300 | 60 | 5015-9/0-4P-100HP KPVS | KPVS_5015-9/0_4P_100HP_13.60_BRZ | 2182.4 | 2182.4 | 8729.6 | 4 | 0 | 4 | C | KPVS_SplitCase | 6 | 5 | 6 | 10 | BranchMin6_BranchMax10 | 6 | 3 | 8 | 20 | HeaderMin8_HeaderMax20 | 10 | 7 | 21
300 | 60 | 5015-9/0-4P-100HP KPVS | KPVS_5015-9/0_4P_100HP_13.60_BRZ | 2182.4 | 2182.4 | 8729.6 | 4 | 0 | 4 | C | KPVS_SplitCase | 6 | 5 | 6 | 10 | BranchMin6_BranchMax10 | 6 | 3 | 8 | 20 | HeaderMin8_HeaderMax20 | 12 | 7 | 21
300 | 60 | 5015-9/0-4P-100HP KPVS | KPVS_5015-9/0_4P_100HP_13.60_BRZ | 2182.4 | 2182.4 | 8729.6 | 4 | 0 | 4 | C | KPVS_SplitCase | 6 | 5 | 6 | 10 | BranchMin6_BranchMax10 | 6 | 3 | 8 | 20 | HeaderMin8_HeaderMax20 | 14 | 7 | 21
300 | 60 | 5015-9/0-4P-100HP KPVS | KPVS_5015-9/0_4P_100HP_13.60_BRZ | 2182.4 | 2182.4 | 8729.6 | 4 | 0 | 4 | C | KPVS_SplitCase | 6 | 5 | 6 | 10 | BranchMin6_BranchMax10 | 6 | 3 | 8 | 20 | HeaderMin8_HeaderMax20 | 16 | 7 | 21
300 | 60 | 5015-9/0-4P-100HP KPVS | KPVS_5015-9/0_4P_100HP_13.60_BRZ | 2182.4 | 2182.4 | 8729.6 | 4 | 0 | 4 | C | KPVS_SplitCase | 6 | 5 | 6 | 10 | BranchMin6_BranchMax10 | 6 | 3 | 8 | 20 | HeaderMin8_HeaderMax20 | 18 | 7 | 21
300 | 60 | 5015-9/0-4P-100HP KPVS | KPVS_5015-9/0_4P_100HP_13.60_BRZ | 2182.4 | 2182.4 | 8729.6 | 4 | 0 | 4 | C | KPVS_SplitCase | 6 | 5 | 6 | 10 | BranchMin6_BranchMax10 | 6 | 3 | 8 | 20 | HeaderMin8_HeaderMax20 | 20 | 7 | 21
300 | 60 | 5015-9/0-4P-100HP KPVS | KPVS_5015-9/0_4P_100HP_13.60_BRZ | 2182.4 | 2182.4 | 8729.6 | 4 | 0 | 4 | C | KPVS_SplitCase | 6 | 5 | 6 | 10 | BranchMin6_BranchMax10 | 8 | 3 | 8 | 20 | HeaderMin8_HeaderMax20 | 8 | 7 | 21 | [29 empty] | INVALID
300 | 60 | 5015-9/0-4P-100HP KPVS | KPVS_5015-9/0_4P_100HP_13.60_BRZ | 2182.4 | 2182.4 | 8729.6 | 4 | 0 | 4 | C | KPVS_SplitCase | 6 | 5 | 6 | 10 | BranchMin6_BranchMax10 | 8 | 3 | 8 | 20 | HeaderMin8_HeaderMax20 | 10 | 7 | 21
300 | 60 | 5015-9/0-4P-100HP KPVS | KPVS_5015-9/0_4P_100HP_13.60_BRZ | 2182.4 | 2182.4 | 8729.6 | 4 | 0 | 4 | C | KPVS_SplitCase | 6 | 5 | 6 | 10 | BranchMin6_BranchMax10 | 8 | 3 | 8 | 20 | HeaderMin8_HeaderMax20 | 12 | 7 | 21
300 | 60 | 5015-9/0-4P-100HP KPVS | KPVS_5015-9/0_4P_100HP_13.60_BRZ | 2182.4 | 2182.4 | 8729.6 | 4 | 0 | 4 | C | KPVS_SplitCase | 6 | 5 | 6 | 10 | BranchMin6_BranchMax10 | 8 | 3 | 8 | 20 | HeaderMin8_HeaderMax20 | 14 | 7 | 21
300 | 60 | 5015-9/0-4P-100HP KPVS | KPVS_5015-9/0_4P_100HP_13.60_BRZ | 2182.4 | 2182.4 | 8729.6 | 4 | 0 | 4 | C | KPVS_SplitCase | 6 | 5 | 6 | 10 | BranchMin6_BranchMax10 | 8 | 3 | 8 | 20 | HeaderMin8_HeaderMax20 | 16 | 7 | 21
300 | 60 | 5015-9/0-4P-100HP KPVS | KPVS_5015-9/0_4P_100HP_13.60_BRZ | 2182.4 | 2182.4 | 8729.6 | 4 | 0 | 4 | C | KPVS_SplitCase | 6 | 5 | 6 | 10 | BranchMin6_BranchMax10 | 8 | 3 | 8 | 20 | HeaderMin8_HeaderMax20 | 18 | 7 | 21
300 | 60 | 5015-9/0-4P-100HP KPVS | KPVS_5015-9/0_4P_100HP_13.60_BRZ | 2182.4 | 2182.4 | 8729.6 | 4 | 0 | 4 | C | KPVS_SplitCase | 6 | 5 | 6 | 10 | BranchMin6_BranchMax10 | 8 | 3 | 8 | 20 | HeaderMin8_HeaderMax20 | 20 | 7 | 21
300 | 60 | 5015-9/0-4P-100HP KPVS | KPVS_5015-9/0_4P_100HP_13.60_BRZ | 2182.4 | 2182.4 | 8729.6 | 4 | 0 | 4 | C | KPVS_SplitCase | 6 | 5 | 6 | 10 | BranchMin6_BranchMax10 | 10 | 3 | 8 | 20 | HeaderMin8_HeaderMax20 | 8 | 7 | 21 | [29 empty] | INVALID
300 | 60 | 5015-9/0-4P-100HP KPVS | KPVS_5015-9/0_4P_100HP_13.60_BRZ | 2182.4 | 2182.4 | 8729.6 | 4 | 0 | 4 | C | KPVS_SplitCase | 6 | 5 | 6 | 10 | BranchMin6_BranchMax10 | 10 | 3 | 8 | 20 | HeaderMin8_HeaderMax20 | 10 | 7 | 21 | [29 empty] | INVALID
300 | 60 | 5015-9/0-4P-100HP KPVS | KPVS_5015-9/0_4P_100HP_13.60_BRZ | 2182.4 | 2182.4 | 8729.6 | 4 | 0 | 4 | C | KPVS_SplitCase | 6 | 5 | 6 | 10 | BranchMin6_BranchMax10 | 10 | 3 | 8 | 20 | HeaderMin8_HeaderMax20 | 12 | 7 | 21
300 | 60 | 5015-9/0-4P-100HP KPVS | KPVS_5015-9/0_4P_100HP_13.60_BRZ | 2182.4 | 2182.4 | 8729.6 | 4 | 0 | 4 | C | KPVS_SplitCase | 6 | 5 | 6 | 10 | BranchMin6_BranchMax10 | 10 | 3 | 8 | 20 | HeaderMin8_HeaderMax20 | 14 | 7 | 21
300 | 60 | 5015-9/0-4P-100HP KPVS | KPVS_5015-9/0_4P_100HP_13.60_BRZ | 2182.4 | 2182.4 | 8729.6 | 4 | 0 | 4 | C | KPVS_SplitCase | 6 | 5 | 6 | 10 | BranchMin6_BranchMax10 | 10 | 3 | 8 | 20 | HeaderMin8_HeaderMax20 | 16 | 7 | 21
300 | 60 | 5015-9/0-4P-100HP KPVS | KPVS_5015-9/0_4P_100HP_13.60_BRZ | 2182.4 | 2182.4 | 8729.6 | 4 | 0 | 4 | C | KPVS_SplitCase | 6 | 5 | 6 | 10 | BranchMin6_BranchMax10 | 10 | 3 | 8 | 20 | HeaderMin8_HeaderMax20 | 18 | 7 | 21
300 | 60 | 5015-9/0-4P-100HP KPVS | KPVS_5015-9/0_4P_100HP_13.60_BRZ | 2182.4 | 2182.4 | 8729.6 | 4 | 0 | 4 | C | KPVS_SplitCase | 6 | 5 | 6 | 10 | BranchMin6_BranchMax10 | 10 | 3 | 8 | 20 | HeaderMin8_HeaderMax20 | 20 | 7 | 21
301 | 61 | 5015-9/0-4P-125HP KPVS | KPVS_5015-9/0_4P_125HP_14.35_BRZ | 2327.6 | 2327.6 | 9310.4 | 4 | 0 | 4 | C | KPVS_SplitCase | 6 | 5 | 6 | 10 | BranchMin6_BranchMax10 | 6 | 3 | 8 | 24 | HeaderMin8_HeaderMax24 | 8 | 8 | 24
301 | 61 | 5015-9/0-4P-125HP KPVS | KPVS_5015-9/0_4P_125HP_14.35_BRZ | 2327.6 | 2327.6 | 9310.4 | 4 | 0 | 4 | C | KPVS_SplitCase | 6 | 5 | 6 | 10 | BranchMin6_BranchMax10 | 6 | 3 | 8 | 24 | HeaderMin8_HeaderMax24 | 10 | 8 | 24
301 | 61 | 5015-9/0-4P-125HP KPVS | KPVS_5015-9/0_4P_125HP_14.35_BRZ | 2327.6 | 2327.6 | 9310.4 | 4 | 0 | 4 | C | KPVS_SplitCase | 6 | 5 | 6 | 10 | BranchMin6_BranchMax10 | 6 | 3 | 8 | 24 | HeaderMin8_HeaderMax24 | 12 | 8 | 24
301 | 61 | 5015-9/0-4P-125HP KPVS | KPVS_5015-9/0_4P_125HP_14.35_BRZ | 2327.6 | 2327.6 | 9310.4 | 4 | 0 | 4 | C | KPVS_SplitCase | 6 | 5 | 6 | 10 | BranchMin6_BranchMax10 | 6 | 3 | 8 | 24 | HeaderMin8_HeaderMax24 | 14 | 8 | 24
301 | 61 | 5015-9/0-4P-125HP KPVS | KPVS_5015-9/0_4P_125HP_14.35_BRZ | 2327.6 | 2327.6 | 9310.4 | 4 | 0 | 4 | C | KPVS_SplitCase | 6 | 5 | 6 | 10 | BranchMin6_BranchMax10 | 6 | 3 | 8 | 24 | HeaderMin8_HeaderMax24 | 16 | 8 | 24
301 | 61 | 5015-9/0-4P-125HP KPVS | KPVS_5015-9/0_4P_125HP_14.35_BRZ | 2327.6 | 2327.6 | 9310.4 | 4 | 0 | 4 | C | KPVS_SplitCase | 6 | 5 | 6 | 10 | BranchMin6_BranchMax10 | 6 | 3 | 8 | 24 | HeaderMin8_HeaderMax24 | 18 | 8 | 24
301 | 61 | 5015-9/0-4P-125HP KPVS | KPVS_5015-9/0_4P_125HP_14.35_BRZ | 2327.6 | 2327.6 | 9310.4 | 4 | 0 | 4 | C | KPVS_SplitCase | 6 | 5 | 6 | 10 | BranchMin6_BranchMax10 | 6 | 3 | 8 | 24 | HeaderMin8_HeaderMax24 | 20 | 8 | 24
301 | 61 | 5015-9/0-4P-125HP KPVS | KPVS_5015-9/0_4P_125HP_14.35_BRZ | 2327.6 | 2327.6 | 9310.4 | 4 | 0 | 4 | C | KPVS_SplitCase | 6 | 5 | 6 | 10 | BranchMin6_BranchMax10 | 6 | 3 | 8 | 24 | HeaderMin8_HeaderMax24 | 24 | 8 | 24
301 | 61 | 5015-9/0-4P-125HP KPVS | KPVS_5015-9/0_4P_125HP_14.35_BRZ | 2327.6 | 2327.6 | 9310.4 | 4 | 0 | 4 | C | KPVS_SplitCase | 6 | 5 | 6 | 10 | BranchMin6_BranchMax10 | 8 | 3 | 8 | 24 | HeaderMin8_HeaderMax24 | 8 | 8 | 24 | [29 empty] | INVALID
301 | 61 | 5015-9/0-4P-125HP KPVS | KPVS_5015-9/0_4P_125HP_14.35_BRZ | 2327.6 | 2327.6 | 9310.4 | 4 | 0 | 4 | C | KPVS_SplitCase | 6 | 5 | 6 | 10 | BranchMin6_BranchMax10 | 8 | 3 | 8 | 24 | HeaderMin8_HeaderMax24 | 10 | 8 | 24
301 | 61 | 5015-9/0-4P-125HP KPVS | KPVS_5015-9/0_4P_125HP_14.35_BRZ | 2327.6 | 2327.6 | 9310.4 | 4 | 0 | 4 | C | KPVS_SplitCase | 6 | 5 | 6 | 10 | BranchMin6_BranchMax10 | 8 | 3 | 8 | 24 | HeaderMin8_HeaderMax24 | 12 | 8 | 24
301 | 61 | 5015-9/0-4P-125HP KPVS | KPVS_5015-9/0_4P_125HP_14.35_BRZ | 2327.6 | 2327.6 | 9310.4 | 4 | 0 | 4 | C | KPVS_SplitCase | 6 | 5 | 6 | 10 | BranchMin6_BranchMax10 | 8 | 3 | 8 | 24 | HeaderMin8_HeaderMax24 | 14 | 8 | 24
301 | 61 | 5015-9/0-4P-125HP KPVS | KPVS_5015-9/0_4P_125HP_14.35_BRZ | 2327.6 | 2327.6 | 9310.4 | 4 | 0 | 4 | C | KPVS_SplitCase | 6 | 5 | 6 | 10 | BranchMin6_BranchMax10 | 8 | 3 | 8 | 24 | HeaderMin8_HeaderMax24 | 16 | 8 | 24
301 | 61 | 5015-9/0-4P-125HP KPVS | KPVS_5015-9/0_4P_125HP_14.35_BRZ | 2327.6 | 2327.6 | 9310.4 | 4 | 0 | 4 | C | KPVS_SplitCase | 6 | 5 | 6 | 10 | BranchMin6_BranchMax10 | 8 | 3 | 8 | 24 | HeaderMin8_HeaderMax24 | 18 | 8 | 24
301 | 61 | 5015-9/0-4P-125HP KPVS | KPVS_5015-9/0_4P_125HP_14.35_BRZ | 2327.6 | 2327.6 | 9310.4 | 4 | 0 | 4 | C | KPVS_SplitCase | 6 | 5 | 6 | 10 | BranchMin6_BranchMax10 | 8 | 3 | 8 | 24 | HeaderMin8_HeaderMax24 | 20 | 8 | 24
301 | 61 | 5015-9/0-4P-125HP KPVS | KPVS_5015-9/0_4P_125HP_14.35_BRZ | 2327.6 | 2327.6 | 9310.4 | 4 | 0 | 4 | C | KPVS_SplitCase | 6 | 5 | 6 | 10 | BranchMin6_BranchMax10 | 8 | 3 | 8 | 24 | HeaderMin8_HeaderMax24 | 24 | 8 | 24
301 | 61 | 5015-9/0-4P-125HP KPVS | KPVS_5015-9/0_4P_125HP_14.35_BRZ | 2327.6 | 2327.6 | 9310.4 | 4 | 0 | 4 | C | KPVS_SplitCase | 6 | 5 | 6 | 10 | BranchMin6_BranchMax10 | 10 | 3 | 8 | 24 | HeaderMin8_HeaderMax24 | 8 | 8 | 24 | [29 empty] | INVALID
301 | 61 | 5015-9/0-4P-125HP KPVS | KPVS_5015-9/0_4P_125HP_14.35_BRZ | 2327.6 | 2327.6 | 9310.4 | 4 | 0 | 4 | C | KPVS_SplitCase | 6 | 5 | 6 | 10 | BranchMin6_BranchMax10 | 10 | 3 | 8 | 24 | HeaderMin8_HeaderMax24 | 10 | 8 | 24 | [29 empty] | INVALID
301 | 61 | 5015-9/0-4P-125HP KPVS | KPVS_5015-9/0_4P_125HP_14.35_BRZ | 2327.6 | 2327.6 | 9310.4 | 4 | 0 | 4 | C | KPVS_SplitCase | 6 | 5 | 6 | 10 | BranchMin6_BranchMax10 | 10 | 3 | 8 | 24 | HeaderMin8_HeaderMax24 | 12 | 8 | 24
301 | 61 | 5015-9/0-4P-125HP KPVS | KPVS_5015-9/0_4P_125HP_14.35_BRZ | 2327.6 | 2327.6 | 9310.4 | 4 | 0 | 4 | C | KPVS_SplitCase | 6 | 5 | 6 | 10 | BranchMin6_BranchMax10 | 10 | 3 | 8 | 24 | HeaderMin8_HeaderMax24 | 14 | 8 | 24
301 | 61 | 5015-9/0-4P-125HP KPVS | KPVS_5015-9/0_4P_125HP_14.35_BRZ | 2327.6 | 2327.6 | 9310.4 | 4 | 0 | 4 | C | KPVS_SplitCase | 6 | 5 | 6 | 10 | BranchMin6_BranchMax10 | 10 | 3 | 8 | 24 | HeaderMin8_HeaderMax24 | 16 | 8 | 24
301 | 61 | 5015-9/0-4P-125HP KPVS | KPVS_5015-9/0_4P_125HP_14.35_BRZ | 2327.6 | 2327.6 | 9310.4 | 4 | 0 | 4 | C | KPVS_SplitCase | 6 | 5 | 6 | 10 | BranchMin6_BranchMax10 | 10 | 3 | 8 | 24 | HeaderMin8_HeaderMax24 | 18 | 8 | 24
301 | 61 | 5015-9/0-4P-125HP KPVS | KPVS_5015-9/0_4P_125HP_14.35_BRZ | 2327.6 | 2327.6 | 9310.4 | 4 | 0 | 4 | C | KPVS_SplitCase | 6 | 5 | 6 | 10 | BranchMin6_BranchMax10 | 10 | 3 | 8 | 24 | HeaderMin8_HeaderMax24 | 20 | 8 | 24
301 | 61 | 5015-9/0-4P-125HP KPVS | KPVS_5015-9/0_4P_125HP_14.35_BRZ | 2327.6 | 2327.6 | 9310.4 | 4 | 0 | 4 | C | KPVS_SplitCase | 6 | 5 | 6 | 10 | BranchMin6_BranchMax10 | 10 | 3 | 8 | 24 | HeaderMin8_HeaderMax24 | 24 | 8 | 24
302 | 62 | 5015-9/0-4P-150HP KPVS | KPVS_5015-9/0_4P_150HP_15.00_BRZ | 2460 | 2460 | 9840 | 4 | 0 | 4 | C | KPVS_SplitCase | 6 | 5 | 6 | 10 | BranchMin6_BranchMax10 | 6 | 3 | 8 | 24 | HeaderMin8_HeaderMax24 | 8 | 8 | 24
302 | 62 | 5015-9/0-4P-150HP KPVS | KPVS_5015-9/0_4P_150HP_15.00_BRZ | 2460 | 2460 | 9840 | 4 | 0 | 4 | C | KPVS_SplitCase | 6 | 5 | 6 | 10 | BranchMin6_BranchMax10 | 6 | 3 | 8 | 24 | HeaderMin8_HeaderMax24 | 10 | 8 | 24
302 | 62 | 5015-9/0-4P-150HP KPVS | KPVS_5015-9/0_4P_150HP_15.00_BRZ | 2460 | 2460 | 9840 | 4 | 0 | 4 | C | KPVS_SplitCase | 6 | 5 | 6 | 10 | BranchMin6_BranchMax10 | 6 | 3 | 8 | 24 | HeaderMin8_HeaderMax24 | 12 | 8 | 24
302 | 62 | 5015-9/0-4P-150HP KPVS | KPVS_5015-9/0_4P_150HP_15.00_BRZ | 2460 | 2460 | 9840 | 4 | 0 | 4 | C | KPVS_SplitCase | 6 | 5 | 6 | 10 | BranchMin6_BranchMax10 | 6 | 3 | 8 | 24 | HeaderMin8_HeaderMax24 | 14 | 8 | 24
302 | 62 | 5015-9/0-4P-150HP KPVS | KPVS_5015-9/0_4P_150HP_15.00_BRZ | 2460 | 2460 | 9840 | 4 | 0 | 4 | C | KPVS_SplitCase | 6 | 5 | 6 | 10 | BranchMin6_BranchMax10 | 6 | 3 | 8 | 24 | HeaderMin8_HeaderMax24 | 16 | 8 | 24
302 | 62 | 5015-9/0-4P-150HP KPVS | KPVS_5015-9/0_4P_150HP_15.00_BRZ | 2460 | 2460 | 9840 | 4 | 0 | 4 | C | KPVS_SplitCase | 6 | 5 | 6 | 10 | BranchMin6_BranchMax10 | 6 | 3 | 8 | 24 | HeaderMin8_HeaderMax24 | 18 | 8 | 24
302 | 62 | 5015-9/0-4P-150HP KPVS | KPVS_5015-9/0_4P_150HP_15.00_BRZ | 2460 | 2460 | 9840 | 4 | 0 | 4 | C | KPVS_SplitCase | 6 | 5 | 6 | 10 | BranchMin6_BranchMax10 | 6 | 3 | 8 | 24 | HeaderMin8_HeaderMax24 | 20 | 8 | 24
302 | 62 | 5015-9/0-4P-150HP KPVS | KPVS_5015-9/0_4P_150HP_15.00_BRZ | 2460 | 2460 | 9840 | 4 | 0 | 4 | C | KPVS_SplitCase | 6 | 5 | 6 | 10 | BranchMin6_BranchMax10 | 6 | 3 | 8 | 24 | HeaderMin8_HeaderMax24 | 24 | 8 | 24
302 | 62 | 5015-9/0-4P-150HP KPVS | KPVS_5015-9/0_4P_150HP_15.00_BRZ | 2460 | 2460 | 9840 | 4 | 0 | 4 | C | KPVS_SplitCase | 6 | 5 | 6 | 10 | BranchMin6_BranchMax10 | 8 | 3 | 8 | 24 | HeaderMin8_HeaderMax24 | 8 | 8 | 24 | [29 empty] | INVALID
302 | 62 | 5015-9/0-4P-150HP KPVS | KPVS_5015-9/0_4P_150HP_15.00_BRZ | 2460 | 2460 | 9840 | 4 | 0 | 4 | C | KPVS_SplitCase | 6 | 5 | 6 | 10 | BranchMin6_BranchMax10 | 8 | 3 | 8 | 24 | HeaderMin8_HeaderMax24 | 10 | 8 | 24
302 | 62 | 5015-9/0-4P-150HP KPVS | KPVS_5015-9/0_4P_150HP_15.00_BRZ | 2460 | 2460 | 9840 | 4 | 0 | 4 | C | KPVS_SplitCase | 6 | 5 | 6 | 10 | BranchMin6_BranchMax10 | 8 | 3 | 8 | 24 | HeaderMin8_HeaderMax24 | 12 | 8 | 24
302 | 62 | 5015-9/0-4P-150HP KPVS | KPVS_5015-9/0_4P_150HP_15.00_BRZ | 2460 | 2460 | 9840 | 4 | 0 | 4 | C | KPVS_SplitCase | 6 | 5 | 6 | 10 | BranchMin6_BranchMax10 | 8 | 3 | 8 | 24 | HeaderMin8_HeaderMax24 | 14 | 8 | 24
302 | 62 | 5015-9/0-4P-150HP KPVS | KPVS_5015-9/0_4P_150HP_15.00_BRZ | 2460 | 2460 | 9840 | 4 | 0 | 4 | C | KPVS_SplitCase | 6 | 5 | 6 | 10 | BranchMin6_BranchMax10 | 8 | 3 | 8 | 24 | HeaderMin8_HeaderMax24 | 16 | 8 | 24
302 | 62 | 5015-9/0-4P-150HP KPVS | KPVS_5015-9/0_4P_150HP_15.00_BRZ | 2460 | 2460 | 9840 | 4 | 0 | 4 | C | KPVS_SplitCase | 6 | 5 | 6 | 10 | BranchMin6_BranchMax10 | 8 | 3 | 8 | 24 | HeaderMin8_HeaderMax24 | 18 | 8 | 24
302 | 62 | 5015-9/0-4P-150HP KPVS | KPVS_5015-9/0_4P_150HP_15.00_BRZ | 2460 | 2460 | 9840 | 4 | 0 | 4 | C | KPVS_SplitCase | 6 | 5 | 6 | 10 | BranchMin6_BranchMax10 | 8 | 3 | 8 | 24 | HeaderMin8_HeaderMax24 | 20 | 8 | 24
302 | 62 | 5015-9/0-4P-150HP KPVS | KPVS_5015-9/0_4P_150HP_15.00_BRZ | 2460 | 2460 | 9840 | 4 | 0 | 4 | C | KPVS_SplitCase | 6 | 5 | 6 | 10 | BranchMin6_BranchMax10 | 8 | 3 | 8 | 24 | HeaderMin8_HeaderMax24 | 24 | 8 | 24
302 | 62 | 5015-9/0-4P-150HP KPVS | KPVS_5015-9/0_4P_150HP_15.00_BRZ | 2460 | 2460 | 9840 | 4 | 0 | 4 | C | KPVS_SplitCase | 6 | 5 | 6 | 10 | BranchMin6_BranchMax10 | 10 | 3 | 8 | 24 | HeaderMin8_HeaderMax24 | 8 | 8 | 24 | [29 empty] | INVALID
302 | 62 | 5015-9/0-4P-150HP KPVS | KPVS_5015-9/0_4P_150HP_15.00_BRZ | 2460 | 2460 | 9840 | 4 | 0 | 4 | C | KPVS_SplitCase | 6 | 5 | 6 | 10 | BranchMin6_BranchMax10 | 10 | 3 | 8 | 24 | HeaderMin8_HeaderMax24 | 10 | 8 | 24 | [29 empty] | INVALID
302 | 62 | 5015-9/0-4P-150HP KPVS | KPVS_5015-9/0_4P_150HP_15.00_BRZ | 2460 | 2460 | 9840 | 4 | 0 | 4 | C | KPVS_SplitCase | 6 | 5 | 6 | 10 | BranchMin6_BranchMax10 | 10 | 3 | 8 | 24 | HeaderMin8_HeaderMax24 | 12 | 8 | 24
302 | 62 | 5015-9/0-4P-150HP KPVS | KPVS_5015-9/0_4P_150HP_15.00_BRZ | 2460 | 2460 | 9840 | 4 | 0 | 4 | C | KPVS_SplitCase | 6 | 5 | 6 | 10 | BranchMin6_BranchMax10 | 10 | 3 | 8 | 24 | HeaderMin8_HeaderMax24 | 14 | 8 | 24
302 | 62 | 5015-9/0-4P-150HP KPVS | KPVS_5015-9/0_4P_150HP_15.00_BRZ | 2460 | 2460 | 9840 | 4 | 0 | 4 | C | KPVS_SplitCase | 6 | 5 | 6 | 10 | BranchMin6_BranchMax10 | 10 | 3 | 8 | 24 | HeaderMin8_HeaderMax24 | 16 | 8 | 24
302 | 62 | 5015-9/0-4P-150HP KPVS | KPVS_5015-9/0_4P_150HP_15.00_BRZ | 2460 | 2460 | 9840 | 4 | 0 | 4 | C | KPVS_SplitCase | 6 | 5 | 6 | 10 | BranchMin6_BranchMax10 | 10 | 3 | 8 | 24 | HeaderMin8_HeaderMax24 | 18 | 8 | 24
302 | 62 | 5015-9/0-4P-150HP KPVS | KPVS_5015-9/0_4P_150HP_15.00_BRZ | 2460 | 2460 | 9840 | 4 | 0 | 4 | C | KPVS_SplitCase | 6 | 5 | 6 | 10 | BranchMin6_BranchMax10 | 10 | 3 | 8 | 24 | HeaderMin8_HeaderMax24 | 20 | 8 | 24
302 | 62 | 5015-9/0-4P-150HP KPVS | KPVS_5015-9/0_4P_150HP_15.00_BRZ | 2460 | 2460 | 9840 | 4 | 0 | 4 | C | KPVS_SplitCase | 6 | 5 | 6 | 10 | BranchMin6_BranchMax10 | 10 | 3 | 8 | 24 | HeaderMin8_HeaderMax24 | 24 | 8 | 24
303 | 63 | 6012-3/4-4P-20HP KPVS | KPVS_6012-3/4_4P_20HP_7.18_BRZ | 1948.3 | 1948.3 | 7793.2 | 4 | 0 | 4 | C | KPVS_SplitCase | 8 | 6 | 8 | 10 | BranchMin8_BranchMax10 | 8 | 2 | 10 | 20 | HeaderMin10_HeaderMax20 | 10 | 6 | 12
303 | 63 | 6012-3/4-4P-20HP KPVS | KPVS_6012-3/4_4P_20HP_7.18_BRZ | 1948.3 | 1948.3 | 7793.2 | 4 | 0 | 4 | C | KPVS_SplitCase | 8 | 6 | 8 | 10 | BranchMin8_BranchMax10 | 8 | 2 | 10 | 20 | HeaderMin10_HeaderMax20 | 12 | 6 | 12
303 | 63 | 6012-3/4-4P-20HP KPVS | KPVS_6012-3/4_4P_20HP_7.18_BRZ | 1948.3 | 1948.3 | 7793.2 | 4 | 0 | 4 | C | KPVS_SplitCase | 8 | 6 | 8 | 10 | BranchMin8_BranchMax10 | 8 | 2 | 10 | 20 | HeaderMin10_HeaderMax20 | 14 | 6 | 12
303 | 63 | 6012-3/4-4P-20HP KPVS | KPVS_6012-3/4_4P_20HP_7.18_BRZ | 1948.3 | 1948.3 | 7793.2 | 4 | 0 | 4 | C | KPVS_SplitCase | 8 | 6 | 8 | 10 | BranchMin8_BranchMax10 | 8 | 2 | 10 | 20 | HeaderMin10_HeaderMax20 | 16 | 6 | 12
303 | 63 | 6012-3/4-4P-20HP KPVS | KPVS_6012-3/4_4P_20HP_7.18_BRZ | 1948.3 | 1948.3 | 7793.2 | 4 | 0 | 4 | C | KPVS_SplitCase | 8 | 6 | 8 | 10 | BranchMin8_BranchMax10 | 8 | 2 | 10 | 20 | HeaderMin10_HeaderMax20 | 18 | 6 | 12
303 | 63 | 6012-3/4-4P-20HP KPVS | KPVS_6012-3/4_4P_20HP_7.18_BRZ | 1948.3 | 1948.3 | 7793.2 | 4 | 0 | 4 | C | KPVS_SplitCase | 8 | 6 | 8 | 10 | BranchMin8_BranchMax10 | 8 | 2 | 10 | 20 | HeaderMin10_HeaderMax20 | 20 | 6 | 12
303 | 63 | 6012-3/4-4P-20HP KPVS | KPVS_6012-3/4_4P_20HP_7.18_BRZ | 1948.3 | 1948.3 | 7793.2 | 4 | 0 | 4 | C | KPVS_SplitCase | 8 | 6 | 8 | 10 | BranchMin8_BranchMax10 | 10 | 2 | 10 | 20 | HeaderMin10_HeaderMax20 | 10 | 6 | 12 | [29 empty] | INVALID
303 | 63 | 6012-3/4-4P-20HP KPVS | KPVS_6012-3/4_4P_20HP_7.18_BRZ | 1948.3 | 1948.3 | 7793.2 | 4 | 0 | 4 | C | KPVS_SplitCase | 8 | 6 | 8 | 10 | BranchMin8_BranchMax10 | 10 | 2 | 10 | 20 | HeaderMin10_HeaderMax20 | 12 | 6 | 12
303 | 63 | 6012-3/4-4P-20HP KPVS | KPVS_6012-3/4_4P_20HP_7.18_BRZ | 1948.3 | 1948.3 | 7793.2 | 4 | 0 | 4 | C | KPVS_SplitCase | 8 | 6 | 8 | 10 | BranchMin8_BranchMax10 | 10 | 2 | 10 | 20 | HeaderMin10_HeaderMax20 | 14 | 6 | 12
303 | 63 | 6012-3/4-4P-20HP KPVS | KPVS_6012-3/4_4P_20HP_7.18_BRZ | 1948.3 | 1948.3 | 7793.2 | 4 | 0 | 4 | C | KPVS_SplitCase | 8 | 6 | 8 | 10 | BranchMin8_BranchMax10 | 10 | 2 | 10 | 20 | HeaderMin10_HeaderMax20 | 16 | 6 | 12
303 | 63 | 6012-3/4-4P-20HP KPVS | KPVS_6012-3/4_4P_20HP_7.18_BRZ | 1948.3 | 1948.3 | 7793.2 | 4 | 0 | 4 | C | KPVS_SplitCase | 8 | 6 | 8 | 10 | BranchMin8_BranchMax10 | 10 | 2 | 10 | 20 | HeaderMin10_HeaderMax20 | 18 | 6 | 12
303 | 63 | 6012-3/4-4P-20HP KPVS | KPVS_6012-3/4_4P_20HP_7.18_BRZ | 1948.3 | 1948.3 | 7793.2 | 4 | 0 | 4 | C | KPVS_SplitCase | 8 | 6 | 8 | 10 | BranchMin8_BranchMax10 | 10 | 2 | 10 | 20 | HeaderMin10_HeaderMax20 | 20 | 6 | 12
304 | 64 | 6012-3/4-4P-25HP KPVS | KPVS_6012-3/4_4P_25HP_7.66_BRZ | 2103.8 | 2103.8 | 8415.2 | 4 | 0 | 4 | C | KPVS_SplitCase | 8 | 6 | 8 | 10 | BranchMin8_BranchMax10 | 8 | 2 | 10 | 20 | HeaderMin10_HeaderMax20 | 10 | 6 | 12
304 | 64 | 6012-3/4-4P-25HP KPVS | KPVS_6012-3/4_4P_25HP_7.66_BRZ | 2103.8 | 2103.8 | 8415.2 | 4 | 0 | 4 | C | KPVS_SplitCase | 8 | 6 | 8 | 10 | BranchMin8_BranchMax10 | 8 | 2 | 10 | 20 | HeaderMin10_HeaderMax20 | 12 | 6 | 12
304 | 64 | 6012-3/4-4P-25HP KPVS | KPVS_6012-3/4_4P_25HP_7.66_BRZ | 2103.8 | 2103.8 | 8415.2 | 4 | 0 | 4 | C | KPVS_SplitCase | 8 | 6 | 8 | 10 | BranchMin8_BranchMax10 | 8 | 2 | 10 | 20 | HeaderMin10_HeaderMax20 | 14 | 6 | 12
304 | 64 | 6012-3/4-4P-25HP KPVS | KPVS_6012-3/4_4P_25HP_7.66_BRZ | 2103.8 | 2103.8 | 8415.2 | 4 | 0 | 4 | C | KPVS_SplitCase | 8 | 6 | 8 | 10 | BranchMin8_BranchMax10 | 8 | 2 | 10 | 20 | HeaderMin10_HeaderMax20 | 16 | 6 | 12
304 | 64 | 6012-3/4-4P-25HP KPVS | KPVS_6012-3/4_4P_25HP_7.66_BRZ | 2103.8 | 2103.8 | 8415.2 | 4 | 0 | 4 | C | KPVS_SplitCase | 8 | 6 | 8 | 10 | BranchMin8_BranchMax10 | 8 | 2 | 10 | 20 | HeaderMin10_HeaderMax20 | 18 | 6 | 12
304 | 64 | 6012-3/4-4P-25HP KPVS | KPVS_6012-3/4_4P_25HP_7.66_BRZ | 2103.8 | 2103.8 | 8415.2 | 4 | 0 | 4 | C | KPVS_SplitCase | 8 | 6 | 8 | 10 | BranchMin8_BranchMax10 | 8 | 2 | 10 | 20 | HeaderMin10_HeaderMax20 | 20 | 6 | 12
304 | 64 | 6012-3/4-4P-25HP KPVS | KPVS_6012-3/4_4P_25HP_7.66_BRZ | 2103.8 | 2103.8 | 8415.2 | 4 | 0 | 4 | C | KPVS_SplitCase | 8 | 6 | 8 | 10 | BranchMin8_BranchMax10 | 10 | 2 | 10 | 20 | HeaderMin10_HeaderMax20 | 10 | 6 | 12 | [29 empty] | INVALID
304 | 64 | 6012-3/4-4P-25HP KPVS | KPVS_6012-3/4_4P_25HP_7.66_BRZ | 2103.8 | 2103.8 | 8415.2 | 4 | 0 | 4 | C | KPVS_SplitCase | 8 | 6 | 8 | 10 | BranchMin8_BranchMax10 | 10 | 2 | 10 | 20 | HeaderMin10_HeaderMax20 | 12 | 6 | 12
304 | 64 | 6012-3/4-4P-25HP KPVS | KPVS_6012-3/4_4P_25HP_7.66_BRZ | 2103.8 | 2103.8 | 8415.2 | 4 | 0 | 4 | C | KPVS_SplitCase | 8 | 6 | 8 | 10 | BranchMin8_BranchMax10 | 10 | 2 | 10 | 20 | HeaderMin10_HeaderMax20 | 14 | 6 | 12
304 | 64 | 6012-3/4-4P-25HP KPVS | KPVS_6012-3/4_4P_25HP_7.66_BRZ | 2103.8 | 2103.8 | 8415.2 | 4 | 0 | 4 | C | KPVS_SplitCase | 8 | 6 | 8 | 10 | BranchMin8_BranchMax10 | 10 | 2 | 10 | 20 | HeaderMin10_HeaderMax20 | 16 | 6 | 12
304 | 64 | 6012-3/4-4P-25HP KPVS | KPVS_6012-3/4_4P_25HP_7.66_BRZ | 2103.8 | 2103.8 | 8415.2 | 4 | 0 | 4 | C | KPVS_SplitCase | 8 | 6 | 8 | 10 | BranchMin8_BranchMax10 | 10 | 2 | 10 | 20 | HeaderMin10_HeaderMax20 | 18 | 6 | 12
304 | 64 | 6012-3/4-4P-25HP KPVS | KPVS_6012-3/4_4P_25HP_7.66_BRZ | 2103.8 | 2103.8 | 8415.2 | 4 | 0 | 4 | C | KPVS_SplitCase | 8 | 6 | 8 | 10 | BranchMin8_BranchMax10 | 10 | 2 | 10 | 20 | HeaderMin10_HeaderMax20 | 20 | 6 | 12
305 | 65 | 6012-3/4-4P-30HP KPVS | KPVS_6012-3/4_4P_30HP_8.02_BRZ | 2220.5 | 2220.5 | 8882 | 4 | 0 | 4 | C | KPVS_SplitCase | 8 | 6 | 8 | 10 | BranchMin8_BranchMax10 | 8 | 2 | 10 | 24 | HeaderMin10_HeaderMax24 | 10 | 7 | 14
305 | 65 | 6012-3/4-4P-30HP KPVS | KPVS_6012-3/4_4P_30HP_8.02_BRZ | 2220.5 | 2220.5 | 8882 | 4 | 0 | 4 | C | KPVS_SplitCase | 8 | 6 | 8 | 10 | BranchMin8_BranchMax10 | 8 | 2 | 10 | 24 | HeaderMin10_HeaderMax24 | 12 | 7 | 14
305 | 65 | 6012-3/4-4P-30HP KPVS | KPVS_6012-3/4_4P_30HP_8.02_BRZ | 2220.5 | 2220.5 | 8882 | 4 | 0 | 4 | C | KPVS_SplitCase | 8 | 6 | 8 | 10 | BranchMin8_BranchMax10 | 8 | 2 | 10 | 24 | HeaderMin10_HeaderMax24 | 14 | 7 | 14
305 | 65 | 6012-3/4-4P-30HP KPVS | KPVS_6012-3/4_4P_30HP_8.02_BRZ | 2220.5 | 2220.5 | 8882 | 4 | 0 | 4 | C | KPVS_SplitCase | 8 | 6 | 8 | 10 | BranchMin8_BranchMax10 | 8 | 2 | 10 | 24 | HeaderMin10_HeaderMax24 | 16 | 7 | 14
305 | 65 | 6012-3/4-4P-30HP KPVS | KPVS_6012-3/4_4P_30HP_8.02_BRZ | 2220.5 | 2220.5 | 8882 | 4 | 0 | 4 | C | KPVS_SplitCase | 8 | 6 | 8 | 10 | BranchMin8_BranchMax10 | 8 | 2 | 10 | 24 | HeaderMin10_HeaderMax24 | 18 | 7 | 14
305 | 65 | 6012-3/4-4P-30HP KPVS | KPVS_6012-3/4_4P_30HP_8.02_BRZ | 2220.5 | 2220.5 | 8882 | 4 | 0 | 4 | C | KPVS_SplitCase | 8 | 6 | 8 | 10 | BranchMin8_BranchMax10 | 8 | 2 | 10 | 24 | HeaderMin10_HeaderMax24 | 20 | 7 | 14
305 | 65 | 6012-3/4-4P-30HP KPVS | KPVS_6012-3/4_4P_30HP_8.02_BRZ | 2220.5 | 2220.5 | 8882 | 4 | 0 | 4 | C | KPVS_SplitCase | 8 | 6 | 8 | 10 | BranchMin8_BranchMax10 | 8 | 2 | 10 | 24 | HeaderMin10_HeaderMax24 | 24 | 7 | 14
305 | 65 | 6012-3/4-4P-30HP KPVS | KPVS_6012-3/4_4P_30HP_8.02_BRZ | 2220.5 | 2220.5 | 8882 | 4 | 0 | 4 | C | KPVS_SplitCase | 8 | 6 | 8 | 10 | BranchMin8_BranchMax10 | 10 | 2 | 10 | 24 | HeaderMin10_HeaderMax24 | 10 | 7 | 14 | [29 empty] | INVALID
305 | 65 | 6012-3/4-4P-30HP KPVS | KPVS_6012-3/4_4P_30HP_8.02_BRZ | 2220.5 | 2220.5 | 8882 | 4 | 0 | 4 | C | KPVS_SplitCase | 8 | 6 | 8 | 10 | BranchMin8_BranchMax10 | 10 | 2 | 10 | 24 | HeaderMin10_HeaderMax24 | 12 | 7 | 14
305 | 65 | 6012-3/4-4P-30HP KPVS | KPVS_6012-3/4_4P_30HP_8.02_BRZ | 2220.5 | 2220.5 | 8882 | 4 | 0 | 4 | C | KPVS_SplitCase | 8 | 6 | 8 | 10 | BranchMin8_BranchMax10 | 10 | 2 | 10 | 24 | HeaderMin10_HeaderMax24 | 14 | 7 | 14
305 | 65 | 6012-3/4-4P-30HP KPVS | KPVS_6012-3/4_4P_30HP_8.02_BRZ | 2220.5 | 2220.5 | 8882 | 4 | 0 | 4 | C | KPVS_SplitCase | 8 | 6 | 8 | 10 | BranchMin8_BranchMax10 | 10 | 2 | 10 | 24 | HeaderMin10_HeaderMax24 | 16 | 7 | 14
305 | 65 | 6012-3/4-4P-30HP KPVS | KPVS_6012-3/4_4P_30HP_8.02_BRZ | 2220.5 | 2220.5 | 8882 | 4 | 0 | 4 | C | KPVS_SplitCase | 8 | 6 | 8 | 10 | BranchMin8_BranchMax10 | 10 | 2 | 10 | 24 | HeaderMin10_HeaderMax24 | 18 | 7 | 14
305 | 65 | 6012-3/4-4P-30HP KPVS | KPVS_6012-3/4_4P_30HP_8.02_BRZ | 2220.5 | 2220.5 | 8882 | 4 | 0 | 4 | C | KPVS_SplitCase | 8 | 6 | 8 | 10 | BranchMin8_BranchMax10 | 10 | 2 | 10 | 24 | HeaderMin10_HeaderMax24 | 20 | 7 | 14
305 | 65 | 6012-3/4-4P-30HP KPVS | KPVS_6012-3/4_4P_30HP_8.02_BRZ | 2220.5 | 2220.5 | 8882 | 4 | 0 | 4 | C | KPVS_SplitCase | 8 | 6 | 8 | 10 | BranchMin8_BranchMax10 | 10 | 2 | 10 | 24 | HeaderMin10_HeaderMax24 | 24 | 7 | 14
306 | 66 | 6012-3/4-4P-40HP KPVS | KPVS_6012-3/4_4P_40HP_8.86_BRZ | 2492.6 | 2492.6 | 9970.4 | 4 | 0 | 4 | C | KPVS_SplitCase | 8 | 6 | 8 | 10 | BranchMin8_BranchMax10 | 8 | 2 | 10 | 24 | HeaderMin10_HeaderMax24 | 10 | 7 | 14
306 | 66 | 6012-3/4-4P-40HP KPVS | KPVS_6012-3/4_4P_40HP_8.86_BRZ | 2492.6 | 2492.6 | 9970.4 | 4 | 0 | 4 | C | KPVS_SplitCase | 8 | 6 | 8 | 10 | BranchMin8_BranchMax10 | 8 | 2 | 10 | 24 | HeaderMin10_HeaderMax24 | 12 | 7 | 14
306 | 66 | 6012-3/4-4P-40HP KPVS | KPVS_6012-3/4_4P_40HP_8.86_BRZ | 2492.6 | 2492.6 | 9970.4 | 4 | 0 | 4 | C | KPVS_SplitCase | 8 | 6 | 8 | 10 | BranchMin8_BranchMax10 | 8 | 2 | 10 | 24 | HeaderMin10_HeaderMax24 | 14 | 7 | 14
306 | 66 | 6012-3/4-4P-40HP KPVS | KPVS_6012-3/4_4P_40HP_8.86_BRZ | 2492.6 | 2492.6 | 9970.4 | 4 | 0 | 4 | C | KPVS_SplitCase | 8 | 6 | 8 | 10 | BranchMin8_BranchMax10 | 8 | 2 | 10 | 24 | HeaderMin10_HeaderMax24 | 16 | 7 | 14
306 | 66 | 6012-3/4-4P-40HP KPVS | KPVS_6012-3/4_4P_40HP_8.86_BRZ | 2492.6 | 2492.6 | 9970.4 | 4 | 0 | 4 | C | KPVS_SplitCase | 8 | 6 | 8 | 10 | BranchMin8_BranchMax10 | 8 | 2 | 10 | 24 | HeaderMin10_HeaderMax24 | 18 | 7 | 14
306 | 66 | 6012-3/4-4P-40HP KPVS | KPVS_6012-3/4_4P_40HP_8.86_BRZ | 2492.6 | 2492.6 | 9970.4 | 4 | 0 | 4 | C | KPVS_SplitCase | 8 | 6 | 8 | 10 | BranchMin8_BranchMax10 | 8 | 2 | 10 | 24 | HeaderMin10_HeaderMax24 | 20 | 7 | 14
306 | 66 | 6012-3/4-4P-40HP KPVS | KPVS_6012-3/4_4P_40HP_8.86_BRZ | 2492.6 | 2492.6 | 9970.4 | 4 | 0 | 4 | C | KPVS_SplitCase | 8 | 6 | 8 | 10 | BranchMin8_BranchMax10 | 8 | 2 | 10 | 24 | HeaderMin10_HeaderMax24 | 24 | 7 | 14
306 | 66 | 6012-3/4-4P-40HP KPVS | KPVS_6012-3/4_4P_40HP_8.86_BRZ | 2492.6 | 2492.6 | 9970.4 | 4 | 0 | 4 | C | KPVS_SplitCase | 8 | 6 | 8 | 10 | BranchMin8_BranchMax10 | 10 | 2 | 10 | 24 | HeaderMin10_HeaderMax24 | 10 | 7 | 14 | [29 empty] | INVALID
306 | 66 | 6012-3/4-4P-40HP KPVS | KPVS_6012-3/4_4P_40HP_8.86_BRZ | 2492.6 | 2492.6 | 9970.4 | 4 | 0 | 4 | C | KPVS_SplitCase | 8 | 6 | 8 | 10 | BranchMin8_BranchMax10 | 10 | 2 | 10 | 24 | HeaderMin10_HeaderMax24 | 12 | 7 | 14
306 | 66 | 6012-3/4-4P-40HP KPVS | KPVS_6012-3/4_4P_40HP_8.86_BRZ | 2492.6 | 2492.6 | 9970.4 | 4 | 0 | 4 | C | KPVS_SplitCase | 8 | 6 | 8 | 10 | BranchMin8_BranchMax10 | 10 | 2 | 10 | 24 | HeaderMin10_HeaderMax24 | 14 | 7 | 14
306 | 66 | 6012-3/4-4P-40HP KPVS | KPVS_6012-3/4_4P_40HP_8.86_BRZ | 2492.6 | 2492.6 | 9970.4 | 4 | 0 | 4 | C | KPVS_SplitCase | 8 | 6 | 8 | 10 | BranchMin8_BranchMax10 | 10 | 2 | 10 | 24 | HeaderMin10_HeaderMax24 | 16 | 7 | 14
306 | 66 | 6012-3/4-4P-40HP KPVS | KPVS_6012-3/4_4P_40HP_8.86_BRZ | 2492.6 | 2492.6 | 9970.4 | 4 | 0 | 4 | C | KPVS_SplitCase | 8 | 6 | 8 | 10 | BranchMin8_BranchMax10 | 10 | 2 | 10 | 24 | HeaderMin10_HeaderMax24 | 18 | 7 | 14
306 | 66 | 6012-3/4-4P-40HP KPVS | KPVS_6012-3/4_4P_40HP_8.86_BRZ | 2492.6 | 2492.6 | 9970.4 | 4 | 0 | 4 | C | KPVS_SplitCase | 8 | 6 | 8 | 10 | BranchMin8_BranchMax10 | 10 | 2 | 10 | 24 | HeaderMin10_HeaderMax24 | 20 | 7 | 14
306 | 66 | 6012-3/4-4P-40HP KPVS | KPVS_6012-3/4_4P_40HP_8.86_BRZ | 2492.6 | 2492.6 | 9970.4 | 4 | 0 | 4 | C | KPVS_SplitCase | 8 | 6 | 8 | 10 | BranchMin8_BranchMax10 | 10 | 2 | 10 | 24 | HeaderMin10_HeaderMax24 | 24 | 7 | 14
307 | 67 | 6012-3/4-4P-50HP KPVS | KPVS_6012-3/4_4P_50HP_9.85_BRZ | 2801.3 | 2801.3 | 11205.2 | 4 | 0 | 4 | C | KPVS_SplitCase | 8 | 6 | 8 | 12 | BranchMin8_BranchMax12 | 8 | 3 | 10 | 24 | HeaderMin10_HeaderMax24 | 10 | 7 | 21
307 | 67 | 6012-3/4-4P-50HP KPVS | KPVS_6012-3/4_4P_50HP_9.85_BRZ | 2801.3 | 2801.3 | 11205.2 | 4 | 0 | 4 | C | KPVS_SplitCase | 8 | 6 | 8 | 12 | BranchMin8_BranchMax12 | 8 | 3 | 10 | 24 | HeaderMin10_HeaderMax24 | 12 | 7 | 21
307 | 67 | 6012-3/4-4P-50HP KPVS | KPVS_6012-3/4_4P_50HP_9.85_BRZ | 2801.3 | 2801.3 | 11205.2 | 4 | 0 | 4 | C | KPVS_SplitCase | 8 | 6 | 8 | 12 | BranchMin8_BranchMax12 | 8 | 3 | 10 | 24 | HeaderMin10_HeaderMax24 | 14 | 7 | 21
307 | 67 | 6012-3/4-4P-50HP KPVS | KPVS_6012-3/4_4P_50HP_9.85_BRZ | 2801.3 | 2801.3 | 11205.2 | 4 | 0 | 4 | C | KPVS_SplitCase | 8 | 6 | 8 | 12 | BranchMin8_BranchMax12 | 8 | 3 | 10 | 24 | HeaderMin10_HeaderMax24 | 16 | 7 | 21
307 | 67 | 6012-3/4-4P-50HP KPVS | KPVS_6012-3/4_4P_50HP_9.85_BRZ | 2801.3 | 2801.3 | 11205.2 | 4 | 0 | 4 | C | KPVS_SplitCase | 8 | 6 | 8 | 12 | BranchMin8_BranchMax12 | 8 | 3 | 10 | 24 | HeaderMin10_HeaderMax24 | 18 | 7 | 21
307 | 67 | 6012-3/4-4P-50HP KPVS | KPVS_6012-3/4_4P_50HP_9.85_BRZ | 2801.3 | 2801.3 | 11205.2 | 4 | 0 | 4 | C | KPVS_SplitCase | 8 | 6 | 8 | 12 | BranchMin8_BranchMax12 | 8 | 3 | 10 | 24 | HeaderMin10_HeaderMax24 | 20 | 7 | 21
307 | 67 | 6012-3/4-4P-50HP KPVS | KPVS_6012-3/4_4P_50HP_9.85_BRZ | 2801.3 | 2801.3 | 11205.2 | 4 | 0 | 4 | C | KPVS_SplitCase | 8 | 6 | 8 | 12 | BranchMin8_BranchMax12 | 8 | 3 | 10 | 24 | HeaderMin10_HeaderMax24 | 24 | 7 | 21
307 | 67 | 6012-3/4-4P-50HP KPVS | KPVS_6012-3/4_4P_50HP_9.85_BRZ | 2801.3 | 2801.3 | 11205.2 | 4 | 0 | 4 | C | KPVS_SplitCase | 8 | 6 | 8 | 12 | BranchMin8_BranchMax12 | 10 | 3 | 10 | 24 | HeaderMin10_HeaderMax24 | 10 | 7 | 21 | [29 empty] | INVALID
307 | 67 | 6012-3/4-4P-50HP KPVS | KPVS_6012-3/4_4P_50HP_9.85_BRZ | 2801.3 | 2801.3 | 11205.2 | 4 | 0 | 4 | C | KPVS_SplitCase | 8 | 6 | 8 | 12 | BranchMin8_BranchMax12 | 10 | 3 | 10 | 24 | HeaderMin10_HeaderMax24 | 12 | 7 | 21
307 | 67 | 6012-3/4-4P-50HP KPVS | KPVS_6012-3/4_4P_50HP_9.85_BRZ | 2801.3 | 2801.3 | 11205.2 | 4 | 0 | 4 | C | KPVS_SplitCase | 8 | 6 | 8 | 12 | BranchMin8_BranchMax12 | 10 | 3 | 10 | 24 | HeaderMin10_HeaderMax24 | 14 | 7 | 21
307 | 67 | 6012-3/4-4P-50HP KPVS | KPVS_6012-3/4_4P_50HP_9.85_BRZ | 2801.3 | 2801.3 | 11205.2 | 4 | 0 | 4 | C | KPVS_SplitCase | 8 | 6 | 8 | 12 | BranchMin8_BranchMax12 | 10 | 3 | 10 | 24 | HeaderMin10_HeaderMax24 | 16 | 7 | 21
307 | 67 | 6012-3/4-4P-50HP KPVS | KPVS_6012-3/4_4P_50HP_9.85_BRZ | 2801.3 | 2801.3 | 11205.2 | 4 | 0 | 4 | C | KPVS_SplitCase | 8 | 6 | 8 | 12 | BranchMin8_BranchMax12 | 10 | 3 | 10 | 24 | HeaderMin10_HeaderMax24 | 18 | 7 | 21
307 | 67 | 6012-3/4-4P-50HP KPVS | KPVS_6012-3/4_4P_50HP_9.85_BRZ | 2801.3 | 2801.3 | 11205.2 | 4 | 0 | 4 | C | KPVS_SplitCase | 8 | 6 | 8 | 12 | BranchMin8_BranchMax12 | 10 | 3 | 10 | 24 | HeaderMin10_HeaderMax24 | 20 | 7 | 21
307 | 67 | 6012-3/4-4P-50HP KPVS | KPVS_6012-3/4_4P_50HP_9.85_BRZ | 2801.3 | 2801.3 | 11205.2 | 4 | 0 | 4 | C | KPVS_SplitCase | 8 | 6 | 8 | 12 | BranchMin8_BranchMax12 | 10 | 3 | 10 | 24 | HeaderMin10_HeaderMax24 | 24 | 7 | 21
307 | 67 | 6012-3/4-4P-50HP KPVS | KPVS_6012-3/4_4P_50HP_9.85_BRZ | 2801.3 | 2801.3 | 11205.2 | 4 | 0 | 4 | C | KPVS_SplitCase | 8 | 6 | 8 | 12 | BranchMin8_BranchMax12 | 12 | 3 | 10 | 24 | HeaderMin10_HeaderMax24 | 10 | 7 | 21 | [29 empty] | INVALID
307 | 67 | 6012-3/4-4P-50HP KPVS | KPVS_6012-3/4_4P_50HP_9.85_BRZ | 2801.3 | 2801.3 | 11205.2 | 4 | 0 | 4 | C | KPVS_SplitCase | 8 | 6 | 8 | 12 | BranchMin8_BranchMax12 | 12 | 3 | 10 | 24 | HeaderMin10_HeaderMax24 | 12 | 7 | 21 | [29 empty] | INVALID
307 | 67 | 6012-3/4-4P-50HP KPVS | KPVS_6012-3/4_4P_50HP_9.85_BRZ | 2801.3 | 2801.3 | 11205.2 | 4 | 0 | 4 | C | KPVS_SplitCase | 8 | 6 | 8 | 12 | BranchMin8_BranchMax12 | 12 | 3 | 10 | 24 | HeaderMin10_HeaderMax24 | 14 | 7 | 21
307 | 67 | 6012-3/4-4P-50HP KPVS | KPVS_6012-3/4_4P_50HP_9.85_BRZ | 2801.3 | 2801.3 | 11205.2 | 4 | 0 | 4 | C | KPVS_SplitCase | 8 | 6 | 8 | 12 | BranchMin8_BranchMax12 | 12 | 3 | 10 | 24 | HeaderMin10_HeaderMax24 | 16 | 7 | 21
307 | 67 | 6012-3/4-4P-50HP KPVS | KPVS_6012-3/4_4P_50HP_9.85_BRZ | 2801.3 | 2801.3 | 11205.2 | 4 | 0 | 4 | C | KPVS_SplitCase | 8 | 6 | 8 | 12 | BranchMin8_BranchMax12 | 12 | 3 | 10 | 24 | HeaderMin10_HeaderMax24 | 18 | 7 | 21
307 | 67 | 6012-3/4-4P-50HP KPVS | KPVS_6012-3/4_4P_50HP_9.85_BRZ | 2801.3 | 2801.3 | 11205.2 | 4 | 0 | 4 | C | KPVS_SplitCase | 8 | 6 | 8 | 12 | BranchMin8_BranchMax12 | 12 | 3 | 10 | 24 | HeaderMin10_HeaderMax24 | 20 | 7 | 21
307 | 67 | 6012-3/4-4P-50HP KPVS | KPVS_6012-3/4_4P_50HP_9.85_BRZ | 2801.3 | 2801.3 | 11205.2 | 4 | 0 | 4 | C | KPVS_SplitCase | 8 | 6 | 8 | 12 | BranchMin8_BranchMax12 | 12 | 3 | 10 | 24 | HeaderMin10_HeaderMax24 | 24 | 7 | 21
308 | 68 | 6012-3/4-4P-60HP KPVS | KPVS_6012-3/4_4P_60HP_10.38_BRZ | 2944.6 | 2944.6 | 11778.4 | 4 | 0 | 4 | C | KPVS_SplitCase | 8 | 6 | 8 | 12 | BranchMin8_BranchMax12 | 8 | 3 | 10 | 24 | HeaderMin10_HeaderMax24 | 10 | 7 | 21
308 | 68 | 6012-3/4-4P-60HP KPVS | KPVS_6012-3/4_4P_60HP_10.38_BRZ | 2944.6 | 2944.6 | 11778.4 | 4 | 0 | 4 | C | KPVS_SplitCase | 8 | 6 | 8 | 12 | BranchMin8_BranchMax12 | 8 | 3 | 10 | 24 | HeaderMin10_HeaderMax24 | 12 | 7 | 21
308 | 68 | 6012-3/4-4P-60HP KPVS | KPVS_6012-3/4_4P_60HP_10.38_BRZ | 2944.6 | 2944.6 | 11778.4 | 4 | 0 | 4 | C | KPVS_SplitCase | 8 | 6 | 8 | 12 | BranchMin8_BranchMax12 | 8 | 3 | 10 | 24 | HeaderMin10_HeaderMax24 | 14 | 7 | 21
308 | 68 | 6012-3/4-4P-60HP KPVS | KPVS_6012-3/4_4P_60HP_10.38_BRZ | 2944.6 | 2944.6 | 11778.4 | 4 | 0 | 4 | C | KPVS_SplitCase | 8 | 6 | 8 | 12 | BranchMin8_BranchMax12 | 8 | 3 | 10 | 24 | HeaderMin10_HeaderMax24 | 16 | 7 | 21
308 | 68 | 6012-3/4-4P-60HP KPVS | KPVS_6012-3/4_4P_60HP_10.38_BRZ | 2944.6 | 2944.6 | 11778.4 | 4 | 0 | 4 | C | KPVS_SplitCase | 8 | 6 | 8 | 12 | BranchMin8_BranchMax12 | 8 | 3 | 10 | 24 | HeaderMin10_HeaderMax24 | 18 | 7 | 21
308 | 68 | 6012-3/4-4P-60HP KPVS | KPVS_6012-3/4_4P_60HP_10.38_BRZ | 2944.6 | 2944.6 | 11778.4 | 4 | 0 | 4 | C | KPVS_SplitCase | 8 | 6 | 8 | 12 | BranchMin8_BranchMax12 | 8 | 3 | 10 | 24 | HeaderMin10_HeaderMax24 | 20 | 7 | 21
308 | 68 | 6012-3/4-4P-60HP KPVS | KPVS_6012-3/4_4P_60HP_10.38_BRZ | 2944.6 | 2944.6 | 11778.4 | 4 | 0 | 4 | C | KPVS_SplitCase | 8 | 6 | 8 | 12 | BranchMin8_BranchMax12 | 8 | 3 | 10 | 24 | HeaderMin10_HeaderMax24 | 24 | 7 | 21
308 | 68 | 6012-3/4-4P-60HP KPVS | KPVS_6012-3/4_4P_60HP_10.38_BRZ | 2944.6 | 2944.6 | 11778.4 | 4 | 0 | 4 | C | KPVS_SplitCase | 8 | 6 | 8 | 12 | BranchMin8_BranchMax12 | 10 | 3 | 10 | 24 | HeaderMin10_HeaderMax24 | 10 | 7 | 21 | [29 empty] | INVALID
308 | 68 | 6012-3/4-4P-60HP KPVS | KPVS_6012-3/4_4P_60HP_10.38_BRZ | 2944.6 | 2944.6 | 11778.4 | 4 | 0 | 4 | C | KPVS_SplitCase | 8 | 6 | 8 | 12 | BranchMin8_BranchMax12 | 10 | 3 | 10 | 24 | HeaderMin10_HeaderMax24 | 12 | 7 | 21
308 | 68 | 6012-3/4-4P-60HP KPVS | KPVS_6012-3/4_4P_60HP_10.38_BRZ | 2944.6 | 2944.6 | 11778.4 | 4 | 0 | 4 | C | KPVS_SplitCase | 8 | 6 | 8 | 12 | BranchMin8_BranchMax12 | 10 | 3 | 10 | 24 | HeaderMin10_HeaderMax24 | 14 | 7 | 21
308 | 68 | 6012-3/4-4P-60HP KPVS | KPVS_6012-3/4_4P_60HP_10.38_BRZ | 2944.6 | 2944.6 | 11778.4 | 4 | 0 | 4 | C | KPVS_SplitCase | 8 | 6 | 8 | 12 | BranchMin8_BranchMax12 | 10 | 3 | 10 | 24 | HeaderMin10_HeaderMax24 | 16 | 7 | 21
308 | 68 | 6012-3/4-4P-60HP KPVS | KPVS_6012-3/4_4P_60HP_10.38_BRZ | 2944.6 | 2944.6 | 11778.4 | 4 | 0 | 4 | C | KPVS_SplitCase | 8 | 6 | 8 | 12 | BranchMin8_BranchMax12 | 10 | 3 | 10 | 24 | HeaderMin10_HeaderMax24 | 18 | 7 | 21
308 | 68 | 6012-3/4-4P-60HP KPVS | KPVS_6012-3/4_4P_60HP_10.38_BRZ | 2944.6 | 2944.6 | 11778.4 | 4 | 0 | 4 | C | KPVS_SplitCase | 8 | 6 | 8 | 12 | BranchMin8_BranchMax12 | 10 | 3 | 10 | 24 | HeaderMin10_HeaderMax24 | 20 | 7 | 21
308 | 68 | 6012-3/4-4P-60HP KPVS | KPVS_6012-3/4_4P_60HP_10.38_BRZ | 2944.6 | 2944.6 | 11778.4 | 4 | 0 | 4 | C | KPVS_SplitCase | 8 | 6 | 8 | 12 | BranchMin8_BranchMax12 | 10 | 3 | 10 | 24 | HeaderMin10_HeaderMax24 | 24 | 7 | 21
308 | 68 | 6012-3/4-4P-60HP KPVS | KPVS_6012-3/4_4P_60HP_10.38_BRZ | 2944.6 | 2944.6 | 11778.4 | 4 | 0 | 4 | C | KPVS_SplitCase | 8 | 6 | 8 | 12 | BranchMin8_BranchMax12 | 12 | 3 | 10 | 24 | HeaderMin10_HeaderMax24 | 10 | 7 | 21 | [29 empty] | INVALID
308 | 68 | 6012-3/4-4P-60HP KPVS | KPVS_6012-3/4_4P_60HP_10.38_BRZ | 2944.6 | 2944.6 | 11778.4 | 4 | 0 | 4 | C | KPVS_SplitCase | 8 | 6 | 8 | 12 | BranchMin8_BranchMax12 | 12 | 3 | 10 | 24 | HeaderMin10_HeaderMax24 | 12 | 7 | 21 | [29 empty] | INVALID
308 | 68 | 6012-3/4-4P-60HP KPVS | KPVS_6012-3/4_4P_60HP_10.38_BRZ | 2944.6 | 2944.6 | 11778.4 | 4 | 0 | 4 | C | KPVS_SplitCase | 8 | 6 | 8 | 12 | BranchMin8_BranchMax12 | 12 | 3 | 10 | 24 | HeaderMin10_HeaderMax24 | 14 | 7 | 21
308 | 68 | 6012-3/4-4P-60HP KPVS | KPVS_6012-3/4_4P_60HP_10.38_BRZ | 2944.6 | 2944.6 | 11778.4 | 4 | 0 | 4 | C | KPVS_SplitCase | 8 | 6 | 8 | 12 | BranchMin8_BranchMax12 | 12 | 3 | 10 | 24 | HeaderMin10_HeaderMax24 | 16 | 7 | 21
308 | 68 | 6012-3/4-4P-60HP KPVS | KPVS_6012-3/4_4P_60HP_10.38_BRZ | 2944.6 | 2944.6 | 11778.4 | 4 | 0 | 4 | C | KPVS_SplitCase | 8 | 6 | 8 | 12 | BranchMin8_BranchMax12 | 12 | 3 | 10 | 24 | HeaderMin10_HeaderMax24 | 18 | 7 | 21
308 | 68 | 6012-3/4-4P-60HP KPVS | KPVS_6012-3/4_4P_60HP_10.38_BRZ | 2944.6 | 2944.6 | 11778.4 | 4 | 0 | 4 | C | KPVS_SplitCase | 8 | 6 | 8 | 12 | BranchMin8_BranchMax12 | 12 | 3 | 10 | 24 | HeaderMin10_HeaderMax24 | 20 | 7 | 21
308 | 68 | 6012-3/4-4P-60HP KPVS | KPVS_6012-3/4_4P_60HP_10.38_BRZ | 2944.6 | 2944.6 | 11778.4 | 4 | 0 | 4 | C | KPVS_SplitCase | 8 | 6 | 8 | 12 | BranchMin8_BranchMax12 | 12 | 3 | 10 | 24 | HeaderMin10_HeaderMax24 | 24 | 7 | 21
309 | 69 | 6012-3/4-4P-75HP KPVS | KPVS_6012-3/4_4P_75HP_11.05_BRZ | 3118.5 | 3118.5 | 12474 | 4 | 0 | 4 | C | KPVS_SplitCase | 8 | 6 | 8 | 12 | BranchMin8_BranchMax12 | 8 | 3 | 10 | 24 | HeaderMin10_HeaderMax24 | 10 | 7 | 21
309 | 69 | 6012-3/4-4P-75HP KPVS | KPVS_6012-3/4_4P_75HP_11.05_BRZ | 3118.5 | 3118.5 | 12474 | 4 | 0 | 4 | C | KPVS_SplitCase | 8 | 6 | 8 | 12 | BranchMin8_BranchMax12 | 8 | 3 | 10 | 24 | HeaderMin10_HeaderMax24 | 12 | 7 | 21
309 | 69 | 6012-3/4-4P-75HP KPVS | KPVS_6012-3/4_4P_75HP_11.05_BRZ | 3118.5 | 3118.5 | 12474 | 4 | 0 | 4 | C | KPVS_SplitCase | 8 | 6 | 8 | 12 | BranchMin8_BranchMax12 | 8 | 3 | 10 | 24 | HeaderMin10_HeaderMax24 | 14 | 7 | 21
309 | 69 | 6012-3/4-4P-75HP KPVS | KPVS_6012-3/4_4P_75HP_11.05_BRZ | 3118.5 | 3118.5 | 12474 | 4 | 0 | 4 | C | KPVS_SplitCase | 8 | 6 | 8 | 12 | BranchMin8_BranchMax12 | 8 | 3 | 10 | 24 | HeaderMin10_HeaderMax24 | 16 | 7 | 21
309 | 69 | 6012-3/4-4P-75HP KPVS | KPVS_6012-3/4_4P_75HP_11.05_BRZ | 3118.5 | 3118.5 | 12474 | 4 | 0 | 4 | C | KPVS_SplitCase | 8 | 6 | 8 | 12 | BranchMin8_BranchMax12 | 8 | 3 | 10 | 24 | HeaderMin10_HeaderMax24 | 18 | 7 | 21
309 | 69 | 6012-3/4-4P-75HP KPVS | KPVS_6012-3/4_4P_75HP_11.05_BRZ | 3118.5 | 3118.5 | 12474 | 4 | 0 | 4 | C | KPVS_SplitCase | 8 | 6 | 8 | 12 | BranchMin8_BranchMax12 | 8 | 3 | 10 | 24 | HeaderMin10_HeaderMax24 | 20 | 7 | 21
309 | 69 | 6012-3/4-4P-75HP KPVS | KPVS_6012-3/4_4P_75HP_11.05_BRZ | 3118.5 | 3118.5 | 12474 | 4 | 0 | 4 | C | KPVS_SplitCase | 8 | 6 | 8 | 12 | BranchMin8_BranchMax12 | 8 | 3 | 10 | 24 | HeaderMin10_HeaderMax24 | 24 | 7 | 21
309 | 69 | 6012-3/4-4P-75HP KPVS | KPVS_6012-3/4_4P_75HP_11.05_BRZ | 3118.5 | 3118.5 | 12474 | 4 | 0 | 4 | C | KPVS_SplitCase | 8 | 6 | 8 | 12 | BranchMin8_BranchMax12 | 10 | 3 | 10 | 24 | HeaderMin10_HeaderMax24 | 10 | 7 | 21 | [29 empty] | INVALID
309 | 69 | 6012-3/4-4P-75HP KPVS | KPVS_6012-3/4_4P_75HP_11.05_BRZ | 3118.5 | 3118.5 | 12474 | 4 | 0 | 4 | C | KPVS_SplitCase | 8 | 6 | 8 | 12 | BranchMin8_BranchMax12 | 10 | 3 | 10 | 24 | HeaderMin10_HeaderMax24 | 12 | 7 | 21
309 | 69 | 6012-3/4-4P-75HP KPVS | KPVS_6012-3/4_4P_75HP_11.05_BRZ | 3118.5 | 3118.5 | 12474 | 4 | 0 | 4 | C | KPVS_SplitCase | 8 | 6 | 8 | 12 | BranchMin8_BranchMax12 | 10 | 3 | 10 | 24 | HeaderMin10_HeaderMax24 | 14 | 7 | 21
309 | 69 | 6012-3/4-4P-75HP KPVS | KPVS_6012-3/4_4P_75HP_11.05_BRZ | 3118.5 | 3118.5 | 12474 | 4 | 0 | 4 | C | KPVS_SplitCase | 8 | 6 | 8 | 12 | BranchMin8_BranchMax12 | 10 | 3 | 10 | 24 | HeaderMin10_HeaderMax24 | 16 | 7 | 21
309 | 69 | 6012-3/4-4P-75HP KPVS | KPVS_6012-3/4_4P_75HP_11.05_BRZ | 3118.5 | 3118.5 | 12474 | 4 | 0 | 4 | C | KPVS_SplitCase | 8 | 6 | 8 | 12 | BranchMin8_BranchMax12 | 10 | 3 | 10 | 24 | HeaderMin10_HeaderMax24 | 18 | 7 | 21
309 | 69 | 6012-3/4-4P-75HP KPVS | KPVS_6012-3/4_4P_75HP_11.05_BRZ | 3118.5 | 3118.5 | 12474 | 4 | 0 | 4 | C | KPVS_SplitCase | 8 | 6 | 8 | 12 | BranchMin8_BranchMax12 | 10 | 3 | 10 | 24 | HeaderMin10_HeaderMax24 | 20 | 7 | 21
309 | 69 | 6012-3/4-4P-75HP KPVS | KPVS_6012-3/4_4P_75HP_11.05_BRZ | 3118.5 | 3118.5 | 12474 | 4 | 0 | 4 | C | KPVS_SplitCase | 8 | 6 | 8 | 12 | BranchMin8_BranchMax12 | 10 | 3 | 10 | 24 | HeaderMin10_HeaderMax24 | 24 | 7 | 21
309 | 69 | 6012-3/4-4P-75HP KPVS | KPVS_6012-3/4_4P_75HP_11.05_BRZ | 3118.5 | 3118.5 | 12474 | 4 | 0 | 4 | C | KPVS_SplitCase | 8 | 6 | 8 | 12 | BranchMin8_BranchMax12 | 12 | 3 | 10 | 24 | HeaderMin10_HeaderMax24 | 10 | 7 | 21 | [29 empty] | INVALID
309 | 69 | 6012-3/4-4P-75HP KPVS | KPVS_6012-3/4_4P_75HP_11.05_BRZ | 3118.5 | 3118.5 | 12474 | 4 | 0 | 4 | C | KPVS_SplitCase | 8 | 6 | 8 | 12 | BranchMin8_BranchMax12 | 12 | 3 | 10 | 24 | HeaderMin10_HeaderMax24 | 12 | 7 | 21 | [29 empty] | INVALID
309 | 69 | 6012-3/4-4P-75HP KPVS | KPVS_6012-3/4_4P_75HP_11.05_BRZ | 3118.5 | 3118.5 | 12474 | 4 | 0 | 4 | C | KPVS_SplitCase | 8 | 6 | 8 | 12 | BranchMin8_BranchMax12 | 12 | 3 | 10 | 24 | HeaderMin10_HeaderMax24 | 14 | 7 | 21
309 | 69 | 6012-3/4-4P-75HP KPVS | KPVS_6012-3/4_4P_75HP_11.05_BRZ | 3118.5 | 3118.5 | 12474 | 4 | 0 | 4 | C | KPVS_SplitCase | 8 | 6 | 8 | 12 | BranchMin8_BranchMax12 | 12 | 3 | 10 | 24 | HeaderMin10_HeaderMax24 | 16 | 7 | 21
309 | 69 | 6012-3/4-4P-75HP KPVS | KPVS_6012-3/4_4P_75HP_11.05_BRZ | 3118.5 | 3118.5 | 12474 | 4 | 0 | 4 | C | KPVS_SplitCase | 8 | 6 | 8 | 12 | BranchMin8_BranchMax12 | 12 | 3 | 10 | 24 | HeaderMin10_HeaderMax24 | 18 | 7 | 21
309 | 69 | 6012-3/4-4P-75HP KPVS | KPVS_6012-3/4_4P_75HP_11.05_BRZ | 3118.5 | 3118.5 | 12474 | 4 | 0 | 4 | C | KPVS_SplitCase | 8 | 6 | 8 | 12 | BranchMin8_BranchMax12 | 12 | 3 | 10 | 24 | HeaderMin10_HeaderMax24 | 20 | 7 | 21
309 | 69 | 6012-3/4-4P-75HP KPVS | KPVS_6012-3/4_4P_75HP_11.05_BRZ | 3118.5 | 3118.5 | 12474 | 4 | 0 | 4 | C | KPVS_SplitCase | 8 | 6 | 8 | 12 | BranchMin8_BranchMax12 | 12 | 3 | 10 | 24 | HeaderMin10_HeaderMax24 | 24 | 7 | 21
310 | 70 | 6012-3/4-4P-100HP KPVS | KPVS_6012-3/4_4P_100HP_12.00_BRZ | 3375 | 3375 | 13500 | 4 | 0 | 4 | C | KPVS_SplitCase | 8 | 6 | 8 | 12 | BranchMin8_BranchMax12 | 8 | 3 | 10 | 24 | HeaderMin10_HeaderMax24 | 10 | 7 | 21
310 | 70 | 6012-3/4-4P-100HP KPVS | KPVS_6012-3/4_4P_100HP_12.00_BRZ | 3375 | 3375 | 13500 | 4 | 0 | 4 | C | KPVS_SplitCase | 8 | 6 | 8 | 12 | BranchMin8_BranchMax12 | 8 | 3 | 10 | 24 | HeaderMin10_HeaderMax24 | 12 | 7 | 21
310 | 70 | 6012-3/4-4P-100HP KPVS | KPVS_6012-3/4_4P_100HP_12.00_BRZ | 3375 | 3375 | 13500 | 4 | 0 | 4 | C | KPVS_SplitCase | 8 | 6 | 8 | 12 | BranchMin8_BranchMax12 | 8 | 3 | 10 | 24 | HeaderMin10_HeaderMax24 | 14 | 7 | 21
310 | 70 | 6012-3/4-4P-100HP KPVS | KPVS_6012-3/4_4P_100HP_12.00_BRZ | 3375 | 3375 | 13500 | 4 | 0 | 4 | C | KPVS_SplitCase | 8 | 6 | 8 | 12 | BranchMin8_BranchMax12 | 8 | 3 | 10 | 24 | HeaderMin10_HeaderMax24 | 16 | 7 | 21
310 | 70 | 6012-3/4-4P-100HP KPVS | KPVS_6012-3/4_4P_100HP_12.00_BRZ | 3375 | 3375 | 13500 | 4 | 0 | 4 | C | KPVS_SplitCase | 8 | 6 | 8 | 12 | BranchMin8_BranchMax12 | 8 | 3 | 10 | 24 | HeaderMin10_HeaderMax24 | 18 | 7 | 21
310 | 70 | 6012-3/4-4P-100HP KPVS | KPVS_6012-3/4_4P_100HP_12.00_BRZ | 3375 | 3375 | 13500 | 4 | 0 | 4 | C | KPVS_SplitCase | 8 | 6 | 8 | 12 | BranchMin8_BranchMax12 | 8 | 3 | 10 | 24 | HeaderMin10_HeaderMax24 | 20 | 7 | 21
310 | 70 | 6012-3/4-4P-100HP KPVS | KPVS_6012-3/4_4P_100HP_12.00_BRZ | 3375 | 3375 | 13500 | 4 | 0 | 4 | C | KPVS_SplitCase | 8 | 6 | 8 | 12 | BranchMin8_BranchMax12 | 8 | 3 | 10 | 24 | HeaderMin10_HeaderMax24 | 24 | 7 | 21
310 | 70 | 6012-3/4-4P-100HP KPVS | KPVS_6012-3/4_4P_100HP_12.00_BRZ | 3375 | 3375 | 13500 | 4 | 0 | 4 | C | KPVS_SplitCase | 8 | 6 | 8 | 12 | BranchMin8_BranchMax12 | 10 | 3 | 10 | 24 | HeaderMin10_HeaderMax24 | 10 | 7 | 21 | [29 empty] | INVALID
310 | 70 | 6012-3/4-4P-100HP KPVS | KPVS_6012-3/4_4P_100HP_12.00_BRZ | 3375 | 3375 | 13500 | 4 | 0 | 4 | C | KPVS_SplitCase | 8 | 6 | 8 | 12 | BranchMin8_BranchMax12 | 10 | 3 | 10 | 24 | HeaderMin10_HeaderMax24 | 12 | 7 | 21
310 | 70 | 6012-3/4-4P-100HP KPVS | KPVS_6012-3/4_4P_100HP_12.00_BRZ | 3375 | 3375 | 13500 | 4 | 0 | 4 | C | KPVS_SplitCase | 8 | 6 | 8 | 12 | BranchMin8_BranchMax12 | 10 | 3 | 10 | 24 | HeaderMin10_HeaderMax24 | 14 | 7 | 21
310 | 70 | 6012-3/4-4P-100HP KPVS | KPVS_6012-3/4_4P_100HP_12.00_BRZ | 3375 | 3375 | 13500 | 4 | 0 | 4 | C | KPVS_SplitCase | 8 | 6 | 8 | 12 | BranchMin8_BranchMax12 | 10 | 3 | 10 | 24 | HeaderMin10_HeaderMax24 | 16 | 7 | 21
310 | 70 | 6012-3/4-4P-100HP KPVS | KPVS_6012-3/4_4P_100HP_12.00_BRZ | 3375 | 3375 | 13500 | 4 | 0 | 4 | C | KPVS_SplitCase | 8 | 6 | 8 | 12 | BranchMin8_BranchMax12 | 10 | 3 | 10 | 24 | HeaderMin10_HeaderMax24 | 18 | 7 | 21
310 | 70 | 6012-3/4-4P-100HP KPVS | KPVS_6012-3/4_4P_100HP_12.00_BRZ | 3375 | 3375 | 13500 | 4 | 0 | 4 | C | KPVS_SplitCase | 8 | 6 | 8 | 12 | BranchMin8_BranchMax12 | 10 | 3 | 10 | 24 | HeaderMin10_HeaderMax24 | 20 | 7 | 21
310 | 70 | 6012-3/4-4P-100HP KPVS | KPVS_6012-3/4_4P_100HP_12.00_BRZ | 3375 | 3375 | 13500 | 4 | 0 | 4 | C | KPVS_SplitCase | 8 | 6 | 8 | 12 | BranchMin8_BranchMax12 | 10 | 3 | 10 | 24 | HeaderMin10_HeaderMax24 | 24 | 7 | 21
310 | 70 | 6012-3/4-4P-100HP KPVS | KPVS_6012-3/4_4P_100HP_12.00_BRZ | 3375 | 3375 | 13500 | 4 | 0 | 4 | C | KPVS_SplitCase | 8 | 6 | 8 | 12 | BranchMin8_BranchMax12 | 12 | 3 | 10 | 24 | HeaderMin10_HeaderMax24 | 10 | 7 | 21 | [29 empty] | INVALID
310 | 70 | 6012-3/4-4P-100HP KPVS | KPVS_6012-3/4_4P_100HP_12.00_BRZ | 3375 | 3375 | 13500 | 4 | 0 | 4 | C | KPVS_SplitCase | 8 | 6 | 8 | 12 | BranchMin8_BranchMax12 | 12 | 3 | 10 | 24 | HeaderMin10_HeaderMax24 | 12 | 7 | 21 | [29 empty] | INVALID
310 | 70 | 6012-3/4-4P-100HP KPVS | KPVS_6012-3/4_4P_100HP_12.00_BRZ | 3375 | 3375 | 13500 | 4 | 0 | 4 | C | KPVS_SplitCase | 8 | 6 | 8 | 12 | BranchMin8_BranchMax12 | 12 | 3 | 10 | 24 | HeaderMin10_HeaderMax24 | 14 | 7 | 21
310 | 70 | 6012-3/4-4P-100HP KPVS | KPVS_6012-3/4_4P_100HP_12.00_BRZ | 3375 | 3375 | 13500 | 4 | 0 | 4 | C | KPVS_SplitCase | 8 | 6 | 8 | 12 | BranchMin8_BranchMax12 | 12 | 3 | 10 | 24 | HeaderMin10_HeaderMax24 | 16 | 7 | 21
310 | 70 | 6012-3/4-4P-100HP KPVS | KPVS_6012-3/4_4P_100HP_12.00_BRZ | 3375 | 3375 | 13500 | 4 | 0 | 4 | C | KPVS_SplitCase | 8 | 6 | 8 | 12 | BranchMin8_BranchMax12 | 12 | 3 | 10 | 24 | HeaderMin10_HeaderMax24 | 18 | 7 | 21
310 | 70 | 6012-3/4-4P-100HP KPVS | KPVS_6012-3/4_4P_100HP_12.00_BRZ | 3375 | 3375 | 13500 | 4 | 0 | 4 | C | KPVS_SplitCase | 8 | 6 | 8 | 12 | BranchMin8_BranchMax12 | 12 | 3 | 10 | 24 | HeaderMin10_HeaderMax24 | 20 | 7 | 21
310 | 70 | 6012-3/4-4P-100HP KPVS | KPVS_6012-3/4_4P_100HP_12.00_BRZ | 3375 | 3375 | 13500 | 4 | 0 | 4 | C | KPVS_SplitCase | 8 | 6 | 8 | 12 | BranchMin8_BranchMax12 | 12 | 3 | 10 | 24 | HeaderMin10_HeaderMax24 | 24 | 7 | 21
311 | 71 | 6015-3/4-4P-40HP KPVS | KPVS_6015-3/4_4P_40HP_9.03_BRZ | 2242.4 | 2242.4 | 8969.6 | 4 | 0 | 4 | C | KPVS_SplitCase | 8 | 6 | 8 | 10 | BranchMin8_BranchMax10 | 8 | 2 | 10 | 24 | HeaderMin10_HeaderMax24 | 10 | 7 | 14
311 | 71 | 6015-3/4-4P-40HP KPVS | KPVS_6015-3/4_4P_40HP_9.03_BRZ | 2242.4 | 2242.4 | 8969.6 | 4 | 0 | 4 | C | KPVS_SplitCase | 8 | 6 | 8 | 10 | BranchMin8_BranchMax10 | 8 | 2 | 10 | 24 | HeaderMin10_HeaderMax24 | 12 | 7 | 14
311 | 71 | 6015-3/4-4P-40HP KPVS | KPVS_6015-3/4_4P_40HP_9.03_BRZ | 2242.4 | 2242.4 | 8969.6 | 4 | 0 | 4 | C | KPVS_SplitCase | 8 | 6 | 8 | 10 | BranchMin8_BranchMax10 | 8 | 2 | 10 | 24 | HeaderMin10_HeaderMax24 | 14 | 7 | 14
311 | 71 | 6015-3/4-4P-40HP KPVS | KPVS_6015-3/4_4P_40HP_9.03_BRZ | 2242.4 | 2242.4 | 8969.6 | 4 | 0 | 4 | C | KPVS_SplitCase | 8 | 6 | 8 | 10 | BranchMin8_BranchMax10 | 8 | 2 | 10 | 24 | HeaderMin10_HeaderMax24 | 16 | 7 | 14
311 | 71 | 6015-3/4-4P-40HP KPVS | KPVS_6015-3/4_4P_40HP_9.03_BRZ | 2242.4 | 2242.4 | 8969.6 | 4 | 0 | 4 | C | KPVS_SplitCase | 8 | 6 | 8 | 10 | BranchMin8_BranchMax10 | 8 | 2 | 10 | 24 | HeaderMin10_HeaderMax24 | 18 | 7 | 14
311 | 71 | 6015-3/4-4P-40HP KPVS | KPVS_6015-3/4_4P_40HP_9.03_BRZ | 2242.4 | 2242.4 | 8969.6 | 4 | 0 | 4 | C | KPVS_SplitCase | 8 | 6 | 8 | 10 | BranchMin8_BranchMax10 | 8 | 2 | 10 | 24 | HeaderMin10_HeaderMax24 | 20 | 7 | 14
311 | 71 | 6015-3/4-4P-40HP KPVS | KPVS_6015-3/4_4P_40HP_9.03_BRZ | 2242.4 | 2242.4 | 8969.6 | 4 | 0 | 4 | C | KPVS_SplitCase | 8 | 6 | 8 | 10 | BranchMin8_BranchMax10 | 8 | 2 | 10 | 24 | HeaderMin10_HeaderMax24 | 24 | 7 | 14
311 | 71 | 6015-3/4-4P-40HP KPVS | KPVS_6015-3/4_4P_40HP_9.03_BRZ | 2242.4 | 2242.4 | 8969.6 | 4 | 0 | 4 | C | KPVS_SplitCase | 8 | 6 | 8 | 10 | BranchMin8_BranchMax10 | 10 | 2 | 10 | 24 | HeaderMin10_HeaderMax24 | 10 | 7 | 14 | [29 empty] | INVALID
311 | 71 | 6015-3/4-4P-40HP KPVS | KPVS_6015-3/4_4P_40HP_9.03_BRZ | 2242.4 | 2242.4 | 8969.6 | 4 | 0 | 4 | C | KPVS_SplitCase | 8 | 6 | 8 | 10 | BranchMin8_BranchMax10 | 10 | 2 | 10 | 24 | HeaderMin10_HeaderMax24 | 12 | 7 | 14
311 | 71 | 6015-3/4-4P-40HP KPVS | KPVS_6015-3/4_4P_40HP_9.03_BRZ | 2242.4 | 2242.4 | 8969.6 | 4 | 0 | 4 | C | KPVS_SplitCase | 8 | 6 | 8 | 10 | BranchMin8_BranchMax10 | 10 | 2 | 10 | 24 | HeaderMin10_HeaderMax24 | 14 | 7 | 14
311 | 71 | 6015-3/4-4P-40HP KPVS | KPVS_6015-3/4_4P_40HP_9.03_BRZ | 2242.4 | 2242.4 | 8969.6 | 4 | 0 | 4 | C | KPVS_SplitCase | 8 | 6 | 8 | 10 | BranchMin8_BranchMax10 | 10 | 2 | 10 | 24 | HeaderMin10_HeaderMax24 | 16 | 7 | 14
311 | 71 | 6015-3/4-4P-40HP KPVS | KPVS_6015-3/4_4P_40HP_9.03_BRZ | 2242.4 | 2242.4 | 8969.6 | 4 | 0 | 4 | C | KPVS_SplitCase | 8 | 6 | 8 | 10 | BranchMin8_BranchMax10 | 10 | 2 | 10 | 24 | HeaderMin10_HeaderMax24 | 18 | 7 | 14
311 | 71 | 6015-3/4-4P-40HP KPVS | KPVS_6015-3/4_4P_40HP_9.03_BRZ | 2242.4 | 2242.4 | 8969.6 | 4 | 0 | 4 | C | KPVS_SplitCase | 8 | 6 | 8 | 10 | BranchMin8_BranchMax10 | 10 | 2 | 10 | 24 | HeaderMin10_HeaderMax24 | 20 | 7 | 14
311 | 71 | 6015-3/4-4P-40HP KPVS | KPVS_6015-3/4_4P_40HP_9.03_BRZ | 2242.4 | 2242.4 | 8969.6 | 4 | 0 | 4 | C | KPVS_SplitCase | 8 | 6 | 8 | 10 | BranchMin8_BranchMax10 | 10 | 2 | 10 | 24 | HeaderMin10_HeaderMax24 | 24 | 7 | 14
312 | 72 | 6015-3/4-4P-50HP KPVS | KPVS_6015-3/4_4P_50HP_9.58_BRZ | 2378.6 | 2378.6 | 9514.4 | 4 | 0 | 4 | C | KPVS_SplitCase | 8 | 6 | 8 | 10 | BranchMin8_BranchMax10 | 8 | 2 | 10 | 24 | HeaderMin10_HeaderMax24 | 10 | 7 | 14
312 | 72 | 6015-3/4-4P-50HP KPVS | KPVS_6015-3/4_4P_50HP_9.58_BRZ | 2378.6 | 2378.6 | 9514.4 | 4 | 0 | 4 | C | KPVS_SplitCase | 8 | 6 | 8 | 10 | BranchMin8_BranchMax10 | 8 | 2 | 10 | 24 | HeaderMin10_HeaderMax24 | 12 | 7 | 14
312 | 72 | 6015-3/4-4P-50HP KPVS | KPVS_6015-3/4_4P_50HP_9.58_BRZ | 2378.6 | 2378.6 | 9514.4 | 4 | 0 | 4 | C | KPVS_SplitCase | 8 | 6 | 8 | 10 | BranchMin8_BranchMax10 | 8 | 2 | 10 | 24 | HeaderMin10_HeaderMax24 | 14 | 7 | 14
312 | 72 | 6015-3/4-4P-50HP KPVS | KPVS_6015-3/4_4P_50HP_9.58_BRZ | 2378.6 | 2378.6 | 9514.4 | 4 | 0 | 4 | C | KPVS_SplitCase | 8 | 6 | 8 | 10 | BranchMin8_BranchMax10 | 8 | 2 | 10 | 24 | HeaderMin10_HeaderMax24 | 16 | 7 | 14
312 | 72 | 6015-3/4-4P-50HP KPVS | KPVS_6015-3/4_4P_50HP_9.58_BRZ | 2378.6 | 2378.6 | 9514.4 | 4 | 0 | 4 | C | KPVS_SplitCase | 8 | 6 | 8 | 10 | BranchMin8_BranchMax10 | 8 | 2 | 10 | 24 | HeaderMin10_HeaderMax24 | 18 | 7 | 14
312 | 72 | 6015-3/4-4P-50HP KPVS | KPVS_6015-3/4_4P_50HP_9.58_BRZ | 2378.6 | 2378.6 | 9514.4 | 4 | 0 | 4 | C | KPVS_SplitCase | 8 | 6 | 8 | 10 | BranchMin8_BranchMax10 | 8 | 2 | 10 | 24 | HeaderMin10_HeaderMax24 | 20 | 7 | 14
312 | 72 | 6015-3/4-4P-50HP KPVS | KPVS_6015-3/4_4P_50HP_9.58_BRZ | 2378.6 | 2378.6 | 9514.4 | 4 | 0 | 4 | C | KPVS_SplitCase | 8 | 6 | 8 | 10 | BranchMin8_BranchMax10 | 8 | 2 | 10 | 24 | HeaderMin10_HeaderMax24 | 24 | 7 | 14
312 | 72 | 6015-3/4-4P-50HP KPVS | KPVS_6015-3/4_4P_50HP_9.58_BRZ | 2378.6 | 2378.6 | 9514.4 | 4 | 0 | 4 | C | KPVS_SplitCase | 8 | 6 | 8 | 10 | BranchMin8_BranchMax10 | 10 | 2 | 10 | 24 | HeaderMin10_HeaderMax24 | 10 | 7 | 14 | [29 empty] | INVALID
312 | 72 | 6015-3/4-4P-50HP KPVS | KPVS_6015-3/4_4P_50HP_9.58_BRZ | 2378.6 | 2378.6 | 9514.4 | 4 | 0 | 4 | C | KPVS_SplitCase | 8 | 6 | 8 | 10 | BranchMin8_BranchMax10 | 10 | 2 | 10 | 24 | HeaderMin10_HeaderMax24 | 12 | 7 | 14
312 | 72 | 6015-3/4-4P-50HP KPVS | KPVS_6015-3/4_4P_50HP_9.58_BRZ | 2378.6 | 2378.6 | 9514.4 | 4 | 0 | 4 | C | KPVS_SplitCase | 8 | 6 | 8 | 10 | BranchMin8_BranchMax10 | 10 | 2 | 10 | 24 | HeaderMin10_HeaderMax24 | 14 | 7 | 14
312 | 72 | 6015-3/4-4P-50HP KPVS | KPVS_6015-3/4_4P_50HP_9.58_BRZ | 2378.6 | 2378.6 | 9514.4 | 4 | 0 | 4 | C | KPVS_SplitCase | 8 | 6 | 8 | 10 | BranchMin8_BranchMax10 | 10 | 2 | 10 | 24 | HeaderMin10_HeaderMax24 | 16 | 7 | 14
312 | 72 | 6015-3/4-4P-50HP KPVS | KPVS_6015-3/4_4P_50HP_9.58_BRZ | 2378.6 | 2378.6 | 9514.4 | 4 | 0 | 4 | C | KPVS_SplitCase | 8 | 6 | 8 | 10 | BranchMin8_BranchMax10 | 10 | 2 | 10 | 24 | HeaderMin10_HeaderMax24 | 18 | 7 | 14
312 | 72 | 6015-3/4-4P-50HP KPVS | KPVS_6015-3/4_4P_50HP_9.58_BRZ | 2378.6 | 2378.6 | 9514.4 | 4 | 0 | 4 | C | KPVS_SplitCase | 8 | 6 | 8 | 10 | BranchMin8_BranchMax10 | 10 | 2 | 10 | 24 | HeaderMin10_HeaderMax24 | 20 | 7 | 14
312 | 72 | 6015-3/4-4P-50HP KPVS | KPVS_6015-3/4_4P_50HP_9.58_BRZ | 2378.6 | 2378.6 | 9514.4 | 4 | 0 | 4 | C | KPVS_SplitCase | 8 | 6 | 8 | 10 | BranchMin8_BranchMax10 | 10 | 2 | 10 | 24 | HeaderMin10_HeaderMax24 | 24 | 7 | 14
313 | 73 | 6015-3/4-4P-60HP KPVS | KPVS_6015-3/4_4P_60HP_10.10_BRZ | 2507.3 | 2507.3 | 10029.2 | 4 | 0 | 4 | C | KPVS_SplitCase | 8 | 6 | 8 | 12 | BranchMin8_BranchMax12 | 8 | 3 | 10 | 24 | HeaderMin10_HeaderMax24 | 10 | 7 | 21
313 | 73 | 6015-3/4-4P-60HP KPVS | KPVS_6015-3/4_4P_60HP_10.10_BRZ | 2507.3 | 2507.3 | 10029.2 | 4 | 0 | 4 | C | KPVS_SplitCase | 8 | 6 | 8 | 12 | BranchMin8_BranchMax12 | 8 | 3 | 10 | 24 | HeaderMin10_HeaderMax24 | 12 | 7 | 21
313 | 73 | 6015-3/4-4P-60HP KPVS | KPVS_6015-3/4_4P_60HP_10.10_BRZ | 2507.3 | 2507.3 | 10029.2 | 4 | 0 | 4 | C | KPVS_SplitCase | 8 | 6 | 8 | 12 | BranchMin8_BranchMax12 | 8 | 3 | 10 | 24 | HeaderMin10_HeaderMax24 | 14 | 7 | 21
313 | 73 | 6015-3/4-4P-60HP KPVS | KPVS_6015-3/4_4P_60HP_10.10_BRZ | 2507.3 | 2507.3 | 10029.2 | 4 | 0 | 4 | C | KPVS_SplitCase | 8 | 6 | 8 | 12 | BranchMin8_BranchMax12 | 8 | 3 | 10 | 24 | HeaderMin10_HeaderMax24 | 16 | 7 | 21
313 | 73 | 6015-3/4-4P-60HP KPVS | KPVS_6015-3/4_4P_60HP_10.10_BRZ | 2507.3 | 2507.3 | 10029.2 | 4 | 0 | 4 | C | KPVS_SplitCase | 8 | 6 | 8 | 12 | BranchMin8_BranchMax12 | 8 | 3 | 10 | 24 | HeaderMin10_HeaderMax24 | 18 | 7 | 21
313 | 73 | 6015-3/4-4P-60HP KPVS | KPVS_6015-3/4_4P_60HP_10.10_BRZ | 2507.3 | 2507.3 | 10029.2 | 4 | 0 | 4 | C | KPVS_SplitCase | 8 | 6 | 8 | 12 | BranchMin8_BranchMax12 | 8 | 3 | 10 | 24 | HeaderMin10_HeaderMax24 | 20 | 7 | 21
313 | 73 | 6015-3/4-4P-60HP KPVS | KPVS_6015-3/4_4P_60HP_10.10_BRZ | 2507.3 | 2507.3 | 10029.2 | 4 | 0 | 4 | C | KPVS_SplitCase | 8 | 6 | 8 | 12 | BranchMin8_BranchMax12 | 8 | 3 | 10 | 24 | HeaderMin10_HeaderMax24 | 24 | 7 | 21
313 | 73 | 6015-3/4-4P-60HP KPVS | KPVS_6015-3/4_4P_60HP_10.10_BRZ | 2507.3 | 2507.3 | 10029.2 | 4 | 0 | 4 | C | KPVS_SplitCase | 8 | 6 | 8 | 12 | BranchMin8_BranchMax12 | 10 | 3 | 10 | 24 | HeaderMin10_HeaderMax24 | 10 | 7 | 21 | [29 empty] | INVALID
313 | 73 | 6015-3/4-4P-60HP KPVS | KPVS_6015-3/4_4P_60HP_10.10_BRZ | 2507.3 | 2507.3 | 10029.2 | 4 | 0 | 4 | C | KPVS_SplitCase | 8 | 6 | 8 | 12 | BranchMin8_BranchMax12 | 10 | 3 | 10 | 24 | HeaderMin10_HeaderMax24 | 12 | 7 | 21
313 | 73 | 6015-3/4-4P-60HP KPVS | KPVS_6015-3/4_4P_60HP_10.10_BRZ | 2507.3 | 2507.3 | 10029.2 | 4 | 0 | 4 | C | KPVS_SplitCase | 8 | 6 | 8 | 12 | BranchMin8_BranchMax12 | 10 | 3 | 10 | 24 | HeaderMin10_HeaderMax24 | 14 | 7 | 21
313 | 73 | 6015-3/4-4P-60HP KPVS | KPVS_6015-3/4_4P_60HP_10.10_BRZ | 2507.3 | 2507.3 | 10029.2 | 4 | 0 | 4 | C | KPVS_SplitCase | 8 | 6 | 8 | 12 | BranchMin8_BranchMax12 | 10 | 3 | 10 | 24 | HeaderMin10_HeaderMax24 | 16 | 7 | 21
313 | 73 | 6015-3/4-4P-60HP KPVS | KPVS_6015-3/4_4P_60HP_10.10_BRZ | 2507.3 | 2507.3 | 10029.2 | 4 | 0 | 4 | C | KPVS_SplitCase | 8 | 6 | 8 | 12 | BranchMin8_BranchMax12 | 10 | 3 | 10 | 24 | HeaderMin10_HeaderMax24 | 18 | 7 | 21
313 | 73 | 6015-3/4-4P-60HP KPVS | KPVS_6015-3/4_4P_60HP_10.10_BRZ | 2507.3 | 2507.3 | 10029.2 | 4 | 0 | 4 | C | KPVS_SplitCase | 8 | 6 | 8 | 12 | BranchMin8_BranchMax12 | 10 | 3 | 10 | 24 | HeaderMin10_HeaderMax24 | 20 | 7 | 21
313 | 73 | 6015-3/4-4P-60HP KPVS | KPVS_6015-3/4_4P_60HP_10.10_BRZ | 2507.3 | 2507.3 | 10029.2 | 4 | 0 | 4 | C | KPVS_SplitCase | 8 | 6 | 8 | 12 | BranchMin8_BranchMax12 | 10 | 3 | 10 | 24 | HeaderMin10_HeaderMax24 | 24 | 7 | 21
313 | 73 | 6015-3/4-4P-60HP KPVS | KPVS_6015-3/4_4P_60HP_10.10_BRZ | 2507.3 | 2507.3 | 10029.2 | 4 | 0 | 4 | C | KPVS_SplitCase | 8 | 6 | 8 | 12 | BranchMin8_BranchMax12 | 12 | 3 | 10 | 24 | HeaderMin10_HeaderMax24 | 10 | 7 | 21 | [29 empty] | INVALID
313 | 73 | 6015-3/4-4P-60HP KPVS | KPVS_6015-3/4_4P_60HP_10.10_BRZ | 2507.3 | 2507.3 | 10029.2 | 4 | 0 | 4 | C | KPVS_SplitCase | 8 | 6 | 8 | 12 | BranchMin8_BranchMax12 | 12 | 3 | 10 | 24 | HeaderMin10_HeaderMax24 | 12 | 7 | 21 | [29 empty] | INVALID
313 | 73 | 6015-3/4-4P-60HP KPVS | KPVS_6015-3/4_4P_60HP_10.10_BRZ | 2507.3 | 2507.3 | 10029.2 | 4 | 0 | 4 | C | KPVS_SplitCase | 8 | 6 | 8 | 12 | BranchMin8_BranchMax12 | 12 | 3 | 10 | 24 | HeaderMin10_HeaderMax24 | 14 | 7 | 21
313 | 73 | 6015-3/4-4P-60HP KPVS | KPVS_6015-3/4_4P_60HP_10.10_BRZ | 2507.3 | 2507.3 | 10029.2 | 4 | 0 | 4 | C | KPVS_SplitCase | 8 | 6 | 8 | 12 | BranchMin8_BranchMax12 | 12 | 3 | 10 | 24 | HeaderMin10_HeaderMax24 | 16 | 7 | 21
313 | 73 | 6015-3/4-4P-60HP KPVS | KPVS_6015-3/4_4P_60HP_10.10_BRZ | 2507.3 | 2507.3 | 10029.2 | 4 | 0 | 4 | C | KPVS_SplitCase | 8 | 6 | 8 | 12 | BranchMin8_BranchMax12 | 12 | 3 | 10 | 24 | HeaderMin10_HeaderMax24 | 18 | 7 | 21
313 | 73 | 6015-3/4-4P-60HP KPVS | KPVS_6015-3/4_4P_60HP_10.10_BRZ | 2507.3 | 2507.3 | 10029.2 | 4 | 0 | 4 | C | KPVS_SplitCase | 8 | 6 | 8 | 12 | BranchMin8_BranchMax12 | 12 | 3 | 10 | 24 | HeaderMin10_HeaderMax24 | 20 | 7 | 21
313 | 73 | 6015-3/4-4P-60HP KPVS | KPVS_6015-3/4_4P_60HP_10.10_BRZ | 2507.3 | 2507.3 | 10029.2 | 4 | 0 | 4 | C | KPVS_SplitCase | 8 | 6 | 8 | 12 | BranchMin8_BranchMax12 | 12 | 3 | 10 | 24 | HeaderMin10_HeaderMax24 | 24 | 7 | 21
314 | 74 | 6015-3/4-4P-75HP KPVS | KPVS_6015-3/4_4P_75HP_10.82_BRZ | 2685.5 | 2685.5 | 10742 | 4 | 0 | 4 | C | KPVS_SplitCase | 8 | 6 | 8 | 12 | BranchMin8_BranchMax12 | 8 | 3 | 10 | 24 | HeaderMin10_HeaderMax24 | 10 | 7 | 21
314 | 74 | 6015-3/4-4P-75HP KPVS | KPVS_6015-3/4_4P_75HP_10.82_BRZ | 2685.5 | 2685.5 | 10742 | 4 | 0 | 4 | C | KPVS_SplitCase | 8 | 6 | 8 | 12 | BranchMin8_BranchMax12 | 8 | 3 | 10 | 24 | HeaderMin10_HeaderMax24 | 12 | 7 | 21
314 | 74 | 6015-3/4-4P-75HP KPVS | KPVS_6015-3/4_4P_75HP_10.82_BRZ | 2685.5 | 2685.5 | 10742 | 4 | 0 | 4 | C | KPVS_SplitCase | 8 | 6 | 8 | 12 | BranchMin8_BranchMax12 | 8 | 3 | 10 | 24 | HeaderMin10_HeaderMax24 | 14 | 7 | 21
314 | 74 | 6015-3/4-4P-75HP KPVS | KPVS_6015-3/4_4P_75HP_10.82_BRZ | 2685.5 | 2685.5 | 10742 | 4 | 0 | 4 | C | KPVS_SplitCase | 8 | 6 | 8 | 12 | BranchMin8_BranchMax12 | 8 | 3 | 10 | 24 | HeaderMin10_HeaderMax24 | 16 | 7 | 21
314 | 74 | 6015-3/4-4P-75HP KPVS | KPVS_6015-3/4_4P_75HP_10.82_BRZ | 2685.5 | 2685.5 | 10742 | 4 | 0 | 4 | C | KPVS_SplitCase | 8 | 6 | 8 | 12 | BranchMin8_BranchMax12 | 8 | 3 | 10 | 24 | HeaderMin10_HeaderMax24 | 18 | 7 | 21
314 | 74 | 6015-3/4-4P-75HP KPVS | KPVS_6015-3/4_4P_75HP_10.82_BRZ | 2685.5 | 2685.5 | 10742 | 4 | 0 | 4 | C | KPVS_SplitCase | 8 | 6 | 8 | 12 | BranchMin8_BranchMax12 | 8 | 3 | 10 | 24 | HeaderMin10_HeaderMax24 | 20 | 7 | 21
314 | 74 | 6015-3/4-4P-75HP KPVS | KPVS_6015-3/4_4P_75HP_10.82_BRZ | 2685.5 | 2685.5 | 10742 | 4 | 0 | 4 | C | KPVS_SplitCase | 8 | 6 | 8 | 12 | BranchMin8_BranchMax12 | 8 | 3 | 10 | 24 | HeaderMin10_HeaderMax24 | 24 | 7 | 21
314 | 74 | 6015-3/4-4P-75HP KPVS | KPVS_6015-3/4_4P_75HP_10.82_BRZ | 2685.5 | 2685.5 | 10742 | 4 | 0 | 4 | C | KPVS_SplitCase | 8 | 6 | 8 | 12 | BranchMin8_BranchMax12 | 10 | 3 | 10 | 24 | HeaderMin10_HeaderMax24 | 10 | 7 | 21 | [29 empty] | INVALID
314 | 74 | 6015-3/4-4P-75HP KPVS | KPVS_6015-3/4_4P_75HP_10.82_BRZ | 2685.5 | 2685.5 | 10742 | 4 | 0 | 4 | C | KPVS_SplitCase | 8 | 6 | 8 | 12 | BranchMin8_BranchMax12 | 10 | 3 | 10 | 24 | HeaderMin10_HeaderMax24 | 12 | 7 | 21
314 | 74 | 6015-3/4-4P-75HP KPVS | KPVS_6015-3/4_4P_75HP_10.82_BRZ | 2685.5 | 2685.5 | 10742 | 4 | 0 | 4 | C | KPVS_SplitCase | 8 | 6 | 8 | 12 | BranchMin8_BranchMax12 | 10 | 3 | 10 | 24 | HeaderMin10_HeaderMax24 | 14 | 7 | 21
314 | 74 | 6015-3/4-4P-75HP KPVS | KPVS_6015-3/4_4P_75HP_10.82_BRZ | 2685.5 | 2685.5 | 10742 | 4 | 0 | 4 | C | KPVS_SplitCase | 8 | 6 | 8 | 12 | BranchMin8_BranchMax12 | 10 | 3 | 10 | 24 | HeaderMin10_HeaderMax24 | 16 | 7 | 21
314 | 74 | 6015-3/4-4P-75HP KPVS | KPVS_6015-3/4_4P_75HP_10.82_BRZ | 2685.5 | 2685.5 | 10742 | 4 | 0 | 4 | C | KPVS_SplitCase | 8 | 6 | 8 | 12 | BranchMin8_BranchMax12 | 10 | 3 | 10 | 24 | HeaderMin10_HeaderMax24 | 18 | 7 | 21
314 | 74 | 6015-3/4-4P-75HP KPVS | KPVS_6015-3/4_4P_75HP_10.82_BRZ | 2685.5 | 2685.5 | 10742 | 4 | 0 | 4 | C | KPVS_SplitCase | 8 | 6 | 8 | 12 | BranchMin8_BranchMax12 | 10 | 3 | 10 | 24 | HeaderMin10_HeaderMax24 | 20 | 7 | 21
314 | 74 | 6015-3/4-4P-75HP KPVS | KPVS_6015-3/4_4P_75HP_10.82_BRZ | 2685.5 | 2685.5 | 10742 | 4 | 0 | 4 | C | KPVS_SplitCase | 8 | 6 | 8 | 12 | BranchMin8_BranchMax12 | 10 | 3 | 10 | 24 | HeaderMin10_HeaderMax24 | 24 | 7 | 21
314 | 74 | 6015-3/4-4P-75HP KPVS | KPVS_6015-3/4_4P_75HP_10.82_BRZ | 2685.5 | 2685.5 | 10742 | 4 | 0 | 4 | C | KPVS_SplitCase | 8 | 6 | 8 | 12 | BranchMin8_BranchMax12 | 12 | 3 | 10 | 24 | HeaderMin10_HeaderMax24 | 10 | 7 | 21 | [29 empty] | INVALID
314 | 74 | 6015-3/4-4P-75HP KPVS | KPVS_6015-3/4_4P_75HP_10.82_BRZ | 2685.5 | 2685.5 | 10742 | 4 | 0 | 4 | C | KPVS_SplitCase | 8 | 6 | 8 | 12 | BranchMin8_BranchMax12 | 12 | 3 | 10 | 24 | HeaderMin10_HeaderMax24 | 12 | 7 | 21 | [29 empty] | INVALID
314 | 74 | 6015-3/4-4P-75HP KPVS | KPVS_6015-3/4_4P_75HP_10.82_BRZ | 2685.5 | 2685.5 | 10742 | 4 | 0 | 4 | C | KPVS_SplitCase | 8 | 6 | 8 | 12 | BranchMin8_BranchMax12 | 12 | 3 | 10 | 24 | HeaderMin10_HeaderMax24 | 14 | 7 | 21
314 | 74 | 6015-3/4-4P-75HP KPVS | KPVS_6015-3/4_4P_75HP_10.82_BRZ | 2685.5 | 2685.5 | 10742 | 4 | 0 | 4 | C | KPVS_SplitCase | 8 | 6 | 8 | 12 | BranchMin8_BranchMax12 | 12 | 3 | 10 | 24 | HeaderMin10_HeaderMax24 | 16 | 7 | 21
314 | 74 | 6015-3/4-4P-75HP KPVS | KPVS_6015-3/4_4P_75HP_10.82_BRZ | 2685.5 | 2685.5 | 10742 | 4 | 0 | 4 | C | KPVS_SplitCase | 8 | 6 | 8 | 12 | BranchMin8_BranchMax12 | 12 | 3 | 10 | 24 | HeaderMin10_HeaderMax24 | 18 | 7 | 21
314 | 74 | 6015-3/4-4P-75HP KPVS | KPVS_6015-3/4_4P_75HP_10.82_BRZ | 2685.5 | 2685.5 | 10742 | 4 | 0 | 4 | C | KPVS_SplitCase | 8 | 6 | 8 | 12 | BranchMin8_BranchMax12 | 12 | 3 | 10 | 24 | HeaderMin10_HeaderMax24 | 20 | 7 | 21
314 | 74 | 6015-3/4-4P-75HP KPVS | KPVS_6015-3/4_4P_75HP_10.82_BRZ | 2685.5 | 2685.5 | 10742 | 4 | 0 | 4 | C | KPVS_SplitCase | 8 | 6 | 8 | 12 | BranchMin8_BranchMax12 | 12 | 3 | 10 | 24 | HeaderMin10_HeaderMax24 | 24 | 7 | 21
315 | 75 | 6015-3/4-4P-100HP KPVS | KPVS_6015-3/4_4P_100HP_11.99_BRZ | 2975 | 2975 | 11900 | 4 | 0 | 4 | C | KPVS_SplitCase | 8 | 6 | 8 | 12 | BranchMin8_BranchMax12 | 8 | 3 | 10 | 24 | HeaderMin10_HeaderMax24 | 10 | 7 | 21
315 | 75 | 6015-3/4-4P-100HP KPVS | KPVS_6015-3/4_4P_100HP_11.99_BRZ | 2975 | 2975 | 11900 | 4 | 0 | 4 | C | KPVS_SplitCase | 8 | 6 | 8 | 12 | BranchMin8_BranchMax12 | 8 | 3 | 10 | 24 | HeaderMin10_HeaderMax24 | 12 | 7 | 21
315 | 75 | 6015-3/4-4P-100HP KPVS | KPVS_6015-3/4_4P_100HP_11.99_BRZ | 2975 | 2975 | 11900 | 4 | 0 | 4 | C | KPVS_SplitCase | 8 | 6 | 8 | 12 | BranchMin8_BranchMax12 | 8 | 3 | 10 | 24 | HeaderMin10_HeaderMax24 | 14 | 7 | 21
315 | 75 | 6015-3/4-4P-100HP KPVS | KPVS_6015-3/4_4P_100HP_11.99_BRZ | 2975 | 2975 | 11900 | 4 | 0 | 4 | C | KPVS_SplitCase | 8 | 6 | 8 | 12 | BranchMin8_BranchMax12 | 8 | 3 | 10 | 24 | HeaderMin10_HeaderMax24 | 16 | 7 | 21
315 | 75 | 6015-3/4-4P-100HP KPVS | KPVS_6015-3/4_4P_100HP_11.99_BRZ | 2975 | 2975 | 11900 | 4 | 0 | 4 | C | KPVS_SplitCase | 8 | 6 | 8 | 12 | BranchMin8_BranchMax12 | 8 | 3 | 10 | 24 | HeaderMin10_HeaderMax24 | 18 | 7 | 21
315 | 75 | 6015-3/4-4P-100HP KPVS | KPVS_6015-3/4_4P_100HP_11.99_BRZ | 2975 | 2975 | 11900 | 4 | 0 | 4 | C | KPVS_SplitCase | 8 | 6 | 8 | 12 | BranchMin8_BranchMax12 | 8 | 3 | 10 | 24 | HeaderMin10_HeaderMax24 | 20 | 7 | 21
315 | 75 | 6015-3/4-4P-100HP KPVS | KPVS_6015-3/4_4P_100HP_11.99_BRZ | 2975 | 2975 | 11900 | 4 | 0 | 4 | C | KPVS_SplitCase | 8 | 6 | 8 | 12 | BranchMin8_BranchMax12 | 8 | 3 | 10 | 24 | HeaderMin10_HeaderMax24 | 24 | 7 | 21
315 | 75 | 6015-3/4-4P-100HP KPVS | KPVS_6015-3/4_4P_100HP_11.99_BRZ | 2975 | 2975 | 11900 | 4 | 0 | 4 | C | KPVS_SplitCase | 8 | 6 | 8 | 12 | BranchMin8_BranchMax12 | 10 | 3 | 10 | 24 | HeaderMin10_HeaderMax24 | 10 | 7 | 21 | [29 empty] | INVALID
315 | 75 | 6015-3/4-4P-100HP KPVS | KPVS_6015-3/4_4P_100HP_11.99_BRZ | 2975 | 2975 | 11900 | 4 | 0 | 4 | C | KPVS_SplitCase | 8 | 6 | 8 | 12 | BranchMin8_BranchMax12 | 10 | 3 | 10 | 24 | HeaderMin10_HeaderMax24 | 12 | 7 | 21
315 | 75 | 6015-3/4-4P-100HP KPVS | KPVS_6015-3/4_4P_100HP_11.99_BRZ | 2975 | 2975 | 11900 | 4 | 0 | 4 | C | KPVS_SplitCase | 8 | 6 | 8 | 12 | BranchMin8_BranchMax12 | 10 | 3 | 10 | 24 | HeaderMin10_HeaderMax24 | 14 | 7 | 21
315 | 75 | 6015-3/4-4P-100HP KPVS | KPVS_6015-3/4_4P_100HP_11.99_BRZ | 2975 | 2975 | 11900 | 4 | 0 | 4 | C | KPVS_SplitCase | 8 | 6 | 8 | 12 | BranchMin8_BranchMax12 | 10 | 3 | 10 | 24 | HeaderMin10_HeaderMax24 | 16 | 7 | 21
315 | 75 | 6015-3/4-4P-100HP KPVS | KPVS_6015-3/4_4P_100HP_11.99_BRZ | 2975 | 2975 | 11900 | 4 | 0 | 4 | C | KPVS_SplitCase | 8 | 6 | 8 | 12 | BranchMin8_BranchMax12 | 10 | 3 | 10 | 24 | HeaderMin10_HeaderMax24 | 18 | 7 | 21
315 | 75 | 6015-3/4-4P-100HP KPVS | KPVS_6015-3/4_4P_100HP_11.99_BRZ | 2975 | 2975 | 11900 | 4 | 0 | 4 | C | KPVS_SplitCase | 8 | 6 | 8 | 12 | BranchMin8_BranchMax12 | 10 | 3 | 10 | 24 | HeaderMin10_HeaderMax24 | 20 | 7 | 21
315 | 75 | 6015-3/4-4P-100HP KPVS | KPVS_6015-3/4_4P_100HP_11.99_BRZ | 2975 | 2975 | 11900 | 4 | 0 | 4 | C | KPVS_SplitCase | 8 | 6 | 8 | 12 | BranchMin8_BranchMax12 | 10 | 3 | 10 | 24 | HeaderMin10_HeaderMax24 | 24 | 7 | 21
315 | 75 | 6015-3/4-4P-100HP KPVS | KPVS_6015-3/4_4P_100HP_11.99_BRZ | 2975 | 2975 | 11900 | 4 | 0 | 4 | C | KPVS_SplitCase | 8 | 6 | 8 | 12 | BranchMin8_BranchMax12 | 12 | 3 | 10 | 24 | HeaderMin10_HeaderMax24 | 10 | 7 | 21 | [29 empty] | INVALID
315 | 75 | 6015-3/4-4P-100HP KPVS | KPVS_6015-3/4_4P_100HP_11.99_BRZ | 2975 | 2975 | 11900 | 4 | 0 | 4 | C | KPVS_SplitCase | 8 | 6 | 8 | 12 | BranchMin8_BranchMax12 | 12 | 3 | 10 | 24 | HeaderMin10_HeaderMax24 | 12 | 7 | 21 | [29 empty] | INVALID
315 | 75 | 6015-3/4-4P-100HP KPVS | KPVS_6015-3/4_4P_100HP_11.99_BRZ | 2975 | 2975 | 11900 | 4 | 0 | 4 | C | KPVS_SplitCase | 8 | 6 | 8 | 12 | BranchMin8_BranchMax12 | 12 | 3 | 10 | 24 | HeaderMin10_HeaderMax24 | 14 | 7 | 21
315 | 75 | 6015-3/4-4P-100HP KPVS | KPVS_6015-3/4_4P_100HP_11.99_BRZ | 2975 | 2975 | 11900 | 4 | 0 | 4 | C | KPVS_SplitCase | 8 | 6 | 8 | 12 | BranchMin8_BranchMax12 | 12 | 3 | 10 | 24 | HeaderMin10_HeaderMax24 | 16 | 7 | 21
315 | 75 | 6015-3/4-4P-100HP KPVS | KPVS_6015-3/4_4P_100HP_11.99_BRZ | 2975 | 2975 | 11900 | 4 | 0 | 4 | C | KPVS_SplitCase | 8 | 6 | 8 | 12 | BranchMin8_BranchMax12 | 12 | 3 | 10 | 24 | HeaderMin10_HeaderMax24 | 18 | 7 | 21
315 | 75 | 6015-3/4-4P-100HP KPVS | KPVS_6015-3/4_4P_100HP_11.99_BRZ | 2975 | 2975 | 11900 | 4 | 0 | 4 | C | KPVS_SplitCase | 8 | 6 | 8 | 12 | BranchMin8_BranchMax12 | 12 | 3 | 10 | 24 | HeaderMin10_HeaderMax24 | 20 | 7 | 21
315 | 75 | 6015-3/4-4P-100HP KPVS | KPVS_6015-3/4_4P_100HP_11.99_BRZ | 2975 | 2975 | 11900 | 4 | 0 | 4 | C | KPVS_SplitCase | 8 | 6 | 8 | 12 | BranchMin8_BranchMax12 | 12 | 3 | 10 | 24 | HeaderMin10_HeaderMax24 | 24 | 7 | 21
316 | 76 | 6015-3/4-4P-125HP KPVS | KPVS_6015-3/4_4P_125HP_12.84_BRZ | 3257.5 | 3257.5 | 13030 | 4 | 0 | 4 | C | KPVS_SplitCase | 8 | 6 | 8 | 12 | BranchMin8_BranchMax12 | 8 | 3 | 10 | 24 | HeaderMin10_HeaderMax24 | 10 | 7 | 21
316 | 76 | 6015-3/4-4P-125HP KPVS | KPVS_6015-3/4_4P_125HP_12.84_BRZ | 3257.5 | 3257.5 | 13030 | 4 | 0 | 4 | C | KPVS_SplitCase | 8 | 6 | 8 | 12 | BranchMin8_BranchMax12 | 8 | 3 | 10 | 24 | HeaderMin10_HeaderMax24 | 12 | 7 | 21
316 | 76 | 6015-3/4-4P-125HP KPVS | KPVS_6015-3/4_4P_125HP_12.84_BRZ | 3257.5 | 3257.5 | 13030 | 4 | 0 | 4 | C | KPVS_SplitCase | 8 | 6 | 8 | 12 | BranchMin8_BranchMax12 | 8 | 3 | 10 | 24 | HeaderMin10_HeaderMax24 | 14 | 7 | 21
316 | 76 | 6015-3/4-4P-125HP KPVS | KPVS_6015-3/4_4P_125HP_12.84_BRZ | 3257.5 | 3257.5 | 13030 | 4 | 0 | 4 | C | KPVS_SplitCase | 8 | 6 | 8 | 12 | BranchMin8_BranchMax12 | 8 | 3 | 10 | 24 | HeaderMin10_HeaderMax24 | 16 | 7 | 21
316 | 76 | 6015-3/4-4P-125HP KPVS | KPVS_6015-3/4_4P_125HP_12.84_BRZ | 3257.5 | 3257.5 | 13030 | 4 | 0 | 4 | C | KPVS_SplitCase | 8 | 6 | 8 | 12 | BranchMin8_BranchMax12 | 8 | 3 | 10 | 24 | HeaderMin10_HeaderMax24 | 18 | 7 | 21
316 | 76 | 6015-3/4-4P-125HP KPVS | KPVS_6015-3/4_4P_125HP_12.84_BRZ | 3257.5 | 3257.5 | 13030 | 4 | 0 | 4 | C | KPVS_SplitCase | 8 | 6 | 8 | 12 | BranchMin8_BranchMax12 | 8 | 3 | 10 | 24 | HeaderMin10_HeaderMax24 | 20 | 7 | 21
316 | 76 | 6015-3/4-4P-125HP KPVS | KPVS_6015-3/4_4P_125HP_12.84_BRZ | 3257.5 | 3257.5 | 13030 | 4 | 0 | 4 | C | KPVS_SplitCase | 8 | 6 | 8 | 12 | BranchMin8_BranchMax12 | 8 | 3 | 10 | 24 | HeaderMin10_HeaderMax24 | 24 | 7 | 21
316 | 76 | 6015-3/4-4P-125HP KPVS | KPVS_6015-3/4_4P_125HP_12.84_BRZ | 3257.5 | 3257.5 | 13030 | 4 | 0 | 4 | C | KPVS_SplitCase | 8 | 6 | 8 | 12 | BranchMin8_BranchMax12 | 10 | 3 | 10 | 24 | HeaderMin10_HeaderMax24 | 10 | 7 | 21 | [29 empty] | INVALID
316 | 76 | 6015-3/4-4P-125HP KPVS | KPVS_6015-3/4_4P_125HP_12.84_BRZ | 3257.5 | 3257.5 | 13030 | 4 | 0 | 4 | C | KPVS_SplitCase | 8 | 6 | 8 | 12 | BranchMin8_BranchMax12 | 10 | 3 | 10 | 24 | HeaderMin10_HeaderMax24 | 12 | 7 | 21
316 | 76 | 6015-3/4-4P-125HP KPVS | KPVS_6015-3/4_4P_125HP_12.84_BRZ | 3257.5 | 3257.5 | 13030 | 4 | 0 | 4 | C | KPVS_SplitCase | 8 | 6 | 8 | 12 | BranchMin8_BranchMax12 | 10 | 3 | 10 | 24 | HeaderMin10_HeaderMax24 | 14 | 7 | 21
316 | 76 | 6015-3/4-4P-125HP KPVS | KPVS_6015-3/4_4P_125HP_12.84_BRZ | 3257.5 | 3257.5 | 13030 | 4 | 0 | 4 | C | KPVS_SplitCase | 8 | 6 | 8 | 12 | BranchMin8_BranchMax12 | 10 | 3 | 10 | 24 | HeaderMin10_HeaderMax24 | 16 | 7 | 21
316 | 76 | 6015-3/4-4P-125HP KPVS | KPVS_6015-3/4_4P_125HP_12.84_BRZ | 3257.5 | 3257.5 | 13030 | 4 | 0 | 4 | C | KPVS_SplitCase | 8 | 6 | 8 | 12 | BranchMin8_BranchMax12 | 10 | 3 | 10 | 24 | HeaderMin10_HeaderMax24 | 18 | 7 | 21
316 | 76 | 6015-3/4-4P-125HP KPVS | KPVS_6015-3/4_4P_125HP_12.84_BRZ | 3257.5 | 3257.5 | 13030 | 4 | 0 | 4 | C | KPVS_SplitCase | 8 | 6 | 8 | 12 | BranchMin8_BranchMax12 | 10 | 3 | 10 | 24 | HeaderMin10_HeaderMax24 | 20 | 7 | 21
316 | 76 | 6015-3/4-4P-125HP KPVS | KPVS_6015-3/4_4P_125HP_12.84_BRZ | 3257.5 | 3257.5 | 13030 | 4 | 0 | 4 | C | KPVS_SplitCase | 8 | 6 | 8 | 12 | BranchMin8_BranchMax12 | 10 | 3 | 10 | 24 | HeaderMin10_HeaderMax24 | 24 | 7 | 21
316 | 76 | 6015-3/4-4P-125HP KPVS | KPVS_6015-3/4_4P_125HP_12.84_BRZ | 3257.5 | 3257.5 | 13030 | 4 | 0 | 4 | C | KPVS_SplitCase | 8 | 6 | 8 | 12 | BranchMin8_BranchMax12 | 12 | 3 | 10 | 24 | HeaderMin10_HeaderMax24 | 10 | 7 | 21 | [29 empty] | INVALID
316 | 76 | 6015-3/4-4P-125HP KPVS | KPVS_6015-3/4_4P_125HP_12.84_BRZ | 3257.5 | 3257.5 | 13030 | 4 | 0 | 4 | C | KPVS_SplitCase | 8 | 6 | 8 | 12 | BranchMin8_BranchMax12 | 12 | 3 | 10 | 24 | HeaderMin10_HeaderMax24 | 12 | 7 | 21 | [29 empty] | INVALID
316 | 76 | 6015-3/4-4P-125HP KPVS | KPVS_6015-3/4_4P_125HP_12.84_BRZ | 3257.5 | 3257.5 | 13030 | 4 | 0 | 4 | C | KPVS_SplitCase | 8 | 6 | 8 | 12 | BranchMin8_BranchMax12 | 12 | 3 | 10 | 24 | HeaderMin10_HeaderMax24 | 14 | 7 | 21
316 | 76 | 6015-3/4-4P-125HP KPVS | KPVS_6015-3/4_4P_125HP_12.84_BRZ | 3257.5 | 3257.5 | 13030 | 4 | 0 | 4 | C | KPVS_SplitCase | 8 | 6 | 8 | 12 | BranchMin8_BranchMax12 | 12 | 3 | 10 | 24 | HeaderMin10_HeaderMax24 | 16 | 7 | 21
316 | 76 | 6015-3/4-4P-125HP KPVS | KPVS_6015-3/4_4P_125HP_12.84_BRZ | 3257.5 | 3257.5 | 13030 | 4 | 0 | 4 | C | KPVS_SplitCase | 8 | 6 | 8 | 12 | BranchMin8_BranchMax12 | 12 | 3 | 10 | 24 | HeaderMin10_HeaderMax24 | 18 | 7 | 21
316 | 76 | 6015-3/4-4P-125HP KPVS | KPVS_6015-3/4_4P_125HP_12.84_BRZ | 3257.5 | 3257.5 | 13030 | 4 | 0 | 4 | C | KPVS_SplitCase | 8 | 6 | 8 | 12 | BranchMin8_BranchMax12 | 12 | 3 | 10 | 24 | HeaderMin10_HeaderMax24 | 20 | 7 | 21
316 | 76 | 6015-3/4-4P-125HP KPVS | KPVS_6015-3/4_4P_125HP_12.84_BRZ | 3257.5 | 3257.5 | 13030 | 4 | 0 | 4 | C | KPVS_SplitCase | 8 | 6 | 8 | 12 | BranchMin8_BranchMax12 | 12 | 3 | 10 | 24 | HeaderMin10_HeaderMax24 | 24 | 7 | 21
317 | 77 | 6015-3/4-4P-150HP KPVS | KPVS_6015-3/4_4P_150HP_13.50_BRZ | 3513.8 | 3513.8 | 14055.2 | 4 | 0 | 4 | C | KPVS_SplitCase | 8 | 6 | 8 | 12 | BranchMin8_BranchMax12 | 8 | 3 | 10 | 24 | HeaderMin10_HeaderMax24 | 10 | 7 | 21
317 | 77 | 6015-3/4-4P-150HP KPVS | KPVS_6015-3/4_4P_150HP_13.50_BRZ | 3513.8 | 3513.8 | 14055.2 | 4 | 0 | 4 | C | KPVS_SplitCase | 8 | 6 | 8 | 12 | BranchMin8_BranchMax12 | 8 | 3 | 10 | 24 | HeaderMin10_HeaderMax24 | 12 | 7 | 21
317 | 77 | 6015-3/4-4P-150HP KPVS | KPVS_6015-3/4_4P_150HP_13.50_BRZ | 3513.8 | 3513.8 | 14055.2 | 4 | 0 | 4 | C | KPVS_SplitCase | 8 | 6 | 8 | 12 | BranchMin8_BranchMax12 | 8 | 3 | 10 | 24 | HeaderMin10_HeaderMax24 | 14 | 7 | 21
317 | 77 | 6015-3/4-4P-150HP KPVS | KPVS_6015-3/4_4P_150HP_13.50_BRZ | 3513.8 | 3513.8 | 14055.2 | 4 | 0 | 4 | C | KPVS_SplitCase | 8 | 6 | 8 | 12 | BranchMin8_BranchMax12 | 8 | 3 | 10 | 24 | HeaderMin10_HeaderMax24 | 16 | 7 | 21
317 | 77 | 6015-3/4-4P-150HP KPVS | KPVS_6015-3/4_4P_150HP_13.50_BRZ | 3513.8 | 3513.8 | 14055.2 | 4 | 0 | 4 | C | KPVS_SplitCase | 8 | 6 | 8 | 12 | BranchMin8_BranchMax12 | 8 | 3 | 10 | 24 | HeaderMin10_HeaderMax24 | 18 | 7 | 21
317 | 77 | 6015-3/4-4P-150HP KPVS | KPVS_6015-3/4_4P_150HP_13.50_BRZ | 3513.8 | 3513.8 | 14055.2 | 4 | 0 | 4 | C | KPVS_SplitCase | 8 | 6 | 8 | 12 | BranchMin8_BranchMax12 | 8 | 3 | 10 | 24 | HeaderMin10_HeaderMax24 | 20 | 7 | 21
317 | 77 | 6015-3/4-4P-150HP KPVS | KPVS_6015-3/4_4P_150HP_13.50_BRZ | 3513.8 | 3513.8 | 14055.2 | 4 | 0 | 4 | C | KPVS_SplitCase | 8 | 6 | 8 | 12 | BranchMin8_BranchMax12 | 8 | 3 | 10 | 24 | HeaderMin10_HeaderMax24 | 24 | 7 | 21
317 | 77 | 6015-3/4-4P-150HP KPVS | KPVS_6015-3/4_4P_150HP_13.50_BRZ | 3513.8 | 3513.8 | 14055.2 | 4 | 0 | 4 | C | KPVS_SplitCase | 8 | 6 | 8 | 12 | BranchMin8_BranchMax12 | 10 | 3 | 10 | 24 | HeaderMin10_HeaderMax24 | 10 | 7 | 21 | [29 empty] | INVALID
317 | 77 | 6015-3/4-4P-150HP KPVS | KPVS_6015-3/4_4P_150HP_13.50_BRZ | 3513.8 | 3513.8 | 14055.2 | 4 | 0 | 4 | C | KPVS_SplitCase | 8 | 6 | 8 | 12 | BranchMin8_BranchMax12 | 10 | 3 | 10 | 24 | HeaderMin10_HeaderMax24 | 12 | 7 | 21
317 | 77 | 6015-3/4-4P-150HP KPVS | KPVS_6015-3/4_4P_150HP_13.50_BRZ | 3513.8 | 3513.8 | 14055.2 | 4 | 0 | 4 | C | KPVS_SplitCase | 8 | 6 | 8 | 12 | BranchMin8_BranchMax12 | 10 | 3 | 10 | 24 | HeaderMin10_HeaderMax24 | 14 | 7 | 21
317 | 77 | 6015-3/4-4P-150HP KPVS | KPVS_6015-3/4_4P_150HP_13.50_BRZ | 3513.8 | 3513.8 | 14055.2 | 4 | 0 | 4 | C | KPVS_SplitCase | 8 | 6 | 8 | 12 | BranchMin8_BranchMax12 | 10 | 3 | 10 | 24 | HeaderMin10_HeaderMax24 | 16 | 7 | 21
317 | 77 | 6015-3/4-4P-150HP KPVS | KPVS_6015-3/4_4P_150HP_13.50_BRZ | 3513.8 | 3513.8 | 14055.2 | 4 | 0 | 4 | C | KPVS_SplitCase | 8 | 6 | 8 | 12 | BranchMin8_BranchMax12 | 10 | 3 | 10 | 24 | HeaderMin10_HeaderMax24 | 18 | 7 | 21
317 | 77 | 6015-3/4-4P-150HP KPVS | KPVS_6015-3/4_4P_150HP_13.50_BRZ | 3513.8 | 3513.8 | 14055.2 | 4 | 0 | 4 | C | KPVS_SplitCase | 8 | 6 | 8 | 12 | BranchMin8_BranchMax12 | 10 | 3 | 10 | 24 | HeaderMin10_HeaderMax24 | 20 | 7 | 21
317 | 77 | 6015-3/4-4P-150HP KPVS | KPVS_6015-3/4_4P_150HP_13.50_BRZ | 3513.8 | 3513.8 | 14055.2 | 4 | 0 | 4 | C | KPVS_SplitCase | 8 | 6 | 8 | 12 | BranchMin8_BranchMax12 | 10 | 3 | 10 | 24 | HeaderMin10_HeaderMax24 | 24 | 7 | 21
317 | 77 | 6015-3/4-4P-150HP KPVS | KPVS_6015-3/4_4P_150HP_13.50_BRZ | 3513.8 | 3513.8 | 14055.2 | 4 | 0 | 4 | C | KPVS_SplitCase | 8 | 6 | 8 | 12 | BranchMin8_BranchMax12 | 12 | 3 | 10 | 24 | HeaderMin10_HeaderMax24 | 10 | 7 | 21 | [29 empty] | INVALID
317 | 77 | 6015-3/4-4P-150HP KPVS | KPVS_6015-3/4_4P_150HP_13.50_BRZ | 3513.8 | 3513.8 | 14055.2 | 4 | 0 | 4 | C | KPVS_SplitCase | 8 | 6 | 8 | 12 | BranchMin8_BranchMax12 | 12 | 3 | 10 | 24 | HeaderMin10_HeaderMax24 | 12 | 7 | 21 | [29 empty] | INVALID
317 | 77 | 6015-3/4-4P-150HP KPVS | KPVS_6015-3/4_4P_150HP_13.50_BRZ | 3513.8 | 3513.8 | 14055.2 | 4 | 0 | 4 | C | KPVS_SplitCase | 8 | 6 | 8 | 12 | BranchMin8_BranchMax12 | 12 | 3 | 10 | 24 | HeaderMin10_HeaderMax24 | 14 | 7 | 21
317 | 77 | 6015-3/4-4P-150HP KPVS | KPVS_6015-3/4_4P_150HP_13.50_BRZ | 3513.8 | 3513.8 | 14055.2 | 4 | 0 | 4 | C | KPVS_SplitCase | 8 | 6 | 8 | 12 | BranchMin8_BranchMax12 | 12 | 3 | 10 | 24 | HeaderMin10_HeaderMax24 | 16 | 7 | 21
317 | 77 | 6015-3/4-4P-150HP KPVS | KPVS_6015-3/4_4P_150HP_13.50_BRZ | 3513.8 | 3513.8 | 14055.2 | 4 | 0 | 4 | C | KPVS_SplitCase | 8 | 6 | 8 | 12 | BranchMin8_BranchMax12 | 12 | 3 | 10 | 24 | HeaderMin10_HeaderMax24 | 18 | 7 | 21
317 | 77 | 6015-3/4-4P-150HP KPVS | KPVS_6015-3/4_4P_150HP_13.50_BRZ | 3513.8 | 3513.8 | 14055.2 | 4 | 0 | 4 | C | KPVS_SplitCase | 8 | 6 | 8 | 12 | BranchMin8_BranchMax12 | 12 | 3 | 10 | 24 | HeaderMin10_HeaderMax24 | 20 | 7 | 21
317 | 77 | 6015-3/4-4P-150HP KPVS | KPVS_6015-3/4_4P_150HP_13.50_BRZ | 3513.8 | 3513.8 | 14055.2 | 4 | 0 | 4 | C | KPVS_SplitCase | 8 | 6 | 8 | 12 | BranchMin8_BranchMax12 | 12 | 3 | 10 | 24 | HeaderMin10_HeaderMax24 | 24 | 7 | 21
318 | 78 | 6015-3/4-4P-200HP KPVS | KPVS_6015-3/4_4P_200HP_14.71_BRZ | 3946.3 | 3946.3 | 15785.2 | 4 | 0 | 4 | C | KPVS_SplitCase | 8 | 6 | 8 | 14 | BranchMin8_BranchMax14 | 8 | 4 | 10 | 24 | HeaderMin10_HeaderMax24 | 10 | 7 | 28
318 | 78 | 6015-3/4-4P-200HP KPVS | KPVS_6015-3/4_4P_200HP_14.71_BRZ | 3946.3 | 3946.3 | 15785.2 | 4 | 0 | 4 | C | KPVS_SplitCase | 8 | 6 | 8 | 14 | BranchMin8_BranchMax14 | 8 | 4 | 10 | 24 | HeaderMin10_HeaderMax24 | 12 | 7 | 28
318 | 78 | 6015-3/4-4P-200HP KPVS | KPVS_6015-3/4_4P_200HP_14.71_BRZ | 3946.3 | 3946.3 | 15785.2 | 4 | 0 | 4 | C | KPVS_SplitCase | 8 | 6 | 8 | 14 | BranchMin8_BranchMax14 | 8 | 4 | 10 | 24 | HeaderMin10_HeaderMax24 | 14 | 7 | 28
318 | 78 | 6015-3/4-4P-200HP KPVS | KPVS_6015-3/4_4P_200HP_14.71_BRZ | 3946.3 | 3946.3 | 15785.2 | 4 | 0 | 4 | C | KPVS_SplitCase | 8 | 6 | 8 | 14 | BranchMin8_BranchMax14 | 8 | 4 | 10 | 24 | HeaderMin10_HeaderMax24 | 16 | 7 | 28
318 | 78 | 6015-3/4-4P-200HP KPVS | KPVS_6015-3/4_4P_200HP_14.71_BRZ | 3946.3 | 3946.3 | 15785.2 | 4 | 0 | 4 | C | KPVS_SplitCase | 8 | 6 | 8 | 14 | BranchMin8_BranchMax14 | 8 | 4 | 10 | 24 | HeaderMin10_HeaderMax24 | 18 | 7 | 28
318 | 78 | 6015-3/4-4P-200HP KPVS | KPVS_6015-3/4_4P_200HP_14.71_BRZ | 3946.3 | 3946.3 | 15785.2 | 4 | 0 | 4 | C | KPVS_SplitCase | 8 | 6 | 8 | 14 | BranchMin8_BranchMax14 | 8 | 4 | 10 | 24 | HeaderMin10_HeaderMax24 | 20 | 7 | 28
318 | 78 | 6015-3/4-4P-200HP KPVS | KPVS_6015-3/4_4P_200HP_14.71_BRZ | 3946.3 | 3946.3 | 15785.2 | 4 | 0 | 4 | C | KPVS_SplitCase | 8 | 6 | 8 | 14 | BranchMin8_BranchMax14 | 8 | 4 | 10 | 24 | HeaderMin10_HeaderMax24 | 24 | 7 | 28
318 | 78 | 6015-3/4-4P-200HP KPVS | KPVS_6015-3/4_4P_200HP_14.71_BRZ | 3946.3 | 3946.3 | 15785.2 | 4 | 0 | 4 | C | KPVS_SplitCase | 8 | 6 | 8 | 14 | BranchMin8_BranchMax14 | 10 | 4 | 10 | 24 | HeaderMin10_HeaderMax24 | 10 | 7 | 28 | [29 empty] | INVALID
318 | 78 | 6015-3/4-4P-200HP KPVS | KPVS_6015-3/4_4P_200HP_14.71_BRZ | 3946.3 | 3946.3 | 15785.2 | 4 | 0 | 4 | C | KPVS_SplitCase | 8 | 6 | 8 | 14 | BranchMin8_BranchMax14 | 10 | 4 | 10 | 24 | HeaderMin10_HeaderMax24 | 12 | 7 | 28
318 | 78 | 6015-3/4-4P-200HP KPVS | KPVS_6015-3/4_4P_200HP_14.71_BRZ | 3946.3 | 3946.3 | 15785.2 | 4 | 0 | 4 | C | KPVS_SplitCase | 8 | 6 | 8 | 14 | BranchMin8_BranchMax14 | 10 | 4 | 10 | 24 | HeaderMin10_HeaderMax24 | 14 | 7 | 28
318 | 78 | 6015-3/4-4P-200HP KPVS | KPVS_6015-3/4_4P_200HP_14.71_BRZ | 3946.3 | 3946.3 | 15785.2 | 4 | 0 | 4 | C | KPVS_SplitCase | 8 | 6 | 8 | 14 | BranchMin8_BranchMax14 | 10 | 4 | 10 | 24 | HeaderMin10_HeaderMax24 | 16 | 7 | 28
318 | 78 | 6015-3/4-4P-200HP KPVS | KPVS_6015-3/4_4P_200HP_14.71_BRZ | 3946.3 | 3946.3 | 15785.2 | 4 | 0 | 4 | C | KPVS_SplitCase | 8 | 6 | 8 | 14 | BranchMin8_BranchMax14 | 10 | 4 | 10 | 24 | HeaderMin10_HeaderMax24 | 18 | 7 | 28
318 | 78 | 6015-3/4-4P-200HP KPVS | KPVS_6015-3/4_4P_200HP_14.71_BRZ | 3946.3 | 3946.3 | 15785.2 | 4 | 0 | 4 | C | KPVS_SplitCase | 8 | 6 | 8 | 14 | BranchMin8_BranchMax14 | 10 | 4 | 10 | 24 | HeaderMin10_HeaderMax24 | 20 | 7 | 28
318 | 78 | 6015-3/4-4P-200HP KPVS | KPVS_6015-3/4_4P_200HP_14.71_BRZ | 3946.3 | 3946.3 | 15785.2 | 4 | 0 | 4 | C | KPVS_SplitCase | 8 | 6 | 8 | 14 | BranchMin8_BranchMax14 | 10 | 4 | 10 | 24 | HeaderMin10_HeaderMax24 | 24 | 7 | 28
318 | 78 | 6015-3/4-4P-200HP KPVS | KPVS_6015-3/4_4P_200HP_14.71_BRZ | 3946.3 | 3946.3 | 15785.2 | 4 | 0 | 4 | C | KPVS_SplitCase | 8 | 6 | 8 | 14 | BranchMin8_BranchMax14 | 12 | 4 | 10 | 24 | HeaderMin10_HeaderMax24 | 10 | 7 | 28 | [29 empty] | INVALID
318 | 78 | 6015-3/4-4P-200HP KPVS | KPVS_6015-3/4_4P_200HP_14.71_BRZ | 3946.3 | 3946.3 | 15785.2 | 4 | 0 | 4 | C | KPVS_SplitCase | 8 | 6 | 8 | 14 | BranchMin8_BranchMax14 | 12 | 4 | 10 | 24 | HeaderMin10_HeaderMax24 | 12 | 7 | 28 | [29 empty] | INVALID
318 | 78 | 6015-3/4-4P-200HP KPVS | KPVS_6015-3/4_4P_200HP_14.71_BRZ | 3946.3 | 3946.3 | 15785.2 | 4 | 0 | 4 | C | KPVS_SplitCase | 8 | 6 | 8 | 14 | BranchMin8_BranchMax14 | 12 | 4 | 10 | 24 | HeaderMin10_HeaderMax24 | 14 | 7 | 28
318 | 78 | 6015-3/4-4P-200HP KPVS | KPVS_6015-3/4_4P_200HP_14.71_BRZ | 3946.3 | 3946.3 | 15785.2 | 4 | 0 | 4 | C | KPVS_SplitCase | 8 | 6 | 8 | 14 | BranchMin8_BranchMax14 | 12 | 4 | 10 | 24 | HeaderMin10_HeaderMax24 | 16 | 7 | 28
318 | 78 | 6015-3/4-4P-200HP KPVS | KPVS_6015-3/4_4P_200HP_14.71_BRZ | 3946.3 | 3946.3 | 15785.2 | 4 | 0 | 4 | C | KPVS_SplitCase | 8 | 6 | 8 | 14 | BranchMin8_BranchMax14 | 12 | 4 | 10 | 24 | HeaderMin10_HeaderMax24 | 18 | 7 | 28
318 | 78 | 6015-3/4-4P-200HP KPVS | KPVS_6015-3/4_4P_200HP_14.71_BRZ | 3946.3 | 3946.3 | 15785.2 | 4 | 0 | 4 | C | KPVS_SplitCase | 8 | 6 | 8 | 14 | BranchMin8_BranchMax14 | 12 | 4 | 10 | 24 | HeaderMin10_HeaderMax24 | 20 | 7 | 28
318 | 78 | 6015-3/4-4P-200HP KPVS | KPVS_6015-3/4_4P_200HP_14.71_BRZ | 3946.3 | 3946.3 | 15785.2 | 4 | 0 | 4 | C | KPVS_SplitCase | 8 | 6 | 8 | 14 | BranchMin8_BranchMax14 | 12 | 4 | 10 | 24 | HeaderMin10_HeaderMax24 | 24 | 7 | 28
318 | 78 | 6015-3/4-4P-200HP KPVS | KPVS_6015-3/4_4P_200HP_14.71_BRZ | 3946.3 | 3946.3 | 15785.2 | 4 | 0 | 4 | C | KPVS_SplitCase | 8 | 6 | 8 | 14 | BranchMin8_BranchMax14 | 14 | 4 | 10 | 24 | HeaderMin10_HeaderMax24 | 10 | 7 | 28 | [29 empty] | INVALID
318 | 78 | 6015-3/4-4P-200HP KPVS | KPVS_6015-3/4_4P_200HP_14.71_BRZ | 3946.3 | 3946.3 | 15785.2 | 4 | 0 | 4 | C | KPVS_SplitCase | 8 | 6 | 8 | 14 | BranchMin8_BranchMax14 | 14 | 4 | 10 | 24 | HeaderMin10_HeaderMax24 | 12 | 7 | 28 | [29 empty] | INVALID
318 | 78 | 6015-3/4-4P-200HP KPVS | KPVS_6015-3/4_4P_200HP_14.71_BRZ | 3946.3 | 3946.3 | 15785.2 | 4 | 0 | 4 | C | KPVS_SplitCase | 8 | 6 | 8 | 14 | BranchMin8_BranchMax14 | 14 | 4 | 10 | 24 | HeaderMin10_HeaderMax24 | 14 | 7 | 28 | [29 empty] | INVALID
318 | 78 | 6015-3/4-4P-200HP KPVS | KPVS_6015-3/4_4P_200HP_14.71_BRZ | 3946.3 | 3946.3 | 15785.2 | 4 | 0 | 4 | C | KPVS_SplitCase | 8 | 6 | 8 | 14 | BranchMin8_BranchMax14 | 14 | 4 | 10 | 24 | HeaderMin10_HeaderMax24 | 16 | 7 | 28
318 | 78 | 6015-3/4-4P-200HP KPVS | KPVS_6015-3/4_4P_200HP_14.71_BRZ | 3946.3 | 3946.3 | 15785.2 | 4 | 0 | 4 | C | KPVS_SplitCase | 8 | 6 | 8 | 14 | BranchMin8_BranchMax14 | 14 | 4 | 10 | 24 | HeaderMin10_HeaderMax24 | 18 | 7 | 28
318 | 78 | 6015-3/4-4P-200HP KPVS | KPVS_6015-3/4_4P_200HP_14.71_BRZ | 3946.3 | 3946.3 | 15785.2 | 4 | 0 | 4 | C | KPVS_SplitCase | 8 | 6 | 8 | 14 | BranchMin8_BranchMax14 | 14 | 4 | 10 | 24 | HeaderMin10_HeaderMax24 | 20 | 7 | 28
318 | 78 | 6015-3/4-4P-200HP KPVS | KPVS_6015-3/4_4P_200HP_14.71_BRZ | 3946.3 | 3946.3 | 15785.2 | 4 | 0 | 4 | C | KPVS_SplitCase | 8 | 6 | 8 | 14 | BranchMin8_BranchMax14 | 14 | 4 | 10 | 24 | HeaderMin10_HeaderMax24 | 24 | 7 | 28
319 | 79 | 6015-3/4-4P-250HP KPVS | KPVS_6015-3/4_4P_250HP_15.00_BRZ | 4050 | 4050 | 16200 | 4 | 0 | 4 | C | KPVS_SplitCase | 8 | 6 | 8 | 14 | BranchMin8_BranchMax14 | 8 | 4 | 10 | 24 | HeaderMin10_HeaderMax24 | 10 | 7 | 28
319 | 79 | 6015-3/4-4P-250HP KPVS | KPVS_6015-3/4_4P_250HP_15.00_BRZ | 4050 | 4050 | 16200 | 4 | 0 | 4 | C | KPVS_SplitCase | 8 | 6 | 8 | 14 | BranchMin8_BranchMax14 | 8 | 4 | 10 | 24 | HeaderMin10_HeaderMax24 | 12 | 7 | 28
319 | 79 | 6015-3/4-4P-250HP KPVS | KPVS_6015-3/4_4P_250HP_15.00_BRZ | 4050 | 4050 | 16200 | 4 | 0 | 4 | C | KPVS_SplitCase | 8 | 6 | 8 | 14 | BranchMin8_BranchMax14 | 8 | 4 | 10 | 24 | HeaderMin10_HeaderMax24 | 14 | 7 | 28
319 | 79 | 6015-3/4-4P-250HP KPVS | KPVS_6015-3/4_4P_250HP_15.00_BRZ | 4050 | 4050 | 16200 | 4 | 0 | 4 | C | KPVS_SplitCase | 8 | 6 | 8 | 14 | BranchMin8_BranchMax14 | 8 | 4 | 10 | 24 | HeaderMin10_HeaderMax24 | 16 | 7 | 28
319 | 79 | 6015-3/4-4P-250HP KPVS | KPVS_6015-3/4_4P_250HP_15.00_BRZ | 4050 | 4050 | 16200 | 4 | 0 | 4 | C | KPVS_SplitCase | 8 | 6 | 8 | 14 | BranchMin8_BranchMax14 | 8 | 4 | 10 | 24 | HeaderMin10_HeaderMax24 | 18 | 7 | 28
319 | 79 | 6015-3/4-4P-250HP KPVS | KPVS_6015-3/4_4P_250HP_15.00_BRZ | 4050 | 4050 | 16200 | 4 | 0 | 4 | C | KPVS_SplitCase | 8 | 6 | 8 | 14 | BranchMin8_BranchMax14 | 8 | 4 | 10 | 24 | HeaderMin10_HeaderMax24 | 20 | 7 | 28
319 | 79 | 6015-3/4-4P-250HP KPVS | KPVS_6015-3/4_4P_250HP_15.00_BRZ | 4050 | 4050 | 16200 | 4 | 0 | 4 | C | KPVS_SplitCase | 8 | 6 | 8 | 14 | BranchMin8_BranchMax14 | 8 | 4 | 10 | 24 | HeaderMin10_HeaderMax24 | 24 | 7 | 28
319 | 79 | 6015-3/4-4P-250HP KPVS | KPVS_6015-3/4_4P_250HP_15.00_BRZ | 4050 | 4050 | 16200 | 4 | 0 | 4 | C | KPVS_SplitCase | 8 | 6 | 8 | 14 | BranchMin8_BranchMax14 | 10 | 4 | 10 | 24 | HeaderMin10_HeaderMax24 | 10 | 7 | 28 | [29 empty] | INVALID
319 | 79 | 6015-3/4-4P-250HP KPVS | KPVS_6015-3/4_4P_250HP_15.00_BRZ | 4050 | 4050 | 16200 | 4 | 0 | 4 | C | KPVS_SplitCase | 8 | 6 | 8 | 14 | BranchMin8_BranchMax14 | 10 | 4 | 10 | 24 | HeaderMin10_HeaderMax24 | 12 | 7 | 28
319 | 79 | 6015-3/4-4P-250HP KPVS | KPVS_6015-3/4_4P_250HP_15.00_BRZ | 4050 | 4050 | 16200 | 4 | 0 | 4 | C | KPVS_SplitCase | 8 | 6 | 8 | 14 | BranchMin8_BranchMax14 | 10 | 4 | 10 | 24 | HeaderMin10_HeaderMax24 | 14 | 7 | 28
319 | 79 | 6015-3/4-4P-250HP KPVS | KPVS_6015-3/4_4P_250HP_15.00_BRZ | 4050 | 4050 | 16200 | 4 | 0 | 4 | C | KPVS_SplitCase | 8 | 6 | 8 | 14 | BranchMin8_BranchMax14 | 10 | 4 | 10 | 24 | HeaderMin10_HeaderMax24 | 16 | 7 | 28
319 | 79 | 6015-3/4-4P-250HP KPVS | KPVS_6015-3/4_4P_250HP_15.00_BRZ | 4050 | 4050 | 16200 | 4 | 0 | 4 | C | KPVS_SplitCase | 8 | 6 | 8 | 14 | BranchMin8_BranchMax14 | 10 | 4 | 10 | 24 | HeaderMin10_HeaderMax24 | 18 | 7 | 28
319 | 79 | 6015-3/4-4P-250HP KPVS | KPVS_6015-3/4_4P_250HP_15.00_BRZ | 4050 | 4050 | 16200 | 4 | 0 | 4 | C | KPVS_SplitCase | 8 | 6 | 8 | 14 | BranchMin8_BranchMax14 | 10 | 4 | 10 | 24 | HeaderMin10_HeaderMax24 | 20 | 7 | 28
319 | 79 | 6015-3/4-4P-250HP KPVS | KPVS_6015-3/4_4P_250HP_15.00_BRZ | 4050 | 4050 | 16200 | 4 | 0 | 4 | C | KPVS_SplitCase | 8 | 6 | 8 | 14 | BranchMin8_BranchMax14 | 10 | 4 | 10 | 24 | HeaderMin10_HeaderMax24 | 24 | 7 | 28
319 | 79 | 6015-3/4-4P-250HP KPVS | KPVS_6015-3/4_4P_250HP_15.00_BRZ | 4050 | 4050 | 16200 | 4 | 0 | 4 | C | KPVS_SplitCase | 8 | 6 | 8 | 14 | BranchMin8_BranchMax14 | 12 | 4 | 10 | 24 | HeaderMin10_HeaderMax24 | 10 | 7 | 28 | [29 empty] | INVALID
319 | 79 | 6015-3/4-4P-250HP KPVS | KPVS_6015-3/4_4P_250HP_15.00_BRZ | 4050 | 4050 | 16200 | 4 | 0 | 4 | C | KPVS_SplitCase | 8 | 6 | 8 | 14 | BranchMin8_BranchMax14 | 12 | 4 | 10 | 24 | HeaderMin10_HeaderMax24 | 12 | 7 | 28 | [29 empty] | INVALID
319 | 79 | 6015-3/4-4P-250HP KPVS | KPVS_6015-3/4_4P_250HP_15.00_BRZ | 4050 | 4050 | 16200 | 4 | 0 | 4 | C | KPVS_SplitCase | 8 | 6 | 8 | 14 | BranchMin8_BranchMax14 | 12 | 4 | 10 | 24 | HeaderMin10_HeaderMax24 | 14 | 7 | 28
319 | 79 | 6015-3/4-4P-250HP KPVS | KPVS_6015-3/4_4P_250HP_15.00_BRZ | 4050 | 4050 | 16200 | 4 | 0 | 4 | C | KPVS_SplitCase | 8 | 6 | 8 | 14 | BranchMin8_BranchMax14 | 12 | 4 | 10 | 24 | HeaderMin10_HeaderMax24 | 16 | 7 | 28
319 | 79 | 6015-3/4-4P-250HP KPVS | KPVS_6015-3/4_4P_250HP_15.00_BRZ | 4050 | 4050 | 16200 | 4 | 0 | 4 | C | KPVS_SplitCase | 8 | 6 | 8 | 14 | BranchMin8_BranchMax14 | 12 | 4 | 10 | 24 | HeaderMin10_HeaderMax24 | 18 | 7 | 28
319 | 79 | 6015-3/4-4P-250HP KPVS | KPVS_6015-3/4_4P_250HP_15.00_BRZ | 4050 | 4050 | 16200 | 4 | 0 | 4 | C | KPVS_SplitCase | 8 | 6 | 8 | 14 | BranchMin8_BranchMax14 | 12 | 4 | 10 | 24 | HeaderMin10_HeaderMax24 | 20 | 7 | 28
319 | 79 | 6015-3/4-4P-250HP KPVS | KPVS_6015-3/4_4P_250HP_15.00_BRZ | 4050 | 4050 | 16200 | 4 | 0 | 4 | C | KPVS_SplitCase | 8 | 6 | 8 | 14 | BranchMin8_BranchMax14 | 12 | 4 | 10 | 24 | HeaderMin10_HeaderMax24 | 24 | 7 | 28
319 | 79 | 6015-3/4-4P-250HP KPVS | KPVS_6015-3/4_4P_250HP_15.00_BRZ | 4050 | 4050 | 16200 | 4 | 0 | 4 | C | KPVS_SplitCase | 8 | 6 | 8 | 14 | BranchMin8_BranchMax14 | 14 | 4 | 10 | 24 | HeaderMin10_HeaderMax24 | 10 | 7 | 28 | [29 empty] | INVALID
319 | 79 | 6015-3/4-4P-250HP KPVS | KPVS_6015-3/4_4P_250HP_15.00_BRZ | 4050 | 4050 | 16200 | 4 | 0 | 4 | C | KPVS_SplitCase | 8 | 6 | 8 | 14 | BranchMin8_BranchMax14 | 14 | 4 | 10 | 24 | HeaderMin10_HeaderMax24 | 12 | 7 | 28 | [29 empty] | INVALID
319 | 79 | 6015-3/4-4P-250HP KPVS | KPVS_6015-3/4_4P_250HP_15.00_BRZ | 4050 | 4050 | 16200 | 4 | 0 | 4 | C | KPVS_SplitCase | 8 | 6 | 8 | 14 | BranchMin8_BranchMax14 | 14 | 4 | 10 | 24 | HeaderMin10_HeaderMax24 | 14 | 7 | 28 | [29 empty] | INVALID
319 | 79 | 6015-3/4-4P-250HP KPVS | KPVS_6015-3/4_4P_250HP_15.00_BRZ | 4050 | 4050 | 16200 | 4 | 0 | 4 | C | KPVS_SplitCase | 8 | 6 | 8 | 14 | BranchMin8_BranchMax14 | 14 | 4 | 10 | 24 | HeaderMin10_HeaderMax24 | 16 | 7 | 28
319 | 79 | 6015-3/4-4P-250HP KPVS | KPVS_6015-3/4_4P_250HP_15.00_BRZ | 4050 | 4050 | 16200 | 4 | 0 | 4 | C | KPVS_SplitCase | 8 | 6 | 8 | 14 | BranchMin8_BranchMax14 | 14 | 4 | 10 | 24 | HeaderMin10_HeaderMax24 | 18 | 7 | 28
319 | 79 | 6015-3/4-4P-250HP KPVS | KPVS_6015-3/4_4P_250HP_15.00_BRZ | 4050 | 4050 | 16200 | 4 | 0 | 4 | C | KPVS_SplitCase | 8 | 6 | 8 | 14 | BranchMin8_BranchMax14 | 14 | 4 | 10 | 24 | HeaderMin10_HeaderMax24 | 20 | 7 | 28
319 | 79 | 6015-3/4-4P-250HP KPVS | KPVS_6015-3/4_4P_250HP_15.00_BRZ | 4050 | 4050 | 16200 | 4 | 0 | 4 | C | KPVS_SplitCase | 8 | 6 | 8 | 14 | BranchMin8_BranchMax14 | 14 | 4 | 10 | 24 | HeaderMin10_HeaderMax24 | 24 | 7 | 28
320 | 80 | 6019-7/8-4P-125HP KPVS | KPVS_6019-7/8_4P_125HP_15.17_BRZ | 2174.5 | 2174.5 | 8698 | 4 | 0 | 4 | C | KPVS_SplitCase | 8 | 6 | 8 | 10 | BranchMin8_BranchMax10 | 8 | 2 | 10 | 20 | HeaderMin10_HeaderMax20 | 10 | 6 | 12
320 | 80 | 6019-7/8-4P-125HP KPVS | KPVS_6019-7/8_4P_125HP_15.17_BRZ | 2174.5 | 2174.5 | 8698 | 4 | 0 | 4 | C | KPVS_SplitCase | 8 | 6 | 8 | 10 | BranchMin8_BranchMax10 | 8 | 2 | 10 | 20 | HeaderMin10_HeaderMax20 | 12 | 6 | 12
320 | 80 | 6019-7/8-4P-125HP KPVS | KPVS_6019-7/8_4P_125HP_15.17_BRZ | 2174.5 | 2174.5 | 8698 | 4 | 0 | 4 | C | KPVS_SplitCase | 8 | 6 | 8 | 10 | BranchMin8_BranchMax10 | 8 | 2 | 10 | 20 | HeaderMin10_HeaderMax20 | 14 | 6 | 12
320 | 80 | 6019-7/8-4P-125HP KPVS | KPVS_6019-7/8_4P_125HP_15.17_BRZ | 2174.5 | 2174.5 | 8698 | 4 | 0 | 4 | C | KPVS_SplitCase | 8 | 6 | 8 | 10 | BranchMin8_BranchMax10 | 8 | 2 | 10 | 20 | HeaderMin10_HeaderMax20 | 16 | 6 | 12
320 | 80 | 6019-7/8-4P-125HP KPVS | KPVS_6019-7/8_4P_125HP_15.17_BRZ | 2174.5 | 2174.5 | 8698 | 4 | 0 | 4 | C | KPVS_SplitCase | 8 | 6 | 8 | 10 | BranchMin8_BranchMax10 | 8 | 2 | 10 | 20 | HeaderMin10_HeaderMax20 | 18 | 6 | 12
320 | 80 | 6019-7/8-4P-125HP KPVS | KPVS_6019-7/8_4P_125HP_15.17_BRZ | 2174.5 | 2174.5 | 8698 | 4 | 0 | 4 | C | KPVS_SplitCase | 8 | 6 | 8 | 10 | BranchMin8_BranchMax10 | 8 | 2 | 10 | 20 | HeaderMin10_HeaderMax20 | 20 | 6 | 12
320 | 80 | 6019-7/8-4P-125HP KPVS | KPVS_6019-7/8_4P_125HP_15.17_BRZ | 2174.5 | 2174.5 | 8698 | 4 | 0 | 4 | C | KPVS_SplitCase | 8 | 6 | 8 | 10 | BranchMin8_BranchMax10 | 10 | 2 | 10 | 20 | HeaderMin10_HeaderMax20 | 10 | 6 | 12 | [29 empty] | INVALID
320 | 80 | 6019-7/8-4P-125HP KPVS | KPVS_6019-7/8_4P_125HP_15.17_BRZ | 2174.5 | 2174.5 | 8698 | 4 | 0 | 4 | C | KPVS_SplitCase | 8 | 6 | 8 | 10 | BranchMin8_BranchMax10 | 10 | 2 | 10 | 20 | HeaderMin10_HeaderMax20 | 12 | 6 | 12
320 | 80 | 6019-7/8-4P-125HP KPVS | KPVS_6019-7/8_4P_125HP_15.17_BRZ | 2174.5 | 2174.5 | 8698 | 4 | 0 | 4 | C | KPVS_SplitCase | 8 | 6 | 8 | 10 | BranchMin8_BranchMax10 | 10 | 2 | 10 | 20 | HeaderMin10_HeaderMax20 | 14 | 6 | 12
320 | 80 | 6019-7/8-4P-125HP KPVS | KPVS_6019-7/8_4P_125HP_15.17_BRZ | 2174.5 | 2174.5 | 8698 | 4 | 0 | 4 | C | KPVS_SplitCase | 8 | 6 | 8 | 10 | BranchMin8_BranchMax10 | 10 | 2 | 10 | 20 | HeaderMin10_HeaderMax20 | 16 | 6 | 12
320 | 80 | 6019-7/8-4P-125HP KPVS | KPVS_6019-7/8_4P_125HP_15.17_BRZ | 2174.5 | 2174.5 | 8698 | 4 | 0 | 4 | C | KPVS_SplitCase | 8 | 6 | 8 | 10 | BranchMin8_BranchMax10 | 10 | 2 | 10 | 20 | HeaderMin10_HeaderMax20 | 18 | 6 | 12
320 | 80 | 6019-7/8-4P-125HP KPVS | KPVS_6019-7/8_4P_125HP_15.17_BRZ | 2174.5 | 2174.5 | 8698 | 4 | 0 | 4 | C | KPVS_SplitCase | 8 | 6 | 8 | 10 | BranchMin8_BranchMax10 | 10 | 2 | 10 | 20 | HeaderMin10_HeaderMax20 | 20 | 6 | 12
321 | 81 | 6019-7/8-4P-150HP KPVS | KPVS_6019-7/8_4P_150HP_15.81_BRZ | 2306.3 | 2306.3 | 9225.2 | 4 | 0 | 4 | C | KPVS_SplitCase | 8 | 6 | 8 | 10 | BranchMin8_BranchMax10 | 8 | 2 | 10 | 24 | HeaderMin10_HeaderMax24 | 10 | 7 | 14
321 | 81 | 6019-7/8-4P-150HP KPVS | KPVS_6019-7/8_4P_150HP_15.81_BRZ | 2306.3 | 2306.3 | 9225.2 | 4 | 0 | 4 | C | KPVS_SplitCase | 8 | 6 | 8 | 10 | BranchMin8_BranchMax10 | 8 | 2 | 10 | 24 | HeaderMin10_HeaderMax24 | 12 | 7 | 14
321 | 81 | 6019-7/8-4P-150HP KPVS | KPVS_6019-7/8_4P_150HP_15.81_BRZ | 2306.3 | 2306.3 | 9225.2 | 4 | 0 | 4 | C | KPVS_SplitCase | 8 | 6 | 8 | 10 | BranchMin8_BranchMax10 | 8 | 2 | 10 | 24 | HeaderMin10_HeaderMax24 | 14 | 7 | 14
321 | 81 | 6019-7/8-4P-150HP KPVS | KPVS_6019-7/8_4P_150HP_15.81_BRZ | 2306.3 | 2306.3 | 9225.2 | 4 | 0 | 4 | C | KPVS_SplitCase | 8 | 6 | 8 | 10 | BranchMin8_BranchMax10 | 8 | 2 | 10 | 24 | HeaderMin10_HeaderMax24 | 16 | 7 | 14
321 | 81 | 6019-7/8-4P-150HP KPVS | KPVS_6019-7/8_4P_150HP_15.81_BRZ | 2306.3 | 2306.3 | 9225.2 | 4 | 0 | 4 | C | KPVS_SplitCase | 8 | 6 | 8 | 10 | BranchMin8_BranchMax10 | 8 | 2 | 10 | 24 | HeaderMin10_HeaderMax24 | 18 | 7 | 14
321 | 81 | 6019-7/8-4P-150HP KPVS | KPVS_6019-7/8_4P_150HP_15.81_BRZ | 2306.3 | 2306.3 | 9225.2 | 4 | 0 | 4 | C | KPVS_SplitCase | 8 | 6 | 8 | 10 | BranchMin8_BranchMax10 | 8 | 2 | 10 | 24 | HeaderMin10_HeaderMax24 | 20 | 7 | 14
321 | 81 | 6019-7/8-4P-150HP KPVS | KPVS_6019-7/8_4P_150HP_15.81_BRZ | 2306.3 | 2306.3 | 9225.2 | 4 | 0 | 4 | C | KPVS_SplitCase | 8 | 6 | 8 | 10 | BranchMin8_BranchMax10 | 8 | 2 | 10 | 24 | HeaderMin10_HeaderMax24 | 24 | 7 | 14
321 | 81 | 6019-7/8-4P-150HP KPVS | KPVS_6019-7/8_4P_150HP_15.81_BRZ | 2306.3 | 2306.3 | 9225.2 | 4 | 0 | 4 | C | KPVS_SplitCase | 8 | 6 | 8 | 10 | BranchMin8_BranchMax10 | 10 | 2 | 10 | 24 | HeaderMin10_HeaderMax24 | 10 | 7 | 14 | [29 empty] | INVALID
321 | 81 | 6019-7/8-4P-150HP KPVS | KPVS_6019-7/8_4P_150HP_15.81_BRZ | 2306.3 | 2306.3 | 9225.2 | 4 | 0 | 4 | C | KPVS_SplitCase | 8 | 6 | 8 | 10 | BranchMin8_BranchMax10 | 10 | 2 | 10 | 24 | HeaderMin10_HeaderMax24 | 12 | 7 | 14
321 | 81 | 6019-7/8-4P-150HP KPVS | KPVS_6019-7/8_4P_150HP_15.81_BRZ | 2306.3 | 2306.3 | 9225.2 | 4 | 0 | 4 | C | KPVS_SplitCase | 8 | 6 | 8 | 10 | BranchMin8_BranchMax10 | 10 | 2 | 10 | 24 | HeaderMin10_HeaderMax24 | 14 | 7 | 14
321 | 81 | 6019-7/8-4P-150HP KPVS | KPVS_6019-7/8_4P_150HP_15.81_BRZ | 2306.3 | 2306.3 | 9225.2 | 4 | 0 | 4 | C | KPVS_SplitCase | 8 | 6 | 8 | 10 | BranchMin8_BranchMax10 | 10 | 2 | 10 | 24 | HeaderMin10_HeaderMax24 | 16 | 7 | 14
321 | 81 | 6019-7/8-4P-150HP KPVS | KPVS_6019-7/8_4P_150HP_15.81_BRZ | 2306.3 | 2306.3 | 9225.2 | 4 | 0 | 4 | C | KPVS_SplitCase | 8 | 6 | 8 | 10 | BranchMin8_BranchMax10 | 10 | 2 | 10 | 24 | HeaderMin10_HeaderMax24 | 18 | 7 | 14
321 | 81 | 6019-7/8-4P-150HP KPVS | KPVS_6019-7/8_4P_150HP_15.81_BRZ | 2306.3 | 2306.3 | 9225.2 | 4 | 0 | 4 | C | KPVS_SplitCase | 8 | 6 | 8 | 10 | BranchMin8_BranchMax10 | 10 | 2 | 10 | 24 | HeaderMin10_HeaderMax24 | 20 | 7 | 14
321 | 81 | 6019-7/8-4P-150HP KPVS | KPVS_6019-7/8_4P_150HP_15.81_BRZ | 2306.3 | 2306.3 | 9225.2 | 4 | 0 | 4 | C | KPVS_SplitCase | 8 | 6 | 8 | 10 | BranchMin8_BranchMax10 | 10 | 2 | 10 | 24 | HeaderMin10_HeaderMax24 | 24 | 7 | 14
322 | 82 | 6019-7/8-4P-200HP KPVS | KPVS_6019-7/8_4P_200HP_17.26_BRZ | 2615.2 | 2615.2 | 10460.8 | 4 | 0 | 4 | C | KPVS_SplitCase | 8 | 6 | 8 | 12 | BranchMin8_BranchMax12 | 8 | 3 | 10 | 24 | HeaderMin10_HeaderMax24 | 10 | 7 | 21
322 | 82 | 6019-7/8-4P-200HP KPVS | KPVS_6019-7/8_4P_200HP_17.26_BRZ | 2615.2 | 2615.2 | 10460.8 | 4 | 0 | 4 | C | KPVS_SplitCase | 8 | 6 | 8 | 12 | BranchMin8_BranchMax12 | 8 | 3 | 10 | 24 | HeaderMin10_HeaderMax24 | 12 | 7 | 21
322 | 82 | 6019-7/8-4P-200HP KPVS | KPVS_6019-7/8_4P_200HP_17.26_BRZ | 2615.2 | 2615.2 | 10460.8 | 4 | 0 | 4 | C | KPVS_SplitCase | 8 | 6 | 8 | 12 | BranchMin8_BranchMax12 | 8 | 3 | 10 | 24 | HeaderMin10_HeaderMax24 | 14 | 7 | 21
322 | 82 | 6019-7/8-4P-200HP KPVS | KPVS_6019-7/8_4P_200HP_17.26_BRZ | 2615.2 | 2615.2 | 10460.8 | 4 | 0 | 4 | C | KPVS_SplitCase | 8 | 6 | 8 | 12 | BranchMin8_BranchMax12 | 8 | 3 | 10 | 24 | HeaderMin10_HeaderMax24 | 16 | 7 | 21
322 | 82 | 6019-7/8-4P-200HP KPVS | KPVS_6019-7/8_4P_200HP_17.26_BRZ | 2615.2 | 2615.2 | 10460.8 | 4 | 0 | 4 | C | KPVS_SplitCase | 8 | 6 | 8 | 12 | BranchMin8_BranchMax12 | 8 | 3 | 10 | 24 | HeaderMin10_HeaderMax24 | 18 | 7 | 21
322 | 82 | 6019-7/8-4P-200HP KPVS | KPVS_6019-7/8_4P_200HP_17.26_BRZ | 2615.2 | 2615.2 | 10460.8 | 4 | 0 | 4 | C | KPVS_SplitCase | 8 | 6 | 8 | 12 | BranchMin8_BranchMax12 | 8 | 3 | 10 | 24 | HeaderMin10_HeaderMax24 | 20 | 7 | 21
322 | 82 | 6019-7/8-4P-200HP KPVS | KPVS_6019-7/8_4P_200HP_17.26_BRZ | 2615.2 | 2615.2 | 10460.8 | 4 | 0 | 4 | C | KPVS_SplitCase | 8 | 6 | 8 | 12 | BranchMin8_BranchMax12 | 8 | 3 | 10 | 24 | HeaderMin10_HeaderMax24 | 24 | 7 | 21
322 | 82 | 6019-7/8-4P-200HP KPVS | KPVS_6019-7/8_4P_200HP_17.26_BRZ | 2615.2 | 2615.2 | 10460.8 | 4 | 0 | 4 | C | KPVS_SplitCase | 8 | 6 | 8 | 12 | BranchMin8_BranchMax12 | 10 | 3 | 10 | 24 | HeaderMin10_HeaderMax24 | 10 | 7 | 21 | [29 empty] | INVALID
322 | 82 | 6019-7/8-4P-200HP KPVS | KPVS_6019-7/8_4P_200HP_17.26_BRZ | 2615.2 | 2615.2 | 10460.8 | 4 | 0 | 4 | C | KPVS_SplitCase | 8 | 6 | 8 | 12 | BranchMin8_BranchMax12 | 10 | 3 | 10 | 24 | HeaderMin10_HeaderMax24 | 12 | 7 | 21
322 | 82 | 6019-7/8-4P-200HP KPVS | KPVS_6019-7/8_4P_200HP_17.26_BRZ | 2615.2 | 2615.2 | 10460.8 | 4 | 0 | 4 | C | KPVS_SplitCase | 8 | 6 | 8 | 12 | BranchMin8_BranchMax12 | 10 | 3 | 10 | 24 | HeaderMin10_HeaderMax24 | 14 | 7 | 21
322 | 82 | 6019-7/8-4P-200HP KPVS | KPVS_6019-7/8_4P_200HP_17.26_BRZ | 2615.2 | 2615.2 | 10460.8 | 4 | 0 | 4 | C | KPVS_SplitCase | 8 | 6 | 8 | 12 | BranchMin8_BranchMax12 | 10 | 3 | 10 | 24 | HeaderMin10_HeaderMax24 | 16 | 7 | 21
322 | 82 | 6019-7/8-4P-200HP KPVS | KPVS_6019-7/8_4P_200HP_17.26_BRZ | 2615.2 | 2615.2 | 10460.8 | 4 | 0 | 4 | C | KPVS_SplitCase | 8 | 6 | 8 | 12 | BranchMin8_BranchMax12 | 10 | 3 | 10 | 24 | HeaderMin10_HeaderMax24 | 18 | 7 | 21
322 | 82 | 6019-7/8-4P-200HP KPVS | KPVS_6019-7/8_4P_200HP_17.26_BRZ | 2615.2 | 2615.2 | 10460.8 | 4 | 0 | 4 | C | KPVS_SplitCase | 8 | 6 | 8 | 12 | BranchMin8_BranchMax12 | 10 | 3 | 10 | 24 | HeaderMin10_HeaderMax24 | 20 | 7 | 21
322 | 82 | 6019-7/8-4P-200HP KPVS | KPVS_6019-7/8_4P_200HP_17.26_BRZ | 2615.2 | 2615.2 | 10460.8 | 4 | 0 | 4 | C | KPVS_SplitCase | 8 | 6 | 8 | 12 | BranchMin8_BranchMax12 | 10 | 3 | 10 | 24 | HeaderMin10_HeaderMax24 | 24 | 7 | 21
322 | 82 | 6019-7/8-4P-200HP KPVS | KPVS_6019-7/8_4P_200HP_17.26_BRZ | 2615.2 | 2615.2 | 10460.8 | 4 | 0 | 4 | C | KPVS_SplitCase | 8 | 6 | 8 | 12 | BranchMin8_BranchMax12 | 12 | 3 | 10 | 24 | HeaderMin10_HeaderMax24 | 10 | 7 | 21 | [29 empty] | INVALID
322 | 82 | 6019-7/8-4P-200HP KPVS | KPVS_6019-7/8_4P_200HP_17.26_BRZ | 2615.2 | 2615.2 | 10460.8 | 4 | 0 | 4 | C | KPVS_SplitCase | 8 | 6 | 8 | 12 | BranchMin8_BranchMax12 | 12 | 3 | 10 | 24 | HeaderMin10_HeaderMax24 | 12 | 7 | 21 | [29 empty] | INVALID
322 | 82 | 6019-7/8-4P-200HP KPVS | KPVS_6019-7/8_4P_200HP_17.26_BRZ | 2615.2 | 2615.2 | 10460.8 | 4 | 0 | 4 | C | KPVS_SplitCase | 8 | 6 | 8 | 12 | BranchMin8_BranchMax12 | 12 | 3 | 10 | 24 | HeaderMin10_HeaderMax24 | 14 | 7 | 21
322 | 82 | 6019-7/8-4P-200HP KPVS | KPVS_6019-7/8_4P_200HP_17.26_BRZ | 2615.2 | 2615.2 | 10460.8 | 4 | 0 | 4 | C | KPVS_SplitCase | 8 | 6 | 8 | 12 | BranchMin8_BranchMax12 | 12 | 3 | 10 | 24 | HeaderMin10_HeaderMax24 | 16 | 7 | 21
322 | 82 | 6019-7/8-4P-200HP KPVS | KPVS_6019-7/8_4P_200HP_17.26_BRZ | 2615.2 | 2615.2 | 10460.8 | 4 | 0 | 4 | C | KPVS_SplitCase | 8 | 6 | 8 | 12 | BranchMin8_BranchMax12 | 12 | 3 | 10 | 24 | HeaderMin10_HeaderMax24 | 18 | 7 | 21
322 | 82 | 6019-7/8-4P-200HP KPVS | KPVS_6019-7/8_4P_200HP_17.26_BRZ | 2615.2 | 2615.2 | 10460.8 | 4 | 0 | 4 | C | KPVS_SplitCase | 8 | 6 | 8 | 12 | BranchMin8_BranchMax12 | 12 | 3 | 10 | 24 | HeaderMin10_HeaderMax24 | 20 | 7 | 21
322 | 82 | 6019-7/8-4P-200HP KPVS | KPVS_6019-7/8_4P_200HP_17.26_BRZ | 2615.2 | 2615.2 | 10460.8 | 4 | 0 | 4 | C | KPVS_SplitCase | 8 | 6 | 8 | 12 | BranchMin8_BranchMax12 | 12 | 3 | 10 | 24 | HeaderMin10_HeaderMax24 | 24 | 7 | 21
323 | 83 | 6019-7/8-4P-250HP KPVS | KPVS_6019-7/8_4P_250HP_18.44_BRZ | 2874.5 | 2874.5 | 11498 | 4 | 0 | 4 | C | KPVS_SplitCase | 8 | 6 | 8 | 12 | BranchMin8_BranchMax12 | 8 | 3 | 10 | 24 | HeaderMin10_HeaderMax24 | 10 | 7 | 21
323 | 83 | 6019-7/8-4P-250HP KPVS | KPVS_6019-7/8_4P_250HP_18.44_BRZ | 2874.5 | 2874.5 | 11498 | 4 | 0 | 4 | C | KPVS_SplitCase | 8 | 6 | 8 | 12 | BranchMin8_BranchMax12 | 8 | 3 | 10 | 24 | HeaderMin10_HeaderMax24 | 12 | 7 | 21
323 | 83 | 6019-7/8-4P-250HP KPVS | KPVS_6019-7/8_4P_250HP_18.44_BRZ | 2874.5 | 2874.5 | 11498 | 4 | 0 | 4 | C | KPVS_SplitCase | 8 | 6 | 8 | 12 | BranchMin8_BranchMax12 | 8 | 3 | 10 | 24 | HeaderMin10_HeaderMax24 | 14 | 7 | 21
323 | 83 | 6019-7/8-4P-250HP KPVS | KPVS_6019-7/8_4P_250HP_18.44_BRZ | 2874.5 | 2874.5 | 11498 | 4 | 0 | 4 | C | KPVS_SplitCase | 8 | 6 | 8 | 12 | BranchMin8_BranchMax12 | 8 | 3 | 10 | 24 | HeaderMin10_HeaderMax24 | 16 | 7 | 21
323 | 83 | 6019-7/8-4P-250HP KPVS | KPVS_6019-7/8_4P_250HP_18.44_BRZ | 2874.5 | 2874.5 | 11498 | 4 | 0 | 4 | C | KPVS_SplitCase | 8 | 6 | 8 | 12 | BranchMin8_BranchMax12 | 8 | 3 | 10 | 24 | HeaderMin10_HeaderMax24 | 18 | 7 | 21
323 | 83 | 6019-7/8-4P-250HP KPVS | KPVS_6019-7/8_4P_250HP_18.44_BRZ | 2874.5 | 2874.5 | 11498 | 4 | 0 | 4 | C | KPVS_SplitCase | 8 | 6 | 8 | 12 | BranchMin8_BranchMax12 | 8 | 3 | 10 | 24 | HeaderMin10_HeaderMax24 | 20 | 7 | 21
323 | 83 | 6019-7/8-4P-250HP KPVS | KPVS_6019-7/8_4P_250HP_18.44_BRZ | 2874.5 | 2874.5 | 11498 | 4 | 0 | 4 | C | KPVS_SplitCase | 8 | 6 | 8 | 12 | BranchMin8_BranchMax12 | 8 | 3 | 10 | 24 | HeaderMin10_HeaderMax24 | 24 | 7 | 21
323 | 83 | 6019-7/8-4P-250HP KPVS | KPVS_6019-7/8_4P_250HP_18.44_BRZ | 2874.5 | 2874.5 | 11498 | 4 | 0 | 4 | C | KPVS_SplitCase | 8 | 6 | 8 | 12 | BranchMin8_BranchMax12 | 10 | 3 | 10 | 24 | HeaderMin10_HeaderMax24 | 10 | 7 | 21 | [29 empty] | INVALID
323 | 83 | 6019-7/8-4P-250HP KPVS | KPVS_6019-7/8_4P_250HP_18.44_BRZ | 2874.5 | 2874.5 | 11498 | 4 | 0 | 4 | C | KPVS_SplitCase | 8 | 6 | 8 | 12 | BranchMin8_BranchMax12 | 10 | 3 | 10 | 24 | HeaderMin10_HeaderMax24 | 12 | 7 | 21
323 | 83 | 6019-7/8-4P-250HP KPVS | KPVS_6019-7/8_4P_250HP_18.44_BRZ | 2874.5 | 2874.5 | 11498 | 4 | 0 | 4 | C | KPVS_SplitCase | 8 | 6 | 8 | 12 | BranchMin8_BranchMax12 | 10 | 3 | 10 | 24 | HeaderMin10_HeaderMax24 | 14 | 7 | 21
323 | 83 | 6019-7/8-4P-250HP KPVS | KPVS_6019-7/8_4P_250HP_18.44_BRZ | 2874.5 | 2874.5 | 11498 | 4 | 0 | 4 | C | KPVS_SplitCase | 8 | 6 | 8 | 12 | BranchMin8_BranchMax12 | 10 | 3 | 10 | 24 | HeaderMin10_HeaderMax24 | 16 | 7 | 21
323 | 83 | 6019-7/8-4P-250HP KPVS | KPVS_6019-7/8_4P_250HP_18.44_BRZ | 2874.5 | 2874.5 | 11498 | 4 | 0 | 4 | C | KPVS_SplitCase | 8 | 6 | 8 | 12 | BranchMin8_BranchMax12 | 10 | 3 | 10 | 24 | HeaderMin10_HeaderMax24 | 18 | 7 | 21
323 | 83 | 6019-7/8-4P-250HP KPVS | KPVS_6019-7/8_4P_250HP_18.44_BRZ | 2874.5 | 2874.5 | 11498 | 4 | 0 | 4 | C | KPVS_SplitCase | 8 | 6 | 8 | 12 | BranchMin8_BranchMax12 | 10 | 3 | 10 | 24 | HeaderMin10_HeaderMax24 | 20 | 7 | 21
323 | 83 | 6019-7/8-4P-250HP KPVS | KPVS_6019-7/8_4P_250HP_18.44_BRZ | 2874.5 | 2874.5 | 11498 | 4 | 0 | 4 | C | KPVS_SplitCase | 8 | 6 | 8 | 12 | BranchMin8_BranchMax12 | 10 | 3 | 10 | 24 | HeaderMin10_HeaderMax24 | 24 | 7 | 21
323 | 83 | 6019-7/8-4P-250HP KPVS | KPVS_6019-7/8_4P_250HP_18.44_BRZ | 2874.5 | 2874.5 | 11498 | 4 | 0 | 4 | C | KPVS_SplitCase | 8 | 6 | 8 | 12 | BranchMin8_BranchMax12 | 12 | 3 | 10 | 24 | HeaderMin10_HeaderMax24 | 10 | 7 | 21 | [29 empty] | INVALID
323 | 83 | 6019-7/8-4P-250HP KPVS | KPVS_6019-7/8_4P_250HP_18.44_BRZ | 2874.5 | 2874.5 | 11498 | 4 | 0 | 4 | C | KPVS_SplitCase | 8 | 6 | 8 | 12 | BranchMin8_BranchMax12 | 12 | 3 | 10 | 24 | HeaderMin10_HeaderMax24 | 12 | 7 | 21 | [29 empty] | INVALID
323 | 83 | 6019-7/8-4P-250HP KPVS | KPVS_6019-7/8_4P_250HP_18.44_BRZ | 2874.5 | 2874.5 | 11498 | 4 | 0 | 4 | C | KPVS_SplitCase | 8 | 6 | 8 | 12 | BranchMin8_BranchMax12 | 12 | 3 | 10 | 24 | HeaderMin10_HeaderMax24 | 14 | 7 | 21
323 | 83 | 6019-7/8-4P-250HP KPVS | KPVS_6019-7/8_4P_250HP_18.44_BRZ | 2874.5 | 2874.5 | 11498 | 4 | 0 | 4 | C | KPVS_SplitCase | 8 | 6 | 8 | 12 | BranchMin8_BranchMax12 | 12 | 3 | 10 | 24 | HeaderMin10_HeaderMax24 | 16 | 7 | 21
323 | 83 | 6019-7/8-4P-250HP KPVS | KPVS_6019-7/8_4P_250HP_18.44_BRZ | 2874.5 | 2874.5 | 11498 | 4 | 0 | 4 | C | KPVS_SplitCase | 8 | 6 | 8 | 12 | BranchMin8_BranchMax12 | 12 | 3 | 10 | 24 | HeaderMin10_HeaderMax24 | 18 | 7 | 21
323 | 83 | 6019-7/8-4P-250HP KPVS | KPVS_6019-7/8_4P_250HP_18.44_BRZ | 2874.5 | 2874.5 | 11498 | 4 | 0 | 4 | C | KPVS_SplitCase | 8 | 6 | 8 | 12 | BranchMin8_BranchMax12 | 12 | 3 | 10 | 24 | HeaderMin10_HeaderMax24 | 20 | 7 | 21
323 | 83 | 6019-7/8-4P-250HP KPVS | KPVS_6019-7/8_4P_250HP_18.44_BRZ | 2874.5 | 2874.5 | 11498 | 4 | 0 | 4 | C | KPVS_SplitCase | 8 | 6 | 8 | 12 | BranchMin8_BranchMax12 | 12 | 3 | 10 | 24 | HeaderMin10_HeaderMax24 | 24 | 7 | 21
324 | 84 | 6019-7/8-4P-300HP KPVS | KPVS_6019-7/8_4P_300HP_19.00_BRZ | 3000 | 3000 | 12000 | 4 | 0 | 4 | C | KPVS_SplitCase | 8 | 6 | 8 | 12 | BranchMin8_BranchMax12 | 8 | 3 | 10 | 24 | HeaderMin10_HeaderMax24 | 10 | 7 | 21
324 | 84 | 6019-7/8-4P-300HP KPVS | KPVS_6019-7/8_4P_300HP_19.00_BRZ | 3000 | 3000 | 12000 | 4 | 0 | 4 | C | KPVS_SplitCase | 8 | 6 | 8 | 12 | BranchMin8_BranchMax12 | 8 | 3 | 10 | 24 | HeaderMin10_HeaderMax24 | 12 | 7 | 21
324 | 84 | 6019-7/8-4P-300HP KPVS | KPVS_6019-7/8_4P_300HP_19.00_BRZ | 3000 | 3000 | 12000 | 4 | 0 | 4 | C | KPVS_SplitCase | 8 | 6 | 8 | 12 | BranchMin8_BranchMax12 | 8 | 3 | 10 | 24 | HeaderMin10_HeaderMax24 | 14 | 7 | 21
324 | 84 | 6019-7/8-4P-300HP KPVS | KPVS_6019-7/8_4P_300HP_19.00_BRZ | 3000 | 3000 | 12000 | 4 | 0 | 4 | C | KPVS_SplitCase | 8 | 6 | 8 | 12 | BranchMin8_BranchMax12 | 8 | 3 | 10 | 24 | HeaderMin10_HeaderMax24 | 16 | 7 | 21
324 | 84 | 6019-7/8-4P-300HP KPVS | KPVS_6019-7/8_4P_300HP_19.00_BRZ | 3000 | 3000 | 12000 | 4 | 0 | 4 | C | KPVS_SplitCase | 8 | 6 | 8 | 12 | BranchMin8_BranchMax12 | 8 | 3 | 10 | 24 | HeaderMin10_HeaderMax24 | 18 | 7 | 21
324 | 84 | 6019-7/8-4P-300HP KPVS | KPVS_6019-7/8_4P_300HP_19.00_BRZ | 3000 | 3000 | 12000 | 4 | 0 | 4 | C | KPVS_SplitCase | 8 | 6 | 8 | 12 | BranchMin8_BranchMax12 | 8 | 3 | 10 | 24 | HeaderMin10_HeaderMax24 | 20 | 7 | 21
324 | 84 | 6019-7/8-4P-300HP KPVS | KPVS_6019-7/8_4P_300HP_19.00_BRZ | 3000 | 3000 | 12000 | 4 | 0 | 4 | C | KPVS_SplitCase | 8 | 6 | 8 | 12 | BranchMin8_BranchMax12 | 8 | 3 | 10 | 24 | HeaderMin10_HeaderMax24 | 24 | 7 | 21
324 | 84 | 6019-7/8-4P-300HP KPVS | KPVS_6019-7/8_4P_300HP_19.00_BRZ | 3000 | 3000 | 12000 | 4 | 0 | 4 | C | KPVS_SplitCase | 8 | 6 | 8 | 12 | BranchMin8_BranchMax12 | 10 | 3 | 10 | 24 | HeaderMin10_HeaderMax24 | 10 | 7 | 21 | [29 empty] | INVALID
324 | 84 | 6019-7/8-4P-300HP KPVS | KPVS_6019-7/8_4P_300HP_19.00_BRZ | 3000 | 3000 | 12000 | 4 | 0 | 4 | C | KPVS_SplitCase | 8 | 6 | 8 | 12 | BranchMin8_BranchMax12 | 10 | 3 | 10 | 24 | HeaderMin10_HeaderMax24 | 12 | 7 | 21
324 | 84 | 6019-7/8-4P-300HP KPVS | KPVS_6019-7/8_4P_300HP_19.00_BRZ | 3000 | 3000 | 12000 | 4 | 0 | 4 | C | KPVS_SplitCase | 8 | 6 | 8 | 12 | BranchMin8_BranchMax12 | 10 | 3 | 10 | 24 | HeaderMin10_HeaderMax24 | 14 | 7 | 21
324 | 84 | 6019-7/8-4P-300HP KPVS | KPVS_6019-7/8_4P_300HP_19.00_BRZ | 3000 | 3000 | 12000 | 4 | 0 | 4 | C | KPVS_SplitCase | 8 | 6 | 8 | 12 | BranchMin8_BranchMax12 | 10 | 3 | 10 | 24 | HeaderMin10_HeaderMax24 | 16 | 7 | 21
324 | 84 | 6019-7/8-4P-300HP KPVS | KPVS_6019-7/8_4P_300HP_19.00_BRZ | 3000 | 3000 | 12000 | 4 | 0 | 4 | C | KPVS_SplitCase | 8 | 6 | 8 | 12 | BranchMin8_BranchMax12 | 10 | 3 | 10 | 24 | HeaderMin10_HeaderMax24 | 18 | 7 | 21
324 | 84 | 6019-7/8-4P-300HP KPVS | KPVS_6019-7/8_4P_300HP_19.00_BRZ | 3000 | 3000 | 12000 | 4 | 0 | 4 | C | KPVS_SplitCase | 8 | 6 | 8 | 12 | BranchMin8_BranchMax12 | 10 | 3 | 10 | 24 | HeaderMin10_HeaderMax24 | 20 | 7 | 21
324 | 84 | 6019-7/8-4P-300HP KPVS | KPVS_6019-7/8_4P_300HP_19.00_BRZ | 3000 | 3000 | 12000 | 4 | 0 | 4 | C | KPVS_SplitCase | 8 | 6 | 8 | 12 | BranchMin8_BranchMax12 | 10 | 3 | 10 | 24 | HeaderMin10_HeaderMax24 | 24 | 7 | 21
324 | 84 | 6019-7/8-4P-300HP KPVS | KPVS_6019-7/8_4P_300HP_19.00_BRZ | 3000 | 3000 | 12000 | 4 | 0 | 4 | C | KPVS_SplitCase | 8 | 6 | 8 | 12 | BranchMin8_BranchMax12 | 12 | 3 | 10 | 24 | HeaderMin10_HeaderMax24 | 10 | 7 | 21 | [29 empty] | INVALID
324 | 84 | 6019-7/8-4P-300HP KPVS | KPVS_6019-7/8_4P_300HP_19.00_BRZ | 3000 | 3000 | 12000 | 4 | 0 | 4 | C | KPVS_SplitCase | 8 | 6 | 8 | 12 | BranchMin8_BranchMax12 | 12 | 3 | 10 | 24 | HeaderMin10_HeaderMax24 | 12 | 7 | 21 | [29 empty] | INVALID
324 | 84 | 6019-7/8-4P-300HP KPVS | KPVS_6019-7/8_4P_300HP_19.00_BRZ | 3000 | 3000 | 12000 | 4 | 0 | 4 | C | KPVS_SplitCase | 8 | 6 | 8 | 12 | BranchMin8_BranchMax12 | 12 | 3 | 10 | 24 | HeaderMin10_HeaderMax24 | 14 | 7 | 21
324 | 84 | 6019-7/8-4P-300HP KPVS | KPVS_6019-7/8_4P_300HP_19.00_BRZ | 3000 | 3000 | 12000 | 4 | 0 | 4 | C | KPVS_SplitCase | 8 | 6 | 8 | 12 | BranchMin8_BranchMax12 | 12 | 3 | 10 | 24 | HeaderMin10_HeaderMax24 | 16 | 7 | 21
324 | 84 | 6019-7/8-4P-300HP KPVS | KPVS_6019-7/8_4P_300HP_19.00_BRZ | 3000 | 3000 | 12000 | 4 | 0 | 4 | C | KPVS_SplitCase | 8 | 6 | 8 | 12 | BranchMin8_BranchMax12 | 12 | 3 | 10 | 24 | HeaderMin10_HeaderMax24 | 18 | 7 | 21
324 | 84 | 6019-7/8-4P-300HP KPVS | KPVS_6019-7/8_4P_300HP_19.00_BRZ | 3000 | 3000 | 12000 | 4 | 0 | 4 | C | KPVS_SplitCase | 8 | 6 | 8 | 12 | BranchMin8_BranchMax12 | 12 | 3 | 10 | 24 | HeaderMin10_HeaderMax24 | 20 | 7 | 21
324 | 84 | 6019-7/8-4P-300HP KPVS | KPVS_6019-7/8_4P_300HP_19.00_BRZ | 3000 | 3000 | 12000 | 4 | 0 | 4 | C | KPVS_SplitCase | 8 | 6 | 8 | 12 | BranchMin8_BranchMax12 | 12 | 3 | 10 | 24 | HeaderMin10_HeaderMax24 | 24 | 7 | 21
325 | 85 | 8012-5/6-4P-30HP KPVS | KPVS_8012-5/6_4P_30HP_7.25_BRZ | 2655.1 | 2655.1 | 10620.4 | 4 | 0 | 4 | C | KPVS_SplitCase | 10 | 8 | 10 | 12 | BranchMin10_BranchMax12 | 10 | 2 | 12 | 24 | HeaderMin12_HeaderMax24 | 12 | 6 | 12
325 | 85 | 8012-5/6-4P-30HP KPVS | KPVS_8012-5/6_4P_30HP_7.25_BRZ | 2655.1 | 2655.1 | 10620.4 | 4 | 0 | 4 | C | KPVS_SplitCase | 10 | 8 | 10 | 12 | BranchMin10_BranchMax12 | 10 | 2 | 12 | 24 | HeaderMin12_HeaderMax24 | 14 | 6 | 12
325 | 85 | 8012-5/6-4P-30HP KPVS | KPVS_8012-5/6_4P_30HP_7.25_BRZ | 2655.1 | 2655.1 | 10620.4 | 4 | 0 | 4 | C | KPVS_SplitCase | 10 | 8 | 10 | 12 | BranchMin10_BranchMax12 | 10 | 2 | 12 | 24 | HeaderMin12_HeaderMax24 | 16 | 6 | 12
325 | 85 | 8012-5/6-4P-30HP KPVS | KPVS_8012-5/6_4P_30HP_7.25_BRZ | 2655.1 | 2655.1 | 10620.4 | 4 | 0 | 4 | C | KPVS_SplitCase | 10 | 8 | 10 | 12 | BranchMin10_BranchMax12 | 10 | 2 | 12 | 24 | HeaderMin12_HeaderMax24 | 18 | 6 | 12
325 | 85 | 8012-5/6-4P-30HP KPVS | KPVS_8012-5/6_4P_30HP_7.25_BRZ | 2655.1 | 2655.1 | 10620.4 | 4 | 0 | 4 | C | KPVS_SplitCase | 10 | 8 | 10 | 12 | BranchMin10_BranchMax12 | 10 | 2 | 12 | 24 | HeaderMin12_HeaderMax24 | 20 | 6 | 12
325 | 85 | 8012-5/6-4P-30HP KPVS | KPVS_8012-5/6_4P_30HP_7.25_BRZ | 2655.1 | 2655.1 | 10620.4 | 4 | 0 | 4 | C | KPVS_SplitCase | 10 | 8 | 10 | 12 | BranchMin10_BranchMax12 | 10 | 2 | 12 | 24 | HeaderMin12_HeaderMax24 | 24 | 6 | 12
325 | 85 | 8012-5/6-4P-30HP KPVS | KPVS_8012-5/6_4P_30HP_7.25_BRZ | 2655.1 | 2655.1 | 10620.4 | 4 | 0 | 4 | C | KPVS_SplitCase | 10 | 8 | 10 | 12 | BranchMin10_BranchMax12 | 12 | 2 | 12 | 24 | HeaderMin12_HeaderMax24 | 12 | 6 | 12 | [29 empty] | INVALID
325 | 85 | 8012-5/6-4P-30HP KPVS | KPVS_8012-5/6_4P_30HP_7.25_BRZ | 2655.1 | 2655.1 | 10620.4 | 4 | 0 | 4 | C | KPVS_SplitCase | 10 | 8 | 10 | 12 | BranchMin10_BranchMax12 | 12 | 2 | 12 | 24 | HeaderMin12_HeaderMax24 | 14 | 6 | 12
325 | 85 | 8012-5/6-4P-30HP KPVS | KPVS_8012-5/6_4P_30HP_7.25_BRZ | 2655.1 | 2655.1 | 10620.4 | 4 | 0 | 4 | C | KPVS_SplitCase | 10 | 8 | 10 | 12 | BranchMin10_BranchMax12 | 12 | 2 | 12 | 24 | HeaderMin12_HeaderMax24 | 16 | 6 | 12
325 | 85 | 8012-5/6-4P-30HP KPVS | KPVS_8012-5/6_4P_30HP_7.25_BRZ | 2655.1 | 2655.1 | 10620.4 | 4 | 0 | 4 | C | KPVS_SplitCase | 10 | 8 | 10 | 12 | BranchMin10_BranchMax12 | 12 | 2 | 12 | 24 | HeaderMin12_HeaderMax24 | 18 | 6 | 12
325 | 85 | 8012-5/6-4P-30HP KPVS | KPVS_8012-5/6_4P_30HP_7.25_BRZ | 2655.1 | 2655.1 | 10620.4 | 4 | 0 | 4 | C | KPVS_SplitCase | 10 | 8 | 10 | 12 | BranchMin10_BranchMax12 | 12 | 2 | 12 | 24 | HeaderMin12_HeaderMax24 | 20 | 6 | 12
325 | 85 | 8012-5/6-4P-30HP KPVS | KPVS_8012-5/6_4P_30HP_7.25_BRZ | 2655.1 | 2655.1 | 10620.4 | 4 | 0 | 4 | C | KPVS_SplitCase | 10 | 8 | 10 | 12 | BranchMin10_BranchMax12 | 12 | 2 | 12 | 24 | HeaderMin12_HeaderMax24 | 24 | 6 | 12
326 | 86 | 8012-5/6-4P-40HP KPVS | KPVS_8012-5/6_4P_40HP_8.36_BRZ | 3152.9 | 3152.9 | 12611.6 | 4 | 0 | 4 | C | KPVS_SplitCase | 10 | 8 | 10 | 12 | BranchMin10_BranchMax12 | 10 | 2 | 12 | 24 | HeaderMin12_HeaderMax24 | 12 | 6 | 12
326 | 86 | 8012-5/6-4P-40HP KPVS | KPVS_8012-5/6_4P_40HP_8.36_BRZ | 3152.9 | 3152.9 | 12611.6 | 4 | 0 | 4 | C | KPVS_SplitCase | 10 | 8 | 10 | 12 | BranchMin10_BranchMax12 | 10 | 2 | 12 | 24 | HeaderMin12_HeaderMax24 | 14 | 6 | 12
326 | 86 | 8012-5/6-4P-40HP KPVS | KPVS_8012-5/6_4P_40HP_8.36_BRZ | 3152.9 | 3152.9 | 12611.6 | 4 | 0 | 4 | C | KPVS_SplitCase | 10 | 8 | 10 | 12 | BranchMin10_BranchMax12 | 10 | 2 | 12 | 24 | HeaderMin12_HeaderMax24 | 16 | 6 | 12
326 | 86 | 8012-5/6-4P-40HP KPVS | KPVS_8012-5/6_4P_40HP_8.36_BRZ | 3152.9 | 3152.9 | 12611.6 | 4 | 0 | 4 | C | KPVS_SplitCase | 10 | 8 | 10 | 12 | BranchMin10_BranchMax12 | 10 | 2 | 12 | 24 | HeaderMin12_HeaderMax24 | 18 | 6 | 12
326 | 86 | 8012-5/6-4P-40HP KPVS | KPVS_8012-5/6_4P_40HP_8.36_BRZ | 3152.9 | 3152.9 | 12611.6 | 4 | 0 | 4 | C | KPVS_SplitCase | 10 | 8 | 10 | 12 | BranchMin10_BranchMax12 | 10 | 2 | 12 | 24 | HeaderMin12_HeaderMax24 | 20 | 6 | 12
326 | 86 | 8012-5/6-4P-40HP KPVS | KPVS_8012-5/6_4P_40HP_8.36_BRZ | 3152.9 | 3152.9 | 12611.6 | 4 | 0 | 4 | C | KPVS_SplitCase | 10 | 8 | 10 | 12 | BranchMin10_BranchMax12 | 10 | 2 | 12 | 24 | HeaderMin12_HeaderMax24 | 24 | 6 | 12
326 | 86 | 8012-5/6-4P-40HP KPVS | KPVS_8012-5/6_4P_40HP_8.36_BRZ | 3152.9 | 3152.9 | 12611.6 | 4 | 0 | 4 | C | KPVS_SplitCase | 10 | 8 | 10 | 12 | BranchMin10_BranchMax12 | 12 | 2 | 12 | 24 | HeaderMin12_HeaderMax24 | 12 | 6 | 12 | [29 empty] | INVALID
326 | 86 | 8012-5/6-4P-40HP KPVS | KPVS_8012-5/6_4P_40HP_8.36_BRZ | 3152.9 | 3152.9 | 12611.6 | 4 | 0 | 4 | C | KPVS_SplitCase | 10 | 8 | 10 | 12 | BranchMin10_BranchMax12 | 12 | 2 | 12 | 24 | HeaderMin12_HeaderMax24 | 14 | 6 | 12
326 | 86 | 8012-5/6-4P-40HP KPVS | KPVS_8012-5/6_4P_40HP_8.36_BRZ | 3152.9 | 3152.9 | 12611.6 | 4 | 0 | 4 | C | KPVS_SplitCase | 10 | 8 | 10 | 12 | BranchMin10_BranchMax12 | 12 | 2 | 12 | 24 | HeaderMin12_HeaderMax24 | 16 | 6 | 12
326 | 86 | 8012-5/6-4P-40HP KPVS | KPVS_8012-5/6_4P_40HP_8.36_BRZ | 3152.9 | 3152.9 | 12611.6 | 4 | 0 | 4 | C | KPVS_SplitCase | 10 | 8 | 10 | 12 | BranchMin10_BranchMax12 | 12 | 2 | 12 | 24 | HeaderMin12_HeaderMax24 | 18 | 6 | 12
326 | 86 | 8012-5/6-4P-40HP KPVS | KPVS_8012-5/6_4P_40HP_8.36_BRZ | 3152.9 | 3152.9 | 12611.6 | 4 | 0 | 4 | C | KPVS_SplitCase | 10 | 8 | 10 | 12 | BranchMin10_BranchMax12 | 12 | 2 | 12 | 24 | HeaderMin12_HeaderMax24 | 20 | 6 | 12
326 | 86 | 8012-5/6-4P-40HP KPVS | KPVS_8012-5/6_4P_40HP_8.36_BRZ | 3152.9 | 3152.9 | 12611.6 | 4 | 0 | 4 | C | KPVS_SplitCase | 10 | 8 | 10 | 12 | BranchMin10_BranchMax12 | 12 | 2 | 12 | 24 | HeaderMin12_HeaderMax24 | 24 | 6 | 12
327 | 87 | 8012-5/6-4P-50HP KPVS | KPVS_8012-5/6_4P_50HP_9.16_BRZ | 3509.4 | 3509.4 | 14037.6 | 4 | 0 | 4 | C | KPVS_SplitCase | 10 | 8 | 10 | 12 | BranchMin10_BranchMax12 | 10 | 2 | 12 | 24 | HeaderMin12_HeaderMax24 | 12 | 6 | 12
327 | 87 | 8012-5/6-4P-50HP KPVS | KPVS_8012-5/6_4P_50HP_9.16_BRZ | 3509.4 | 3509.4 | 14037.6 | 4 | 0 | 4 | C | KPVS_SplitCase | 10 | 8 | 10 | 12 | BranchMin10_BranchMax12 | 10 | 2 | 12 | 24 | HeaderMin12_HeaderMax24 | 14 | 6 | 12
327 | 87 | 8012-5/6-4P-50HP KPVS | KPVS_8012-5/6_4P_50HP_9.16_BRZ | 3509.4 | 3509.4 | 14037.6 | 4 | 0 | 4 | C | KPVS_SplitCase | 10 | 8 | 10 | 12 | BranchMin10_BranchMax12 | 10 | 2 | 12 | 24 | HeaderMin12_HeaderMax24 | 16 | 6 | 12
327 | 87 | 8012-5/6-4P-50HP KPVS | KPVS_8012-5/6_4P_50HP_9.16_BRZ | 3509.4 | 3509.4 | 14037.6 | 4 | 0 | 4 | C | KPVS_SplitCase | 10 | 8 | 10 | 12 | BranchMin10_BranchMax12 | 10 | 2 | 12 | 24 | HeaderMin12_HeaderMax24 | 18 | 6 | 12
327 | 87 | 8012-5/6-4P-50HP KPVS | KPVS_8012-5/6_4P_50HP_9.16_BRZ | 3509.4 | 3509.4 | 14037.6 | 4 | 0 | 4 | C | KPVS_SplitCase | 10 | 8 | 10 | 12 | BranchMin10_BranchMax12 | 10 | 2 | 12 | 24 | HeaderMin12_HeaderMax24 | 20 | 6 | 12
327 | 87 | 8012-5/6-4P-50HP KPVS | KPVS_8012-5/6_4P_50HP_9.16_BRZ | 3509.4 | 3509.4 | 14037.6 | 4 | 0 | 4 | C | KPVS_SplitCase | 10 | 8 | 10 | 12 | BranchMin10_BranchMax12 | 10 | 2 | 12 | 24 | HeaderMin12_HeaderMax24 | 24 | 6 | 12
327 | 87 | 8012-5/6-4P-50HP KPVS | KPVS_8012-5/6_4P_50HP_9.16_BRZ | 3509.4 | 3509.4 | 14037.6 | 4 | 0 | 4 | C | KPVS_SplitCase | 10 | 8 | 10 | 12 | BranchMin10_BranchMax12 | 12 | 2 | 12 | 24 | HeaderMin12_HeaderMax24 | 12 | 6 | 12 | [29 empty] | INVALID
327 | 87 | 8012-5/6-4P-50HP KPVS | KPVS_8012-5/6_4P_50HP_9.16_BRZ | 3509.4 | 3509.4 | 14037.6 | 4 | 0 | 4 | C | KPVS_SplitCase | 10 | 8 | 10 | 12 | BranchMin10_BranchMax12 | 12 | 2 | 12 | 24 | HeaderMin12_HeaderMax24 | 14 | 6 | 12
327 | 87 | 8012-5/6-4P-50HP KPVS | KPVS_8012-5/6_4P_50HP_9.16_BRZ | 3509.4 | 3509.4 | 14037.6 | 4 | 0 | 4 | C | KPVS_SplitCase | 10 | 8 | 10 | 12 | BranchMin10_BranchMax12 | 12 | 2 | 12 | 24 | HeaderMin12_HeaderMax24 | 16 | 6 | 12
327 | 87 | 8012-5/6-4P-50HP KPVS | KPVS_8012-5/6_4P_50HP_9.16_BRZ | 3509.4 | 3509.4 | 14037.6 | 4 | 0 | 4 | C | KPVS_SplitCase | 10 | 8 | 10 | 12 | BranchMin10_BranchMax12 | 12 | 2 | 12 | 24 | HeaderMin12_HeaderMax24 | 18 | 6 | 12
327 | 87 | 8012-5/6-4P-50HP KPVS | KPVS_8012-5/6_4P_50HP_9.16_BRZ | 3509.4 | 3509.4 | 14037.6 | 4 | 0 | 4 | C | KPVS_SplitCase | 10 | 8 | 10 | 12 | BranchMin10_BranchMax12 | 12 | 2 | 12 | 24 | HeaderMin12_HeaderMax24 | 20 | 6 | 12
327 | 87 | 8012-5/6-4P-50HP KPVS | KPVS_8012-5/6_4P_50HP_9.16_BRZ | 3509.4 | 3509.4 | 14037.6 | 4 | 0 | 4 | C | KPVS_SplitCase | 10 | 8 | 10 | 12 | BranchMin10_BranchMax12 | 12 | 2 | 12 | 24 | HeaderMin12_HeaderMax24 | 24 | 6 | 12
328 | 88 | 8012-5/6-4P-60HP KPVS | KPVS_8012-5/6_4P_60HP_9.76_BRZ | 3787.8 | 3787.8 | 15151.2 | 4 | 0 | 4 | C | KPVS_SplitCase | 10 | 8 | 10 | 14 | BranchMin10_BranchMax14 | 10 | 3 | 12 | 24 | HeaderMin12_HeaderMax24 | 12 | 6 | 18
328 | 88 | 8012-5/6-4P-60HP KPVS | KPVS_8012-5/6_4P_60HP_9.76_BRZ | 3787.8 | 3787.8 | 15151.2 | 4 | 0 | 4 | C | KPVS_SplitCase | 10 | 8 | 10 | 14 | BranchMin10_BranchMax14 | 10 | 3 | 12 | 24 | HeaderMin12_HeaderMax24 | 14 | 6 | 18
328 | 88 | 8012-5/6-4P-60HP KPVS | KPVS_8012-5/6_4P_60HP_9.76_BRZ | 3787.8 | 3787.8 | 15151.2 | 4 | 0 | 4 | C | KPVS_SplitCase | 10 | 8 | 10 | 14 | BranchMin10_BranchMax14 | 10 | 3 | 12 | 24 | HeaderMin12_HeaderMax24 | 16 | 6 | 18
328 | 88 | 8012-5/6-4P-60HP KPVS | KPVS_8012-5/6_4P_60HP_9.76_BRZ | 3787.8 | 3787.8 | 15151.2 | 4 | 0 | 4 | C | KPVS_SplitCase | 10 | 8 | 10 | 14 | BranchMin10_BranchMax14 | 10 | 3 | 12 | 24 | HeaderMin12_HeaderMax24 | 18 | 6 | 18
328 | 88 | 8012-5/6-4P-60HP KPVS | KPVS_8012-5/6_4P_60HP_9.76_BRZ | 3787.8 | 3787.8 | 15151.2 | 4 | 0 | 4 | C | KPVS_SplitCase | 10 | 8 | 10 | 14 | BranchMin10_BranchMax14 | 10 | 3 | 12 | 24 | HeaderMin12_HeaderMax24 | 20 | 6 | 18
328 | 88 | 8012-5/6-4P-60HP KPVS | KPVS_8012-5/6_4P_60HP_9.76_BRZ | 3787.8 | 3787.8 | 15151.2 | 4 | 0 | 4 | C | KPVS_SplitCase | 10 | 8 | 10 | 14 | BranchMin10_BranchMax14 | 10 | 3 | 12 | 24 | HeaderMin12_HeaderMax24 | 24 | 6 | 18
328 | 88 | 8012-5/6-4P-60HP KPVS | KPVS_8012-5/6_4P_60HP_9.76_BRZ | 3787.8 | 3787.8 | 15151.2 | 4 | 0 | 4 | C | KPVS_SplitCase | 10 | 8 | 10 | 14 | BranchMin10_BranchMax14 | 12 | 3 | 12 | 24 | HeaderMin12_HeaderMax24 | 12 | 6 | 18 | [29 empty] | INVALID
328 | 88 | 8012-5/6-4P-60HP KPVS | KPVS_8012-5/6_4P_60HP_9.76_BRZ | 3787.8 | 3787.8 | 15151.2 | 4 | 0 | 4 | C | KPVS_SplitCase | 10 | 8 | 10 | 14 | BranchMin10_BranchMax14 | 12 | 3 | 12 | 24 | HeaderMin12_HeaderMax24 | 14 | 6 | 18
328 | 88 | 8012-5/6-4P-60HP KPVS | KPVS_8012-5/6_4P_60HP_9.76_BRZ | 3787.8 | 3787.8 | 15151.2 | 4 | 0 | 4 | C | KPVS_SplitCase | 10 | 8 | 10 | 14 | BranchMin10_BranchMax14 | 12 | 3 | 12 | 24 | HeaderMin12_HeaderMax24 | 16 | 6 | 18
328 | 88 | 8012-5/6-4P-60HP KPVS | KPVS_8012-5/6_4P_60HP_9.76_BRZ | 3787.8 | 3787.8 | 15151.2 | 4 | 0 | 4 | C | KPVS_SplitCase | 10 | 8 | 10 | 14 | BranchMin10_BranchMax14 | 12 | 3 | 12 | 24 | HeaderMin12_HeaderMax24 | 18 | 6 | 18
328 | 88 | 8012-5/6-4P-60HP KPVS | KPVS_8012-5/6_4P_60HP_9.76_BRZ | 3787.8 | 3787.8 | 15151.2 | 4 | 0 | 4 | C | KPVS_SplitCase | 10 | 8 | 10 | 14 | BranchMin10_BranchMax14 | 12 | 3 | 12 | 24 | HeaderMin12_HeaderMax24 | 20 | 6 | 18
328 | 88 | 8012-5/6-4P-60HP KPVS | KPVS_8012-5/6_4P_60HP_9.76_BRZ | 3787.8 | 3787.8 | 15151.2 | 4 | 0 | 4 | C | KPVS_SplitCase | 10 | 8 | 10 | 14 | BranchMin10_BranchMax14 | 12 | 3 | 12 | 24 | HeaderMin12_HeaderMax24 | 24 | 6 | 18
328 | 88 | 8012-5/6-4P-60HP KPVS | KPVS_8012-5/6_4P_60HP_9.76_BRZ | 3787.8 | 3787.8 | 15151.2 | 4 | 0 | 4 | C | KPVS_SplitCase | 10 | 8 | 10 | 14 | BranchMin10_BranchMax14 | 14 | 3 | 12 | 24 | HeaderMin12_HeaderMax24 | 12 | 6 | 18 | [29 empty] | INVALID
328 | 88 | 8012-5/6-4P-60HP KPVS | KPVS_8012-5/6_4P_60HP_9.76_BRZ | 3787.8 | 3787.8 | 15151.2 | 4 | 0 | 4 | C | KPVS_SplitCase | 10 | 8 | 10 | 14 | BranchMin10_BranchMax14 | 14 | 3 | 12 | 24 | HeaderMin12_HeaderMax24 | 14 | 6 | 18 | [29 empty] | INVALID
328 | 88 | 8012-5/6-4P-60HP KPVS | KPVS_8012-5/6_4P_60HP_9.76_BRZ | 3787.8 | 3787.8 | 15151.2 | 4 | 0 | 4 | C | KPVS_SplitCase | 10 | 8 | 10 | 14 | BranchMin10_BranchMax14 | 14 | 3 | 12 | 24 | HeaderMin12_HeaderMax24 | 16 | 6 | 18
328 | 88 | 8012-5/6-4P-60HP KPVS | KPVS_8012-5/6_4P_60HP_9.76_BRZ | 3787.8 | 3787.8 | 15151.2 | 4 | 0 | 4 | C | KPVS_SplitCase | 10 | 8 | 10 | 14 | BranchMin10_BranchMax14 | 14 | 3 | 12 | 24 | HeaderMin12_HeaderMax24 | 18 | 6 | 18
328 | 88 | 8012-5/6-4P-60HP KPVS | KPVS_8012-5/6_4P_60HP_9.76_BRZ | 3787.8 | 3787.8 | 15151.2 | 4 | 0 | 4 | C | KPVS_SplitCase | 10 | 8 | 10 | 14 | BranchMin10_BranchMax14 | 14 | 3 | 12 | 24 | HeaderMin12_HeaderMax24 | 20 | 6 | 18
328 | 88 | 8012-5/6-4P-60HP KPVS | KPVS_8012-5/6_4P_60HP_9.76_BRZ | 3787.8 | 3787.8 | 15151.2 | 4 | 0 | 4 | C | KPVS_SplitCase | 10 | 8 | 10 | 14 | BranchMin10_BranchMax14 | 14 | 3 | 12 | 24 | HeaderMin12_HeaderMax24 | 24 | 6 | 18
329 | 89 | 8012-5/6-4P-75HP KPVS | KPVS_8012-5/6_4P_75HP_10.38_BRZ | 4118.9 | 4118.9 | 16475.6 | 4 | 0 | 4 | C | KPVS_SplitCase | 10 | 8 | 10 | 14 | BranchMin10_BranchMax14 | 10 | 3 | 12 | 24 | HeaderMin12_HeaderMax24 | 12 | 6 | 18
329 | 89 | 8012-5/6-4P-75HP KPVS | KPVS_8012-5/6_4P_75HP_10.38_BRZ | 4118.9 | 4118.9 | 16475.6 | 4 | 0 | 4 | C | KPVS_SplitCase | 10 | 8 | 10 | 14 | BranchMin10_BranchMax14 | 10 | 3 | 12 | 24 | HeaderMin12_HeaderMax24 | 14 | 6 | 18
329 | 89 | 8012-5/6-4P-75HP KPVS | KPVS_8012-5/6_4P_75HP_10.38_BRZ | 4118.9 | 4118.9 | 16475.6 | 4 | 0 | 4 | C | KPVS_SplitCase | 10 | 8 | 10 | 14 | BranchMin10_BranchMax14 | 10 | 3 | 12 | 24 | HeaderMin12_HeaderMax24 | 16 | 6 | 18
329 | 89 | 8012-5/6-4P-75HP KPVS | KPVS_8012-5/6_4P_75HP_10.38_BRZ | 4118.9 | 4118.9 | 16475.6 | 4 | 0 | 4 | C | KPVS_SplitCase | 10 | 8 | 10 | 14 | BranchMin10_BranchMax14 | 10 | 3 | 12 | 24 | HeaderMin12_HeaderMax24 | 18 | 6 | 18
329 | 89 | 8012-5/6-4P-75HP KPVS | KPVS_8012-5/6_4P_75HP_10.38_BRZ | 4118.9 | 4118.9 | 16475.6 | 4 | 0 | 4 | C | KPVS_SplitCase | 10 | 8 | 10 | 14 | BranchMin10_BranchMax14 | 10 | 3 | 12 | 24 | HeaderMin12_HeaderMax24 | 20 | 6 | 18
329 | 89 | 8012-5/6-4P-75HP KPVS | KPVS_8012-5/6_4P_75HP_10.38_BRZ | 4118.9 | 4118.9 | 16475.6 | 4 | 0 | 4 | C | KPVS_SplitCase | 10 | 8 | 10 | 14 | BranchMin10_BranchMax14 | 10 | 3 | 12 | 24 | HeaderMin12_HeaderMax24 | 24 | 6 | 18
329 | 89 | 8012-5/6-4P-75HP KPVS | KPVS_8012-5/6_4P_75HP_10.38_BRZ | 4118.9 | 4118.9 | 16475.6 | 4 | 0 | 4 | C | KPVS_SplitCase | 10 | 8 | 10 | 14 | BranchMin10_BranchMax14 | 12 | 3 | 12 | 24 | HeaderMin12_HeaderMax24 | 12 | 6 | 18 | [29 empty] | INVALID
329 | 89 | 8012-5/6-4P-75HP KPVS | KPVS_8012-5/6_4P_75HP_10.38_BRZ | 4118.9 | 4118.9 | 16475.6 | 4 | 0 | 4 | C | KPVS_SplitCase | 10 | 8 | 10 | 14 | BranchMin10_BranchMax14 | 12 | 3 | 12 | 24 | HeaderMin12_HeaderMax24 | 14 | 6 | 18
329 | 89 | 8012-5/6-4P-75HP KPVS | KPVS_8012-5/6_4P_75HP_10.38_BRZ | 4118.9 | 4118.9 | 16475.6 | 4 | 0 | 4 | C | KPVS_SplitCase | 10 | 8 | 10 | 14 | BranchMin10_BranchMax14 | 12 | 3 | 12 | 24 | HeaderMin12_HeaderMax24 | 16 | 6 | 18
329 | 89 | 8012-5/6-4P-75HP KPVS | KPVS_8012-5/6_4P_75HP_10.38_BRZ | 4118.9 | 4118.9 | 16475.6 | 4 | 0 | 4 | C | KPVS_SplitCase | 10 | 8 | 10 | 14 | BranchMin10_BranchMax14 | 12 | 3 | 12 | 24 | HeaderMin12_HeaderMax24 | 18 | 6 | 18
329 | 89 | 8012-5/6-4P-75HP KPVS | KPVS_8012-5/6_4P_75HP_10.38_BRZ | 4118.9 | 4118.9 | 16475.6 | 4 | 0 | 4 | C | KPVS_SplitCase | 10 | 8 | 10 | 14 | BranchMin10_BranchMax14 | 12 | 3 | 12 | 24 | HeaderMin12_HeaderMax24 | 20 | 6 | 18
329 | 89 | 8012-5/6-4P-75HP KPVS | KPVS_8012-5/6_4P_75HP_10.38_BRZ | 4118.9 | 4118.9 | 16475.6 | 4 | 0 | 4 | C | KPVS_SplitCase | 10 | 8 | 10 | 14 | BranchMin10_BranchMax14 | 12 | 3 | 12 | 24 | HeaderMin12_HeaderMax24 | 24 | 6 | 18
329 | 89 | 8012-5/6-4P-75HP KPVS | KPVS_8012-5/6_4P_75HP_10.38_BRZ | 4118.9 | 4118.9 | 16475.6 | 4 | 0 | 4 | C | KPVS_SplitCase | 10 | 8 | 10 | 14 | BranchMin10_BranchMax14 | 14 | 3 | 12 | 24 | HeaderMin12_HeaderMax24 | 12 | 6 | 18 | [29 empty] | INVALID
329 | 89 | 8012-5/6-4P-75HP KPVS | KPVS_8012-5/6_4P_75HP_10.38_BRZ | 4118.9 | 4118.9 | 16475.6 | 4 | 0 | 4 | C | KPVS_SplitCase | 10 | 8 | 10 | 14 | BranchMin10_BranchMax14 | 14 | 3 | 12 | 24 | HeaderMin12_HeaderMax24 | 14 | 6 | 18 | [29 empty] | INVALID
329 | 89 | 8012-5/6-4P-75HP KPVS | KPVS_8012-5/6_4P_75HP_10.38_BRZ | 4118.9 | 4118.9 | 16475.6 | 4 | 0 | 4 | C | KPVS_SplitCase | 10 | 8 | 10 | 14 | BranchMin10_BranchMax14 | 14 | 3 | 12 | 24 | HeaderMin12_HeaderMax24 | 16 | 6 | 18
329 | 89 | 8012-5/6-4P-75HP KPVS | KPVS_8012-5/6_4P_75HP_10.38_BRZ | 4118.9 | 4118.9 | 16475.6 | 4 | 0 | 4 | C | KPVS_SplitCase | 10 | 8 | 10 | 14 | BranchMin10_BranchMax14 | 14 | 3 | 12 | 24 | HeaderMin12_HeaderMax24 | 18 | 6 | 18
329 | 89 | 8012-5/6-4P-75HP KPVS | KPVS_8012-5/6_4P_75HP_10.38_BRZ | 4118.9 | 4118.9 | 16475.6 | 4 | 0 | 4 | C | KPVS_SplitCase | 10 | 8 | 10 | 14 | BranchMin10_BranchMax14 | 14 | 3 | 12 | 24 | HeaderMin12_HeaderMax24 | 20 | 6 | 18
329 | 89 | 8012-5/6-4P-75HP KPVS | KPVS_8012-5/6_4P_75HP_10.38_BRZ | 4118.9 | 4118.9 | 16475.6 | 4 | 0 | 4 | C | KPVS_SplitCase | 10 | 8 | 10 | 14 | BranchMin10_BranchMax14 | 14 | 3 | 12 | 24 | HeaderMin12_HeaderMax24 | 24 | 6 | 18
330 | 90 | 8012-5/6-4P-100HP KPVS | KPVS_8012-5/6_4P_100HP_11.25_BRZ | 4600.7 | 4600.7 | 18402.8 | 4 | 0 | 4 | C | KPVS_SplitCase | 10 | 8 | 10 | 16 | BranchMin10_BranchMax16 | 10 | 4 | 12 | 24 | HeaderMin12_HeaderMax24 | 12 | 6 | 24
330 | 90 | 8012-5/6-4P-100HP KPVS | KPVS_8012-5/6_4P_100HP_11.25_BRZ | 4600.7 | 4600.7 | 18402.8 | 4 | 0 | 4 | C | KPVS_SplitCase | 10 | 8 | 10 | 16 | BranchMin10_BranchMax16 | 10 | 4 | 12 | 24 | HeaderMin12_HeaderMax24 | 14 | 6 | 24
330 | 90 | 8012-5/6-4P-100HP KPVS | KPVS_8012-5/6_4P_100HP_11.25_BRZ | 4600.7 | 4600.7 | 18402.8 | 4 | 0 | 4 | C | KPVS_SplitCase | 10 | 8 | 10 | 16 | BranchMin10_BranchMax16 | 10 | 4 | 12 | 24 | HeaderMin12_HeaderMax24 | 16 | 6 | 24
330 | 90 | 8012-5/6-4P-100HP KPVS | KPVS_8012-5/6_4P_100HP_11.25_BRZ | 4600.7 | 4600.7 | 18402.8 | 4 | 0 | 4 | C | KPVS_SplitCase | 10 | 8 | 10 | 16 | BranchMin10_BranchMax16 | 10 | 4 | 12 | 24 | HeaderMin12_HeaderMax24 | 18 | 6 | 24
330 | 90 | 8012-5/6-4P-100HP KPVS | KPVS_8012-5/6_4P_100HP_11.25_BRZ | 4600.7 | 4600.7 | 18402.8 | 4 | 0 | 4 | C | KPVS_SplitCase | 10 | 8 | 10 | 16 | BranchMin10_BranchMax16 | 10 | 4 | 12 | 24 | HeaderMin12_HeaderMax24 | 20 | 6 | 24
330 | 90 | 8012-5/6-4P-100HP KPVS | KPVS_8012-5/6_4P_100HP_11.25_BRZ | 4600.7 | 4600.7 | 18402.8 | 4 | 0 | 4 | C | KPVS_SplitCase | 10 | 8 | 10 | 16 | BranchMin10_BranchMax16 | 10 | 4 | 12 | 24 | HeaderMin12_HeaderMax24 | 24 | 6 | 24
330 | 90 | 8012-5/6-4P-100HP KPVS | KPVS_8012-5/6_4P_100HP_11.25_BRZ | 4600.7 | 4600.7 | 18402.8 | 4 | 0 | 4 | C | KPVS_SplitCase | 10 | 8 | 10 | 16 | BranchMin10_BranchMax16 | 12 | 4 | 12 | 24 | HeaderMin12_HeaderMax24 | 12 | 6 | 24 | [29 empty] | INVALID
330 | 90 | 8012-5/6-4P-100HP KPVS | KPVS_8012-5/6_4P_100HP_11.25_BRZ | 4600.7 | 4600.7 | 18402.8 | 4 | 0 | 4 | C | KPVS_SplitCase | 10 | 8 | 10 | 16 | BranchMin10_BranchMax16 | 12 | 4 | 12 | 24 | HeaderMin12_HeaderMax24 | 14 | 6 | 24
330 | 90 | 8012-5/6-4P-100HP KPVS | KPVS_8012-5/6_4P_100HP_11.25_BRZ | 4600.7 | 4600.7 | 18402.8 | 4 | 0 | 4 | C | KPVS_SplitCase | 10 | 8 | 10 | 16 | BranchMin10_BranchMax16 | 12 | 4 | 12 | 24 | HeaderMin12_HeaderMax24 | 16 | 6 | 24
330 | 90 | 8012-5/6-4P-100HP KPVS | KPVS_8012-5/6_4P_100HP_11.25_BRZ | 4600.7 | 4600.7 | 18402.8 | 4 | 0 | 4 | C | KPVS_SplitCase | 10 | 8 | 10 | 16 | BranchMin10_BranchMax16 | 12 | 4 | 12 | 24 | HeaderMin12_HeaderMax24 | 18 | 6 | 24
330 | 90 | 8012-5/6-4P-100HP KPVS | KPVS_8012-5/6_4P_100HP_11.25_BRZ | 4600.7 | 4600.7 | 18402.8 | 4 | 0 | 4 | C | KPVS_SplitCase | 10 | 8 | 10 | 16 | BranchMin10_BranchMax16 | 12 | 4 | 12 | 24 | HeaderMin12_HeaderMax24 | 20 | 6 | 24
330 | 90 | 8012-5/6-4P-100HP KPVS | KPVS_8012-5/6_4P_100HP_11.25_BRZ | 4600.7 | 4600.7 | 18402.8 | 4 | 0 | 4 | C | KPVS_SplitCase | 10 | 8 | 10 | 16 | BranchMin10_BranchMax16 | 12 | 4 | 12 | 24 | HeaderMin12_HeaderMax24 | 24 | 6 | 24
330 | 90 | 8012-5/6-4P-100HP KPVS | KPVS_8012-5/6_4P_100HP_11.25_BRZ | 4600.7 | 4600.7 | 18402.8 | 4 | 0 | 4 | C | KPVS_SplitCase | 10 | 8 | 10 | 16 | BranchMin10_BranchMax16 | 14 | 4 | 12 | 24 | HeaderMin12_HeaderMax24 | 12 | 6 | 24 | [29 empty] | INVALID
330 | 90 | 8012-5/6-4P-100HP KPVS | KPVS_8012-5/6_4P_100HP_11.25_BRZ | 4600.7 | 4600.7 | 18402.8 | 4 | 0 | 4 | C | KPVS_SplitCase | 10 | 8 | 10 | 16 | BranchMin10_BranchMax16 | 14 | 4 | 12 | 24 | HeaderMin12_HeaderMax24 | 14 | 6 | 24 | [29 empty] | INVALID
330 | 90 | 8012-5/6-4P-100HP KPVS | KPVS_8012-5/6_4P_100HP_11.25_BRZ | 4600.7 | 4600.7 | 18402.8 | 4 | 0 | 4 | C | KPVS_SplitCase | 10 | 8 | 10 | 16 | BranchMin10_BranchMax16 | 14 | 4 | 12 | 24 | HeaderMin12_HeaderMax24 | 16 | 6 | 24
330 | 90 | 8012-5/6-4P-100HP KPVS | KPVS_8012-5/6_4P_100HP_11.25_BRZ | 4600.7 | 4600.7 | 18402.8 | 4 | 0 | 4 | C | KPVS_SplitCase | 10 | 8 | 10 | 16 | BranchMin10_BranchMax16 | 14 | 4 | 12 | 24 | HeaderMin12_HeaderMax24 | 18 | 6 | 24
330 | 90 | 8012-5/6-4P-100HP KPVS | KPVS_8012-5/6_4P_100HP_11.25_BRZ | 4600.7 | 4600.7 | 18402.8 | 4 | 0 | 4 | C | KPVS_SplitCase | 10 | 8 | 10 | 16 | BranchMin10_BranchMax16 | 14 | 4 | 12 | 24 | HeaderMin12_HeaderMax24 | 20 | 6 | 24
330 | 90 | 8012-5/6-4P-100HP KPVS | KPVS_8012-5/6_4P_100HP_11.25_BRZ | 4600.7 | 4600.7 | 18402.8 | 4 | 0 | 4 | C | KPVS_SplitCase | 10 | 8 | 10 | 16 | BranchMin10_BranchMax16 | 14 | 4 | 12 | 24 | HeaderMin12_HeaderMax24 | 24 | 6 | 24
330 | 90 | 8012-5/6-4P-100HP KPVS | KPVS_8012-5/6_4P_100HP_11.25_BRZ | 4600.7 | 4600.7 | 18402.8 | 4 | 0 | 4 | C | KPVS_SplitCase | 10 | 8 | 10 | 16 | BranchMin10_BranchMax16 | 16 | 4 | 12 | 24 | HeaderMin12_HeaderMax24 | 12 | 6 | 24 | [29 empty] | INVALID
330 | 90 | 8012-5/6-4P-100HP KPVS | KPVS_8012-5/6_4P_100HP_11.25_BRZ | 4600.7 | 4600.7 | 18402.8 | 4 | 0 | 4 | C | KPVS_SplitCase | 10 | 8 | 10 | 16 | BranchMin10_BranchMax16 | 16 | 4 | 12 | 24 | HeaderMin12_HeaderMax24 | 14 | 6 | 24 | [29 empty] | INVALID
330 | 90 | 8012-5/6-4P-100HP KPVS | KPVS_8012-5/6_4P_100HP_11.25_BRZ | 4600.7 | 4600.7 | 18402.8 | 4 | 0 | 4 | C | KPVS_SplitCase | 10 | 8 | 10 | 16 | BranchMin10_BranchMax16 | 16 | 4 | 12 | 24 | HeaderMin12_HeaderMax24 | 16 | 6 | 24 | [29 empty] | INVALID
330 | 90 | 8012-5/6-4P-100HP KPVS | KPVS_8012-5/6_4P_100HP_11.25_BRZ | 4600.7 | 4600.7 | 18402.8 | 4 | 0 | 4 | C | KPVS_SplitCase | 10 | 8 | 10 | 16 | BranchMin10_BranchMax16 | 16 | 4 | 12 | 24 | HeaderMin12_HeaderMax24 | 18 | 6 | 24
330 | 90 | 8012-5/6-4P-100HP KPVS | KPVS_8012-5/6_4P_100HP_11.25_BRZ | 4600.7 | 4600.7 | 18402.8 | 4 | 0 | 4 | C | KPVS_SplitCase | 10 | 8 | 10 | 16 | BranchMin10_BranchMax16 | 16 | 4 | 12 | 24 | HeaderMin12_HeaderMax24 | 20 | 6 | 24
330 | 90 | 8012-5/6-4P-100HP KPVS | KPVS_8012-5/6_4P_100HP_11.25_BRZ | 4600.7 | 4600.7 | 18402.8 | 4 | 0 | 4 | C | KPVS_SplitCase | 10 | 8 | 10 | 16 | BranchMin10_BranchMax16 | 16 | 4 | 12 | 24 | HeaderMin12_HeaderMax24 | 24 | 6 | 24
331 | 91 | 8012-5/6-4P-125HP KPVS | KPVS_8012-5/6_4P_125HP_12.00_BRZ | 5002.5 | 5002.5 | 20010 | 4 | 0 | 4 | C | KPVS_SplitCase | 10 | 8 | 10 | 16 | BranchMin10_BranchMax16 | 10 | 4 | 12 | 24 | HeaderMin12_HeaderMax24 | 12 | 6 | 24
331 | 91 | 8012-5/6-4P-125HP KPVS | KPVS_8012-5/6_4P_125HP_12.00_BRZ | 5002.5 | 5002.5 | 20010 | 4 | 0 | 4 | C | KPVS_SplitCase | 10 | 8 | 10 | 16 | BranchMin10_BranchMax16 | 10 | 4 | 12 | 24 | HeaderMin12_HeaderMax24 | 14 | 6 | 24
331 | 91 | 8012-5/6-4P-125HP KPVS | KPVS_8012-5/6_4P_125HP_12.00_BRZ | 5002.5 | 5002.5 | 20010 | 4 | 0 | 4 | C | KPVS_SplitCase | 10 | 8 | 10 | 16 | BranchMin10_BranchMax16 | 10 | 4 | 12 | 24 | HeaderMin12_HeaderMax24 | 16 | 6 | 24
331 | 91 | 8012-5/6-4P-125HP KPVS | KPVS_8012-5/6_4P_125HP_12.00_BRZ | 5002.5 | 5002.5 | 20010 | 4 | 0 | 4 | C | KPVS_SplitCase | 10 | 8 | 10 | 16 | BranchMin10_BranchMax16 | 10 | 4 | 12 | 24 | HeaderMin12_HeaderMax24 | 18 | 6 | 24
331 | 91 | 8012-5/6-4P-125HP KPVS | KPVS_8012-5/6_4P_125HP_12.00_BRZ | 5002.5 | 5002.5 | 20010 | 4 | 0 | 4 | C | KPVS_SplitCase | 10 | 8 | 10 | 16 | BranchMin10_BranchMax16 | 10 | 4 | 12 | 24 | HeaderMin12_HeaderMax24 | 20 | 6 | 24
331 | 91 | 8012-5/6-4P-125HP KPVS | KPVS_8012-5/6_4P_125HP_12.00_BRZ | 5002.5 | 5002.5 | 20010 | 4 | 0 | 4 | C | KPVS_SplitCase | 10 | 8 | 10 | 16 | BranchMin10_BranchMax16 | 10 | 4 | 12 | 24 | HeaderMin12_HeaderMax24 | 24 | 6 | 24
331 | 91 | 8012-5/6-4P-125HP KPVS | KPVS_8012-5/6_4P_125HP_12.00_BRZ | 5002.5 | 5002.5 | 20010 | 4 | 0 | 4 | C | KPVS_SplitCase | 10 | 8 | 10 | 16 | BranchMin10_BranchMax16 | 12 | 4 | 12 | 24 | HeaderMin12_HeaderMax24 | 12 | 6 | 24 | [29 empty] | INVALID
331 | 91 | 8012-5/6-4P-125HP KPVS | KPVS_8012-5/6_4P_125HP_12.00_BRZ | 5002.5 | 5002.5 | 20010 | 4 | 0 | 4 | C | KPVS_SplitCase | 10 | 8 | 10 | 16 | BranchMin10_BranchMax16 | 12 | 4 | 12 | 24 | HeaderMin12_HeaderMax24 | 14 | 6 | 24
331 | 91 | 8012-5/6-4P-125HP KPVS | KPVS_8012-5/6_4P_125HP_12.00_BRZ | 5002.5 | 5002.5 | 20010 | 4 | 0 | 4 | C | KPVS_SplitCase | 10 | 8 | 10 | 16 | BranchMin10_BranchMax16 | 12 | 4 | 12 | 24 | HeaderMin12_HeaderMax24 | 16 | 6 | 24
331 | 91 | 8012-5/6-4P-125HP KPVS | KPVS_8012-5/6_4P_125HP_12.00_BRZ | 5002.5 | 5002.5 | 20010 | 4 | 0 | 4 | C | KPVS_SplitCase | 10 | 8 | 10 | 16 | BranchMin10_BranchMax16 | 12 | 4 | 12 | 24 | HeaderMin12_HeaderMax24 | 18 | 6 | 24
331 | 91 | 8012-5/6-4P-125HP KPVS | KPVS_8012-5/6_4P_125HP_12.00_BRZ | 5002.5 | 5002.5 | 20010 | 4 | 0 | 4 | C | KPVS_SplitCase | 10 | 8 | 10 | 16 | BranchMin10_BranchMax16 | 12 | 4 | 12 | 24 | HeaderMin12_HeaderMax24 | 20 | 6 | 24
331 | 91 | 8012-5/6-4P-125HP KPVS | KPVS_8012-5/6_4P_125HP_12.00_BRZ | 5002.5 | 5002.5 | 20010 | 4 | 0 | 4 | C | KPVS_SplitCase | 10 | 8 | 10 | 16 | BranchMin10_BranchMax16 | 12 | 4 | 12 | 24 | HeaderMin12_HeaderMax24 | 24 | 6 | 24
331 | 91 | 8012-5/6-4P-125HP KPVS | KPVS_8012-5/6_4P_125HP_12.00_BRZ | 5002.5 | 5002.5 | 20010 | 4 | 0 | 4 | C | KPVS_SplitCase | 10 | 8 | 10 | 16 | BranchMin10_BranchMax16 | 14 | 4 | 12 | 24 | HeaderMin12_HeaderMax24 | 12 | 6 | 24 | [29 empty] | INVALID
331 | 91 | 8012-5/6-4P-125HP KPVS | KPVS_8012-5/6_4P_125HP_12.00_BRZ | 5002.5 | 5002.5 | 20010 | 4 | 0 | 4 | C | KPVS_SplitCase | 10 | 8 | 10 | 16 | BranchMin10_BranchMax16 | 14 | 4 | 12 | 24 | HeaderMin12_HeaderMax24 | 14 | 6 | 24 | [29 empty] | INVALID
331 | 91 | 8012-5/6-4P-125HP KPVS | KPVS_8012-5/6_4P_125HP_12.00_BRZ | 5002.5 | 5002.5 | 20010 | 4 | 0 | 4 | C | KPVS_SplitCase | 10 | 8 | 10 | 16 | BranchMin10_BranchMax16 | 14 | 4 | 12 | 24 | HeaderMin12_HeaderMax24 | 16 | 6 | 24
331 | 91 | 8012-5/6-4P-125HP KPVS | KPVS_8012-5/6_4P_125HP_12.00_BRZ | 5002.5 | 5002.5 | 20010 | 4 | 0 | 4 | C | KPVS_SplitCase | 10 | 8 | 10 | 16 | BranchMin10_BranchMax16 | 14 | 4 | 12 | 24 | HeaderMin12_HeaderMax24 | 18 | 6 | 24
331 | 91 | 8012-5/6-4P-125HP KPVS | KPVS_8012-5/6_4P_125HP_12.00_BRZ | 5002.5 | 5002.5 | 20010 | 4 | 0 | 4 | C | KPVS_SplitCase | 10 | 8 | 10 | 16 | BranchMin10_BranchMax16 | 14 | 4 | 12 | 24 | HeaderMin12_HeaderMax24 | 20 | 6 | 24
331 | 91 | 8012-5/6-4P-125HP KPVS | KPVS_8012-5/6_4P_125HP_12.00_BRZ | 5002.5 | 5002.5 | 20010 | 4 | 0 | 4 | C | KPVS_SplitCase | 10 | 8 | 10 | 16 | BranchMin10_BranchMax16 | 14 | 4 | 12 | 24 | HeaderMin12_HeaderMax24 | 24 | 6 | 24
331 | 91 | 8012-5/6-4P-125HP KPVS | KPVS_8012-5/6_4P_125HP_12.00_BRZ | 5002.5 | 5002.5 | 20010 | 4 | 0 | 4 | C | KPVS_SplitCase | 10 | 8 | 10 | 16 | BranchMin10_BranchMax16 | 16 | 4 | 12 | 24 | HeaderMin12_HeaderMax24 | 12 | 6 | 24 | [29 empty] | INVALID
331 | 91 | 8012-5/6-4P-125HP KPVS | KPVS_8012-5/6_4P_125HP_12.00_BRZ | 5002.5 | 5002.5 | 20010 | 4 | 0 | 4 | C | KPVS_SplitCase | 10 | 8 | 10 | 16 | BranchMin10_BranchMax16 | 16 | 4 | 12 | 24 | HeaderMin12_HeaderMax24 | 14 | 6 | 24 | [29 empty] | INVALID
331 | 91 | 8012-5/6-4P-125HP KPVS | KPVS_8012-5/6_4P_125HP_12.00_BRZ | 5002.5 | 5002.5 | 20010 | 4 | 0 | 4 | C | KPVS_SplitCase | 10 | 8 | 10 | 16 | BranchMin10_BranchMax16 | 16 | 4 | 12 | 24 | HeaderMin12_HeaderMax24 | 16 | 6 | 24 | [29 empty] | INVALID
331 | 91 | 8012-5/6-4P-125HP KPVS | KPVS_8012-5/6_4P_125HP_12.00_BRZ | 5002.5 | 5002.5 | 20010 | 4 | 0 | 4 | C | KPVS_SplitCase | 10 | 8 | 10 | 16 | BranchMin10_BranchMax16 | 16 | 4 | 12 | 24 | HeaderMin12_HeaderMax24 | 18 | 6 | 24
331 | 91 | 8012-5/6-4P-125HP KPVS | KPVS_8012-5/6_4P_125HP_12.00_BRZ | 5002.5 | 5002.5 | 20010 | 4 | 0 | 4 | C | KPVS_SplitCase | 10 | 8 | 10 | 16 | BranchMin10_BranchMax16 | 16 | 4 | 12 | 24 | HeaderMin12_HeaderMax24 | 20 | 6 | 24
331 | 91 | 8012-5/6-4P-125HP KPVS | KPVS_8012-5/6_4P_125HP_12.00_BRZ | 5002.5 | 5002.5 | 20010 | 4 | 0 | 4 | C | KPVS_SplitCase | 10 | 8 | 10 | 16 | BranchMin10_BranchMax16 | 16 | 4 | 12 | 24 | HeaderMin12_HeaderMax24 | 24 | 6 | 24
332 | 92 | 8015-3/4-4P-60HP KPVS | KPVS_8015-3/4_4P_60HP_9.15_BRZ | 3658.5 | 3658.5 | 14634 | 4 | 0 | 4 | C | KPVS_SplitCase | 10 | 8 | 10 | 14 | BranchMin10_BranchMax14 | 10 | 3 | 12 | 24 | HeaderMin12_HeaderMax24 | 12 | 6 | 18
332 | 92 | 8015-3/4-4P-60HP KPVS | KPVS_8015-3/4_4P_60HP_9.15_BRZ | 3658.5 | 3658.5 | 14634 | 4 | 0 | 4 | C | KPVS_SplitCase | 10 | 8 | 10 | 14 | BranchMin10_BranchMax14 | 10 | 3 | 12 | 24 | HeaderMin12_HeaderMax24 | 14 | 6 | 18
332 | 92 | 8015-3/4-4P-60HP KPVS | KPVS_8015-3/4_4P_60HP_9.15_BRZ | 3658.5 | 3658.5 | 14634 | 4 | 0 | 4 | C | KPVS_SplitCase | 10 | 8 | 10 | 14 | BranchMin10_BranchMax14 | 10 | 3 | 12 | 24 | HeaderMin12_HeaderMax24 | 16 | 6 | 18
332 | 92 | 8015-3/4-4P-60HP KPVS | KPVS_8015-3/4_4P_60HP_9.15_BRZ | 3658.5 | 3658.5 | 14634 | 4 | 0 | 4 | C | KPVS_SplitCase | 10 | 8 | 10 | 14 | BranchMin10_BranchMax14 | 10 | 3 | 12 | 24 | HeaderMin12_HeaderMax24 | 18 | 6 | 18
332 | 92 | 8015-3/4-4P-60HP KPVS | KPVS_8015-3/4_4P_60HP_9.15_BRZ | 3658.5 | 3658.5 | 14634 | 4 | 0 | 4 | C | KPVS_SplitCase | 10 | 8 | 10 | 14 | BranchMin10_BranchMax14 | 10 | 3 | 12 | 24 | HeaderMin12_HeaderMax24 | 20 | 6 | 18
332 | 92 | 8015-3/4-4P-60HP KPVS | KPVS_8015-3/4_4P_60HP_9.15_BRZ | 3658.5 | 3658.5 | 14634 | 4 | 0 | 4 | C | KPVS_SplitCase | 10 | 8 | 10 | 14 | BranchMin10_BranchMax14 | 10 | 3 | 12 | 24 | HeaderMin12_HeaderMax24 | 24 | 6 | 18
332 | 92 | 8015-3/4-4P-60HP KPVS | KPVS_8015-3/4_4P_60HP_9.15_BRZ | 3658.5 | 3658.5 | 14634 | 4 | 0 | 4 | C | KPVS_SplitCase | 10 | 8 | 10 | 14 | BranchMin10_BranchMax14 | 12 | 3 | 12 | 24 | HeaderMin12_HeaderMax24 | 12 | 6 | 18 | [29 empty] | INVALID
332 | 92 | 8015-3/4-4P-60HP KPVS | KPVS_8015-3/4_4P_60HP_9.15_BRZ | 3658.5 | 3658.5 | 14634 | 4 | 0 | 4 | C | KPVS_SplitCase | 10 | 8 | 10 | 14 | BranchMin10_BranchMax14 | 12 | 3 | 12 | 24 | HeaderMin12_HeaderMax24 | 14 | 6 | 18
332 | 92 | 8015-3/4-4P-60HP KPVS | KPVS_8015-3/4_4P_60HP_9.15_BRZ | 3658.5 | 3658.5 | 14634 | 4 | 0 | 4 | C | KPVS_SplitCase | 10 | 8 | 10 | 14 | BranchMin10_BranchMax14 | 12 | 3 | 12 | 24 | HeaderMin12_HeaderMax24 | 16 | 6 | 18
332 | 92 | 8015-3/4-4P-60HP KPVS | KPVS_8015-3/4_4P_60HP_9.15_BRZ | 3658.5 | 3658.5 | 14634 | 4 | 0 | 4 | C | KPVS_SplitCase | 10 | 8 | 10 | 14 | BranchMin10_BranchMax14 | 12 | 3 | 12 | 24 | HeaderMin12_HeaderMax24 | 18 | 6 | 18
332 | 92 | 8015-3/4-4P-60HP KPVS | KPVS_8015-3/4_4P_60HP_9.15_BRZ | 3658.5 | 3658.5 | 14634 | 4 | 0 | 4 | C | KPVS_SplitCase | 10 | 8 | 10 | 14 | BranchMin10_BranchMax14 | 12 | 3 | 12 | 24 | HeaderMin12_HeaderMax24 | 20 | 6 | 18
332 | 92 | 8015-3/4-4P-60HP KPVS | KPVS_8015-3/4_4P_60HP_9.15_BRZ | 3658.5 | 3658.5 | 14634 | 4 | 0 | 4 | C | KPVS_SplitCase | 10 | 8 | 10 | 14 | BranchMin10_BranchMax14 | 12 | 3 | 12 | 24 | HeaderMin12_HeaderMax24 | 24 | 6 | 18
332 | 92 | 8015-3/4-4P-60HP KPVS | KPVS_8015-3/4_4P_60HP_9.15_BRZ | 3658.5 | 3658.5 | 14634 | 4 | 0 | 4 | C | KPVS_SplitCase | 10 | 8 | 10 | 14 | BranchMin10_BranchMax14 | 14 | 3 | 12 | 24 | HeaderMin12_HeaderMax24 | 12 | 6 | 18 | [29 empty] | INVALID
332 | 92 | 8015-3/4-4P-60HP KPVS | KPVS_8015-3/4_4P_60HP_9.15_BRZ | 3658.5 | 3658.5 | 14634 | 4 | 0 | 4 | C | KPVS_SplitCase | 10 | 8 | 10 | 14 | BranchMin10_BranchMax14 | 14 | 3 | 12 | 24 | HeaderMin12_HeaderMax24 | 14 | 6 | 18 | [29 empty] | INVALID
332 | 92 | 8015-3/4-4P-60HP KPVS | KPVS_8015-3/4_4P_60HP_9.15_BRZ | 3658.5 | 3658.5 | 14634 | 4 | 0 | 4 | C | KPVS_SplitCase | 10 | 8 | 10 | 14 | BranchMin10_BranchMax14 | 14 | 3 | 12 | 24 | HeaderMin12_HeaderMax24 | 16 | 6 | 18
332 | 92 | 8015-3/4-4P-60HP KPVS | KPVS_8015-3/4_4P_60HP_9.15_BRZ | 3658.5 | 3658.5 | 14634 | 4 | 0 | 4 | C | KPVS_SplitCase | 10 | 8 | 10 | 14 | BranchMin10_BranchMax14 | 14 | 3 | 12 | 24 | HeaderMin12_HeaderMax24 | 18 | 6 | 18
332 | 92 | 8015-3/4-4P-60HP KPVS | KPVS_8015-3/4_4P_60HP_9.15_BRZ | 3658.5 | 3658.5 | 14634 | 4 | 0 | 4 | C | KPVS_SplitCase | 10 | 8 | 10 | 14 | BranchMin10_BranchMax14 | 14 | 3 | 12 | 24 | HeaderMin12_HeaderMax24 | 20 | 6 | 18
332 | 92 | 8015-3/4-4P-60HP KPVS | KPVS_8015-3/4_4P_60HP_9.15_BRZ | 3658.5 | 3658.5 | 14634 | 4 | 0 | 4 | C | KPVS_SplitCase | 10 | 8 | 10 | 14 | BranchMin10_BranchMax14 | 14 | 3 | 12 | 24 | HeaderMin12_HeaderMax24 | 24 | 6 | 18
333 | 93 | 8015-3/4-4P-75HP KPVS | KPVS_8015-3/4_4P_75HP_9.92_BRZ | 3958.8 | 3958.8 | 15835.2 | 4 | 0 | 4 | C | KPVS_SplitCase | 10 | 8 | 10 | 14 | BranchMin10_BranchMax14 | 10 | 3 | 12 | 24 | HeaderMin12_HeaderMax24 | 12 | 6 | 18
333 | 93 | 8015-3/4-4P-75HP KPVS | KPVS_8015-3/4_4P_75HP_9.92_BRZ | 3958.8 | 3958.8 | 15835.2 | 4 | 0 | 4 | C | KPVS_SplitCase | 10 | 8 | 10 | 14 | BranchMin10_BranchMax14 | 10 | 3 | 12 | 24 | HeaderMin12_HeaderMax24 | 14 | 6 | 18
333 | 93 | 8015-3/4-4P-75HP KPVS | KPVS_8015-3/4_4P_75HP_9.92_BRZ | 3958.8 | 3958.8 | 15835.2 | 4 | 0 | 4 | C | KPVS_SplitCase | 10 | 8 | 10 | 14 | BranchMin10_BranchMax14 | 10 | 3 | 12 | 24 | HeaderMin12_HeaderMax24 | 16 | 6 | 18
333 | 93 | 8015-3/4-4P-75HP KPVS | KPVS_8015-3/4_4P_75HP_9.92_BRZ | 3958.8 | 3958.8 | 15835.2 | 4 | 0 | 4 | C | KPVS_SplitCase | 10 | 8 | 10 | 14 | BranchMin10_BranchMax14 | 10 | 3 | 12 | 24 | HeaderMin12_HeaderMax24 | 18 | 6 | 18
333 | 93 | 8015-3/4-4P-75HP KPVS | KPVS_8015-3/4_4P_75HP_9.92_BRZ | 3958.8 | 3958.8 | 15835.2 | 4 | 0 | 4 | C | KPVS_SplitCase | 10 | 8 | 10 | 14 | BranchMin10_BranchMax14 | 10 | 3 | 12 | 24 | HeaderMin12_HeaderMax24 | 20 | 6 | 18
333 | 93 | 8015-3/4-4P-75HP KPVS | KPVS_8015-3/4_4P_75HP_9.92_BRZ | 3958.8 | 3958.8 | 15835.2 | 4 | 0 | 4 | C | KPVS_SplitCase | 10 | 8 | 10 | 14 | BranchMin10_BranchMax14 | 10 | 3 | 12 | 24 | HeaderMin12_HeaderMax24 | 24 | 6 | 18
333 | 93 | 8015-3/4-4P-75HP KPVS | KPVS_8015-3/4_4P_75HP_9.92_BRZ | 3958.8 | 3958.8 | 15835.2 | 4 | 0 | 4 | C | KPVS_SplitCase | 10 | 8 | 10 | 14 | BranchMin10_BranchMax14 | 12 | 3 | 12 | 24 | HeaderMin12_HeaderMax24 | 12 | 6 | 18 | [29 empty] | INVALID
333 | 93 | 8015-3/4-4P-75HP KPVS | KPVS_8015-3/4_4P_75HP_9.92_BRZ | 3958.8 | 3958.8 | 15835.2 | 4 | 0 | 4 | C | KPVS_SplitCase | 10 | 8 | 10 | 14 | BranchMin10_BranchMax14 | 12 | 3 | 12 | 24 | HeaderMin12_HeaderMax24 | 14 | 6 | 18
333 | 93 | 8015-3/4-4P-75HP KPVS | KPVS_8015-3/4_4P_75HP_9.92_BRZ | 3958.8 | 3958.8 | 15835.2 | 4 | 0 | 4 | C | KPVS_SplitCase | 10 | 8 | 10 | 14 | BranchMin10_BranchMax14 | 12 | 3 | 12 | 24 | HeaderMin12_HeaderMax24 | 16 | 6 | 18
333 | 93 | 8015-3/4-4P-75HP KPVS | KPVS_8015-3/4_4P_75HP_9.92_BRZ | 3958.8 | 3958.8 | 15835.2 | 4 | 0 | 4 | C | KPVS_SplitCase | 10 | 8 | 10 | 14 | BranchMin10_BranchMax14 | 12 | 3 | 12 | 24 | HeaderMin12_HeaderMax24 | 18 | 6 | 18
333 | 93 | 8015-3/4-4P-75HP KPVS | KPVS_8015-3/4_4P_75HP_9.92_BRZ | 3958.8 | 3958.8 | 15835.2 | 4 | 0 | 4 | C | KPVS_SplitCase | 10 | 8 | 10 | 14 | BranchMin10_BranchMax14 | 12 | 3 | 12 | 24 | HeaderMin12_HeaderMax24 | 20 | 6 | 18
333 | 93 | 8015-3/4-4P-75HP KPVS | KPVS_8015-3/4_4P_75HP_9.92_BRZ | 3958.8 | 3958.8 | 15835.2 | 4 | 0 | 4 | C | KPVS_SplitCase | 10 | 8 | 10 | 14 | BranchMin10_BranchMax14 | 12 | 3 | 12 | 24 | HeaderMin12_HeaderMax24 | 24 | 6 | 18
333 | 93 | 8015-3/4-4P-75HP KPVS | KPVS_8015-3/4_4P_75HP_9.92_BRZ | 3958.8 | 3958.8 | 15835.2 | 4 | 0 | 4 | C | KPVS_SplitCase | 10 | 8 | 10 | 14 | BranchMin10_BranchMax14 | 14 | 3 | 12 | 24 | HeaderMin12_HeaderMax24 | 12 | 6 | 18 | [29 empty] | INVALID
333 | 93 | 8015-3/4-4P-75HP KPVS | KPVS_8015-3/4_4P_75HP_9.92_BRZ | 3958.8 | 3958.8 | 15835.2 | 4 | 0 | 4 | C | KPVS_SplitCase | 10 | 8 | 10 | 14 | BranchMin10_BranchMax14 | 14 | 3 | 12 | 24 | HeaderMin12_HeaderMax24 | 14 | 6 | 18 | [29 empty] | INVALID
333 | 93 | 8015-3/4-4P-75HP KPVS | KPVS_8015-3/4_4P_75HP_9.92_BRZ | 3958.8 | 3958.8 | 15835.2 | 4 | 0 | 4 | C | KPVS_SplitCase | 10 | 8 | 10 | 14 | BranchMin10_BranchMax14 | 14 | 3 | 12 | 24 | HeaderMin12_HeaderMax24 | 16 | 6 | 18
333 | 93 | 8015-3/4-4P-75HP KPVS | KPVS_8015-3/4_4P_75HP_9.92_BRZ | 3958.8 | 3958.8 | 15835.2 | 4 | 0 | 4 | C | KPVS_SplitCase | 10 | 8 | 10 | 14 | BranchMin10_BranchMax14 | 14 | 3 | 12 | 24 | HeaderMin12_HeaderMax24 | 18 | 6 | 18
333 | 93 | 8015-3/4-4P-75HP KPVS | KPVS_8015-3/4_4P_75HP_9.92_BRZ | 3958.8 | 3958.8 | 15835.2 | 4 | 0 | 4 | C | KPVS_SplitCase | 10 | 8 | 10 | 14 | BranchMin10_BranchMax14 | 14 | 3 | 12 | 24 | HeaderMin12_HeaderMax24 | 20 | 6 | 18
333 | 93 | 8015-3/4-4P-75HP KPVS | KPVS_8015-3/4_4P_75HP_9.92_BRZ | 3958.8 | 3958.8 | 15835.2 | 4 | 0 | 4 | C | KPVS_SplitCase | 10 | 8 | 10 | 14 | BranchMin10_BranchMax14 | 14 | 3 | 12 | 24 | HeaderMin12_HeaderMax24 | 24 | 6 | 18
334 | 94 | 8015-3/4-4P-100HP KPVS | KPVS_8015-3/4_4P_100HP_10.95_BRZ | 4360.5 | 4360.5 | 17442 | 4 | 0 | 4 | C | KPVS_SplitCase | 10 | 8 | 10 | 16 | BranchMin10_BranchMax16 | 10 | 4 | 12 | 24 | HeaderMin12_HeaderMax24 | 12 | 6 | 24
334 | 94 | 8015-3/4-4P-100HP KPVS | KPVS_8015-3/4_4P_100HP_10.95_BRZ | 4360.5 | 4360.5 | 17442 | 4 | 0 | 4 | C | KPVS_SplitCase | 10 | 8 | 10 | 16 | BranchMin10_BranchMax16 | 10 | 4 | 12 | 24 | HeaderMin12_HeaderMax24 | 14 | 6 | 24
334 | 94 | 8015-3/4-4P-100HP KPVS | KPVS_8015-3/4_4P_100HP_10.95_BRZ | 4360.5 | 4360.5 | 17442 | 4 | 0 | 4 | C | KPVS_SplitCase | 10 | 8 | 10 | 16 | BranchMin10_BranchMax16 | 10 | 4 | 12 | 24 | HeaderMin12_HeaderMax24 | 16 | 6 | 24
334 | 94 | 8015-3/4-4P-100HP KPVS | KPVS_8015-3/4_4P_100HP_10.95_BRZ | 4360.5 | 4360.5 | 17442 | 4 | 0 | 4 | C | KPVS_SplitCase | 10 | 8 | 10 | 16 | BranchMin10_BranchMax16 | 10 | 4 | 12 | 24 | HeaderMin12_HeaderMax24 | 18 | 6 | 24
334 | 94 | 8015-3/4-4P-100HP KPVS | KPVS_8015-3/4_4P_100HP_10.95_BRZ | 4360.5 | 4360.5 | 17442 | 4 | 0 | 4 | C | KPVS_SplitCase | 10 | 8 | 10 | 16 | BranchMin10_BranchMax16 | 10 | 4 | 12 | 24 | HeaderMin12_HeaderMax24 | 20 | 6 | 24
334 | 94 | 8015-3/4-4P-100HP KPVS | KPVS_8015-3/4_4P_100HP_10.95_BRZ | 4360.5 | 4360.5 | 17442 | 4 | 0 | 4 | C | KPVS_SplitCase | 10 | 8 | 10 | 16 | BranchMin10_BranchMax16 | 10 | 4 | 12 | 24 | HeaderMin12_HeaderMax24 | 24 | 6 | 24
334 | 94 | 8015-3/4-4P-100HP KPVS | KPVS_8015-3/4_4P_100HP_10.95_BRZ | 4360.5 | 4360.5 | 17442 | 4 | 0 | 4 | C | KPVS_SplitCase | 10 | 8 | 10 | 16 | BranchMin10_BranchMax16 | 12 | 4 | 12 | 24 | HeaderMin12_HeaderMax24 | 12 | 6 | 24 | [29 empty] | INVALID
334 | 94 | 8015-3/4-4P-100HP KPVS | KPVS_8015-3/4_4P_100HP_10.95_BRZ | 4360.5 | 4360.5 | 17442 | 4 | 0 | 4 | C | KPVS_SplitCase | 10 | 8 | 10 | 16 | BranchMin10_BranchMax16 | 12 | 4 | 12 | 24 | HeaderMin12_HeaderMax24 | 14 | 6 | 24
334 | 94 | 8015-3/4-4P-100HP KPVS | KPVS_8015-3/4_4P_100HP_10.95_BRZ | 4360.5 | 4360.5 | 17442 | 4 | 0 | 4 | C | KPVS_SplitCase | 10 | 8 | 10 | 16 | BranchMin10_BranchMax16 | 12 | 4 | 12 | 24 | HeaderMin12_HeaderMax24 | 16 | 6 | 24
334 | 94 | 8015-3/4-4P-100HP KPVS | KPVS_8015-3/4_4P_100HP_10.95_BRZ | 4360.5 | 4360.5 | 17442 | 4 | 0 | 4 | C | KPVS_SplitCase | 10 | 8 | 10 | 16 | BranchMin10_BranchMax16 | 12 | 4 | 12 | 24 | HeaderMin12_HeaderMax24 | 18 | 6 | 24
334 | 94 | 8015-3/4-4P-100HP KPVS | KPVS_8015-3/4_4P_100HP_10.95_BRZ | 4360.5 | 4360.5 | 17442 | 4 | 0 | 4 | C | KPVS_SplitCase | 10 | 8 | 10 | 16 | BranchMin10_BranchMax16 | 12 | 4 | 12 | 24 | HeaderMin12_HeaderMax24 | 20 | 6 | 24
334 | 94 | 8015-3/4-4P-100HP KPVS | KPVS_8015-3/4_4P_100HP_10.95_BRZ | 4360.5 | 4360.5 | 17442 | 4 | 0 | 4 | C | KPVS_SplitCase | 10 | 8 | 10 | 16 | BranchMin10_BranchMax16 | 12 | 4 | 12 | 24 | HeaderMin12_HeaderMax24 | 24 | 6 | 24
334 | 94 | 8015-3/4-4P-100HP KPVS | KPVS_8015-3/4_4P_100HP_10.95_BRZ | 4360.5 | 4360.5 | 17442 | 4 | 0 | 4 | C | KPVS_SplitCase | 10 | 8 | 10 | 16 | BranchMin10_BranchMax16 | 14 | 4 | 12 | 24 | HeaderMin12_HeaderMax24 | 12 | 6 | 24 | [29 empty] | INVALID
334 | 94 | 8015-3/4-4P-100HP KPVS | KPVS_8015-3/4_4P_100HP_10.95_BRZ | 4360.5 | 4360.5 | 17442 | 4 | 0 | 4 | C | KPVS_SplitCase | 10 | 8 | 10 | 16 | BranchMin10_BranchMax16 | 14 | 4 | 12 | 24 | HeaderMin12_HeaderMax24 | 14 | 6 | 24 | [29 empty] | INVALID
334 | 94 | 8015-3/4-4P-100HP KPVS | KPVS_8015-3/4_4P_100HP_10.95_BRZ | 4360.5 | 4360.5 | 17442 | 4 | 0 | 4 | C | KPVS_SplitCase | 10 | 8 | 10 | 16 | BranchMin10_BranchMax16 | 14 | 4 | 12 | 24 | HeaderMin12_HeaderMax24 | 16 | 6 | 24
334 | 94 | 8015-3/4-4P-100HP KPVS | KPVS_8015-3/4_4P_100HP_10.95_BRZ | 4360.5 | 4360.5 | 17442 | 4 | 0 | 4 | C | KPVS_SplitCase | 10 | 8 | 10 | 16 | BranchMin10_BranchMax16 | 14 | 4 | 12 | 24 | HeaderMin12_HeaderMax24 | 18 | 6 | 24
334 | 94 | 8015-3/4-4P-100HP KPVS | KPVS_8015-3/4_4P_100HP_10.95_BRZ | 4360.5 | 4360.5 | 17442 | 4 | 0 | 4 | C | KPVS_SplitCase | 10 | 8 | 10 | 16 | BranchMin10_BranchMax16 | 14 | 4 | 12 | 24 | HeaderMin12_HeaderMax24 | 20 | 6 | 24
334 | 94 | 8015-3/4-4P-100HP KPVS | KPVS_8015-3/4_4P_100HP_10.95_BRZ | 4360.5 | 4360.5 | 17442 | 4 | 0 | 4 | C | KPVS_SplitCase | 10 | 8 | 10 | 16 | BranchMin10_BranchMax16 | 14 | 4 | 12 | 24 | HeaderMin12_HeaderMax24 | 24 | 6 | 24
334 | 94 | 8015-3/4-4P-100HP KPVS | KPVS_8015-3/4_4P_100HP_10.95_BRZ | 4360.5 | 4360.5 | 17442 | 4 | 0 | 4 | C | KPVS_SplitCase | 10 | 8 | 10 | 16 | BranchMin10_BranchMax16 | 16 | 4 | 12 | 24 | HeaderMin12_HeaderMax24 | 12 | 6 | 24 | [29 empty] | INVALID
334 | 94 | 8015-3/4-4P-100HP KPVS | KPVS_8015-3/4_4P_100HP_10.95_BRZ | 4360.5 | 4360.5 | 17442 | 4 | 0 | 4 | C | KPVS_SplitCase | 10 | 8 | 10 | 16 | BranchMin10_BranchMax16 | 16 | 4 | 12 | 24 | HeaderMin12_HeaderMax24 | 14 | 6 | 24 | [29 empty] | INVALID
334 | 94 | 8015-3/4-4P-100HP KPVS | KPVS_8015-3/4_4P_100HP_10.95_BRZ | 4360.5 | 4360.5 | 17442 | 4 | 0 | 4 | C | KPVS_SplitCase | 10 | 8 | 10 | 16 | BranchMin10_BranchMax16 | 16 | 4 | 12 | 24 | HeaderMin12_HeaderMax24 | 16 | 6 | 24 | [29 empty] | INVALID
334 | 94 | 8015-3/4-4P-100HP KPVS | KPVS_8015-3/4_4P_100HP_10.95_BRZ | 4360.5 | 4360.5 | 17442 | 4 | 0 | 4 | C | KPVS_SplitCase | 10 | 8 | 10 | 16 | BranchMin10_BranchMax16 | 16 | 4 | 12 | 24 | HeaderMin12_HeaderMax24 | 18 | 6 | 24
334 | 94 | 8015-3/4-4P-100HP KPVS | KPVS_8015-3/4_4P_100HP_10.95_BRZ | 4360.5 | 4360.5 | 17442 | 4 | 0 | 4 | C | KPVS_SplitCase | 10 | 8 | 10 | 16 | BranchMin10_BranchMax16 | 16 | 4 | 12 | 24 | HeaderMin12_HeaderMax24 | 20 | 6 | 24
334 | 94 | 8015-3/4-4P-100HP KPVS | KPVS_8015-3/4_4P_100HP_10.95_BRZ | 4360.5 | 4360.5 | 17442 | 4 | 0 | 4 | C | KPVS_SplitCase | 10 | 8 | 10 | 16 | BranchMin10_BranchMax16 | 16 | 4 | 12 | 24 | HeaderMin12_HeaderMax24 | 24 | 6 | 24
335 | 95 | 8015-3/4-4P-125HP KPVS | KPVS_8015-3/4_4P_125HP_11.69_BRZ | 4649.1 | 4649.1 | 18596.4 | 4 | 0 | 4 | C | KPVS_SplitCase | 10 | 8 | 10 | 16 | BranchMin10_BranchMax16 | 10 | 4 | 12 | 24 | HeaderMin12_HeaderMax24 | 12 | 6 | 24
335 | 95 | 8015-3/4-4P-125HP KPVS | KPVS_8015-3/4_4P_125HP_11.69_BRZ | 4649.1 | 4649.1 | 18596.4 | 4 | 0 | 4 | C | KPVS_SplitCase | 10 | 8 | 10 | 16 | BranchMin10_BranchMax16 | 10 | 4 | 12 | 24 | HeaderMin12_HeaderMax24 | 14 | 6 | 24
335 | 95 | 8015-3/4-4P-125HP KPVS | KPVS_8015-3/4_4P_125HP_11.69_BRZ | 4649.1 | 4649.1 | 18596.4 | 4 | 0 | 4 | C | KPVS_SplitCase | 10 | 8 | 10 | 16 | BranchMin10_BranchMax16 | 10 | 4 | 12 | 24 | HeaderMin12_HeaderMax24 | 16 | 6 | 24
335 | 95 | 8015-3/4-4P-125HP KPVS | KPVS_8015-3/4_4P_125HP_11.69_BRZ | 4649.1 | 4649.1 | 18596.4 | 4 | 0 | 4 | C | KPVS_SplitCase | 10 | 8 | 10 | 16 | BranchMin10_BranchMax16 | 10 | 4 | 12 | 24 | HeaderMin12_HeaderMax24 | 18 | 6 | 24
335 | 95 | 8015-3/4-4P-125HP KPVS | KPVS_8015-3/4_4P_125HP_11.69_BRZ | 4649.1 | 4649.1 | 18596.4 | 4 | 0 | 4 | C | KPVS_SplitCase | 10 | 8 | 10 | 16 | BranchMin10_BranchMax16 | 10 | 4 | 12 | 24 | HeaderMin12_HeaderMax24 | 20 | 6 | 24
335 | 95 | 8015-3/4-4P-125HP KPVS | KPVS_8015-3/4_4P_125HP_11.69_BRZ | 4649.1 | 4649.1 | 18596.4 | 4 | 0 | 4 | C | KPVS_SplitCase | 10 | 8 | 10 | 16 | BranchMin10_BranchMax16 | 10 | 4 | 12 | 24 | HeaderMin12_HeaderMax24 | 24 | 6 | 24
335 | 95 | 8015-3/4-4P-125HP KPVS | KPVS_8015-3/4_4P_125HP_11.69_BRZ | 4649.1 | 4649.1 | 18596.4 | 4 | 0 | 4 | C | KPVS_SplitCase | 10 | 8 | 10 | 16 | BranchMin10_BranchMax16 | 12 | 4 | 12 | 24 | HeaderMin12_HeaderMax24 | 12 | 6 | 24 | [29 empty] | INVALID
335 | 95 | 8015-3/4-4P-125HP KPVS | KPVS_8015-3/4_4P_125HP_11.69_BRZ | 4649.1 | 4649.1 | 18596.4 | 4 | 0 | 4 | C | KPVS_SplitCase | 10 | 8 | 10 | 16 | BranchMin10_BranchMax16 | 12 | 4 | 12 | 24 | HeaderMin12_HeaderMax24 | 14 | 6 | 24
335 | 95 | 8015-3/4-4P-125HP KPVS | KPVS_8015-3/4_4P_125HP_11.69_BRZ | 4649.1 | 4649.1 | 18596.4 | 4 | 0 | 4 | C | KPVS_SplitCase | 10 | 8 | 10 | 16 | BranchMin10_BranchMax16 | 12 | 4 | 12 | 24 | HeaderMin12_HeaderMax24 | 16 | 6 | 24
335 | 95 | 8015-3/4-4P-125HP KPVS | KPVS_8015-3/4_4P_125HP_11.69_BRZ | 4649.1 | 4649.1 | 18596.4 | 4 | 0 | 4 | C | KPVS_SplitCase | 10 | 8 | 10 | 16 | BranchMin10_BranchMax16 | 12 | 4 | 12 | 24 | HeaderMin12_HeaderMax24 | 18 | 6 | 24
335 | 95 | 8015-3/4-4P-125HP KPVS | KPVS_8015-3/4_4P_125HP_11.69_BRZ | 4649.1 | 4649.1 | 18596.4 | 4 | 0 | 4 | C | KPVS_SplitCase | 10 | 8 | 10 | 16 | BranchMin10_BranchMax16 | 12 | 4 | 12 | 24 | HeaderMin12_HeaderMax24 | 20 | 6 | 24
335 | 95 | 8015-3/4-4P-125HP KPVS | KPVS_8015-3/4_4P_125HP_11.69_BRZ | 4649.1 | 4649.1 | 18596.4 | 4 | 0 | 4 | C | KPVS_SplitCase | 10 | 8 | 10 | 16 | BranchMin10_BranchMax16 | 12 | 4 | 12 | 24 | HeaderMin12_HeaderMax24 | 24 | 6 | 24
335 | 95 | 8015-3/4-4P-125HP KPVS | KPVS_8015-3/4_4P_125HP_11.69_BRZ | 4649.1 | 4649.1 | 18596.4 | 4 | 0 | 4 | C | KPVS_SplitCase | 10 | 8 | 10 | 16 | BranchMin10_BranchMax16 | 14 | 4 | 12 | 24 | HeaderMin12_HeaderMax24 | 12 | 6 | 24 | [29 empty] | INVALID
335 | 95 | 8015-3/4-4P-125HP KPVS | KPVS_8015-3/4_4P_125HP_11.69_BRZ | 4649.1 | 4649.1 | 18596.4 | 4 | 0 | 4 | C | KPVS_SplitCase | 10 | 8 | 10 | 16 | BranchMin10_BranchMax16 | 14 | 4 | 12 | 24 | HeaderMin12_HeaderMax24 | 14 | 6 | 24 | [29 empty] | INVALID
335 | 95 | 8015-3/4-4P-125HP KPVS | KPVS_8015-3/4_4P_125HP_11.69_BRZ | 4649.1 | 4649.1 | 18596.4 | 4 | 0 | 4 | C | KPVS_SplitCase | 10 | 8 | 10 | 16 | BranchMin10_BranchMax16 | 14 | 4 | 12 | 24 | HeaderMin12_HeaderMax24 | 16 | 6 | 24
335 | 95 | 8015-3/4-4P-125HP KPVS | KPVS_8015-3/4_4P_125HP_11.69_BRZ | 4649.1 | 4649.1 | 18596.4 | 4 | 0 | 4 | C | KPVS_SplitCase | 10 | 8 | 10 | 16 | BranchMin10_BranchMax16 | 14 | 4 | 12 | 24 | HeaderMin12_HeaderMax24 | 18 | 6 | 24
335 | 95 | 8015-3/4-4P-125HP KPVS | KPVS_8015-3/4_4P_125HP_11.69_BRZ | 4649.1 | 4649.1 | 18596.4 | 4 | 0 | 4 | C | KPVS_SplitCase | 10 | 8 | 10 | 16 | BranchMin10_BranchMax16 | 14 | 4 | 12 | 24 | HeaderMin12_HeaderMax24 | 20 | 6 | 24
335 | 95 | 8015-3/4-4P-125HP KPVS | KPVS_8015-3/4_4P_125HP_11.69_BRZ | 4649.1 | 4649.1 | 18596.4 | 4 | 0 | 4 | C | KPVS_SplitCase | 10 | 8 | 10 | 16 | BranchMin10_BranchMax16 | 14 | 4 | 12 | 24 | HeaderMin12_HeaderMax24 | 24 | 6 | 24
335 | 95 | 8015-3/4-4P-125HP KPVS | KPVS_8015-3/4_4P_125HP_11.69_BRZ | 4649.1 | 4649.1 | 18596.4 | 4 | 0 | 4 | C | KPVS_SplitCase | 10 | 8 | 10 | 16 | BranchMin10_BranchMax16 | 16 | 4 | 12 | 24 | HeaderMin12_HeaderMax24 | 12 | 6 | 24 | [29 empty] | INVALID
335 | 95 | 8015-3/4-4P-125HP KPVS | KPVS_8015-3/4_4P_125HP_11.69_BRZ | 4649.1 | 4649.1 | 18596.4 | 4 | 0 | 4 | C | KPVS_SplitCase | 10 | 8 | 10 | 16 | BranchMin10_BranchMax16 | 16 | 4 | 12 | 24 | HeaderMin12_HeaderMax24 | 14 | 6 | 24 | [29 empty] | INVALID
335 | 95 | 8015-3/4-4P-125HP KPVS | KPVS_8015-3/4_4P_125HP_11.69_BRZ | 4649.1 | 4649.1 | 18596.4 | 4 | 0 | 4 | C | KPVS_SplitCase | 10 | 8 | 10 | 16 | BranchMin10_BranchMax16 | 16 | 4 | 12 | 24 | HeaderMin12_HeaderMax24 | 16 | 6 | 24 | [29 empty] | INVALID
335 | 95 | 8015-3/4-4P-125HP KPVS | KPVS_8015-3/4_4P_125HP_11.69_BRZ | 4649.1 | 4649.1 | 18596.4 | 4 | 0 | 4 | C | KPVS_SplitCase | 10 | 8 | 10 | 16 | BranchMin10_BranchMax16 | 16 | 4 | 12 | 24 | HeaderMin12_HeaderMax24 | 18 | 6 | 24
335 | 95 | 8015-3/4-4P-125HP KPVS | KPVS_8015-3/4_4P_125HP_11.69_BRZ | 4649.1 | 4649.1 | 18596.4 | 4 | 0 | 4 | C | KPVS_SplitCase | 10 | 8 | 10 | 16 | BranchMin10_BranchMax16 | 16 | 4 | 12 | 24 | HeaderMin12_HeaderMax24 | 20 | 6 | 24
335 | 95 | 8015-3/4-4P-125HP KPVS | KPVS_8015-3/4_4P_125HP_11.69_BRZ | 4649.1 | 4649.1 | 18596.4 | 4 | 0 | 4 | C | KPVS_SplitCase | 10 | 8 | 10 | 16 | BranchMin10_BranchMax16 | 16 | 4 | 12 | 24 | HeaderMin12_HeaderMax24 | 24 | 6 | 24
336 | 96 | 8015-3/4-4P-150HP KPVS | KPVS_8015-3/4_4P_150HP_12.23_BRZ | 4862.4 | 4862.4 | 19449.6 | 4 | 0 | 4 | C | KPVS_SplitCase | 10 | 8 | 10 | 16 | BranchMin10_BranchMax16 | 10 | 4 | 12 | 24 | HeaderMin12_HeaderMax24 | 12 | 6 | 24
336 | 96 | 8015-3/4-4P-150HP KPVS | KPVS_8015-3/4_4P_150HP_12.23_BRZ | 4862.4 | 4862.4 | 19449.6 | 4 | 0 | 4 | C | KPVS_SplitCase | 10 | 8 | 10 | 16 | BranchMin10_BranchMax16 | 10 | 4 | 12 | 24 | HeaderMin12_HeaderMax24 | 14 | 6 | 24
336 | 96 | 8015-3/4-4P-150HP KPVS | KPVS_8015-3/4_4P_150HP_12.23_BRZ | 4862.4 | 4862.4 | 19449.6 | 4 | 0 | 4 | C | KPVS_SplitCase | 10 | 8 | 10 | 16 | BranchMin10_BranchMax16 | 10 | 4 | 12 | 24 | HeaderMin12_HeaderMax24 | 16 | 6 | 24
336 | 96 | 8015-3/4-4P-150HP KPVS | KPVS_8015-3/4_4P_150HP_12.23_BRZ | 4862.4 | 4862.4 | 19449.6 | 4 | 0 | 4 | C | KPVS_SplitCase | 10 | 8 | 10 | 16 | BranchMin10_BranchMax16 | 10 | 4 | 12 | 24 | HeaderMin12_HeaderMax24 | 18 | 6 | 24
336 | 96 | 8015-3/4-4P-150HP KPVS | KPVS_8015-3/4_4P_150HP_12.23_BRZ | 4862.4 | 4862.4 | 19449.6 | 4 | 0 | 4 | C | KPVS_SplitCase | 10 | 8 | 10 | 16 | BranchMin10_BranchMax16 | 10 | 4 | 12 | 24 | HeaderMin12_HeaderMax24 | 20 | 6 | 24
336 | 96 | 8015-3/4-4P-150HP KPVS | KPVS_8015-3/4_4P_150HP_12.23_BRZ | 4862.4 | 4862.4 | 19449.6 | 4 | 0 | 4 | C | KPVS_SplitCase | 10 | 8 | 10 | 16 | BranchMin10_BranchMax16 | 10 | 4 | 12 | 24 | HeaderMin12_HeaderMax24 | 24 | 6 | 24
336 | 96 | 8015-3/4-4P-150HP KPVS | KPVS_8015-3/4_4P_150HP_12.23_BRZ | 4862.4 | 4862.4 | 19449.6 | 4 | 0 | 4 | C | KPVS_SplitCase | 10 | 8 | 10 | 16 | BranchMin10_BranchMax16 | 12 | 4 | 12 | 24 | HeaderMin12_HeaderMax24 | 12 | 6 | 24 | [29 empty] | INVALID
336 | 96 | 8015-3/4-4P-150HP KPVS | KPVS_8015-3/4_4P_150HP_12.23_BRZ | 4862.4 | 4862.4 | 19449.6 | 4 | 0 | 4 | C | KPVS_SplitCase | 10 | 8 | 10 | 16 | BranchMin10_BranchMax16 | 12 | 4 | 12 | 24 | HeaderMin12_HeaderMax24 | 14 | 6 | 24
336 | 96 | 8015-3/4-4P-150HP KPVS | KPVS_8015-3/4_4P_150HP_12.23_BRZ | 4862.4 | 4862.4 | 19449.6 | 4 | 0 | 4 | C | KPVS_SplitCase | 10 | 8 | 10 | 16 | BranchMin10_BranchMax16 | 12 | 4 | 12 | 24 | HeaderMin12_HeaderMax24 | 16 | 6 | 24
336 | 96 | 8015-3/4-4P-150HP KPVS | KPVS_8015-3/4_4P_150HP_12.23_BRZ | 4862.4 | 4862.4 | 19449.6 | 4 | 0 | 4 | C | KPVS_SplitCase | 10 | 8 | 10 | 16 | BranchMin10_BranchMax16 | 12 | 4 | 12 | 24 | HeaderMin12_HeaderMax24 | 18 | 6 | 24
336 | 96 | 8015-3/4-4P-150HP KPVS | KPVS_8015-3/4_4P_150HP_12.23_BRZ | 4862.4 | 4862.4 | 19449.6 | 4 | 0 | 4 | C | KPVS_SplitCase | 10 | 8 | 10 | 16 | BranchMin10_BranchMax16 | 12 | 4 | 12 | 24 | HeaderMin12_HeaderMax24 | 20 | 6 | 24
336 | 96 | 8015-3/4-4P-150HP KPVS | KPVS_8015-3/4_4P_150HP_12.23_BRZ | 4862.4 | 4862.4 | 19449.6 | 4 | 0 | 4 | C | KPVS_SplitCase | 10 | 8 | 10 | 16 | BranchMin10_BranchMax16 | 12 | 4 | 12 | 24 | HeaderMin12_HeaderMax24 | 24 | 6 | 24
336 | 96 | 8015-3/4-4P-150HP KPVS | KPVS_8015-3/4_4P_150HP_12.23_BRZ | 4862.4 | 4862.4 | 19449.6 | 4 | 0 | 4 | C | KPVS_SplitCase | 10 | 8 | 10 | 16 | BranchMin10_BranchMax16 | 14 | 4 | 12 | 24 | HeaderMin12_HeaderMax24 | 12 | 6 | 24 | [29 empty] | INVALID
336 | 96 | 8015-3/4-4P-150HP KPVS | KPVS_8015-3/4_4P_150HP_12.23_BRZ | 4862.4 | 4862.4 | 19449.6 | 4 | 0 | 4 | C | KPVS_SplitCase | 10 | 8 | 10 | 16 | BranchMin10_BranchMax16 | 14 | 4 | 12 | 24 | HeaderMin12_HeaderMax24 | 14 | 6 | 24 | [29 empty] | INVALID
336 | 96 | 8015-3/4-4P-150HP KPVS | KPVS_8015-3/4_4P_150HP_12.23_BRZ | 4862.4 | 4862.4 | 19449.6 | 4 | 0 | 4 | C | KPVS_SplitCase | 10 | 8 | 10 | 16 | BranchMin10_BranchMax16 | 14 | 4 | 12 | 24 | HeaderMin12_HeaderMax24 | 16 | 6 | 24
336 | 96 | 8015-3/4-4P-150HP KPVS | KPVS_8015-3/4_4P_150HP_12.23_BRZ | 4862.4 | 4862.4 | 19449.6 | 4 | 0 | 4 | C | KPVS_SplitCase | 10 | 8 | 10 | 16 | BranchMin10_BranchMax16 | 14 | 4 | 12 | 24 | HeaderMin12_HeaderMax24 | 18 | 6 | 24
336 | 96 | 8015-3/4-4P-150HP KPVS | KPVS_8015-3/4_4P_150HP_12.23_BRZ | 4862.4 | 4862.4 | 19449.6 | 4 | 0 | 4 | C | KPVS_SplitCase | 10 | 8 | 10 | 16 | BranchMin10_BranchMax16 | 14 | 4 | 12 | 24 | HeaderMin12_HeaderMax24 | 20 | 6 | 24
336 | 96 | 8015-3/4-4P-150HP KPVS | KPVS_8015-3/4_4P_150HP_12.23_BRZ | 4862.4 | 4862.4 | 19449.6 | 4 | 0 | 4 | C | KPVS_SplitCase | 10 | 8 | 10 | 16 | BranchMin10_BranchMax16 | 14 | 4 | 12 | 24 | HeaderMin12_HeaderMax24 | 24 | 6 | 24
336 | 96 | 8015-3/4-4P-150HP KPVS | KPVS_8015-3/4_4P_150HP_12.23_BRZ | 4862.4 | 4862.4 | 19449.6 | 4 | 0 | 4 | C | KPVS_SplitCase | 10 | 8 | 10 | 16 | BranchMin10_BranchMax16 | 16 | 4 | 12 | 24 | HeaderMin12_HeaderMax24 | 12 | 6 | 24 | [29 empty] | INVALID
336 | 96 | 8015-3/4-4P-150HP KPVS | KPVS_8015-3/4_4P_150HP_12.23_BRZ | 4862.4 | 4862.4 | 19449.6 | 4 | 0 | 4 | C | KPVS_SplitCase | 10 | 8 | 10 | 16 | BranchMin10_BranchMax16 | 16 | 4 | 12 | 24 | HeaderMin12_HeaderMax24 | 14 | 6 | 24 | [29 empty] | INVALID
336 | 96 | 8015-3/4-4P-150HP KPVS | KPVS_8015-3/4_4P_150HP_12.23_BRZ | 4862.4 | 4862.4 | 19449.6 | 4 | 0 | 4 | C | KPVS_SplitCase | 10 | 8 | 10 | 16 | BranchMin10_BranchMax16 | 16 | 4 | 12 | 24 | HeaderMin12_HeaderMax24 | 16 | 6 | 24 | [29 empty] | INVALID
336 | 96 | 8015-3/4-4P-150HP KPVS | KPVS_8015-3/4_4P_150HP_12.23_BRZ | 4862.4 | 4862.4 | 19449.6 | 4 | 0 | 4 | C | KPVS_SplitCase | 10 | 8 | 10 | 16 | BranchMin10_BranchMax16 | 16 | 4 | 12 | 24 | HeaderMin12_HeaderMax24 | 18 | 6 | 24
336 | 96 | 8015-3/4-4P-150HP KPVS | KPVS_8015-3/4_4P_150HP_12.23_BRZ | 4862.4 | 4862.4 | 19449.6 | 4 | 0 | 4 | C | KPVS_SplitCase | 10 | 8 | 10 | 16 | BranchMin10_BranchMax16 | 16 | 4 | 12 | 24 | HeaderMin12_HeaderMax24 | 20 | 6 | 24
336 | 96 | 8015-3/4-4P-150HP KPVS | KPVS_8015-3/4_4P_150HP_12.23_BRZ | 4862.4 | 4862.4 | 19449.6 | 4 | 0 | 4 | C | KPVS_SplitCase | 10 | 8 | 10 | 16 | BranchMin10_BranchMax16 | 16 | 4 | 12 | 24 | HeaderMin12_HeaderMax24 | 24 | 6 | 24
337 | 97 | 8015-3/4-4P-200HP KPVS | KPVS_8015-3/4_4P_200HP_13.29_BRZ | 5297.1 | 5297.1 | 21188.4 | 4 | 0 | 4 | C | KPVS_SplitCase | 10 | 8 | 10 | 16 | BranchMin10_BranchMax16 | 10 | 4 | 12 | 24 | HeaderMin12_HeaderMax24 | 12 | 6 | 24
337 | 97 | 8015-3/4-4P-200HP KPVS | KPVS_8015-3/4_4P_200HP_13.29_BRZ | 5297.1 | 5297.1 | 21188.4 | 4 | 0 | 4 | C | KPVS_SplitCase | 10 | 8 | 10 | 16 | BranchMin10_BranchMax16 | 10 | 4 | 12 | 24 | HeaderMin12_HeaderMax24 | 14 | 6 | 24
337 | 97 | 8015-3/4-4P-200HP KPVS | KPVS_8015-3/4_4P_200HP_13.29_BRZ | 5297.1 | 5297.1 | 21188.4 | 4 | 0 | 4 | C | KPVS_SplitCase | 10 | 8 | 10 | 16 | BranchMin10_BranchMax16 | 10 | 4 | 12 | 24 | HeaderMin12_HeaderMax24 | 16 | 6 | 24
337 | 97 | 8015-3/4-4P-200HP KPVS | KPVS_8015-3/4_4P_200HP_13.29_BRZ | 5297.1 | 5297.1 | 21188.4 | 4 | 0 | 4 | C | KPVS_SplitCase | 10 | 8 | 10 | 16 | BranchMin10_BranchMax16 | 10 | 4 | 12 | 24 | HeaderMin12_HeaderMax24 | 18 | 6 | 24
337 | 97 | 8015-3/4-4P-200HP KPVS | KPVS_8015-3/4_4P_200HP_13.29_BRZ | 5297.1 | 5297.1 | 21188.4 | 4 | 0 | 4 | C | KPVS_SplitCase | 10 | 8 | 10 | 16 | BranchMin10_BranchMax16 | 10 | 4 | 12 | 24 | HeaderMin12_HeaderMax24 | 20 | 6 | 24
337 | 97 | 8015-3/4-4P-200HP KPVS | KPVS_8015-3/4_4P_200HP_13.29_BRZ | 5297.1 | 5297.1 | 21188.4 | 4 | 0 | 4 | C | KPVS_SplitCase | 10 | 8 | 10 | 16 | BranchMin10_BranchMax16 | 10 | 4 | 12 | 24 | HeaderMin12_HeaderMax24 | 24 | 6 | 24
337 | 97 | 8015-3/4-4P-200HP KPVS | KPVS_8015-3/4_4P_200HP_13.29_BRZ | 5297.1 | 5297.1 | 21188.4 | 4 | 0 | 4 | C | KPVS_SplitCase | 10 | 8 | 10 | 16 | BranchMin10_BranchMax16 | 12 | 4 | 12 | 24 | HeaderMin12_HeaderMax24 | 12 | 6 | 24 | [29 empty] | INVALID
337 | 97 | 8015-3/4-4P-200HP KPVS | KPVS_8015-3/4_4P_200HP_13.29_BRZ | 5297.1 | 5297.1 | 21188.4 | 4 | 0 | 4 | C | KPVS_SplitCase | 10 | 8 | 10 | 16 | BranchMin10_BranchMax16 | 12 | 4 | 12 | 24 | HeaderMin12_HeaderMax24 | 14 | 6 | 24
337 | 97 | 8015-3/4-4P-200HP KPVS | KPVS_8015-3/4_4P_200HP_13.29_BRZ | 5297.1 | 5297.1 | 21188.4 | 4 | 0 | 4 | C | KPVS_SplitCase | 10 | 8 | 10 | 16 | BranchMin10_BranchMax16 | 12 | 4 | 12 | 24 | HeaderMin12_HeaderMax24 | 16 | 6 | 24
337 | 97 | 8015-3/4-4P-200HP KPVS | KPVS_8015-3/4_4P_200HP_13.29_BRZ | 5297.1 | 5297.1 | 21188.4 | 4 | 0 | 4 | C | KPVS_SplitCase | 10 | 8 | 10 | 16 | BranchMin10_BranchMax16 | 12 | 4 | 12 | 24 | HeaderMin12_HeaderMax24 | 18 | 6 | 24
337 | 97 | 8015-3/4-4P-200HP KPVS | KPVS_8015-3/4_4P_200HP_13.29_BRZ | 5297.1 | 5297.1 | 21188.4 | 4 | 0 | 4 | C | KPVS_SplitCase | 10 | 8 | 10 | 16 | BranchMin10_BranchMax16 | 12 | 4 | 12 | 24 | HeaderMin12_HeaderMax24 | 20 | 6 | 24
337 | 97 | 8015-3/4-4P-200HP KPVS | KPVS_8015-3/4_4P_200HP_13.29_BRZ | 5297.1 | 5297.1 | 21188.4 | 4 | 0 | 4 | C | KPVS_SplitCase | 10 | 8 | 10 | 16 | BranchMin10_BranchMax16 | 12 | 4 | 12 | 24 | HeaderMin12_HeaderMax24 | 24 | 6 | 24
337 | 97 | 8015-3/4-4P-200HP KPVS | KPVS_8015-3/4_4P_200HP_13.29_BRZ | 5297.1 | 5297.1 | 21188.4 | 4 | 0 | 4 | C | KPVS_SplitCase | 10 | 8 | 10 | 16 | BranchMin10_BranchMax16 | 14 | 4 | 12 | 24 | HeaderMin12_HeaderMax24 | 12 | 6 | 24 | [29 empty] | INVALID
337 | 97 | 8015-3/4-4P-200HP KPVS | KPVS_8015-3/4_4P_200HP_13.29_BRZ | 5297.1 | 5297.1 | 21188.4 | 4 | 0 | 4 | C | KPVS_SplitCase | 10 | 8 | 10 | 16 | BranchMin10_BranchMax16 | 14 | 4 | 12 | 24 | HeaderMin12_HeaderMax24 | 14 | 6 | 24 | [29 empty] | INVALID
337 | 97 | 8015-3/4-4P-200HP KPVS | KPVS_8015-3/4_4P_200HP_13.29_BRZ | 5297.1 | 5297.1 | 21188.4 | 4 | 0 | 4 | C | KPVS_SplitCase | 10 | 8 | 10 | 16 | BranchMin10_BranchMax16 | 14 | 4 | 12 | 24 | HeaderMin12_HeaderMax24 | 16 | 6 | 24
337 | 97 | 8015-3/4-4P-200HP KPVS | KPVS_8015-3/4_4P_200HP_13.29_BRZ | 5297.1 | 5297.1 | 21188.4 | 4 | 0 | 4 | C | KPVS_SplitCase | 10 | 8 | 10 | 16 | BranchMin10_BranchMax16 | 14 | 4 | 12 | 24 | HeaderMin12_HeaderMax24 | 18 | 6 | 24
337 | 97 | 8015-3/4-4P-200HP KPVS | KPVS_8015-3/4_4P_200HP_13.29_BRZ | 5297.1 | 5297.1 | 21188.4 | 4 | 0 | 4 | C | KPVS_SplitCase | 10 | 8 | 10 | 16 | BranchMin10_BranchMax16 | 14 | 4 | 12 | 24 | HeaderMin12_HeaderMax24 | 20 | 6 | 24
337 | 97 | 8015-3/4-4P-200HP KPVS | KPVS_8015-3/4_4P_200HP_13.29_BRZ | 5297.1 | 5297.1 | 21188.4 | 4 | 0 | 4 | C | KPVS_SplitCase | 10 | 8 | 10 | 16 | BranchMin10_BranchMax16 | 14 | 4 | 12 | 24 | HeaderMin12_HeaderMax24 | 24 | 6 | 24
337 | 97 | 8015-3/4-4P-200HP KPVS | KPVS_8015-3/4_4P_200HP_13.29_BRZ | 5297.1 | 5297.1 | 21188.4 | 4 | 0 | 4 | C | KPVS_SplitCase | 10 | 8 | 10 | 16 | BranchMin10_BranchMax16 | 16 | 4 | 12 | 24 | HeaderMin12_HeaderMax24 | 12 | 6 | 24 | [29 empty] | INVALID
337 | 97 | 8015-3/4-4P-200HP KPVS | KPVS_8015-3/4_4P_200HP_13.29_BRZ | 5297.1 | 5297.1 | 21188.4 | 4 | 0 | 4 | C | KPVS_SplitCase | 10 | 8 | 10 | 16 | BranchMin10_BranchMax16 | 16 | 4 | 12 | 24 | HeaderMin12_HeaderMax24 | 14 | 6 | 24 | [29 empty] | INVALID
337 | 97 | 8015-3/4-4P-200HP KPVS | KPVS_8015-3/4_4P_200HP_13.29_BRZ | 5297.1 | 5297.1 | 21188.4 | 4 | 0 | 4 | C | KPVS_SplitCase | 10 | 8 | 10 | 16 | BranchMin10_BranchMax16 | 16 | 4 | 12 | 24 | HeaderMin12_HeaderMax24 | 16 | 6 | 24 | [29 empty] | INVALID
337 | 97 | 8015-3/4-4P-200HP KPVS | KPVS_8015-3/4_4P_200HP_13.29_BRZ | 5297.1 | 5297.1 | 21188.4 | 4 | 0 | 4 | C | KPVS_SplitCase | 10 | 8 | 10 | 16 | BranchMin10_BranchMax16 | 16 | 4 | 12 | 24 | HeaderMin12_HeaderMax24 | 18 | 6 | 24
337 | 97 | 8015-3/4-4P-200HP KPVS | KPVS_8015-3/4_4P_200HP_13.29_BRZ | 5297.1 | 5297.1 | 21188.4 | 4 | 0 | 4 | C | KPVS_SplitCase | 10 | 8 | 10 | 16 | BranchMin10_BranchMax16 | 16 | 4 | 12 | 24 | HeaderMin12_HeaderMax24 | 20 | 6 | 24
337 | 97 | 8015-3/4-4P-200HP KPVS | KPVS_8015-3/4_4P_200HP_13.29_BRZ | 5297.1 | 5297.1 | 21188.4 | 4 | 0 | 4 | C | KPVS_SplitCase | 10 | 8 | 10 | 16 | BranchMin10_BranchMax16 | 16 | 4 | 12 | 24 | HeaderMin12_HeaderMax24 | 24 | 6 | 24
338 | 98 | 8015-3/4-4P-250HP KPVS | KPVS_8015-3/4_4P_250HP_14.19_BRZ | 5667.9 | 5667.9 | 22671.6 | 4 | 0 | 4 | C | KPVS_SplitCase | 10 | 8 | 10 | 18 | BranchMin10_BranchMax18 | 10 | 5 | 12 | 24 | HeaderMin12_HeaderMax24 | 12 | 6 | 30
338 | 98 | 8015-3/4-4P-250HP KPVS | KPVS_8015-3/4_4P_250HP_14.19_BRZ | 5667.9 | 5667.9 | 22671.6 | 4 | 0 | 4 | C | KPVS_SplitCase | 10 | 8 | 10 | 18 | BranchMin10_BranchMax18 | 10 | 5 | 12 | 24 | HeaderMin12_HeaderMax24 | 14 | 6 | 30
338 | 98 | 8015-3/4-4P-250HP KPVS | KPVS_8015-3/4_4P_250HP_14.19_BRZ | 5667.9 | 5667.9 | 22671.6 | 4 | 0 | 4 | C | KPVS_SplitCase | 10 | 8 | 10 | 18 | BranchMin10_BranchMax18 | 10 | 5 | 12 | 24 | HeaderMin12_HeaderMax24 | 16 | 6 | 30
338 | 98 | 8015-3/4-4P-250HP KPVS | KPVS_8015-3/4_4P_250HP_14.19_BRZ | 5667.9 | 5667.9 | 22671.6 | 4 | 0 | 4 | C | KPVS_SplitCase | 10 | 8 | 10 | 18 | BranchMin10_BranchMax18 | 10 | 5 | 12 | 24 | HeaderMin12_HeaderMax24 | 18 | 6 | 30
338 | 98 | 8015-3/4-4P-250HP KPVS | KPVS_8015-3/4_4P_250HP_14.19_BRZ | 5667.9 | 5667.9 | 22671.6 | 4 | 0 | 4 | C | KPVS_SplitCase | 10 | 8 | 10 | 18 | BranchMin10_BranchMax18 | 10 | 5 | 12 | 24 | HeaderMin12_HeaderMax24 | 20 | 6 | 30
338 | 98 | 8015-3/4-4P-250HP KPVS | KPVS_8015-3/4_4P_250HP_14.19_BRZ | 5667.9 | 5667.9 | 22671.6 | 4 | 0 | 4 | C | KPVS_SplitCase | 10 | 8 | 10 | 18 | BranchMin10_BranchMax18 | 10 | 5 | 12 | 24 | HeaderMin12_HeaderMax24 | 24 | 6 | 30
338 | 98 | 8015-3/4-4P-250HP KPVS | KPVS_8015-3/4_4P_250HP_14.19_BRZ | 5667.9 | 5667.9 | 22671.6 | 4 | 0 | 4 | C | KPVS_SplitCase | 10 | 8 | 10 | 18 | BranchMin10_BranchMax18 | 12 | 5 | 12 | 24 | HeaderMin12_HeaderMax24 | 12 | 6 | 30 | [29 empty] | INVALID
338 | 98 | 8015-3/4-4P-250HP KPVS | KPVS_8015-3/4_4P_250HP_14.19_BRZ | 5667.9 | 5667.9 | 22671.6 | 4 | 0 | 4 | C | KPVS_SplitCase | 10 | 8 | 10 | 18 | BranchMin10_BranchMax18 | 12 | 5 | 12 | 24 | HeaderMin12_HeaderMax24 | 14 | 6 | 30
338 | 98 | 8015-3/4-4P-250HP KPVS | KPVS_8015-3/4_4P_250HP_14.19_BRZ | 5667.9 | 5667.9 | 22671.6 | 4 | 0 | 4 | C | KPVS_SplitCase | 10 | 8 | 10 | 18 | BranchMin10_BranchMax18 | 12 | 5 | 12 | 24 | HeaderMin12_HeaderMax24 | 16 | 6 | 30
338 | 98 | 8015-3/4-4P-250HP KPVS | KPVS_8015-3/4_4P_250HP_14.19_BRZ | 5667.9 | 5667.9 | 22671.6 | 4 | 0 | 4 | C | KPVS_SplitCase | 10 | 8 | 10 | 18 | BranchMin10_BranchMax18 | 12 | 5 | 12 | 24 | HeaderMin12_HeaderMax24 | 18 | 6 | 30
338 | 98 | 8015-3/4-4P-250HP KPVS | KPVS_8015-3/4_4P_250HP_14.19_BRZ | 5667.9 | 5667.9 | 22671.6 | 4 | 0 | 4 | C | KPVS_SplitCase | 10 | 8 | 10 | 18 | BranchMin10_BranchMax18 | 12 | 5 | 12 | 24 | HeaderMin12_HeaderMax24 | 20 | 6 | 30
338 | 98 | 8015-3/4-4P-250HP KPVS | KPVS_8015-3/4_4P_250HP_14.19_BRZ | 5667.9 | 5667.9 | 22671.6 | 4 | 0 | 4 | C | KPVS_SplitCase | 10 | 8 | 10 | 18 | BranchMin10_BranchMax18 | 12 | 5 | 12 | 24 | HeaderMin12_HeaderMax24 | 24 | 6 | 30
338 | 98 | 8015-3/4-4P-250HP KPVS | KPVS_8015-3/4_4P_250HP_14.19_BRZ | 5667.9 | 5667.9 | 22671.6 | 4 | 0 | 4 | C | KPVS_SplitCase | 10 | 8 | 10 | 18 | BranchMin10_BranchMax18 | 14 | 5 | 12 | 24 | HeaderMin12_HeaderMax24 | 12 | 6 | 30 | [29 empty] | INVALID
338 | 98 | 8015-3/4-4P-250HP KPVS | KPVS_8015-3/4_4P_250HP_14.19_BRZ | 5667.9 | 5667.9 | 22671.6 | 4 | 0 | 4 | C | KPVS_SplitCase | 10 | 8 | 10 | 18 | BranchMin10_BranchMax18 | 14 | 5 | 12 | 24 | HeaderMin12_HeaderMax24 | 14 | 6 | 30 | [29 empty] | INVALID
338 | 98 | 8015-3/4-4P-250HP KPVS | KPVS_8015-3/4_4P_250HP_14.19_BRZ | 5667.9 | 5667.9 | 22671.6 | 4 | 0 | 4 | C | KPVS_SplitCase | 10 | 8 | 10 | 18 | BranchMin10_BranchMax18 | 14 | 5 | 12 | 24 | HeaderMin12_HeaderMax24 | 16 | 6 | 30
338 | 98 | 8015-3/4-4P-250HP KPVS | KPVS_8015-3/4_4P_250HP_14.19_BRZ | 5667.9 | 5667.9 | 22671.6 | 4 | 0 | 4 | C | KPVS_SplitCase | 10 | 8 | 10 | 18 | BranchMin10_BranchMax18 | 14 | 5 | 12 | 24 | HeaderMin12_HeaderMax24 | 18 | 6 | 30
338 | 98 | 8015-3/4-4P-250HP KPVS | KPVS_8015-3/4_4P_250HP_14.19_BRZ | 5667.9 | 5667.9 | 22671.6 | 4 | 0 | 4 | C | KPVS_SplitCase | 10 | 8 | 10 | 18 | BranchMin10_BranchMax18 | 14 | 5 | 12 | 24 | HeaderMin12_HeaderMax24 | 20 | 6 | 30
338 | 98 | 8015-3/4-4P-250HP KPVS | KPVS_8015-3/4_4P_250HP_14.19_BRZ | 5667.9 | 5667.9 | 22671.6 | 4 | 0 | 4 | C | KPVS_SplitCase | 10 | 8 | 10 | 18 | BranchMin10_BranchMax18 | 14 | 5 | 12 | 24 | HeaderMin12_HeaderMax24 | 24 | 6 | 30
338 | 98 | 8015-3/4-4P-250HP KPVS | KPVS_8015-3/4_4P_250HP_14.19_BRZ | 5667.9 | 5667.9 | 22671.6 | 4 | 0 | 4 | C | KPVS_SplitCase | 10 | 8 | 10 | 18 | BranchMin10_BranchMax18 | 16 | 5 | 12 | 24 | HeaderMin12_HeaderMax24 | 12 | 6 | 30 | [29 empty] | INVALID
338 | 98 | 8015-3/4-4P-250HP KPVS | KPVS_8015-3/4_4P_250HP_14.19_BRZ | 5667.9 | 5667.9 | 22671.6 | 4 | 0 | 4 | C | KPVS_SplitCase | 10 | 8 | 10 | 18 | BranchMin10_BranchMax18 | 16 | 5 | 12 | 24 | HeaderMin12_HeaderMax24 | 14 | 6 | 30 | [29 empty] | INVALID
338 | 98 | 8015-3/4-4P-250HP KPVS | KPVS_8015-3/4_4P_250HP_14.19_BRZ | 5667.9 | 5667.9 | 22671.6 | 4 | 0 | 4 | C | KPVS_SplitCase | 10 | 8 | 10 | 18 | BranchMin10_BranchMax18 | 16 | 5 | 12 | 24 | HeaderMin12_HeaderMax24 | 16 | 6 | 30 | [29 empty] | INVALID
338 | 98 | 8015-3/4-4P-250HP KPVS | KPVS_8015-3/4_4P_250HP_14.19_BRZ | 5667.9 | 5667.9 | 22671.6 | 4 | 0 | 4 | C | KPVS_SplitCase | 10 | 8 | 10 | 18 | BranchMin10_BranchMax18 | 16 | 5 | 12 | 24 | HeaderMin12_HeaderMax24 | 18 | 6 | 30
338 | 98 | 8015-3/4-4P-250HP KPVS | KPVS_8015-3/4_4P_250HP_14.19_BRZ | 5667.9 | 5667.9 | 22671.6 | 4 | 0 | 4 | C | KPVS_SplitCase | 10 | 8 | 10 | 18 | BranchMin10_BranchMax18 | 16 | 5 | 12 | 24 | HeaderMin12_HeaderMax24 | 20 | 6 | 30
338 | 98 | 8015-3/4-4P-250HP KPVS | KPVS_8015-3/4_4P_250HP_14.19_BRZ | 5667.9 | 5667.9 | 22671.6 | 4 | 0 | 4 | C | KPVS_SplitCase | 10 | 8 | 10 | 18 | BranchMin10_BranchMax18 | 16 | 5 | 12 | 24 | HeaderMin12_HeaderMax24 | 24 | 6 | 30
338 | 98 | 8015-3/4-4P-250HP KPVS | KPVS_8015-3/4_4P_250HP_14.19_BRZ | 5667.9 | 5667.9 | 22671.6 | 4 | 0 | 4 | C | KPVS_SplitCase | 10 | 8 | 10 | 18 | BranchMin10_BranchMax18 | 18 | 5 | 12 | 24 | HeaderMin12_HeaderMax24 | 12 | 6 | 30 | [29 empty] | INVALID
338 | 98 | 8015-3/4-4P-250HP KPVS | KPVS_8015-3/4_4P_250HP_14.19_BRZ | 5667.9 | 5667.9 | 22671.6 | 4 | 0 | 4 | C | KPVS_SplitCase | 10 | 8 | 10 | 18 | BranchMin10_BranchMax18 | 18 | 5 | 12 | 24 | HeaderMin12_HeaderMax24 | 14 | 6 | 30 | [29 empty] | INVALID
338 | 98 | 8015-3/4-4P-250HP KPVS | KPVS_8015-3/4_4P_250HP_14.19_BRZ | 5667.9 | 5667.9 | 22671.6 | 4 | 0 | 4 | C | KPVS_SplitCase | 10 | 8 | 10 | 18 | BranchMin10_BranchMax18 | 18 | 5 | 12 | 24 | HeaderMin12_HeaderMax24 | 16 | 6 | 30 | [29 empty] | INVALID
338 | 98 | 8015-3/4-4P-250HP KPVS | KPVS_8015-3/4_4P_250HP_14.19_BRZ | 5667.9 | 5667.9 | 22671.6 | 4 | 0 | 4 | C | KPVS_SplitCase | 10 | 8 | 10 | 18 | BranchMin10_BranchMax18 | 18 | 5 | 12 | 24 | HeaderMin12_HeaderMax24 | 18 | 6 | 30 | [29 empty] | INVALID
338 | 98 | 8015-3/4-4P-250HP KPVS | KPVS_8015-3/4_4P_250HP_14.19_BRZ | 5667.9 | 5667.9 | 22671.6 | 4 | 0 | 4 | C | KPVS_SplitCase | 10 | 8 | 10 | 18 | BranchMin10_BranchMax18 | 18 | 5 | 12 | 24 | HeaderMin12_HeaderMax24 | 20 | 6 | 30
338 | 98 | 8015-3/4-4P-250HP KPVS | KPVS_8015-3/4_4P_250HP_14.19_BRZ | 5667.9 | 5667.9 | 22671.6 | 4 | 0 | 4 | C | KPVS_SplitCase | 10 | 8 | 10 | 18 | BranchMin10_BranchMax18 | 18 | 5 | 12 | 24 | HeaderMin12_HeaderMax24 | 24 | 6 | 30
339 | 99 | 8015-3/4-4P-300HP KPVS | KPVS_8015-3/4_4P_300HP_15.00_BRZ | 6000 | 6000 | 24000 | 4 | 0 | 4 | C | KPVS_SplitCase | 10 | 8 | 10 | 18 | BranchMin10_BranchMax18 | 10 | 5 | 12 | 24 | HeaderMin12_HeaderMax24 | 12 | 6 | 30
339 | 99 | 8015-3/4-4P-300HP KPVS | KPVS_8015-3/4_4P_300HP_15.00_BRZ | 6000 | 6000 | 24000 | 4 | 0 | 4 | C | KPVS_SplitCase | 10 | 8 | 10 | 18 | BranchMin10_BranchMax18 | 10 | 5 | 12 | 24 | HeaderMin12_HeaderMax24 | 14 | 6 | 30
339 | 99 | 8015-3/4-4P-300HP KPVS | KPVS_8015-3/4_4P_300HP_15.00_BRZ | 6000 | 6000 | 24000 | 4 | 0 | 4 | C | KPVS_SplitCase | 10 | 8 | 10 | 18 | BranchMin10_BranchMax18 | 10 | 5 | 12 | 24 | HeaderMin12_HeaderMax24 | 16 | 6 | 30
339 | 99 | 8015-3/4-4P-300HP KPVS | KPVS_8015-3/4_4P_300HP_15.00_BRZ | 6000 | 6000 | 24000 | 4 | 0 | 4 | C | KPVS_SplitCase | 10 | 8 | 10 | 18 | BranchMin10_BranchMax18 | 10 | 5 | 12 | 24 | HeaderMin12_HeaderMax24 | 18 | 6 | 30
339 | 99 | 8015-3/4-4P-300HP KPVS | KPVS_8015-3/4_4P_300HP_15.00_BRZ | 6000 | 6000 | 24000 | 4 | 0 | 4 | C | KPVS_SplitCase | 10 | 8 | 10 | 18 | BranchMin10_BranchMax18 | 10 | 5 | 12 | 24 | HeaderMin12_HeaderMax24 | 20 | 6 | 30
339 | 99 | 8015-3/4-4P-300HP KPVS | KPVS_8015-3/4_4P_300HP_15.00_BRZ | 6000 | 6000 | 24000 | 4 | 0 | 4 | C | KPVS_SplitCase | 10 | 8 | 10 | 18 | BranchMin10_BranchMax18 | 10 | 5 | 12 | 24 | HeaderMin12_HeaderMax24 | 24 | 6 | 30
339 | 99 | 8015-3/4-4P-300HP KPVS | KPVS_8015-3/4_4P_300HP_15.00_BRZ | 6000 | 6000 | 24000 | 4 | 0 | 4 | C | KPVS_SplitCase | 10 | 8 | 10 | 18 | BranchMin10_BranchMax18 | 12 | 5 | 12 | 24 | HeaderMin12_HeaderMax24 | 12 | 6 | 30 | [29 empty] | INVALID
339 | 99 | 8015-3/4-4P-300HP KPVS | KPVS_8015-3/4_4P_300HP_15.00_BRZ | 6000 | 6000 | 24000 | 4 | 0 | 4 | C | KPVS_SplitCase | 10 | 8 | 10 | 18 | BranchMin10_BranchMax18 | 12 | 5 | 12 | 24 | HeaderMin12_HeaderMax24 | 14 | 6 | 30
339 | 99 | 8015-3/4-4P-300HP KPVS | KPVS_8015-3/4_4P_300HP_15.00_BRZ | 6000 | 6000 | 24000 | 4 | 0 | 4 | C | KPVS_SplitCase | 10 | 8 | 10 | 18 | BranchMin10_BranchMax18 | 12 | 5 | 12 | 24 | HeaderMin12_HeaderMax24 | 16 | 6 | 30
339 | 99 | 8015-3/4-4P-300HP KPVS | KPVS_8015-3/4_4P_300HP_15.00_BRZ | 6000 | 6000 | 24000 | 4 | 0 | 4 | C | KPVS_SplitCase | 10 | 8 | 10 | 18 | BranchMin10_BranchMax18 | 12 | 5 | 12 | 24 | HeaderMin12_HeaderMax24 | 18 | 6 | 30
339 | 99 | 8015-3/4-4P-300HP KPVS | KPVS_8015-3/4_4P_300HP_15.00_BRZ | 6000 | 6000 | 24000 | 4 | 0 | 4 | C | KPVS_SplitCase | 10 | 8 | 10 | 18 | BranchMin10_BranchMax18 | 12 | 5 | 12 | 24 | HeaderMin12_HeaderMax24 | 20 | 6 | 30
339 | 99 | 8015-3/4-4P-300HP KPVS | KPVS_8015-3/4_4P_300HP_15.00_BRZ | 6000 | 6000 | 24000 | 4 | 0 | 4 | C | KPVS_SplitCase | 10 | 8 | 10 | 18 | BranchMin10_BranchMax18 | 12 | 5 | 12 | 24 | HeaderMin12_HeaderMax24 | 24 | 6 | 30
339 | 99 | 8015-3/4-4P-300HP KPVS | KPVS_8015-3/4_4P_300HP_15.00_BRZ | 6000 | 6000 | 24000 | 4 | 0 | 4 | C | KPVS_SplitCase | 10 | 8 | 10 | 18 | BranchMin10_BranchMax18 | 14 | 5 | 12 | 24 | HeaderMin12_HeaderMax24 | 12 | 6 | 30 | [29 empty] | INVALID
339 | 99 | 8015-3/4-4P-300HP KPVS | KPVS_8015-3/4_4P_300HP_15.00_BRZ | 6000 | 6000 | 24000 | 4 | 0 | 4 | C | KPVS_SplitCase | 10 | 8 | 10 | 18 | BranchMin10_BranchMax18 | 14 | 5 | 12 | 24 | HeaderMin12_HeaderMax24 | 14 | 6 | 30 | [29 empty] | INVALID
339 | 99 | 8015-3/4-4P-300HP KPVS | KPVS_8015-3/4_4P_300HP_15.00_BRZ | 6000 | 6000 | 24000 | 4 | 0 | 4 | C | KPVS_SplitCase | 10 | 8 | 10 | 18 | BranchMin10_BranchMax18 | 14 | 5 | 12 | 24 | HeaderMin12_HeaderMax24 | 16 | 6 | 30
339 | 99 | 8015-3/4-4P-300HP KPVS | KPVS_8015-3/4_4P_300HP_15.00_BRZ | 6000 | 6000 | 24000 | 4 | 0 | 4 | C | KPVS_SplitCase | 10 | 8 | 10 | 18 | BranchMin10_BranchMax18 | 14 | 5 | 12 | 24 | HeaderMin12_HeaderMax24 | 18 | 6 | 30
339 | 99 | 8015-3/4-4P-300HP KPVS | KPVS_8015-3/4_4P_300HP_15.00_BRZ | 6000 | 6000 | 24000 | 4 | 0 | 4 | C | KPVS_SplitCase | 10 | 8 | 10 | 18 | BranchMin10_BranchMax18 | 14 | 5 | 12 | 24 | HeaderMin12_HeaderMax24 | 20 | 6 | 30
339 | 99 | 8015-3/4-4P-300HP KPVS | KPVS_8015-3/4_4P_300HP_15.00_BRZ | 6000 | 6000 | 24000 | 4 | 0 | 4 | C | KPVS_SplitCase | 10 | 8 | 10 | 18 | BranchMin10_BranchMax18 | 14 | 5 | 12 | 24 | HeaderMin12_HeaderMax24 | 24 | 6 | 30
339 | 99 | 8015-3/4-4P-300HP KPVS | KPVS_8015-3/4_4P_300HP_15.00_BRZ | 6000 | 6000 | 24000 | 4 | 0 | 4 | C | KPVS_SplitCase | 10 | 8 | 10 | 18 | BranchMin10_BranchMax18 | 16 | 5 | 12 | 24 | HeaderMin12_HeaderMax24 | 12 | 6 | 30 | [29 empty] | INVALID
339 | 99 | 8015-3/4-4P-300HP KPVS | KPVS_8015-3/4_4P_300HP_15.00_BRZ | 6000 | 6000 | 24000 | 4 | 0 | 4 | C | KPVS_SplitCase | 10 | 8 | 10 | 18 | BranchMin10_BranchMax18 | 16 | 5 | 12 | 24 | HeaderMin12_HeaderMax24 | 14 | 6 | 30 | [29 empty] | INVALID
339 | 99 | 8015-3/4-4P-300HP KPVS | KPVS_8015-3/4_4P_300HP_15.00_BRZ | 6000 | 6000 | 24000 | 4 | 0 | 4 | C | KPVS_SplitCase | 10 | 8 | 10 | 18 | BranchMin10_BranchMax18 | 16 | 5 | 12 | 24 | HeaderMin12_HeaderMax24 | 16 | 6 | 30 | [29 empty] | INVALID
339 | 99 | 8015-3/4-4P-300HP KPVS | KPVS_8015-3/4_4P_300HP_15.00_BRZ | 6000 | 6000 | 24000 | 4 | 0 | 4 | C | KPVS_SplitCase | 10 | 8 | 10 | 18 | BranchMin10_BranchMax18 | 16 | 5 | 12 | 24 | HeaderMin12_HeaderMax24 | 18 | 6 | 30
339 | 99 | 8015-3/4-4P-300HP KPVS | KPVS_8015-3/4_4P_300HP_15.00_BRZ | 6000 | 6000 | 24000 | 4 | 0 | 4 | C | KPVS_SplitCase | 10 | 8 | 10 | 18 | BranchMin10_BranchMax18 | 16 | 5 | 12 | 24 | HeaderMin12_HeaderMax24 | 20 | 6 | 30
339 | 99 | 8015-3/4-4P-300HP KPVS | KPVS_8015-3/4_4P_300HP_15.00_BRZ | 6000 | 6000 | 24000 | 4 | 0 | 4 | C | KPVS_SplitCase | 10 | 8 | 10 | 18 | BranchMin10_BranchMax18 | 16 | 5 | 12 | 24 | HeaderMin12_HeaderMax24 | 24 | 6 | 30
339 | 99 | 8015-3/4-4P-300HP KPVS | KPVS_8015-3/4_4P_300HP_15.00_BRZ | 6000 | 6000 | 24000 | 4 | 0 | 4 | C | KPVS_SplitCase | 10 | 8 | 10 | 18 | BranchMin10_BranchMax18 | 18 | 5 | 12 | 24 | HeaderMin12_HeaderMax24 | 12 | 6 | 30 | [29 empty] | INVALID
339 | 99 | 8015-3/4-4P-300HP KPVS | KPVS_8015-3/4_4P_300HP_15.00_BRZ | 6000 | 6000 | 24000 | 4 | 0 | 4 | C | KPVS_SplitCase | 10 | 8 | 10 | 18 | BranchMin10_BranchMax18 | 18 | 5 | 12 | 24 | HeaderMin12_HeaderMax24 | 14 | 6 | 30 | [29 empty] | INVALID
339 | 99 | 8015-3/4-4P-300HP KPVS | KPVS_8015-3/4_4P_300HP_15.00_BRZ | 6000 | 6000 | 24000 | 4 | 0 | 4 | C | KPVS_SplitCase | 10 | 8 | 10 | 18 | BranchMin10_BranchMax18 | 18 | 5 | 12 | 24 | HeaderMin12_HeaderMax24 | 16 | 6 | 30 | [29 empty] | INVALID
339 | 99 | 8015-3/4-4P-300HP KPVS | KPVS_8015-3/4_4P_300HP_15.00_BRZ | 6000 | 6000 | 24000 | 4 | 0 | 4 | C | KPVS_SplitCase | 10 | 8 | 10 | 18 | BranchMin10_BranchMax18 | 18 | 5 | 12 | 24 | HeaderMin12_HeaderMax24 | 18 | 6 | 30 | [29 empty] | INVALID
339 | 99 | 8015-3/4-4P-300HP KPVS | KPVS_8015-3/4_4P_300HP_15.00_BRZ | 6000 | 6000 | 24000 | 4 | 0 | 4 | C | KPVS_SplitCase | 10 | 8 | 10 | 18 | BranchMin10_BranchMax18 | 18 | 5 | 12 | 24 | HeaderMin12_HeaderMax24 | 20 | 6 | 30
339 | 99 | 8015-3/4-4P-300HP KPVS | KPVS_8015-3/4_4P_300HP_15.00_BRZ | 6000 | 6000 | 24000 | 4 | 0 | 4 | C | KPVS_SplitCase | 10 | 8 | 10 | 18 | BranchMin10_BranchMax18 | 18 | 5 | 12 | 24 | HeaderMin12_HeaderMax24 | 24 | 6 | 30
340 | 100 | 8020-5/6-4P-250HP KPVS | KPVS_8020-5/6_4P_250HP_14.05_BRZ | 5650.2 | 5650.2 | 22600.8 | 4 | 0 | 4 | C | KPVS_SplitCase | 12 | 8 | 12 | 18 | BranchMin12_BranchMax18 | 12 | 4 | 14 | 24 | HeaderMin14_HeaderMax24 | 14 | 5 | 20
340 | 100 | 8020-5/6-4P-250HP KPVS | KPVS_8020-5/6_4P_250HP_14.05_BRZ | 5650.2 | 5650.2 | 22600.8 | 4 | 0 | 4 | C | KPVS_SplitCase | 12 | 8 | 12 | 18 | BranchMin12_BranchMax18 | 12 | 4 | 14 | 24 | HeaderMin14_HeaderMax24 | 16 | 5 | 20
340 | 100 | 8020-5/6-4P-250HP KPVS | KPVS_8020-5/6_4P_250HP_14.05_BRZ | 5650.2 | 5650.2 | 22600.8 | 4 | 0 | 4 | C | KPVS_SplitCase | 12 | 8 | 12 | 18 | BranchMin12_BranchMax18 | 12 | 4 | 14 | 24 | HeaderMin14_HeaderMax24 | 18 | 5 | 20
340 | 100 | 8020-5/6-4P-250HP KPVS | KPVS_8020-5/6_4P_250HP_14.05_BRZ | 5650.2 | 5650.2 | 22600.8 | 4 | 0 | 4 | C | KPVS_SplitCase | 12 | 8 | 12 | 18 | BranchMin12_BranchMax18 | 12 | 4 | 14 | 24 | HeaderMin14_HeaderMax24 | 20 | 5 | 20
340 | 100 | 8020-5/6-4P-250HP KPVS | KPVS_8020-5/6_4P_250HP_14.05_BRZ | 5650.2 | 5650.2 | 22600.8 | 4 | 0 | 4 | C | KPVS_SplitCase | 12 | 8 | 12 | 18 | BranchMin12_BranchMax18 | 12 | 4 | 14 | 24 | HeaderMin14_HeaderMax24 | 24 | 5 | 20
340 | 100 | 8020-5/6-4P-250HP KPVS | KPVS_8020-5/6_4P_250HP_14.05_BRZ | 5650.2 | 5650.2 | 22600.8 | 4 | 0 | 4 | C | KPVS_SplitCase | 12 | 8 | 12 | 18 | BranchMin12_BranchMax18 | 14 | 4 | 14 | 24 | HeaderMin14_HeaderMax24 | 14 | 5 | 20 | [29 empty] | INVALID
340 | 100 | 8020-5/6-4P-250HP KPVS | KPVS_8020-5/6_4P_250HP_14.05_BRZ | 5650.2 | 5650.2 | 22600.8 | 4 | 0 | 4 | C | KPVS_SplitCase | 12 | 8 | 12 | 18 | BranchMin12_BranchMax18 | 14 | 4 | 14 | 24 | HeaderMin14_HeaderMax24 | 16 | 5 | 20
340 | 100 | 8020-5/6-4P-250HP KPVS | KPVS_8020-5/6_4P_250HP_14.05_BRZ | 5650.2 | 5650.2 | 22600.8 | 4 | 0 | 4 | C | KPVS_SplitCase | 12 | 8 | 12 | 18 | BranchMin12_BranchMax18 | 14 | 4 | 14 | 24 | HeaderMin14_HeaderMax24 | 18 | 5 | 20
340 | 100 | 8020-5/6-4P-250HP KPVS | KPVS_8020-5/6_4P_250HP_14.05_BRZ | 5650.2 | 5650.2 | 22600.8 | 4 | 0 | 4 | C | KPVS_SplitCase | 12 | 8 | 12 | 18 | BranchMin12_BranchMax18 | 14 | 4 | 14 | 24 | HeaderMin14_HeaderMax24 | 20 | 5 | 20
340 | 100 | 8020-5/6-4P-250HP KPVS | KPVS_8020-5/6_4P_250HP_14.05_BRZ | 5650.2 | 5650.2 | 22600.8 | 4 | 0 | 4 | C | KPVS_SplitCase | 12 | 8 | 12 | 18 | BranchMin12_BranchMax18 | 14 | 4 | 14 | 24 | HeaderMin14_HeaderMax24 | 24 | 5 | 20
340 | 100 | 8020-5/6-4P-250HP KPVS | KPVS_8020-5/6_4P_250HP_14.05_BRZ | 5650.2 | 5650.2 | 22600.8 | 4 | 0 | 4 | C | KPVS_SplitCase | 12 | 8 | 12 | 18 | BranchMin12_BranchMax18 | 16 | 4 | 14 | 24 | HeaderMin14_HeaderMax24 | 14 | 5 | 20 | [29 empty] | INVALID
340 | 100 | 8020-5/6-4P-250HP KPVS | KPVS_8020-5/6_4P_250HP_14.05_BRZ | 5650.2 | 5650.2 | 22600.8 | 4 | 0 | 4 | C | KPVS_SplitCase | 12 | 8 | 12 | 18 | BranchMin12_BranchMax18 | 16 | 4 | 14 | 24 | HeaderMin14_HeaderMax24 | 16 | 5 | 20 | [29 empty] | INVALID
340 | 100 | 8020-5/6-4P-250HP KPVS | KPVS_8020-5/6_4P_250HP_14.05_BRZ | 5650.2 | 5650.2 | 22600.8 | 4 | 0 | 4 | C | KPVS_SplitCase | 12 | 8 | 12 | 18 | BranchMin12_BranchMax18 | 16 | 4 | 14 | 24 | HeaderMin14_HeaderMax24 | 18 | 5 | 20
340 | 100 | 8020-5/6-4P-250HP KPVS | KPVS_8020-5/6_4P_250HP_14.05_BRZ | 5650.2 | 5650.2 | 22600.8 | 4 | 0 | 4 | C | KPVS_SplitCase | 12 | 8 | 12 | 18 | BranchMin12_BranchMax18 | 16 | 4 | 14 | 24 | HeaderMin14_HeaderMax24 | 20 | 5 | 20
340 | 100 | 8020-5/6-4P-250HP KPVS | KPVS_8020-5/6_4P_250HP_14.05_BRZ | 5650.2 | 5650.2 | 22600.8 | 4 | 0 | 4 | C | KPVS_SplitCase | 12 | 8 | 12 | 18 | BranchMin12_BranchMax18 | 16 | 4 | 14 | 24 | HeaderMin14_HeaderMax24 | 24 | 5 | 20
340 | 100 | 8020-5/6-4P-250HP KPVS | KPVS_8020-5/6_4P_250HP_14.05_BRZ | 5650.2 | 5650.2 | 22600.8 | 4 | 0 | 4 | C | KPVS_SplitCase | 12 | 8 | 12 | 18 | BranchMin12_BranchMax18 | 18 | 4 | 14 | 24 | HeaderMin14_HeaderMax24 | 14 | 5 | 20 | [29 empty] | INVALID
340 | 100 | 8020-5/6-4P-250HP KPVS | KPVS_8020-5/6_4P_250HP_14.05_BRZ | 5650.2 | 5650.2 | 22600.8 | 4 | 0 | 4 | C | KPVS_SplitCase | 12 | 8 | 12 | 18 | BranchMin12_BranchMax18 | 18 | 4 | 14 | 24 | HeaderMin14_HeaderMax24 | 16 | 5 | 20 | [29 empty] | INVALID
340 | 100 | 8020-5/6-4P-250HP KPVS | KPVS_8020-5/6_4P_250HP_14.05_BRZ | 5650.2 | 5650.2 | 22600.8 | 4 | 0 | 4 | C | KPVS_SplitCase | 12 | 8 | 12 | 18 | BranchMin12_BranchMax18 | 18 | 4 | 14 | 24 | HeaderMin14_HeaderMax24 | 18 | 5 | 20 | [29 empty] | INVALID
340 | 100 | 8020-5/6-4P-250HP KPVS | KPVS_8020-5/6_4P_250HP_14.05_BRZ | 5650.2 | 5650.2 | 22600.8 | 4 | 0 | 4 | C | KPVS_SplitCase | 12 | 8 | 12 | 18 | BranchMin12_BranchMax18 | 18 | 4 | 14 | 24 | HeaderMin14_HeaderMax24 | 20 | 5 | 20
340 | 100 | 8020-5/6-4P-250HP KPVS | KPVS_8020-5/6_4P_250HP_14.05_BRZ | 5650.2 | 5650.2 | 22600.8 | 4 | 0 | 4 | C | KPVS_SplitCase | 12 | 8 | 12 | 18 | BranchMin12_BranchMax18 | 18 | 4 | 14 | 24 | HeaderMin14_HeaderMax24 | 24 | 5 | 20
341 | 101 | 8020-5/6-4P-300HP KPVS | KPVS_8020-5/6_4P_300HP_14.81_BRZ | 5920 | 5920 | 23680 | 4 | 0 | 4 | C | KPVS_SplitCase | 12 | 8 | 12 | 18 | BranchMin12_BranchMax18 | 12 | 4 | 14 | 24 | HeaderMin14_HeaderMax24 | 14 | 5 | 20
341 | 101 | 8020-5/6-4P-300HP KPVS | KPVS_8020-5/6_4P_300HP_14.81_BRZ | 5920 | 5920 | 23680 | 4 | 0 | 4 | C | KPVS_SplitCase | 12 | 8 | 12 | 18 | BranchMin12_BranchMax18 | 12 | 4 | 14 | 24 | HeaderMin14_HeaderMax24 | 16 | 5 | 20
341 | 101 | 8020-5/6-4P-300HP KPVS | KPVS_8020-5/6_4P_300HP_14.81_BRZ | 5920 | 5920 | 23680 | 4 | 0 | 4 | C | KPVS_SplitCase | 12 | 8 | 12 | 18 | BranchMin12_BranchMax18 | 12 | 4 | 14 | 24 | HeaderMin14_HeaderMax24 | 18 | 5 | 20
341 | 101 | 8020-5/6-4P-300HP KPVS | KPVS_8020-5/6_4P_300HP_14.81_BRZ | 5920 | 5920 | 23680 | 4 | 0 | 4 | C | KPVS_SplitCase | 12 | 8 | 12 | 18 | BranchMin12_BranchMax18 | 12 | 4 | 14 | 24 | HeaderMin14_HeaderMax24 | 20 | 5 | 20
341 | 101 | 8020-5/6-4P-300HP KPVS | KPVS_8020-5/6_4P_300HP_14.81_BRZ | 5920 | 5920 | 23680 | 4 | 0 | 4 | C | KPVS_SplitCase | 12 | 8 | 12 | 18 | BranchMin12_BranchMax18 | 12 | 4 | 14 | 24 | HeaderMin14_HeaderMax24 | 24 | 5 | 20
341 | 101 | 8020-5/6-4P-300HP KPVS | KPVS_8020-5/6_4P_300HP_14.81_BRZ | 5920 | 5920 | 23680 | 4 | 0 | 4 | C | KPVS_SplitCase | 12 | 8 | 12 | 18 | BranchMin12_BranchMax18 | 14 | 4 | 14 | 24 | HeaderMin14_HeaderMax24 | 14 | 5 | 20 | [29 empty] | INVALID
341 | 101 | 8020-5/6-4P-300HP KPVS | KPVS_8020-5/6_4P_300HP_14.81_BRZ | 5920 | 5920 | 23680 | 4 | 0 | 4 | C | KPVS_SplitCase | 12 | 8 | 12 | 18 | BranchMin12_BranchMax18 | 14 | 4 | 14 | 24 | HeaderMin14_HeaderMax24 | 16 | 5 | 20
341 | 101 | 8020-5/6-4P-300HP KPVS | KPVS_8020-5/6_4P_300HP_14.81_BRZ | 5920 | 5920 | 23680 | 4 | 0 | 4 | C | KPVS_SplitCase | 12 | 8 | 12 | 18 | BranchMin12_BranchMax18 | 14 | 4 | 14 | 24 | HeaderMin14_HeaderMax24 | 18 | 5 | 20
341 | 101 | 8020-5/6-4P-300HP KPVS | KPVS_8020-5/6_4P_300HP_14.81_BRZ | 5920 | 5920 | 23680 | 4 | 0 | 4 | C | KPVS_SplitCase | 12 | 8 | 12 | 18 | BranchMin12_BranchMax18 | 14 | 4 | 14 | 24 | HeaderMin14_HeaderMax24 | 20 | 5 | 20
341 | 101 | 8020-5/6-4P-300HP KPVS | KPVS_8020-5/6_4P_300HP_14.81_BRZ | 5920 | 5920 | 23680 | 4 | 0 | 4 | C | KPVS_SplitCase | 12 | 8 | 12 | 18 | BranchMin12_BranchMax18 | 14 | 4 | 14 | 24 | HeaderMin14_HeaderMax24 | 24 | 5 | 20
341 | 101 | 8020-5/6-4P-300HP KPVS | KPVS_8020-5/6_4P_300HP_14.81_BRZ | 5920 | 5920 | 23680 | 4 | 0 | 4 | C | KPVS_SplitCase | 12 | 8 | 12 | 18 | BranchMin12_BranchMax18 | 16 | 4 | 14 | 24 | HeaderMin14_HeaderMax24 | 14 | 5 | 20 | [29 empty] | INVALID
341 | 101 | 8020-5/6-4P-300HP KPVS | KPVS_8020-5/6_4P_300HP_14.81_BRZ | 5920 | 5920 | 23680 | 4 | 0 | 4 | C | KPVS_SplitCase | 12 | 8 | 12 | 18 | BranchMin12_BranchMax18 | 16 | 4 | 14 | 24 | HeaderMin14_HeaderMax24 | 16 | 5 | 20 | [29 empty] | INVALID
341 | 101 | 8020-5/6-4P-300HP KPVS | KPVS_8020-5/6_4P_300HP_14.81_BRZ | 5920 | 5920 | 23680 | 4 | 0 | 4 | C | KPVS_SplitCase | 12 | 8 | 12 | 18 | BranchMin12_BranchMax18 | 16 | 4 | 14 | 24 | HeaderMin14_HeaderMax24 | 18 | 5 | 20
341 | 101 | 8020-5/6-4P-300HP KPVS | KPVS_8020-5/6_4P_300HP_14.81_BRZ | 5920 | 5920 | 23680 | 4 | 0 | 4 | C | KPVS_SplitCase | 12 | 8 | 12 | 18 | BranchMin12_BranchMax18 | 16 | 4 | 14 | 24 | HeaderMin14_HeaderMax24 | 20 | 5 | 20
341 | 101 | 8020-5/6-4P-300HP KPVS | KPVS_8020-5/6_4P_300HP_14.81_BRZ | 5920 | 5920 | 23680 | 4 | 0 | 4 | C | KPVS_SplitCase | 12 | 8 | 12 | 18 | BranchMin12_BranchMax18 | 16 | 4 | 14 | 24 | HeaderMin14_HeaderMax24 | 24 | 5 | 20
341 | 101 | 8020-5/6-4P-300HP KPVS | KPVS_8020-5/6_4P_300HP_14.81_BRZ | 5920 | 5920 | 23680 | 4 | 0 | 4 | C | KPVS_SplitCase | 12 | 8 | 12 | 18 | BranchMin12_BranchMax18 | 18 | 4 | 14 | 24 | HeaderMin14_HeaderMax24 | 14 | 5 | 20 | [29 empty] | INVALID
341 | 101 | 8020-5/6-4P-300HP KPVS | KPVS_8020-5/6_4P_300HP_14.81_BRZ | 5920 | 5920 | 23680 | 4 | 0 | 4 | C | KPVS_SplitCase | 12 | 8 | 12 | 18 | BranchMin12_BranchMax18 | 18 | 4 | 14 | 24 | HeaderMin14_HeaderMax24 | 16 | 5 | 20 | [29 empty] | INVALID
341 | 101 | 8020-5/6-4P-300HP KPVS | KPVS_8020-5/6_4P_300HP_14.81_BRZ | 5920 | 5920 | 23680 | 4 | 0 | 4 | C | KPVS_SplitCase | 12 | 8 | 12 | 18 | BranchMin12_BranchMax18 | 18 | 4 | 14 | 24 | HeaderMin14_HeaderMax24 | 18 | 5 | 20 | [29 empty] | INVALID
341 | 101 | 8020-5/6-4P-300HP KPVS | KPVS_8020-5/6_4P_300HP_14.81_BRZ | 5920 | 5920 | 23680 | 4 | 0 | 4 | C | KPVS_SplitCase | 12 | 8 | 12 | 18 | BranchMin12_BranchMax18 | 18 | 4 | 14 | 24 | HeaderMin14_HeaderMax24 | 20 | 5 | 20
341 | 101 | 8020-5/6-4P-300HP KPVS | KPVS_8020-5/6_4P_300HP_14.81_BRZ | 5920 | 5920 | 23680 | 4 | 0 | 4 | C | KPVS_SplitCase | 12 | 8 | 12 | 18 | BranchMin12_BranchMax18 | 18 | 4 | 14 | 24 | HeaderMin14_HeaderMax24 | 24 | 5 | 20
342 | 102 | 1012-1/2-4P-60HP KPVS | KPVS_1012-1/2_4P_60HP_8.54_BRZ | 4880.8 | 4880.8 | 19523.2 | 4 | 0 | 4 | C | KPVS_SplitCase | 12 | 10 | 12 | 16 | BranchMin12_BranchMax16 | 12 | 3 | 14 | 24 | HeaderMin14_HeaderMax24 | 14 | 5 | 15
342 | 102 | 1012-1/2-4P-60HP KPVS | KPVS_1012-1/2_4P_60HP_8.54_BRZ | 4880.8 | 4880.8 | 19523.2 | 4 | 0 | 4 | C | KPVS_SplitCase | 12 | 10 | 12 | 16 | BranchMin12_BranchMax16 | 12 | 3 | 14 | 24 | HeaderMin14_HeaderMax24 | 16 | 5 | 15
342 | 102 | 1012-1/2-4P-60HP KPVS | KPVS_1012-1/2_4P_60HP_8.54_BRZ | 4880.8 | 4880.8 | 19523.2 | 4 | 0 | 4 | C | KPVS_SplitCase | 12 | 10 | 12 | 16 | BranchMin12_BranchMax16 | 12 | 3 | 14 | 24 | HeaderMin14_HeaderMax24 | 18 | 5 | 15
342 | 102 | 1012-1/2-4P-60HP KPVS | KPVS_1012-1/2_4P_60HP_8.54_BRZ | 4880.8 | 4880.8 | 19523.2 | 4 | 0 | 4 | C | KPVS_SplitCase | 12 | 10 | 12 | 16 | BranchMin12_BranchMax16 | 12 | 3 | 14 | 24 | HeaderMin14_HeaderMax24 | 20 | 5 | 15
342 | 102 | 1012-1/2-4P-60HP KPVS | KPVS_1012-1/2_4P_60HP_8.54_BRZ | 4880.8 | 4880.8 | 19523.2 | 4 | 0 | 4 | C | KPVS_SplitCase | 12 | 10 | 12 | 16 | BranchMin12_BranchMax16 | 12 | 3 | 14 | 24 | HeaderMin14_HeaderMax24 | 24 | 5 | 15
342 | 102 | 1012-1/2-4P-60HP KPVS | KPVS_1012-1/2_4P_60HP_8.54_BRZ | 4880.8 | 4880.8 | 19523.2 | 4 | 0 | 4 | C | KPVS_SplitCase | 12 | 10 | 12 | 16 | BranchMin12_BranchMax16 | 14 | 3 | 14 | 24 | HeaderMin14_HeaderMax24 | 14 | 5 | 15 | [29 empty] | INVALID
342 | 102 | 1012-1/2-4P-60HP KPVS | KPVS_1012-1/2_4P_60HP_8.54_BRZ | 4880.8 | 4880.8 | 19523.2 | 4 | 0 | 4 | C | KPVS_SplitCase | 12 | 10 | 12 | 16 | BranchMin12_BranchMax16 | 14 | 3 | 14 | 24 | HeaderMin14_HeaderMax24 | 16 | 5 | 15
342 | 102 | 1012-1/2-4P-60HP KPVS | KPVS_1012-1/2_4P_60HP_8.54_BRZ | 4880.8 | 4880.8 | 19523.2 | 4 | 0 | 4 | C | KPVS_SplitCase | 12 | 10 | 12 | 16 | BranchMin12_BranchMax16 | 14 | 3 | 14 | 24 | HeaderMin14_HeaderMax24 | 18 | 5 | 15
342 | 102 | 1012-1/2-4P-60HP KPVS | KPVS_1012-1/2_4P_60HP_8.54_BRZ | 4880.8 | 4880.8 | 19523.2 | 4 | 0 | 4 | C | KPVS_SplitCase | 12 | 10 | 12 | 16 | BranchMin12_BranchMax16 | 14 | 3 | 14 | 24 | HeaderMin14_HeaderMax24 | 20 | 5 | 15
342 | 102 | 1012-1/2-4P-60HP KPVS | KPVS_1012-1/2_4P_60HP_8.54_BRZ | 4880.8 | 4880.8 | 19523.2 | 4 | 0 | 4 | C | KPVS_SplitCase | 12 | 10 | 12 | 16 | BranchMin12_BranchMax16 | 14 | 3 | 14 | 24 | HeaderMin14_HeaderMax24 | 24 | 5 | 15
342 | 102 | 1012-1/2-4P-60HP KPVS | KPVS_1012-1/2_4P_60HP_8.54_BRZ | 4880.8 | 4880.8 | 19523.2 | 4 | 0 | 4 | C | KPVS_SplitCase | 12 | 10 | 12 | 16 | BranchMin12_BranchMax16 | 16 | 3 | 14 | 24 | HeaderMin14_HeaderMax24 | 14 | 5 | 15 | [29 empty] | INVALID
342 | 102 | 1012-1/2-4P-60HP KPVS | KPVS_1012-1/2_4P_60HP_8.54_BRZ | 4880.8 | 4880.8 | 19523.2 | 4 | 0 | 4 | C | KPVS_SplitCase | 12 | 10 | 12 | 16 | BranchMin12_BranchMax16 | 16 | 3 | 14 | 24 | HeaderMin14_HeaderMax24 | 16 | 5 | 15 | [29 empty] | INVALID
342 | 102 | 1012-1/2-4P-60HP KPVS | KPVS_1012-1/2_4P_60HP_8.54_BRZ | 4880.8 | 4880.8 | 19523.2 | 4 | 0 | 4 | C | KPVS_SplitCase | 12 | 10 | 12 | 16 | BranchMin12_BranchMax16 | 16 | 3 | 14 | 24 | HeaderMin14_HeaderMax24 | 18 | 5 | 15
342 | 102 | 1012-1/2-4P-60HP KPVS | KPVS_1012-1/2_4P_60HP_8.54_BRZ | 4880.8 | 4880.8 | 19523.2 | 4 | 0 | 4 | C | KPVS_SplitCase | 12 | 10 | 12 | 16 | BranchMin12_BranchMax16 | 16 | 3 | 14 | 24 | HeaderMin14_HeaderMax24 | 20 | 5 | 15
342 | 102 | 1012-1/2-4P-60HP KPVS | KPVS_1012-1/2_4P_60HP_8.54_BRZ | 4880.8 | 4880.8 | 19523.2 | 4 | 0 | 4 | C | KPVS_SplitCase | 12 | 10 | 12 | 16 | BranchMin12_BranchMax16 | 16 | 3 | 14 | 24 | HeaderMin14_HeaderMax24 | 24 | 5 | 15
343 | 103 | 1012-1/2-4P-75HP KPVS | KPVS_1012-1/2_4P_75HP_9.30_BRZ | 5233.9 | 5233.9 | 20935.6 | 4 | 0 | 4 | C | KPVS_SplitCase | 12 | 10 | 12 | 16 | BranchMin12_BranchMax16 | 12 | 3 | 14 | 24 | HeaderMin14_HeaderMax24 | 14 | 5 | 15
343 | 103 | 1012-1/2-4P-75HP KPVS | KPVS_1012-1/2_4P_75HP_9.30_BRZ | 5233.9 | 5233.9 | 20935.6 | 4 | 0 | 4 | C | KPVS_SplitCase | 12 | 10 | 12 | 16 | BranchMin12_BranchMax16 | 12 | 3 | 14 | 24 | HeaderMin14_HeaderMax24 | 16 | 5 | 15
343 | 103 | 1012-1/2-4P-75HP KPVS | KPVS_1012-1/2_4P_75HP_9.30_BRZ | 5233.9 | 5233.9 | 20935.6 | 4 | 0 | 4 | C | KPVS_SplitCase | 12 | 10 | 12 | 16 | BranchMin12_BranchMax16 | 12 | 3 | 14 | 24 | HeaderMin14_HeaderMax24 | 18 | 5 | 15
343 | 103 | 1012-1/2-4P-75HP KPVS | KPVS_1012-1/2_4P_75HP_9.30_BRZ | 5233.9 | 5233.9 | 20935.6 | 4 | 0 | 4 | C | KPVS_SplitCase | 12 | 10 | 12 | 16 | BranchMin12_BranchMax16 | 12 | 3 | 14 | 24 | HeaderMin14_HeaderMax24 | 20 | 5 | 15
343 | 103 | 1012-1/2-4P-75HP KPVS | KPVS_1012-1/2_4P_75HP_9.30_BRZ | 5233.9 | 5233.9 | 20935.6 | 4 | 0 | 4 | C | KPVS_SplitCase | 12 | 10 | 12 | 16 | BranchMin12_BranchMax16 | 12 | 3 | 14 | 24 | HeaderMin14_HeaderMax24 | 24 | 5 | 15
343 | 103 | 1012-1/2-4P-75HP KPVS | KPVS_1012-1/2_4P_75HP_9.30_BRZ | 5233.9 | 5233.9 | 20935.6 | 4 | 0 | 4 | C | KPVS_SplitCase | 12 | 10 | 12 | 16 | BranchMin12_BranchMax16 | 14 | 3 | 14 | 24 | HeaderMin14_HeaderMax24 | 14 | 5 | 15 | [29 empty] | INVALID
343 | 103 | 1012-1/2-4P-75HP KPVS | KPVS_1012-1/2_4P_75HP_9.30_BRZ | 5233.9 | 5233.9 | 20935.6 | 4 | 0 | 4 | C | KPVS_SplitCase | 12 | 10 | 12 | 16 | BranchMin12_BranchMax16 | 14 | 3 | 14 | 24 | HeaderMin14_HeaderMax24 | 16 | 5 | 15
343 | 103 | 1012-1/2-4P-75HP KPVS | KPVS_1012-1/2_4P_75HP_9.30_BRZ | 5233.9 | 5233.9 | 20935.6 | 4 | 0 | 4 | C | KPVS_SplitCase | 12 | 10 | 12 | 16 | BranchMin12_BranchMax16 | 14 | 3 | 14 | 24 | HeaderMin14_HeaderMax24 | 18 | 5 | 15
343 | 103 | 1012-1/2-4P-75HP KPVS | KPVS_1012-1/2_4P_75HP_9.30_BRZ | 5233.9 | 5233.9 | 20935.6 | 4 | 0 | 4 | C | KPVS_SplitCase | 12 | 10 | 12 | 16 | BranchMin12_BranchMax16 | 14 | 3 | 14 | 24 | HeaderMin14_HeaderMax24 | 20 | 5 | 15
343 | 103 | 1012-1/2-4P-75HP KPVS | KPVS_1012-1/2_4P_75HP_9.30_BRZ | 5233.9 | 5233.9 | 20935.6 | 4 | 0 | 4 | C | KPVS_SplitCase | 12 | 10 | 12 | 16 | BranchMin12_BranchMax16 | 14 | 3 | 14 | 24 | HeaderMin14_HeaderMax24 | 24 | 5 | 15
343 | 103 | 1012-1/2-4P-75HP KPVS | KPVS_1012-1/2_4P_75HP_9.30_BRZ | 5233.9 | 5233.9 | 20935.6 | 4 | 0 | 4 | C | KPVS_SplitCase | 12 | 10 | 12 | 16 | BranchMin12_BranchMax16 | 16 | 3 | 14 | 24 | HeaderMin14_HeaderMax24 | 14 | 5 | 15 | [29 empty] | INVALID
343 | 103 | 1012-1/2-4P-75HP KPVS | KPVS_1012-1/2_4P_75HP_9.30_BRZ | 5233.9 | 5233.9 | 20935.6 | 4 | 0 | 4 | C | KPVS_SplitCase | 12 | 10 | 12 | 16 | BranchMin12_BranchMax16 | 16 | 3 | 14 | 24 | HeaderMin14_HeaderMax24 | 16 | 5 | 15 | [29 empty] | INVALID
343 | 103 | 1012-1/2-4P-75HP KPVS | KPVS_1012-1/2_4P_75HP_9.30_BRZ | 5233.9 | 5233.9 | 20935.6 | 4 | 0 | 4 | C | KPVS_SplitCase | 12 | 10 | 12 | 16 | BranchMin12_BranchMax16 | 16 | 3 | 14 | 24 | HeaderMin14_HeaderMax24 | 18 | 5 | 15
343 | 103 | 1012-1/2-4P-75HP KPVS | KPVS_1012-1/2_4P_75HP_9.30_BRZ | 5233.9 | 5233.9 | 20935.6 | 4 | 0 | 4 | C | KPVS_SplitCase | 12 | 10 | 12 | 16 | BranchMin12_BranchMax16 | 16 | 3 | 14 | 24 | HeaderMin14_HeaderMax24 | 20 | 5 | 15
343 | 103 | 1012-1/2-4P-75HP KPVS | KPVS_1012-1/2_4P_75HP_9.30_BRZ | 5233.9 | 5233.9 | 20935.6 | 4 | 0 | 4 | C | KPVS_SplitCase | 12 | 10 | 12 | 16 | BranchMin12_BranchMax16 | 16 | 3 | 14 | 24 | HeaderMin14_HeaderMax24 | 24 | 5 | 15
344 | 104 | 1012-1/2-4P-100HP KPVS | KPVS_1012-1/2_4P_100HP_10.20_BRZ | 5663.7 | 5663.7 | 22654.8 | 4 | 0 | 4 | C | KPVS_SplitCase | 12 | 10 | 12 | 18 | BranchMin12_BranchMax18 | 12 | 4 | 14 | 24 | HeaderMin14_HeaderMax24 | 14 | 5 | 20
344 | 104 | 1012-1/2-4P-100HP KPVS | KPVS_1012-1/2_4P_100HP_10.20_BRZ | 5663.7 | 5663.7 | 22654.8 | 4 | 0 | 4 | C | KPVS_SplitCase | 12 | 10 | 12 | 18 | BranchMin12_BranchMax18 | 12 | 4 | 14 | 24 | HeaderMin14_HeaderMax24 | 16 | 5 | 20
344 | 104 | 1012-1/2-4P-100HP KPVS | KPVS_1012-1/2_4P_100HP_10.20_BRZ | 5663.7 | 5663.7 | 22654.8 | 4 | 0 | 4 | C | KPVS_SplitCase | 12 | 10 | 12 | 18 | BranchMin12_BranchMax18 | 12 | 4 | 14 | 24 | HeaderMin14_HeaderMax24 | 18 | 5 | 20
344 | 104 | 1012-1/2-4P-100HP KPVS | KPVS_1012-1/2_4P_100HP_10.20_BRZ | 5663.7 | 5663.7 | 22654.8 | 4 | 0 | 4 | C | KPVS_SplitCase | 12 | 10 | 12 | 18 | BranchMin12_BranchMax18 | 12 | 4 | 14 | 24 | HeaderMin14_HeaderMax24 | 20 | 5 | 20
344 | 104 | 1012-1/2-4P-100HP KPVS | KPVS_1012-1/2_4P_100HP_10.20_BRZ | 5663.7 | 5663.7 | 22654.8 | 4 | 0 | 4 | C | KPVS_SplitCase | 12 | 10 | 12 | 18 | BranchMin12_BranchMax18 | 12 | 4 | 14 | 24 | HeaderMin14_HeaderMax24 | 24 | 5 | 20
344 | 104 | 1012-1/2-4P-100HP KPVS | KPVS_1012-1/2_4P_100HP_10.20_BRZ | 5663.7 | 5663.7 | 22654.8 | 4 | 0 | 4 | C | KPVS_SplitCase | 12 | 10 | 12 | 18 | BranchMin12_BranchMax18 | 14 | 4 | 14 | 24 | HeaderMin14_HeaderMax24 | 14 | 5 | 20 | [29 empty] | INVALID
344 | 104 | 1012-1/2-4P-100HP KPVS | KPVS_1012-1/2_4P_100HP_10.20_BRZ | 5663.7 | 5663.7 | 22654.8 | 4 | 0 | 4 | C | KPVS_SplitCase | 12 | 10 | 12 | 18 | BranchMin12_BranchMax18 | 14 | 4 | 14 | 24 | HeaderMin14_HeaderMax24 | 16 | 5 | 20
344 | 104 | 1012-1/2-4P-100HP KPVS | KPVS_1012-1/2_4P_100HP_10.20_BRZ | 5663.7 | 5663.7 | 22654.8 | 4 | 0 | 4 | C | KPVS_SplitCase | 12 | 10 | 12 | 18 | BranchMin12_BranchMax18 | 14 | 4 | 14 | 24 | HeaderMin14_HeaderMax24 | 18 | 5 | 20
344 | 104 | 1012-1/2-4P-100HP KPVS | KPVS_1012-1/2_4P_100HP_10.20_BRZ | 5663.7 | 5663.7 | 22654.8 | 4 | 0 | 4 | C | KPVS_SplitCase | 12 | 10 | 12 | 18 | BranchMin12_BranchMax18 | 14 | 4 | 14 | 24 | HeaderMin14_HeaderMax24 | 20 | 5 | 20
344 | 104 | 1012-1/2-4P-100HP KPVS | KPVS_1012-1/2_4P_100HP_10.20_BRZ | 5663.7 | 5663.7 | 22654.8 | 4 | 0 | 4 | C | KPVS_SplitCase | 12 | 10 | 12 | 18 | BranchMin12_BranchMax18 | 14 | 4 | 14 | 24 | HeaderMin14_HeaderMax24 | 24 | 5 | 20
344 | 104 | 1012-1/2-4P-100HP KPVS | KPVS_1012-1/2_4P_100HP_10.20_BRZ | 5663.7 | 5663.7 | 22654.8 | 4 | 0 | 4 | C | KPVS_SplitCase | 12 | 10 | 12 | 18 | BranchMin12_BranchMax18 | 16 | 4 | 14 | 24 | HeaderMin14_HeaderMax24 | 14 | 5 | 20 | [29 empty] | INVALID
344 | 104 | 1012-1/2-4P-100HP KPVS | KPVS_1012-1/2_4P_100HP_10.20_BRZ | 5663.7 | 5663.7 | 22654.8 | 4 | 0 | 4 | C | KPVS_SplitCase | 12 | 10 | 12 | 18 | BranchMin12_BranchMax18 | 16 | 4 | 14 | 24 | HeaderMin14_HeaderMax24 | 16 | 5 | 20 | [29 empty] | INVALID
344 | 104 | 1012-1/2-4P-100HP KPVS | KPVS_1012-1/2_4P_100HP_10.20_BRZ | 5663.7 | 5663.7 | 22654.8 | 4 | 0 | 4 | C | KPVS_SplitCase | 12 | 10 | 12 | 18 | BranchMin12_BranchMax18 | 16 | 4 | 14 | 24 | HeaderMin14_HeaderMax24 | 18 | 5 | 20
344 | 104 | 1012-1/2-4P-100HP KPVS | KPVS_1012-1/2_4P_100HP_10.20_BRZ | 5663.7 | 5663.7 | 22654.8 | 4 | 0 | 4 | C | KPVS_SplitCase | 12 | 10 | 12 | 18 | BranchMin12_BranchMax18 | 16 | 4 | 14 | 24 | HeaderMin14_HeaderMax24 | 20 | 5 | 20
344 | 104 | 1012-1/2-4P-100HP KPVS | KPVS_1012-1/2_4P_100HP_10.20_BRZ | 5663.7 | 5663.7 | 22654.8 | 4 | 0 | 4 | C | KPVS_SplitCase | 12 | 10 | 12 | 18 | BranchMin12_BranchMax18 | 16 | 4 | 14 | 24 | HeaderMin14_HeaderMax24 | 24 | 5 | 20
344 | 104 | 1012-1/2-4P-100HP KPVS | KPVS_1012-1/2_4P_100HP_10.20_BRZ | 5663.7 | 5663.7 | 22654.8 | 4 | 0 | 4 | C | KPVS_SplitCase | 12 | 10 | 12 | 18 | BranchMin12_BranchMax18 | 18 | 4 | 14 | 24 | HeaderMin14_HeaderMax24 | 14 | 5 | 20 | [29 empty] | INVALID
344 | 104 | 1012-1/2-4P-100HP KPVS | KPVS_1012-1/2_4P_100HP_10.20_BRZ | 5663.7 | 5663.7 | 22654.8 | 4 | 0 | 4 | C | KPVS_SplitCase | 12 | 10 | 12 | 18 | BranchMin12_BranchMax18 | 18 | 4 | 14 | 24 | HeaderMin14_HeaderMax24 | 16 | 5 | 20 | [29 empty] | INVALID
344 | 104 | 1012-1/2-4P-100HP KPVS | KPVS_1012-1/2_4P_100HP_10.20_BRZ | 5663.7 | 5663.7 | 22654.8 | 4 | 0 | 4 | C | KPVS_SplitCase | 12 | 10 | 12 | 18 | BranchMin12_BranchMax18 | 18 | 4 | 14 | 24 | HeaderMin14_HeaderMax24 | 18 | 5 | 20 | [29 empty] | INVALID
344 | 104 | 1012-1/2-4P-100HP KPVS | KPVS_1012-1/2_4P_100HP_10.20_BRZ | 5663.7 | 5663.7 | 22654.8 | 4 | 0 | 4 | C | KPVS_SplitCase | 12 | 10 | 12 | 18 | BranchMin12_BranchMax18 | 18 | 4 | 14 | 24 | HeaderMin14_HeaderMax24 | 20 | 5 | 20
344 | 104 | 1012-1/2-4P-100HP KPVS | KPVS_1012-1/2_4P_100HP_10.20_BRZ | 5663.7 | 5663.7 | 22654.8 | 4 | 0 | 4 | C | KPVS_SplitCase | 12 | 10 | 12 | 18 | BranchMin12_BranchMax18 | 18 | 4 | 14 | 24 | HeaderMin14_HeaderMax24 | 24 | 5 | 20
345 | 105 | 1012-1/2-4P-125HP KPVS | KPVS_1012-1/2_4P_125HP_10.79_BRZ | 6091.7 | 6091.7 | 24366.8 | 4 | 0 | 4 | C | KPVS_SplitCase | 12 | 10 | 12 | 18 | BranchMin12_BranchMax18 | 12 | 4 | 14 | 24 | HeaderMin14_HeaderMax24 | 14 | 5 | 20
345 | 105 | 1012-1/2-4P-125HP KPVS | KPVS_1012-1/2_4P_125HP_10.79_BRZ | 6091.7 | 6091.7 | 24366.8 | 4 | 0 | 4 | C | KPVS_SplitCase | 12 | 10 | 12 | 18 | BranchMin12_BranchMax18 | 12 | 4 | 14 | 24 | HeaderMin14_HeaderMax24 | 16 | 5 | 20
345 | 105 | 1012-1/2-4P-125HP KPVS | KPVS_1012-1/2_4P_125HP_10.79_BRZ | 6091.7 | 6091.7 | 24366.8 | 4 | 0 | 4 | C | KPVS_SplitCase | 12 | 10 | 12 | 18 | BranchMin12_BranchMax18 | 12 | 4 | 14 | 24 | HeaderMin14_HeaderMax24 | 18 | 5 | 20
345 | 105 | 1012-1/2-4P-125HP KPVS | KPVS_1012-1/2_4P_125HP_10.79_BRZ | 6091.7 | 6091.7 | 24366.8 | 4 | 0 | 4 | C | KPVS_SplitCase | 12 | 10 | 12 | 18 | BranchMin12_BranchMax18 | 12 | 4 | 14 | 24 | HeaderMin14_HeaderMax24 | 20 | 5 | 20
345 | 105 | 1012-1/2-4P-125HP KPVS | KPVS_1012-1/2_4P_125HP_10.79_BRZ | 6091.7 | 6091.7 | 24366.8 | 4 | 0 | 4 | C | KPVS_SplitCase | 12 | 10 | 12 | 18 | BranchMin12_BranchMax18 | 12 | 4 | 14 | 24 | HeaderMin14_HeaderMax24 | 24 | 5 | 20
345 | 105 | 1012-1/2-4P-125HP KPVS | KPVS_1012-1/2_4P_125HP_10.79_BRZ | 6091.7 | 6091.7 | 24366.8 | 4 | 0 | 4 | C | KPVS_SplitCase | 12 | 10 | 12 | 18 | BranchMin12_BranchMax18 | 14 | 4 | 14 | 24 | HeaderMin14_HeaderMax24 | 14 | 5 | 20 | [29 empty] | INVALID
345 | 105 | 1012-1/2-4P-125HP KPVS | KPVS_1012-1/2_4P_125HP_10.79_BRZ | 6091.7 | 6091.7 | 24366.8 | 4 | 0 | 4 | C | KPVS_SplitCase | 12 | 10 | 12 | 18 | BranchMin12_BranchMax18 | 14 | 4 | 14 | 24 | HeaderMin14_HeaderMax24 | 16 | 5 | 20
345 | 105 | 1012-1/2-4P-125HP KPVS | KPVS_1012-1/2_4P_125HP_10.79_BRZ | 6091.7 | 6091.7 | 24366.8 | 4 | 0 | 4 | C | KPVS_SplitCase | 12 | 10 | 12 | 18 | BranchMin12_BranchMax18 | 14 | 4 | 14 | 24 | HeaderMin14_HeaderMax24 | 18 | 5 | 20
345 | 105 | 1012-1/2-4P-125HP KPVS | KPVS_1012-1/2_4P_125HP_10.79_BRZ | 6091.7 | 6091.7 | 24366.8 | 4 | 0 | 4 | C | KPVS_SplitCase | 12 | 10 | 12 | 18 | BranchMin12_BranchMax18 | 14 | 4 | 14 | 24 | HeaderMin14_HeaderMax24 | 20 | 5 | 20
345 | 105 | 1012-1/2-4P-125HP KPVS | KPVS_1012-1/2_4P_125HP_10.79_BRZ | 6091.7 | 6091.7 | 24366.8 | 4 | 0 | 4 | C | KPVS_SplitCase | 12 | 10 | 12 | 18 | BranchMin12_BranchMax18 | 14 | 4 | 14 | 24 | HeaderMin14_HeaderMax24 | 24 | 5 | 20
345 | 105 | 1012-1/2-4P-125HP KPVS | KPVS_1012-1/2_4P_125HP_10.79_BRZ | 6091.7 | 6091.7 | 24366.8 | 4 | 0 | 4 | C | KPVS_SplitCase | 12 | 10 | 12 | 18 | BranchMin12_BranchMax18 | 16 | 4 | 14 | 24 | HeaderMin14_HeaderMax24 | 14 | 5 | 20 | [29 empty] | INVALID
345 | 105 | 1012-1/2-4P-125HP KPVS | KPVS_1012-1/2_4P_125HP_10.79_BRZ | 6091.7 | 6091.7 | 24366.8 | 4 | 0 | 4 | C | KPVS_SplitCase | 12 | 10 | 12 | 18 | BranchMin12_BranchMax18 | 16 | 4 | 14 | 24 | HeaderMin14_HeaderMax24 | 16 | 5 | 20 | [29 empty] | INVALID
345 | 105 | 1012-1/2-4P-125HP KPVS | KPVS_1012-1/2_4P_125HP_10.79_BRZ | 6091.7 | 6091.7 | 24366.8 | 4 | 0 | 4 | C | KPVS_SplitCase | 12 | 10 | 12 | 18 | BranchMin12_BranchMax18 | 16 | 4 | 14 | 24 | HeaderMin14_HeaderMax24 | 18 | 5 | 20
345 | 105 | 1012-1/2-4P-125HP KPVS | KPVS_1012-1/2_4P_125HP_10.79_BRZ | 6091.7 | 6091.7 | 24366.8 | 4 | 0 | 4 | C | KPVS_SplitCase | 12 | 10 | 12 | 18 | BranchMin12_BranchMax18 | 16 | 4 | 14 | 24 | HeaderMin14_HeaderMax24 | 20 | 5 | 20
345 | 105 | 1012-1/2-4P-125HP KPVS | KPVS_1012-1/2_4P_125HP_10.79_BRZ | 6091.7 | 6091.7 | 24366.8 | 4 | 0 | 4 | C | KPVS_SplitCase | 12 | 10 | 12 | 18 | BranchMin12_BranchMax18 | 16 | 4 | 14 | 24 | HeaderMin14_HeaderMax24 | 24 | 5 | 20
345 | 105 | 1012-1/2-4P-125HP KPVS | KPVS_1012-1/2_4P_125HP_10.79_BRZ | 6091.7 | 6091.7 | 24366.8 | 4 | 0 | 4 | C | KPVS_SplitCase | 12 | 10 | 12 | 18 | BranchMin12_BranchMax18 | 18 | 4 | 14 | 24 | HeaderMin14_HeaderMax24 | 14 | 5 | 20 | [29 empty] | INVALID
345 | 105 | 1012-1/2-4P-125HP KPVS | KPVS_1012-1/2_4P_125HP_10.79_BRZ | 6091.7 | 6091.7 | 24366.8 | 4 | 0 | 4 | C | KPVS_SplitCase | 12 | 10 | 12 | 18 | BranchMin12_BranchMax18 | 18 | 4 | 14 | 24 | HeaderMin14_HeaderMax24 | 16 | 5 | 20 | [29 empty] | INVALID
345 | 105 | 1012-1/2-4P-125HP KPVS | KPVS_1012-1/2_4P_125HP_10.79_BRZ | 6091.7 | 6091.7 | 24366.8 | 4 | 0 | 4 | C | KPVS_SplitCase | 12 | 10 | 12 | 18 | BranchMin12_BranchMax18 | 18 | 4 | 14 | 24 | HeaderMin14_HeaderMax24 | 18 | 5 | 20 | [29 empty] | INVALID
345 | 105 | 1012-1/2-4P-125HP KPVS | KPVS_1012-1/2_4P_125HP_10.79_BRZ | 6091.7 | 6091.7 | 24366.8 | 4 | 0 | 4 | C | KPVS_SplitCase | 12 | 10 | 12 | 18 | BranchMin12_BranchMax18 | 18 | 4 | 14 | 24 | HeaderMin14_HeaderMax24 | 20 | 5 | 20
345 | 105 | 1012-1/2-4P-125HP KPVS | KPVS_1012-1/2_4P_125HP_10.79_BRZ | 6091.7 | 6091.7 | 24366.8 | 4 | 0 | 4 | C | KPVS_SplitCase | 12 | 10 | 12 | 18 | BranchMin12_BranchMax18 | 18 | 4 | 14 | 24 | HeaderMin14_HeaderMax24 | 24 | 5 | 20
346 | 106 | 1012-1/2-4P-150HP KPVS | KPVS_1012-1/2_4P_150HP_11.42_BRZ | 6598.6 | 6598.6 | 26394.4 | 4 | 0 | 4 | C | KPVS_SplitCase | 12 | 10 | 12 | 18 | BranchMin12_BranchMax18 | 12 | 4 | 14 | 24 | HeaderMin14_HeaderMax24 | 14 | 5 | 20
346 | 106 | 1012-1/2-4P-150HP KPVS | KPVS_1012-1/2_4P_150HP_11.42_BRZ | 6598.6 | 6598.6 | 26394.4 | 4 | 0 | 4 | C | KPVS_SplitCase | 12 | 10 | 12 | 18 | BranchMin12_BranchMax18 | 12 | 4 | 14 | 24 | HeaderMin14_HeaderMax24 | 16 | 5 | 20
346 | 106 | 1012-1/2-4P-150HP KPVS | KPVS_1012-1/2_4P_150HP_11.42_BRZ | 6598.6 | 6598.6 | 26394.4 | 4 | 0 | 4 | C | KPVS_SplitCase | 12 | 10 | 12 | 18 | BranchMin12_BranchMax18 | 12 | 4 | 14 | 24 | HeaderMin14_HeaderMax24 | 18 | 5 | 20
346 | 106 | 1012-1/2-4P-150HP KPVS | KPVS_1012-1/2_4P_150HP_11.42_BRZ | 6598.6 | 6598.6 | 26394.4 | 4 | 0 | 4 | C | KPVS_SplitCase | 12 | 10 | 12 | 18 | BranchMin12_BranchMax18 | 12 | 4 | 14 | 24 | HeaderMin14_HeaderMax24 | 20 | 5 | 20
346 | 106 | 1012-1/2-4P-150HP KPVS | KPVS_1012-1/2_4P_150HP_11.42_BRZ | 6598.6 | 6598.6 | 26394.4 | 4 | 0 | 4 | C | KPVS_SplitCase | 12 | 10 | 12 | 18 | BranchMin12_BranchMax18 | 12 | 4 | 14 | 24 | HeaderMin14_HeaderMax24 | 24 | 5 | 20
346 | 106 | 1012-1/2-4P-150HP KPVS | KPVS_1012-1/2_4P_150HP_11.42_BRZ | 6598.6 | 6598.6 | 26394.4 | 4 | 0 | 4 | C | KPVS_SplitCase | 12 | 10 | 12 | 18 | BranchMin12_BranchMax18 | 14 | 4 | 14 | 24 | HeaderMin14_HeaderMax24 | 14 | 5 | 20 | [29 empty] | INVALID
346 | 106 | 1012-1/2-4P-150HP KPVS | KPVS_1012-1/2_4P_150HP_11.42_BRZ | 6598.6 | 6598.6 | 26394.4 | 4 | 0 | 4 | C | KPVS_SplitCase | 12 | 10 | 12 | 18 | BranchMin12_BranchMax18 | 14 | 4 | 14 | 24 | HeaderMin14_HeaderMax24 | 16 | 5 | 20
346 | 106 | 1012-1/2-4P-150HP KPVS | KPVS_1012-1/2_4P_150HP_11.42_BRZ | 6598.6 | 6598.6 | 26394.4 | 4 | 0 | 4 | C | KPVS_SplitCase | 12 | 10 | 12 | 18 | BranchMin12_BranchMax18 | 14 | 4 | 14 | 24 | HeaderMin14_HeaderMax24 | 18 | 5 | 20
346 | 106 | 1012-1/2-4P-150HP KPVS | KPVS_1012-1/2_4P_150HP_11.42_BRZ | 6598.6 | 6598.6 | 26394.4 | 4 | 0 | 4 | C | KPVS_SplitCase | 12 | 10 | 12 | 18 | BranchMin12_BranchMax18 | 14 | 4 | 14 | 24 | HeaderMin14_HeaderMax24 | 20 | 5 | 20
346 | 106 | 1012-1/2-4P-150HP KPVS | KPVS_1012-1/2_4P_150HP_11.42_BRZ | 6598.6 | 6598.6 | 26394.4 | 4 | 0 | 4 | C | KPVS_SplitCase | 12 | 10 | 12 | 18 | BranchMin12_BranchMax18 | 14 | 4 | 14 | 24 | HeaderMin14_HeaderMax24 | 24 | 5 | 20
346 | 106 | 1012-1/2-4P-150HP KPVS | KPVS_1012-1/2_4P_150HP_11.42_BRZ | 6598.6 | 6598.6 | 26394.4 | 4 | 0 | 4 | C | KPVS_SplitCase | 12 | 10 | 12 | 18 | BranchMin12_BranchMax18 | 16 | 4 | 14 | 24 | HeaderMin14_HeaderMax24 | 14 | 5 | 20 | [29 empty] | INVALID
346 | 106 | 1012-1/2-4P-150HP KPVS | KPVS_1012-1/2_4P_150HP_11.42_BRZ | 6598.6 | 6598.6 | 26394.4 | 4 | 0 | 4 | C | KPVS_SplitCase | 12 | 10 | 12 | 18 | BranchMin12_BranchMax18 | 16 | 4 | 14 | 24 | HeaderMin14_HeaderMax24 | 16 | 5 | 20 | [29 empty] | INVALID
346 | 106 | 1012-1/2-4P-150HP KPVS | KPVS_1012-1/2_4P_150HP_11.42_BRZ | 6598.6 | 6598.6 | 26394.4 | 4 | 0 | 4 | C | KPVS_SplitCase | 12 | 10 | 12 | 18 | BranchMin12_BranchMax18 | 16 | 4 | 14 | 24 | HeaderMin14_HeaderMax24 | 18 | 5 | 20
346 | 106 | 1012-1/2-4P-150HP KPVS | KPVS_1012-1/2_4P_150HP_11.42_BRZ | 6598.6 | 6598.6 | 26394.4 | 4 | 0 | 4 | C | KPVS_SplitCase | 12 | 10 | 12 | 18 | BranchMin12_BranchMax18 | 16 | 4 | 14 | 24 | HeaderMin14_HeaderMax24 | 20 | 5 | 20
346 | 106 | 1012-1/2-4P-150HP KPVS | KPVS_1012-1/2_4P_150HP_11.42_BRZ | 6598.6 | 6598.6 | 26394.4 | 4 | 0 | 4 | C | KPVS_SplitCase | 12 | 10 | 12 | 18 | BranchMin12_BranchMax18 | 16 | 4 | 14 | 24 | HeaderMin14_HeaderMax24 | 24 | 5 | 20
346 | 106 | 1012-1/2-4P-150HP KPVS | KPVS_1012-1/2_4P_150HP_11.42_BRZ | 6598.6 | 6598.6 | 26394.4 | 4 | 0 | 4 | C | KPVS_SplitCase | 12 | 10 | 12 | 18 | BranchMin12_BranchMax18 | 18 | 4 | 14 | 24 | HeaderMin14_HeaderMax24 | 14 | 5 | 20 | [29 empty] | INVALID
346 | 106 | 1012-1/2-4P-150HP KPVS | KPVS_1012-1/2_4P_150HP_11.42_BRZ | 6598.6 | 6598.6 | 26394.4 | 4 | 0 | 4 | C | KPVS_SplitCase | 12 | 10 | 12 | 18 | BranchMin12_BranchMax18 | 18 | 4 | 14 | 24 | HeaderMin14_HeaderMax24 | 16 | 5 | 20 | [29 empty] | INVALID
346 | 106 | 1012-1/2-4P-150HP KPVS | KPVS_1012-1/2_4P_150HP_11.42_BRZ | 6598.6 | 6598.6 | 26394.4 | 4 | 0 | 4 | C | KPVS_SplitCase | 12 | 10 | 12 | 18 | BranchMin12_BranchMax18 | 18 | 4 | 14 | 24 | HeaderMin14_HeaderMax24 | 18 | 5 | 20 | [29 empty] | INVALID
346 | 106 | 1012-1/2-4P-150HP KPVS | KPVS_1012-1/2_4P_150HP_11.42_BRZ | 6598.6 | 6598.6 | 26394.4 | 4 | 0 | 4 | C | KPVS_SplitCase | 12 | 10 | 12 | 18 | BranchMin12_BranchMax18 | 18 | 4 | 14 | 24 | HeaderMin14_HeaderMax24 | 20 | 5 | 20
346 | 106 | 1012-1/2-4P-150HP KPVS | KPVS_1012-1/2_4P_150HP_11.42_BRZ | 6598.6 | 6598.6 | 26394.4 | 4 | 0 | 4 | C | KPVS_SplitCase | 12 | 10 | 12 | 18 | BranchMin12_BranchMax18 | 18 | 4 | 14 | 24 | HeaderMin14_HeaderMax24 | 24 | 5 | 20
347 | 107 | 1012-1/2-4P-200HP KPVS | KPVS_1012-1/2_4P_200HP_12.00_BRZ | 7035 | 7035 | 28140 | 4 | 0 | 4 | C | KPVS_SplitCase | 12 | 10 | 12 | 18 | BranchMin12_BranchMax18 | 12 | 4 | 14 | 24 | HeaderMin14_HeaderMax24 | 14 | 5 | 20
347 | 107 | 1012-1/2-4P-200HP KPVS | KPVS_1012-1/2_4P_200HP_12.00_BRZ | 7035 | 7035 | 28140 | 4 | 0 | 4 | C | KPVS_SplitCase | 12 | 10 | 12 | 18 | BranchMin12_BranchMax18 | 12 | 4 | 14 | 24 | HeaderMin14_HeaderMax24 | 16 | 5 | 20
347 | 107 | 1012-1/2-4P-200HP KPVS | KPVS_1012-1/2_4P_200HP_12.00_BRZ | 7035 | 7035 | 28140 | 4 | 0 | 4 | C | KPVS_SplitCase | 12 | 10 | 12 | 18 | BranchMin12_BranchMax18 | 12 | 4 | 14 | 24 | HeaderMin14_HeaderMax24 | 18 | 5 | 20
347 | 107 | 1012-1/2-4P-200HP KPVS | KPVS_1012-1/2_4P_200HP_12.00_BRZ | 7035 | 7035 | 28140 | 4 | 0 | 4 | C | KPVS_SplitCase | 12 | 10 | 12 | 18 | BranchMin12_BranchMax18 | 12 | 4 | 14 | 24 | HeaderMin14_HeaderMax24 | 20 | 5 | 20
347 | 107 | 1012-1/2-4P-200HP KPVS | KPVS_1012-1/2_4P_200HP_12.00_BRZ | 7035 | 7035 | 28140 | 4 | 0 | 4 | C | KPVS_SplitCase | 12 | 10 | 12 | 18 | BranchMin12_BranchMax18 | 12 | 4 | 14 | 24 | HeaderMin14_HeaderMax24 | 24 | 5 | 20
347 | 107 | 1012-1/2-4P-200HP KPVS | KPVS_1012-1/2_4P_200HP_12.00_BRZ | 7035 | 7035 | 28140 | 4 | 0 | 4 | C | KPVS_SplitCase | 12 | 10 | 12 | 18 | BranchMin12_BranchMax18 | 14 | 4 | 14 | 24 | HeaderMin14_HeaderMax24 | 14 | 5 | 20 | [29 empty] | INVALID
347 | 107 | 1012-1/2-4P-200HP KPVS | KPVS_1012-1/2_4P_200HP_12.00_BRZ | 7035 | 7035 | 28140 | 4 | 0 | 4 | C | KPVS_SplitCase | 12 | 10 | 12 | 18 | BranchMin12_BranchMax18 | 14 | 4 | 14 | 24 | HeaderMin14_HeaderMax24 | 16 | 5 | 20
347 | 107 | 1012-1/2-4P-200HP KPVS | KPVS_1012-1/2_4P_200HP_12.00_BRZ | 7035 | 7035 | 28140 | 4 | 0 | 4 | C | KPVS_SplitCase | 12 | 10 | 12 | 18 | BranchMin12_BranchMax18 | 14 | 4 | 14 | 24 | HeaderMin14_HeaderMax24 | 18 | 5 | 20
347 | 107 | 1012-1/2-4P-200HP KPVS | KPVS_1012-1/2_4P_200HP_12.00_BRZ | 7035 | 7035 | 28140 | 4 | 0 | 4 | C | KPVS_SplitCase | 12 | 10 | 12 | 18 | BranchMin12_BranchMax18 | 14 | 4 | 14 | 24 | HeaderMin14_HeaderMax24 | 20 | 5 | 20
347 | 107 | 1012-1/2-4P-200HP KPVS | KPVS_1012-1/2_4P_200HP_12.00_BRZ | 7035 | 7035 | 28140 | 4 | 0 | 4 | C | KPVS_SplitCase | 12 | 10 | 12 | 18 | BranchMin12_BranchMax18 | 14 | 4 | 14 | 24 | HeaderMin14_HeaderMax24 | 24 | 5 | 20
347 | 107 | 1012-1/2-4P-200HP KPVS | KPVS_1012-1/2_4P_200HP_12.00_BRZ | 7035 | 7035 | 28140 | 4 | 0 | 4 | C | KPVS_SplitCase | 12 | 10 | 12 | 18 | BranchMin12_BranchMax18 | 16 | 4 | 14 | 24 | HeaderMin14_HeaderMax24 | 14 | 5 | 20 | [29 empty] | INVALID
347 | 107 | 1012-1/2-4P-200HP KPVS | KPVS_1012-1/2_4P_200HP_12.00_BRZ | 7035 | 7035 | 28140 | 4 | 0 | 4 | C | KPVS_SplitCase | 12 | 10 | 12 | 18 | BranchMin12_BranchMax18 | 16 | 4 | 14 | 24 | HeaderMin14_HeaderMax24 | 16 | 5 | 20 | [29 empty] | INVALID
347 | 107 | 1012-1/2-4P-200HP KPVS | KPVS_1012-1/2_4P_200HP_12.00_BRZ | 7035 | 7035 | 28140 | 4 | 0 | 4 | C | KPVS_SplitCase | 12 | 10 | 12 | 18 | BranchMin12_BranchMax18 | 16 | 4 | 14 | 24 | HeaderMin14_HeaderMax24 | 18 | 5 | 20
347 | 107 | 1012-1/2-4P-200HP KPVS | KPVS_1012-1/2_4P_200HP_12.00_BRZ | 7035 | 7035 | 28140 | 4 | 0 | 4 | C | KPVS_SplitCase | 12 | 10 | 12 | 18 | BranchMin12_BranchMax18 | 16 | 4 | 14 | 24 | HeaderMin14_HeaderMax24 | 20 | 5 | 20
347 | 107 | 1012-1/2-4P-200HP KPVS | KPVS_1012-1/2_4P_200HP_12.00_BRZ | 7035 | 7035 | 28140 | 4 | 0 | 4 | C | KPVS_SplitCase | 12 | 10 | 12 | 18 | BranchMin12_BranchMax18 | 16 | 4 | 14 | 24 | HeaderMin14_HeaderMax24 | 24 | 5 | 20
347 | 107 | 1012-1/2-4P-200HP KPVS | KPVS_1012-1/2_4P_200HP_12.00_BRZ | 7035 | 7035 | 28140 | 4 | 0 | 4 | C | KPVS_SplitCase | 12 | 10 | 12 | 18 | BranchMin12_BranchMax18 | 18 | 4 | 14 | 24 | HeaderMin14_HeaderMax24 | 14 | 5 | 20 | [29 empty] | INVALID
347 | 107 | 1012-1/2-4P-200HP KPVS | KPVS_1012-1/2_4P_200HP_12.00_BRZ | 7035 | 7035 | 28140 | 4 | 0 | 4 | C | KPVS_SplitCase | 12 | 10 | 12 | 18 | BranchMin12_BranchMax18 | 18 | 4 | 14 | 24 | HeaderMin14_HeaderMax24 | 16 | 5 | 20 | [29 empty] | INVALID
347 | 107 | 1012-1/2-4P-200HP KPVS | KPVS_1012-1/2_4P_200HP_12.00_BRZ | 7035 | 7035 | 28140 | 4 | 0 | 4 | C | KPVS_SplitCase | 12 | 10 | 12 | 18 | BranchMin12_BranchMax18 | 18 | 4 | 14 | 24 | HeaderMin14_HeaderMax24 | 18 | 5 | 20 | [29 empty] | INVALID
347 | 107 | 1012-1/2-4P-200HP KPVS | KPVS_1012-1/2_4P_200HP_12.00_BRZ | 7035 | 7035 | 28140 | 4 | 0 | 4 | C | KPVS_SplitCase | 12 | 10 | 12 | 18 | BranchMin12_BranchMax18 | 18 | 4 | 14 | 24 | HeaderMin14_HeaderMax24 | 20 | 5 | 20
347 | 107 | 1012-1/2-4P-200HP KPVS | KPVS_1012-1/2_4P_200HP_12.00_BRZ | 7035 | 7035 | 28140 | 4 | 0 | 4 | C | KPVS_SplitCase | 12 | 10 | 12 | 18 | BranchMin12_BranchMax18 | 18 | 4 | 14 | 24 | HeaderMin14_HeaderMax24 | 24 | 5 | 20
348 | 108 | 1015-3/4-4P-125HP KPVS | KPVS_1015-3/4_4P_125HP_11.26_BRZ | 5646.6 | 5646.6 | 22586.4 | 4 | 0 | 4 | C | KPVS_SplitCase | 12 | 10 | 12 | 18 | BranchMin12_BranchMax18 | 12 | 4 | 14 | 24 | HeaderMin14_HeaderMax24 | 14 | 5 | 20
348 | 108 | 1015-3/4-4P-125HP KPVS | KPVS_1015-3/4_4P_125HP_11.26_BRZ | 5646.6 | 5646.6 | 22586.4 | 4 | 0 | 4 | C | KPVS_SplitCase | 12 | 10 | 12 | 18 | BranchMin12_BranchMax18 | 12 | 4 | 14 | 24 | HeaderMin14_HeaderMax24 | 16 | 5 | 20
348 | 108 | 1015-3/4-4P-125HP KPVS | KPVS_1015-3/4_4P_125HP_11.26_BRZ | 5646.6 | 5646.6 | 22586.4 | 4 | 0 | 4 | C | KPVS_SplitCase | 12 | 10 | 12 | 18 | BranchMin12_BranchMax18 | 12 | 4 | 14 | 24 | HeaderMin14_HeaderMax24 | 18 | 5 | 20
348 | 108 | 1015-3/4-4P-125HP KPVS | KPVS_1015-3/4_4P_125HP_11.26_BRZ | 5646.6 | 5646.6 | 22586.4 | 4 | 0 | 4 | C | KPVS_SplitCase | 12 | 10 | 12 | 18 | BranchMin12_BranchMax18 | 12 | 4 | 14 | 24 | HeaderMin14_HeaderMax24 | 20 | 5 | 20
348 | 108 | 1015-3/4-4P-125HP KPVS | KPVS_1015-3/4_4P_125HP_11.26_BRZ | 5646.6 | 5646.6 | 22586.4 | 4 | 0 | 4 | C | KPVS_SplitCase | 12 | 10 | 12 | 18 | BranchMin12_BranchMax18 | 12 | 4 | 14 | 24 | HeaderMin14_HeaderMax24 | 24 | 5 | 20
348 | 108 | 1015-3/4-4P-125HP KPVS | KPVS_1015-3/4_4P_125HP_11.26_BRZ | 5646.6 | 5646.6 | 22586.4 | 4 | 0 | 4 | C | KPVS_SplitCase | 12 | 10 | 12 | 18 | BranchMin12_BranchMax18 | 14 | 4 | 14 | 24 | HeaderMin14_HeaderMax24 | 14 | 5 | 20 | [29 empty] | INVALID
348 | 108 | 1015-3/4-4P-125HP KPVS | KPVS_1015-3/4_4P_125HP_11.26_BRZ | 5646.6 | 5646.6 | 22586.4 | 4 | 0 | 4 | C | KPVS_SplitCase | 12 | 10 | 12 | 18 | BranchMin12_BranchMax18 | 14 | 4 | 14 | 24 | HeaderMin14_HeaderMax24 | 16 | 5 | 20
348 | 108 | 1015-3/4-4P-125HP KPVS | KPVS_1015-3/4_4P_125HP_11.26_BRZ | 5646.6 | 5646.6 | 22586.4 | 4 | 0 | 4 | C | KPVS_SplitCase | 12 | 10 | 12 | 18 | BranchMin12_BranchMax18 | 14 | 4 | 14 | 24 | HeaderMin14_HeaderMax24 | 18 | 5 | 20
348 | 108 | 1015-3/4-4P-125HP KPVS | KPVS_1015-3/4_4P_125HP_11.26_BRZ | 5646.6 | 5646.6 | 22586.4 | 4 | 0 | 4 | C | KPVS_SplitCase | 12 | 10 | 12 | 18 | BranchMin12_BranchMax18 | 14 | 4 | 14 | 24 | HeaderMin14_HeaderMax24 | 20 | 5 | 20
348 | 108 | 1015-3/4-4P-125HP KPVS | KPVS_1015-3/4_4P_125HP_11.26_BRZ | 5646.6 | 5646.6 | 22586.4 | 4 | 0 | 4 | C | KPVS_SplitCase | 12 | 10 | 12 | 18 | BranchMin12_BranchMax18 | 14 | 4 | 14 | 24 | HeaderMin14_HeaderMax24 | 24 | 5 | 20
348 | 108 | 1015-3/4-4P-125HP KPVS | KPVS_1015-3/4_4P_125HP_11.26_BRZ | 5646.6 | 5646.6 | 22586.4 | 4 | 0 | 4 | C | KPVS_SplitCase | 12 | 10 | 12 | 18 | BranchMin12_BranchMax18 | 16 | 4 | 14 | 24 | HeaderMin14_HeaderMax24 | 14 | 5 | 20 | [29 empty] | INVALID
348 | 108 | 1015-3/4-4P-125HP KPVS | KPVS_1015-3/4_4P_125HP_11.26_BRZ | 5646.6 | 5646.6 | 22586.4 | 4 | 0 | 4 | C | KPVS_SplitCase | 12 | 10 | 12 | 18 | BranchMin12_BranchMax18 | 16 | 4 | 14 | 24 | HeaderMin14_HeaderMax24 | 16 | 5 | 20 | [29 empty] | INVALID
348 | 108 | 1015-3/4-4P-125HP KPVS | KPVS_1015-3/4_4P_125HP_11.26_BRZ | 5646.6 | 5646.6 | 22586.4 | 4 | 0 | 4 | C | KPVS_SplitCase | 12 | 10 | 12 | 18 | BranchMin12_BranchMax18 | 16 | 4 | 14 | 24 | HeaderMin14_HeaderMax24 | 18 | 5 | 20
348 | 108 | 1015-3/4-4P-125HP KPVS | KPVS_1015-3/4_4P_125HP_11.26_BRZ | 5646.6 | 5646.6 | 22586.4 | 4 | 0 | 4 | C | KPVS_SplitCase | 12 | 10 | 12 | 18 | BranchMin12_BranchMax18 | 16 | 4 | 14 | 24 | HeaderMin14_HeaderMax24 | 20 | 5 | 20
348 | 108 | 1015-3/4-4P-125HP KPVS | KPVS_1015-3/4_4P_125HP_11.26_BRZ | 5646.6 | 5646.6 | 22586.4 | 4 | 0 | 4 | C | KPVS_SplitCase | 12 | 10 | 12 | 18 | BranchMin12_BranchMax18 | 16 | 4 | 14 | 24 | HeaderMin14_HeaderMax24 | 24 | 5 | 20
348 | 108 | 1015-3/4-4P-125HP KPVS | KPVS_1015-3/4_4P_125HP_11.26_BRZ | 5646.6 | 5646.6 | 22586.4 | 4 | 0 | 4 | C | KPVS_SplitCase | 12 | 10 | 12 | 18 | BranchMin12_BranchMax18 | 18 | 4 | 14 | 24 | HeaderMin14_HeaderMax24 | 14 | 5 | 20 | [29 empty] | INVALID
348 | 108 | 1015-3/4-4P-125HP KPVS | KPVS_1015-3/4_4P_125HP_11.26_BRZ | 5646.6 | 5646.6 | 22586.4 | 4 | 0 | 4 | C | KPVS_SplitCase | 12 | 10 | 12 | 18 | BranchMin12_BranchMax18 | 18 | 4 | 14 | 24 | HeaderMin14_HeaderMax24 | 16 | 5 | 20 | [29 empty] | INVALID
348 | 108 | 1015-3/4-4P-125HP KPVS | KPVS_1015-3/4_4P_125HP_11.26_BRZ | 5646.6 | 5646.6 | 22586.4 | 4 | 0 | 4 | C | KPVS_SplitCase | 12 | 10 | 12 | 18 | BranchMin12_BranchMax18 | 18 | 4 | 14 | 24 | HeaderMin14_HeaderMax24 | 18 | 5 | 20 | [29 empty] | INVALID
348 | 108 | 1015-3/4-4P-125HP KPVS | KPVS_1015-3/4_4P_125HP_11.26_BRZ | 5646.6 | 5646.6 | 22586.4 | 4 | 0 | 4 | C | KPVS_SplitCase | 12 | 10 | 12 | 18 | BranchMin12_BranchMax18 | 18 | 4 | 14 | 24 | HeaderMin14_HeaderMax24 | 20 | 5 | 20
348 | 108 | 1015-3/4-4P-125HP KPVS | KPVS_1015-3/4_4P_125HP_11.26_BRZ | 5646.6 | 5646.6 | 22586.4 | 4 | 0 | 4 | C | KPVS_SplitCase | 12 | 10 | 12 | 18 | BranchMin12_BranchMax18 | 18 | 4 | 14 | 24 | HeaderMin14_HeaderMax24 | 24 | 5 | 20
349 | 109 | 1015-3/4-4P-150HP KPVS | KPVS_1015-3/4_4P_150HP_11.96_BRZ | 6108.6 | 6108.6 | 24434.4 | 4 | 0 | 4 | C | KPVS_SplitCase | 12 | 10 | 12 | 18 | BranchMin12_BranchMax18 | 12 | 4 | 14 | 24 | HeaderMin14_HeaderMax24 | 14 | 5 | 20
349 | 109 | 1015-3/4-4P-150HP KPVS | KPVS_1015-3/4_4P_150HP_11.96_BRZ | 6108.6 | 6108.6 | 24434.4 | 4 | 0 | 4 | C | KPVS_SplitCase | 12 | 10 | 12 | 18 | BranchMin12_BranchMax18 | 12 | 4 | 14 | 24 | HeaderMin14_HeaderMax24 | 16 | 5 | 20
349 | 109 | 1015-3/4-4P-150HP KPVS | KPVS_1015-3/4_4P_150HP_11.96_BRZ | 6108.6 | 6108.6 | 24434.4 | 4 | 0 | 4 | C | KPVS_SplitCase | 12 | 10 | 12 | 18 | BranchMin12_BranchMax18 | 12 | 4 | 14 | 24 | HeaderMin14_HeaderMax24 | 18 | 5 | 20
349 | 109 | 1015-3/4-4P-150HP KPVS | KPVS_1015-3/4_4P_150HP_11.96_BRZ | 6108.6 | 6108.6 | 24434.4 | 4 | 0 | 4 | C | KPVS_SplitCase | 12 | 10 | 12 | 18 | BranchMin12_BranchMax18 | 12 | 4 | 14 | 24 | HeaderMin14_HeaderMax24 | 20 | 5 | 20
349 | 109 | 1015-3/4-4P-150HP KPVS | KPVS_1015-3/4_4P_150HP_11.96_BRZ | 6108.6 | 6108.6 | 24434.4 | 4 | 0 | 4 | C | KPVS_SplitCase | 12 | 10 | 12 | 18 | BranchMin12_BranchMax18 | 12 | 4 | 14 | 24 | HeaderMin14_HeaderMax24 | 24 | 5 | 20
349 | 109 | 1015-3/4-4P-150HP KPVS | KPVS_1015-3/4_4P_150HP_11.96_BRZ | 6108.6 | 6108.6 | 24434.4 | 4 | 0 | 4 | C | KPVS_SplitCase | 12 | 10 | 12 | 18 | BranchMin12_BranchMax18 | 14 | 4 | 14 | 24 | HeaderMin14_HeaderMax24 | 14 | 5 | 20 | [29 empty] | INVALID
349 | 109 | 1015-3/4-4P-150HP KPVS | KPVS_1015-3/4_4P_150HP_11.96_BRZ | 6108.6 | 6108.6 | 24434.4 | 4 | 0 | 4 | C | KPVS_SplitCase | 12 | 10 | 12 | 18 | BranchMin12_BranchMax18 | 14 | 4 | 14 | 24 | HeaderMin14_HeaderMax24 | 16 | 5 | 20
349 | 109 | 1015-3/4-4P-150HP KPVS | KPVS_1015-3/4_4P_150HP_11.96_BRZ | 6108.6 | 6108.6 | 24434.4 | 4 | 0 | 4 | C | KPVS_SplitCase | 12 | 10 | 12 | 18 | BranchMin12_BranchMax18 | 14 | 4 | 14 | 24 | HeaderMin14_HeaderMax24 | 18 | 5 | 20
349 | 109 | 1015-3/4-4P-150HP KPVS | KPVS_1015-3/4_4P_150HP_11.96_BRZ | 6108.6 | 6108.6 | 24434.4 | 4 | 0 | 4 | C | KPVS_SplitCase | 12 | 10 | 12 | 18 | BranchMin12_BranchMax18 | 14 | 4 | 14 | 24 | HeaderMin14_HeaderMax24 | 20 | 5 | 20
349 | 109 | 1015-3/4-4P-150HP KPVS | KPVS_1015-3/4_4P_150HP_11.96_BRZ | 6108.6 | 6108.6 | 24434.4 | 4 | 0 | 4 | C | KPVS_SplitCase | 12 | 10 | 12 | 18 | BranchMin12_BranchMax18 | 14 | 4 | 14 | 24 | HeaderMin14_HeaderMax24 | 24 | 5 | 20
349 | 109 | 1015-3/4-4P-150HP KPVS | KPVS_1015-3/4_4P_150HP_11.96_BRZ | 6108.6 | 6108.6 | 24434.4 | 4 | 0 | 4 | C | KPVS_SplitCase | 12 | 10 | 12 | 18 | BranchMin12_BranchMax18 | 16 | 4 | 14 | 24 | HeaderMin14_HeaderMax24 | 14 | 5 | 20 | [29 empty] | INVALID
349 | 109 | 1015-3/4-4P-150HP KPVS | KPVS_1015-3/4_4P_150HP_11.96_BRZ | 6108.6 | 6108.6 | 24434.4 | 4 | 0 | 4 | C | KPVS_SplitCase | 12 | 10 | 12 | 18 | BranchMin12_BranchMax18 | 16 | 4 | 14 | 24 | HeaderMin14_HeaderMax24 | 16 | 5 | 20 | [29 empty] | INVALID
349 | 109 | 1015-3/4-4P-150HP KPVS | KPVS_1015-3/4_4P_150HP_11.96_BRZ | 6108.6 | 6108.6 | 24434.4 | 4 | 0 | 4 | C | KPVS_SplitCase | 12 | 10 | 12 | 18 | BranchMin12_BranchMax18 | 16 | 4 | 14 | 24 | HeaderMin14_HeaderMax24 | 18 | 5 | 20
349 | 109 | 1015-3/4-4P-150HP KPVS | KPVS_1015-3/4_4P_150HP_11.96_BRZ | 6108.6 | 6108.6 | 24434.4 | 4 | 0 | 4 | C | KPVS_SplitCase | 12 | 10 | 12 | 18 | BranchMin12_BranchMax18 | 16 | 4 | 14 | 24 | HeaderMin14_HeaderMax24 | 20 | 5 | 20
349 | 109 | 1015-3/4-4P-150HP KPVS | KPVS_1015-3/4_4P_150HP_11.96_BRZ | 6108.6 | 6108.6 | 24434.4 | 4 | 0 | 4 | C | KPVS_SplitCase | 12 | 10 | 12 | 18 | BranchMin12_BranchMax18 | 16 | 4 | 14 | 24 | HeaderMin14_HeaderMax24 | 24 | 5 | 20
349 | 109 | 1015-3/4-4P-150HP KPVS | KPVS_1015-3/4_4P_150HP_11.96_BRZ | 6108.6 | 6108.6 | 24434.4 | 4 | 0 | 4 | C | KPVS_SplitCase | 12 | 10 | 12 | 18 | BranchMin12_BranchMax18 | 18 | 4 | 14 | 24 | HeaderMin14_HeaderMax24 | 14 | 5 | 20 | [29 empty] | INVALID
349 | 109 | 1015-3/4-4P-150HP KPVS | KPVS_1015-3/4_4P_150HP_11.96_BRZ | 6108.6 | 6108.6 | 24434.4 | 4 | 0 | 4 | C | KPVS_SplitCase | 12 | 10 | 12 | 18 | BranchMin12_BranchMax18 | 18 | 4 | 14 | 24 | HeaderMin14_HeaderMax24 | 16 | 5 | 20 | [29 empty] | INVALID
349 | 109 | 1015-3/4-4P-150HP KPVS | KPVS_1015-3/4_4P_150HP_11.96_BRZ | 6108.6 | 6108.6 | 24434.4 | 4 | 0 | 4 | C | KPVS_SplitCase | 12 | 10 | 12 | 18 | BranchMin12_BranchMax18 | 18 | 4 | 14 | 24 | HeaderMin14_HeaderMax24 | 18 | 5 | 20 | [29 empty] | INVALID
349 | 109 | 1015-3/4-4P-150HP KPVS | KPVS_1015-3/4_4P_150HP_11.96_BRZ | 6108.6 | 6108.6 | 24434.4 | 4 | 0 | 4 | C | KPVS_SplitCase | 12 | 10 | 12 | 18 | BranchMin12_BranchMax18 | 18 | 4 | 14 | 24 | HeaderMin14_HeaderMax24 | 20 | 5 | 20
349 | 109 | 1015-3/4-4P-150HP KPVS | KPVS_1015-3/4_4P_150HP_11.96_BRZ | 6108.6 | 6108.6 | 24434.4 | 4 | 0 | 4 | C | KPVS_SplitCase | 12 | 10 | 12 | 18 | BranchMin12_BranchMax18 | 18 | 4 | 14 | 24 | HeaderMin14_HeaderMax24 | 24 | 5 | 20
350 | 110 | 1015-3/4-4P-200HP KPVS | KPVS_1015-3/4_4P_200HP_12.89_BRZ | 6722.4 | 6722.4 | 26889.6 | 4 | 0 | 4 | C | KPVS_SplitCase | 12 | 10 | 12 | 18 | BranchMin12_BranchMax18 | 12 | 4 | 14 | 24 | HeaderMin14_HeaderMax24 | 14 | 5 | 20
350 | 110 | 1015-3/4-4P-200HP KPVS | KPVS_1015-3/4_4P_200HP_12.89_BRZ | 6722.4 | 6722.4 | 26889.6 | 4 | 0 | 4 | C | KPVS_SplitCase | 12 | 10 | 12 | 18 | BranchMin12_BranchMax18 | 12 | 4 | 14 | 24 | HeaderMin14_HeaderMax24 | 16 | 5 | 20
350 | 110 | 1015-3/4-4P-200HP KPVS | KPVS_1015-3/4_4P_200HP_12.89_BRZ | 6722.4 | 6722.4 | 26889.6 | 4 | 0 | 4 | C | KPVS_SplitCase | 12 | 10 | 12 | 18 | BranchMin12_BranchMax18 | 12 | 4 | 14 | 24 | HeaderMin14_HeaderMax24 | 18 | 5 | 20
350 | 110 | 1015-3/4-4P-200HP KPVS | KPVS_1015-3/4_4P_200HP_12.89_BRZ | 6722.4 | 6722.4 | 26889.6 | 4 | 0 | 4 | C | KPVS_SplitCase | 12 | 10 | 12 | 18 | BranchMin12_BranchMax18 | 12 | 4 | 14 | 24 | HeaderMin14_HeaderMax24 | 20 | 5 | 20
350 | 110 | 1015-3/4-4P-200HP KPVS | KPVS_1015-3/4_4P_200HP_12.89_BRZ | 6722.4 | 6722.4 | 26889.6 | 4 | 0 | 4 | C | KPVS_SplitCase | 12 | 10 | 12 | 18 | BranchMin12_BranchMax18 | 12 | 4 | 14 | 24 | HeaderMin14_HeaderMax24 | 24 | 5 | 20
350 | 110 | 1015-3/4-4P-200HP KPVS | KPVS_1015-3/4_4P_200HP_12.89_BRZ | 6722.4 | 6722.4 | 26889.6 | 4 | 0 | 4 | C | KPVS_SplitCase | 12 | 10 | 12 | 18 | BranchMin12_BranchMax18 | 14 | 4 | 14 | 24 | HeaderMin14_HeaderMax24 | 14 | 5 | 20 | [29 empty] | INVALID
350 | 110 | 1015-3/4-4P-200HP KPVS | KPVS_1015-3/4_4P_200HP_12.89_BRZ | 6722.4 | 6722.4 | 26889.6 | 4 | 0 | 4 | C | KPVS_SplitCase | 12 | 10 | 12 | 18 | BranchMin12_BranchMax18 | 14 | 4 | 14 | 24 | HeaderMin14_HeaderMax24 | 16 | 5 | 20
350 | 110 | 1015-3/4-4P-200HP KPVS | KPVS_1015-3/4_4P_200HP_12.89_BRZ | 6722.4 | 6722.4 | 26889.6 | 4 | 0 | 4 | C | KPVS_SplitCase | 12 | 10 | 12 | 18 | BranchMin12_BranchMax18 | 14 | 4 | 14 | 24 | HeaderMin14_HeaderMax24 | 18 | 5 | 20
350 | 110 | 1015-3/4-4P-200HP KPVS | KPVS_1015-3/4_4P_200HP_12.89_BRZ | 6722.4 | 6722.4 | 26889.6 | 4 | 0 | 4 | C | KPVS_SplitCase | 12 | 10 | 12 | 18 | BranchMin12_BranchMax18 | 14 | 4 | 14 | 24 | HeaderMin14_HeaderMax24 | 20 | 5 | 20
350 | 110 | 1015-3/4-4P-200HP KPVS | KPVS_1015-3/4_4P_200HP_12.89_BRZ | 6722.4 | 6722.4 | 26889.6 | 4 | 0 | 4 | C | KPVS_SplitCase | 12 | 10 | 12 | 18 | BranchMin12_BranchMax18 | 14 | 4 | 14 | 24 | HeaderMin14_HeaderMax24 | 24 | 5 | 20
350 | 110 | 1015-3/4-4P-200HP KPVS | KPVS_1015-3/4_4P_200HP_12.89_BRZ | 6722.4 | 6722.4 | 26889.6 | 4 | 0 | 4 | C | KPVS_SplitCase | 12 | 10 | 12 | 18 | BranchMin12_BranchMax18 | 16 | 4 | 14 | 24 | HeaderMin14_HeaderMax24 | 14 | 5 | 20 | [29 empty] | INVALID
350 | 110 | 1015-3/4-4P-200HP KPVS | KPVS_1015-3/4_4P_200HP_12.89_BRZ | 6722.4 | 6722.4 | 26889.6 | 4 | 0 | 4 | C | KPVS_SplitCase | 12 | 10 | 12 | 18 | BranchMin12_BranchMax18 | 16 | 4 | 14 | 24 | HeaderMin14_HeaderMax24 | 16 | 5 | 20 | [29 empty] | INVALID
350 | 110 | 1015-3/4-4P-200HP KPVS | KPVS_1015-3/4_4P_200HP_12.89_BRZ | 6722.4 | 6722.4 | 26889.6 | 4 | 0 | 4 | C | KPVS_SplitCase | 12 | 10 | 12 | 18 | BranchMin12_BranchMax18 | 16 | 4 | 14 | 24 | HeaderMin14_HeaderMax24 | 18 | 5 | 20
350 | 110 | 1015-3/4-4P-200HP KPVS | KPVS_1015-3/4_4P_200HP_12.89_BRZ | 6722.4 | 6722.4 | 26889.6 | 4 | 0 | 4 | C | KPVS_SplitCase | 12 | 10 | 12 | 18 | BranchMin12_BranchMax18 | 16 | 4 | 14 | 24 | HeaderMin14_HeaderMax24 | 20 | 5 | 20
350 | 110 | 1015-3/4-4P-200HP KPVS | KPVS_1015-3/4_4P_200HP_12.89_BRZ | 6722.4 | 6722.4 | 26889.6 | 4 | 0 | 4 | C | KPVS_SplitCase | 12 | 10 | 12 | 18 | BranchMin12_BranchMax18 | 16 | 4 | 14 | 24 | HeaderMin14_HeaderMax24 | 24 | 5 | 20
350 | 110 | 1015-3/4-4P-200HP KPVS | KPVS_1015-3/4_4P_200HP_12.89_BRZ | 6722.4 | 6722.4 | 26889.6 | 4 | 0 | 4 | C | KPVS_SplitCase | 12 | 10 | 12 | 18 | BranchMin12_BranchMax18 | 18 | 4 | 14 | 24 | HeaderMin14_HeaderMax24 | 14 | 5 | 20 | [29 empty] | INVALID
350 | 110 | 1015-3/4-4P-200HP KPVS | KPVS_1015-3/4_4P_200HP_12.89_BRZ | 6722.4 | 6722.4 | 26889.6 | 4 | 0 | 4 | C | KPVS_SplitCase | 12 | 10 | 12 | 18 | BranchMin12_BranchMax18 | 18 | 4 | 14 | 24 | HeaderMin14_HeaderMax24 | 16 | 5 | 20 | [29 empty] | INVALID
350 | 110 | 1015-3/4-4P-200HP KPVS | KPVS_1015-3/4_4P_200HP_12.89_BRZ | 6722.4 | 6722.4 | 26889.6 | 4 | 0 | 4 | C | KPVS_SplitCase | 12 | 10 | 12 | 18 | BranchMin12_BranchMax18 | 18 | 4 | 14 | 24 | HeaderMin14_HeaderMax24 | 18 | 5 | 20 | [29 empty] | INVALID
350 | 110 | 1015-3/4-4P-200HP KPVS | KPVS_1015-3/4_4P_200HP_12.89_BRZ | 6722.4 | 6722.4 | 26889.6 | 4 | 0 | 4 | C | KPVS_SplitCase | 12 | 10 | 12 | 18 | BranchMin12_BranchMax18 | 18 | 4 | 14 | 24 | HeaderMin14_HeaderMax24 | 20 | 5 | 20
350 | 110 | 1015-3/4-4P-200HP KPVS | KPVS_1015-3/4_4P_200HP_12.89_BRZ | 6722.4 | 6722.4 | 26889.6 | 4 | 0 | 4 | C | KPVS_SplitCase | 12 | 10 | 12 | 18 | BranchMin12_BranchMax18 | 18 | 4 | 14 | 24 | HeaderMin14_HeaderMax24 | 24 | 5 | 20
351 | 111 | 1015-3/4-4P-250HP KPVS | KPVS_1015-3/4_4P_250HP_13.52_BRZ | 7055.6 | 7055.6 | 28222.4 | 4 | 0 | 4 | C | KPVS_SplitCase | 12 | 10 | 12 | 20 | BranchMin12_BranchMax20 | 12 | 5 | 14 | 24 | HeaderMin14_HeaderMax24 | 14 | 5 | 25
351 | 111 | 1015-3/4-4P-250HP KPVS | KPVS_1015-3/4_4P_250HP_13.52_BRZ | 7055.6 | 7055.6 | 28222.4 | 4 | 0 | 4 | C | KPVS_SplitCase | 12 | 10 | 12 | 20 | BranchMin12_BranchMax20 | 12 | 5 | 14 | 24 | HeaderMin14_HeaderMax24 | 16 | 5 | 25
351 | 111 | 1015-3/4-4P-250HP KPVS | KPVS_1015-3/4_4P_250HP_13.52_BRZ | 7055.6 | 7055.6 | 28222.4 | 4 | 0 | 4 | C | KPVS_SplitCase | 12 | 10 | 12 | 20 | BranchMin12_BranchMax20 | 12 | 5 | 14 | 24 | HeaderMin14_HeaderMax24 | 18 | 5 | 25
351 | 111 | 1015-3/4-4P-250HP KPVS | KPVS_1015-3/4_4P_250HP_13.52_BRZ | 7055.6 | 7055.6 | 28222.4 | 4 | 0 | 4 | C | KPVS_SplitCase | 12 | 10 | 12 | 20 | BranchMin12_BranchMax20 | 12 | 5 | 14 | 24 | HeaderMin14_HeaderMax24 | 20 | 5 | 25
351 | 111 | 1015-3/4-4P-250HP KPVS | KPVS_1015-3/4_4P_250HP_13.52_BRZ | 7055.6 | 7055.6 | 28222.4 | 4 | 0 | 4 | C | KPVS_SplitCase | 12 | 10 | 12 | 20 | BranchMin12_BranchMax20 | 12 | 5 | 14 | 24 | HeaderMin14_HeaderMax24 | 24 | 5 | 25
351 | 111 | 1015-3/4-4P-250HP KPVS | KPVS_1015-3/4_4P_250HP_13.52_BRZ | 7055.6 | 7055.6 | 28222.4 | 4 | 0 | 4 | C | KPVS_SplitCase | 12 | 10 | 12 | 20 | BranchMin12_BranchMax20 | 14 | 5 | 14 | 24 | HeaderMin14_HeaderMax24 | 14 | 5 | 25 | [29 empty] | INVALID
351 | 111 | 1015-3/4-4P-250HP KPVS | KPVS_1015-3/4_4P_250HP_13.52_BRZ | 7055.6 | 7055.6 | 28222.4 | 4 | 0 | 4 | C | KPVS_SplitCase | 12 | 10 | 12 | 20 | BranchMin12_BranchMax20 | 14 | 5 | 14 | 24 | HeaderMin14_HeaderMax24 | 16 | 5 | 25
351 | 111 | 1015-3/4-4P-250HP KPVS | KPVS_1015-3/4_4P_250HP_13.52_BRZ | 7055.6 | 7055.6 | 28222.4 | 4 | 0 | 4 | C | KPVS_SplitCase | 12 | 10 | 12 | 20 | BranchMin12_BranchMax20 | 14 | 5 | 14 | 24 | HeaderMin14_HeaderMax24 | 18 | 5 | 25
351 | 111 | 1015-3/4-4P-250HP KPVS | KPVS_1015-3/4_4P_250HP_13.52_BRZ | 7055.6 | 7055.6 | 28222.4 | 4 | 0 | 4 | C | KPVS_SplitCase | 12 | 10 | 12 | 20 | BranchMin12_BranchMax20 | 14 | 5 | 14 | 24 | HeaderMin14_HeaderMax24 | 20 | 5 | 25
351 | 111 | 1015-3/4-4P-250HP KPVS | KPVS_1015-3/4_4P_250HP_13.52_BRZ | 7055.6 | 7055.6 | 28222.4 | 4 | 0 | 4 | C | KPVS_SplitCase | 12 | 10 | 12 | 20 | BranchMin12_BranchMax20 | 14 | 5 | 14 | 24 | HeaderMin14_HeaderMax24 | 24 | 5 | 25
351 | 111 | 1015-3/4-4P-250HP KPVS | KPVS_1015-3/4_4P_250HP_13.52_BRZ | 7055.6 | 7055.6 | 28222.4 | 4 | 0 | 4 | C | KPVS_SplitCase | 12 | 10 | 12 | 20 | BranchMin12_BranchMax20 | 16 | 5 | 14 | 24 | HeaderMin14_HeaderMax24 | 14 | 5 | 25 | [29 empty] | INVALID
351 | 111 | 1015-3/4-4P-250HP KPVS | KPVS_1015-3/4_4P_250HP_13.52_BRZ | 7055.6 | 7055.6 | 28222.4 | 4 | 0 | 4 | C | KPVS_SplitCase | 12 | 10 | 12 | 20 | BranchMin12_BranchMax20 | 16 | 5 | 14 | 24 | HeaderMin14_HeaderMax24 | 16 | 5 | 25 | [29 empty] | INVALID
351 | 111 | 1015-3/4-4P-250HP KPVS | KPVS_1015-3/4_4P_250HP_13.52_BRZ | 7055.6 | 7055.6 | 28222.4 | 4 | 0 | 4 | C | KPVS_SplitCase | 12 | 10 | 12 | 20 | BranchMin12_BranchMax20 | 16 | 5 | 14 | 24 | HeaderMin14_HeaderMax24 | 18 | 5 | 25
351 | 111 | 1015-3/4-4P-250HP KPVS | KPVS_1015-3/4_4P_250HP_13.52_BRZ | 7055.6 | 7055.6 | 28222.4 | 4 | 0 | 4 | C | KPVS_SplitCase | 12 | 10 | 12 | 20 | BranchMin12_BranchMax20 | 16 | 5 | 14 | 24 | HeaderMin14_HeaderMax24 | 20 | 5 | 25
351 | 111 | 1015-3/4-4P-250HP KPVS | KPVS_1015-3/4_4P_250HP_13.52_BRZ | 7055.6 | 7055.6 | 28222.4 | 4 | 0 | 4 | C | KPVS_SplitCase | 12 | 10 | 12 | 20 | BranchMin12_BranchMax20 | 16 | 5 | 14 | 24 | HeaderMin14_HeaderMax24 | 24 | 5 | 25
351 | 111 | 1015-3/4-4P-250HP KPVS | KPVS_1015-3/4_4P_250HP_13.52_BRZ | 7055.6 | 7055.6 | 28222.4 | 4 | 0 | 4 | C | KPVS_SplitCase | 12 | 10 | 12 | 20 | BranchMin12_BranchMax20 | 18 | 5 | 14 | 24 | HeaderMin14_HeaderMax24 | 14 | 5 | 25 | [29 empty] | INVALID
351 | 111 | 1015-3/4-4P-250HP KPVS | KPVS_1015-3/4_4P_250HP_13.52_BRZ | 7055.6 | 7055.6 | 28222.4 | 4 | 0 | 4 | C | KPVS_SplitCase | 12 | 10 | 12 | 20 | BranchMin12_BranchMax20 | 18 | 5 | 14 | 24 | HeaderMin14_HeaderMax24 | 16 | 5 | 25 | [29 empty] | INVALID
351 | 111 | 1015-3/4-4P-250HP KPVS | KPVS_1015-3/4_4P_250HP_13.52_BRZ | 7055.6 | 7055.6 | 28222.4 | 4 | 0 | 4 | C | KPVS_SplitCase | 12 | 10 | 12 | 20 | BranchMin12_BranchMax20 | 18 | 5 | 14 | 24 | HeaderMin14_HeaderMax24 | 18 | 5 | 25 | [29 empty] | INVALID
351 | 111 | 1015-3/4-4P-250HP KPVS | KPVS_1015-3/4_4P_250HP_13.52_BRZ | 7055.6 | 7055.6 | 28222.4 | 4 | 0 | 4 | C | KPVS_SplitCase | 12 | 10 | 12 | 20 | BranchMin12_BranchMax20 | 18 | 5 | 14 | 24 | HeaderMin14_HeaderMax24 | 20 | 5 | 25
351 | 111 | 1015-3/4-4P-250HP KPVS | KPVS_1015-3/4_4P_250HP_13.52_BRZ | 7055.6 | 7055.6 | 28222.4 | 4 | 0 | 4 | C | KPVS_SplitCase | 12 | 10 | 12 | 20 | BranchMin12_BranchMax20 | 18 | 5 | 14 | 24 | HeaderMin14_HeaderMax24 | 24 | 5 | 25
351 | 111 | 1015-3/4-4P-250HP KPVS | KPVS_1015-3/4_4P_250HP_13.52_BRZ | 7055.6 | 7055.6 | 28222.4 | 4 | 0 | 4 | C | KPVS_SplitCase | 12 | 10 | 12 | 20 | BranchMin12_BranchMax20 | 20 | 5 | 14 | 24 | HeaderMin14_HeaderMax24 | 14 | 5 | 25 | [29 empty] | INVALID
351 | 111 | 1015-3/4-4P-250HP KPVS | KPVS_1015-3/4_4P_250HP_13.52_BRZ | 7055.6 | 7055.6 | 28222.4 | 4 | 0 | 4 | C | KPVS_SplitCase | 12 | 10 | 12 | 20 | BranchMin12_BranchMax20 | 20 | 5 | 14 | 24 | HeaderMin14_HeaderMax24 | 16 | 5 | 25 | [29 empty] | INVALID
351 | 111 | 1015-3/4-4P-250HP KPVS | KPVS_1015-3/4_4P_250HP_13.52_BRZ | 7055.6 | 7055.6 | 28222.4 | 4 | 0 | 4 | C | KPVS_SplitCase | 12 | 10 | 12 | 20 | BranchMin12_BranchMax20 | 20 | 5 | 14 | 24 | HeaderMin14_HeaderMax24 | 18 | 5 | 25 | [29 empty] | INVALID
351 | 111 | 1015-3/4-4P-250HP KPVS | KPVS_1015-3/4_4P_250HP_13.52_BRZ | 7055.6 | 7055.6 | 28222.4 | 4 | 0 | 4 | C | KPVS_SplitCase | 12 | 10 | 12 | 20 | BranchMin12_BranchMax20 | 20 | 5 | 14 | 24 | HeaderMin14_HeaderMax24 | 20 | 5 | 25 | [29 empty] | INVALID
351 | 111 | 1015-3/4-4P-250HP KPVS | KPVS_1015-3/4_4P_250HP_13.52_BRZ | 7055.6 | 7055.6 | 28222.4 | 4 | 0 | 4 | C | KPVS_SplitCase | 12 | 10 | 12 | 20 | BranchMin12_BranchMax20 | 20 | 5 | 14 | 24 | HeaderMin14_HeaderMax24 | 24 | 5 | 25
352 | 112 | 1015-3/4-4P-300HP KPVS | KPVS_1015-3/4_4P_300HP_14.03_BRZ | 7256.3 | 7256.3 | 29025.2 | 4 | 0 | 4 | C | KPVS_SplitCase | 12 | 10 | 12 | 20 | BranchMin12_BranchMax20 | 12 | 5 | 14 | 24 | HeaderMin14_HeaderMax24 | 14 | 5 | 25
352 | 112 | 1015-3/4-4P-300HP KPVS | KPVS_1015-3/4_4P_300HP_14.03_BRZ | 7256.3 | 7256.3 | 29025.2 | 4 | 0 | 4 | C | KPVS_SplitCase | 12 | 10 | 12 | 20 | BranchMin12_BranchMax20 | 12 | 5 | 14 | 24 | HeaderMin14_HeaderMax24 | 16 | 5 | 25
352 | 112 | 1015-3/4-4P-300HP KPVS | KPVS_1015-3/4_4P_300HP_14.03_BRZ | 7256.3 | 7256.3 | 29025.2 | 4 | 0 | 4 | C | KPVS_SplitCase | 12 | 10 | 12 | 20 | BranchMin12_BranchMax20 | 12 | 5 | 14 | 24 | HeaderMin14_HeaderMax24 | 18 | 5 | 25
352 | 112 | 1015-3/4-4P-300HP KPVS | KPVS_1015-3/4_4P_300HP_14.03_BRZ | 7256.3 | 7256.3 | 29025.2 | 4 | 0 | 4 | C | KPVS_SplitCase | 12 | 10 | 12 | 20 | BranchMin12_BranchMax20 | 12 | 5 | 14 | 24 | HeaderMin14_HeaderMax24 | 20 | 5 | 25
352 | 112 | 1015-3/4-4P-300HP KPVS | KPVS_1015-3/4_4P_300HP_14.03_BRZ | 7256.3 | 7256.3 | 29025.2 | 4 | 0 | 4 | C | KPVS_SplitCase | 12 | 10 | 12 | 20 | BranchMin12_BranchMax20 | 12 | 5 | 14 | 24 | HeaderMin14_HeaderMax24 | 24 | 5 | 25
352 | 112 | 1015-3/4-4P-300HP KPVS | KPVS_1015-3/4_4P_300HP_14.03_BRZ | 7256.3 | 7256.3 | 29025.2 | 4 | 0 | 4 | C | KPVS_SplitCase | 12 | 10 | 12 | 20 | BranchMin12_BranchMax20 | 14 | 5 | 14 | 24 | HeaderMin14_HeaderMax24 | 14 | 5 | 25 | [29 empty] | INVALID
352 | 112 | 1015-3/4-4P-300HP KPVS | KPVS_1015-3/4_4P_300HP_14.03_BRZ | 7256.3 | 7256.3 | 29025.2 | 4 | 0 | 4 | C | KPVS_SplitCase | 12 | 10 | 12 | 20 | BranchMin12_BranchMax20 | 14 | 5 | 14 | 24 | HeaderMin14_HeaderMax24 | 16 | 5 | 25
352 | 112 | 1015-3/4-4P-300HP KPVS | KPVS_1015-3/4_4P_300HP_14.03_BRZ | 7256.3 | 7256.3 | 29025.2 | 4 | 0 | 4 | C | KPVS_SplitCase | 12 | 10 | 12 | 20 | BranchMin12_BranchMax20 | 14 | 5 | 14 | 24 | HeaderMin14_HeaderMax24 | 18 | 5 | 25
352 | 112 | 1015-3/4-4P-300HP KPVS | KPVS_1015-3/4_4P_300HP_14.03_BRZ | 7256.3 | 7256.3 | 29025.2 | 4 | 0 | 4 | C | KPVS_SplitCase | 12 | 10 | 12 | 20 | BranchMin12_BranchMax20 | 14 | 5 | 14 | 24 | HeaderMin14_HeaderMax24 | 20 | 5 | 25
352 | 112 | 1015-3/4-4P-300HP KPVS | KPVS_1015-3/4_4P_300HP_14.03_BRZ | 7256.3 | 7256.3 | 29025.2 | 4 | 0 | 4 | C | KPVS_SplitCase | 12 | 10 | 12 | 20 | BranchMin12_BranchMax20 | 14 | 5 | 14 | 24 | HeaderMin14_HeaderMax24 | 24 | 5 | 25
352 | 112 | 1015-3/4-4P-300HP KPVS | KPVS_1015-3/4_4P_300HP_14.03_BRZ | 7256.3 | 7256.3 | 29025.2 | 4 | 0 | 4 | C | KPVS_SplitCase | 12 | 10 | 12 | 20 | BranchMin12_BranchMax20 | 16 | 5 | 14 | 24 | HeaderMin14_HeaderMax24 | 14 | 5 | 25 | [29 empty] | INVALID
352 | 112 | 1015-3/4-4P-300HP KPVS | KPVS_1015-3/4_4P_300HP_14.03_BRZ | 7256.3 | 7256.3 | 29025.2 | 4 | 0 | 4 | C | KPVS_SplitCase | 12 | 10 | 12 | 20 | BranchMin12_BranchMax20 | 16 | 5 | 14 | 24 | HeaderMin14_HeaderMax24 | 16 | 5 | 25 | [29 empty] | INVALID
352 | 112 | 1015-3/4-4P-300HP KPVS | KPVS_1015-3/4_4P_300HP_14.03_BRZ | 7256.3 | 7256.3 | 29025.2 | 4 | 0 | 4 | C | KPVS_SplitCase | 12 | 10 | 12 | 20 | BranchMin12_BranchMax20 | 16 | 5 | 14 | 24 | HeaderMin14_HeaderMax24 | 18 | 5 | 25
352 | 112 | 1015-3/4-4P-300HP KPVS | KPVS_1015-3/4_4P_300HP_14.03_BRZ | 7256.3 | 7256.3 | 29025.2 | 4 | 0 | 4 | C | KPVS_SplitCase | 12 | 10 | 12 | 20 | BranchMin12_BranchMax20 | 16 | 5 | 14 | 24 | HeaderMin14_HeaderMax24 | 20 | 5 | 25
352 | 112 | 1015-3/4-4P-300HP KPVS | KPVS_1015-3/4_4P_300HP_14.03_BRZ | 7256.3 | 7256.3 | 29025.2 | 4 | 0 | 4 | C | KPVS_SplitCase | 12 | 10 | 12 | 20 | BranchMin12_BranchMax20 | 16 | 5 | 14 | 24 | HeaderMin14_HeaderMax24 | 24 | 5 | 25
352 | 112 | 1015-3/4-4P-300HP KPVS | KPVS_1015-3/4_4P_300HP_14.03_BRZ | 7256.3 | 7256.3 | 29025.2 | 4 | 0 | 4 | C | KPVS_SplitCase | 12 | 10 | 12 | 20 | BranchMin12_BranchMax20 | 18 | 5 | 14 | 24 | HeaderMin14_HeaderMax24 | 14 | 5 | 25 | [29 empty] | INVALID
352 | 112 | 1015-3/4-4P-300HP KPVS | KPVS_1015-3/4_4P_300HP_14.03_BRZ | 7256.3 | 7256.3 | 29025.2 | 4 | 0 | 4 | C | KPVS_SplitCase | 12 | 10 | 12 | 20 | BranchMin12_BranchMax20 | 18 | 5 | 14 | 24 | HeaderMin14_HeaderMax24 | 16 | 5 | 25 | [29 empty] | INVALID
352 | 112 | 1015-3/4-4P-300HP KPVS | KPVS_1015-3/4_4P_300HP_14.03_BRZ | 7256.3 | 7256.3 | 29025.2 | 4 | 0 | 4 | C | KPVS_SplitCase | 12 | 10 | 12 | 20 | BranchMin12_BranchMax20 | 18 | 5 | 14 | 24 | HeaderMin14_HeaderMax24 | 18 | 5 | 25 | [29 empty] | INVALID
352 | 112 | 1015-3/4-4P-300HP KPVS | KPVS_1015-3/4_4P_300HP_14.03_BRZ | 7256.3 | 7256.3 | 29025.2 | 4 | 0 | 4 | C | KPVS_SplitCase | 12 | 10 | 12 | 20 | BranchMin12_BranchMax20 | 18 | 5 | 14 | 24 | HeaderMin14_HeaderMax24 | 20 | 5 | 25
352 | 112 | 1015-3/4-4P-300HP KPVS | KPVS_1015-3/4_4P_300HP_14.03_BRZ | 7256.3 | 7256.3 | 29025.2 | 4 | 0 | 4 | C | KPVS_SplitCase | 12 | 10 | 12 | 20 | BranchMin12_BranchMax20 | 18 | 5 | 14 | 24 | HeaderMin14_HeaderMax24 | 24 | 5 | 25
352 | 112 | 1015-3/4-4P-300HP KPVS | KPVS_1015-3/4_4P_300HP_14.03_BRZ | 7256.3 | 7256.3 | 29025.2 | 4 | 0 | 4 | C | KPVS_SplitCase | 12 | 10 | 12 | 20 | BranchMin12_BranchMax20 | 20 | 5 | 14 | 24 | HeaderMin14_HeaderMax24 | 14 | 5 | 25 | [29 empty] | INVALID
352 | 112 | 1015-3/4-4P-300HP KPVS | KPVS_1015-3/4_4P_300HP_14.03_BRZ | 7256.3 | 7256.3 | 29025.2 | 4 | 0 | 4 | C | KPVS_SplitCase | 12 | 10 | 12 | 20 | BranchMin12_BranchMax20 | 20 | 5 | 14 | 24 | HeaderMin14_HeaderMax24 | 16 | 5 | 25 | [29 empty] | INVALID
352 | 112 | 1015-3/4-4P-300HP KPVS | KPVS_1015-3/4_4P_300HP_14.03_BRZ | 7256.3 | 7256.3 | 29025.2 | 4 | 0 | 4 | C | KPVS_SplitCase | 12 | 10 | 12 | 20 | BranchMin12_BranchMax20 | 20 | 5 | 14 | 24 | HeaderMin14_HeaderMax24 | 18 | 5 | 25 | [29 empty] | INVALID
352 | 112 | 1015-3/4-4P-300HP KPVS | KPVS_1015-3/4_4P_300HP_14.03_BRZ | 7256.3 | 7256.3 | 29025.2 | 4 | 0 | 4 | C | KPVS_SplitCase | 12 | 10 | 12 | 20 | BranchMin12_BranchMax20 | 20 | 5 | 14 | 24 | HeaderMin14_HeaderMax24 | 20 | 5 | 25 | [29 empty] | INVALID
352 | 112 | 1015-3/4-4P-300HP KPVS | KPVS_1015-3/4_4P_300HP_14.03_BRZ | 7256.3 | 7256.3 | 29025.2 | 4 | 0 | 4 | C | KPVS_SplitCase | 12 | 10 | 12 | 20 | BranchMin12_BranchMax20 | 20 | 5 | 14 | 24 | HeaderMin14_HeaderMax24 | 24 | 5 | 25
353 | 113 | 1220-5/6-6P-125HP KPVS | KPVS_1220-5/6_6P_125HP_13.61_BRZ | 7208.6 | 7208.6 | 28834.4 | 4 | 0 | 4 | C | KPVS_SplitCase | 14 | 12 | 14 | 20 | BranchMin14_BranchMax20 | 14 | 4 | 16 | 24 | HeaderMin16_HeaderMax24 | 16 | 4 | 16
353 | 113 | 1220-5/6-6P-125HP KPVS | KPVS_1220-5/6_6P_125HP_13.61_BRZ | 7208.6 | 7208.6 | 28834.4 | 4 | 0 | 4 | C | KPVS_SplitCase | 14 | 12 | 14 | 20 | BranchMin14_BranchMax20 | 14 | 4 | 16 | 24 | HeaderMin16_HeaderMax24 | 18 | 4 | 16
353 | 113 | 1220-5/6-6P-125HP KPVS | KPVS_1220-5/6_6P_125HP_13.61_BRZ | 7208.6 | 7208.6 | 28834.4 | 4 | 0 | 4 | C | KPVS_SplitCase | 14 | 12 | 14 | 20 | BranchMin14_BranchMax20 | 14 | 4 | 16 | 24 | HeaderMin16_HeaderMax24 | 20 | 4 | 16
353 | 113 | 1220-5/6-6P-125HP KPVS | KPVS_1220-5/6_6P_125HP_13.61_BRZ | 7208.6 | 7208.6 | 28834.4 | 4 | 0 | 4 | C | KPVS_SplitCase | 14 | 12 | 14 | 20 | BranchMin14_BranchMax20 | 14 | 4 | 16 | 24 | HeaderMin16_HeaderMax24 | 24 | 4 | 16
353 | 113 | 1220-5/6-6P-125HP KPVS | KPVS_1220-5/6_6P_125HP_13.61_BRZ | 7208.6 | 7208.6 | 28834.4 | 4 | 0 | 4 | C | KPVS_SplitCase | 14 | 12 | 14 | 20 | BranchMin14_BranchMax20 | 16 | 4 | 16 | 24 | HeaderMin16_HeaderMax24 | 16 | 4 | 16 | [29 empty] | INVALID
353 | 113 | 1220-5/6-6P-125HP KPVS | KPVS_1220-5/6_6P_125HP_13.61_BRZ | 7208.6 | 7208.6 | 28834.4 | 4 | 0 | 4 | C | KPVS_SplitCase | 14 | 12 | 14 | 20 | BranchMin14_BranchMax20 | 16 | 4 | 16 | 24 | HeaderMin16_HeaderMax24 | 18 | 4 | 16
353 | 113 | 1220-5/6-6P-125HP KPVS | KPVS_1220-5/6_6P_125HP_13.61_BRZ | 7208.6 | 7208.6 | 28834.4 | 4 | 0 | 4 | C | KPVS_SplitCase | 14 | 12 | 14 | 20 | BranchMin14_BranchMax20 | 16 | 4 | 16 | 24 | HeaderMin16_HeaderMax24 | 20 | 4 | 16
353 | 113 | 1220-5/6-6P-125HP KPVS | KPVS_1220-5/6_6P_125HP_13.61_BRZ | 7208.6 | 7208.6 | 28834.4 | 4 | 0 | 4 | C | KPVS_SplitCase | 14 | 12 | 14 | 20 | BranchMin14_BranchMax20 | 16 | 4 | 16 | 24 | HeaderMin16_HeaderMax24 | 24 | 4 | 16
353 | 113 | 1220-5/6-6P-125HP KPVS | KPVS_1220-5/6_6P_125HP_13.61_BRZ | 7208.6 | 7208.6 | 28834.4 | 4 | 0 | 4 | C | KPVS_SplitCase | 14 | 12 | 14 | 20 | BranchMin14_BranchMax20 | 18 | 4 | 16 | 24 | HeaderMin16_HeaderMax24 | 16 | 4 | 16 | [29 empty] | INVALID
353 | 113 | 1220-5/6-6P-125HP KPVS | KPVS_1220-5/6_6P_125HP_13.61_BRZ | 7208.6 | 7208.6 | 28834.4 | 4 | 0 | 4 | C | KPVS_SplitCase | 14 | 12 | 14 | 20 | BranchMin14_BranchMax20 | 18 | 4 | 16 | 24 | HeaderMin16_HeaderMax24 | 18 | 4 | 16 | [29 empty] | INVALID
353 | 113 | 1220-5/6-6P-125HP KPVS | KPVS_1220-5/6_6P_125HP_13.61_BRZ | 7208.6 | 7208.6 | 28834.4 | 4 | 0 | 4 | C | KPVS_SplitCase | 14 | 12 | 14 | 20 | BranchMin14_BranchMax20 | 18 | 4 | 16 | 24 | HeaderMin16_HeaderMax24 | 20 | 4 | 16
353 | 113 | 1220-5/6-6P-125HP KPVS | KPVS_1220-5/6_6P_125HP_13.61_BRZ | 7208.6 | 7208.6 | 28834.4 | 4 | 0 | 4 | C | KPVS_SplitCase | 14 | 12 | 14 | 20 | BranchMin14_BranchMax20 | 18 | 4 | 16 | 24 | HeaderMin16_HeaderMax24 | 24 | 4 | 16
353 | 113 | 1220-5/6-6P-125HP KPVS | KPVS_1220-5/6_6P_125HP_13.61_BRZ | 7208.6 | 7208.6 | 28834.4 | 4 | 0 | 4 | C | KPVS_SplitCase | 14 | 12 | 14 | 20 | BranchMin14_BranchMax20 | 20 | 4 | 16 | 24 | HeaderMin16_HeaderMax24 | 16 | 4 | 16 | [29 empty] | INVALID
353 | 113 | 1220-5/6-6P-125HP KPVS | KPVS_1220-5/6_6P_125HP_13.61_BRZ | 7208.6 | 7208.6 | 28834.4 | 4 | 0 | 4 | C | KPVS_SplitCase | 14 | 12 | 14 | 20 | BranchMin14_BranchMax20 | 20 | 4 | 16 | 24 | HeaderMin16_HeaderMax24 | 18 | 4 | 16 | [29 empty] | INVALID
353 | 113 | 1220-5/6-6P-125HP KPVS | KPVS_1220-5/6_6P_125HP_13.61_BRZ | 7208.6 | 7208.6 | 28834.4 | 4 | 0 | 4 | C | KPVS_SplitCase | 14 | 12 | 14 | 20 | BranchMin14_BranchMax20 | 20 | 4 | 16 | 24 | HeaderMin16_HeaderMax24 | 20 | 4 | 16 | [29 empty] | INVALID
353 | 113 | 1220-5/6-6P-125HP KPVS | KPVS_1220-5/6_6P_125HP_13.61_BRZ | 7208.6 | 7208.6 | 28834.4 | 4 | 0 | 4 | C | KPVS_SplitCase | 14 | 12 | 14 | 20 | BranchMin14_BranchMax20 | 20 | 4 | 16 | 24 | HeaderMin16_HeaderMax24 | 24 | 4 | 16
354 | 114 | 1220-5/6-6P-150HP KPVS | KPVS_1220-5/6_6P_150HP_14.41_BRZ | 7821.9 | 7821.9 | 31287.6 | 4 | 0 | 4 | C | KPVS_SplitCase | 14 | 12 | 14 | 20 | BranchMin14_BranchMax20 | 14 | 4 | 16 | 24 | HeaderMin16_HeaderMax24 | 16 | 4 | 16
354 | 114 | 1220-5/6-6P-150HP KPVS | KPVS_1220-5/6_6P_150HP_14.41_BRZ | 7821.9 | 7821.9 | 31287.6 | 4 | 0 | 4 | C | KPVS_SplitCase | 14 | 12 | 14 | 20 | BranchMin14_BranchMax20 | 14 | 4 | 16 | 24 | HeaderMin16_HeaderMax24 | 18 | 4 | 16
354 | 114 | 1220-5/6-6P-150HP KPVS | KPVS_1220-5/6_6P_150HP_14.41_BRZ | 7821.9 | 7821.9 | 31287.6 | 4 | 0 | 4 | C | KPVS_SplitCase | 14 | 12 | 14 | 20 | BranchMin14_BranchMax20 | 14 | 4 | 16 | 24 | HeaderMin16_HeaderMax24 | 20 | 4 | 16
354 | 114 | 1220-5/6-6P-150HP KPVS | KPVS_1220-5/6_6P_150HP_14.41_BRZ | 7821.9 | 7821.9 | 31287.6 | 4 | 0 | 4 | C | KPVS_SplitCase | 14 | 12 | 14 | 20 | BranchMin14_BranchMax20 | 14 | 4 | 16 | 24 | HeaderMin16_HeaderMax24 | 24 | 4 | 16
354 | 114 | 1220-5/6-6P-150HP KPVS | KPVS_1220-5/6_6P_150HP_14.41_BRZ | 7821.9 | 7821.9 | 31287.6 | 4 | 0 | 4 | C | KPVS_SplitCase | 14 | 12 | 14 | 20 | BranchMin14_BranchMax20 | 16 | 4 | 16 | 24 | HeaderMin16_HeaderMax24 | 16 | 4 | 16 | [29 empty] | INVALID
354 | 114 | 1220-5/6-6P-150HP KPVS | KPVS_1220-5/6_6P_150HP_14.41_BRZ | 7821.9 | 7821.9 | 31287.6 | 4 | 0 | 4 | C | KPVS_SplitCase | 14 | 12 | 14 | 20 | BranchMin14_BranchMax20 | 16 | 4 | 16 | 24 | HeaderMin16_HeaderMax24 | 18 | 4 | 16
354 | 114 | 1220-5/6-6P-150HP KPVS | KPVS_1220-5/6_6P_150HP_14.41_BRZ | 7821.9 | 7821.9 | 31287.6 | 4 | 0 | 4 | C | KPVS_SplitCase | 14 | 12 | 14 | 20 | BranchMin14_BranchMax20 | 16 | 4 | 16 | 24 | HeaderMin16_HeaderMax24 | 20 | 4 | 16
354 | 114 | 1220-5/6-6P-150HP KPVS | KPVS_1220-5/6_6P_150HP_14.41_BRZ | 7821.9 | 7821.9 | 31287.6 | 4 | 0 | 4 | C | KPVS_SplitCase | 14 | 12 | 14 | 20 | BranchMin14_BranchMax20 | 16 | 4 | 16 | 24 | HeaderMin16_HeaderMax24 | 24 | 4 | 16
354 | 114 | 1220-5/6-6P-150HP KPVS | KPVS_1220-5/6_6P_150HP_14.41_BRZ | 7821.9 | 7821.9 | 31287.6 | 4 | 0 | 4 | C | KPVS_SplitCase | 14 | 12 | 14 | 20 | BranchMin14_BranchMax20 | 18 | 4 | 16 | 24 | HeaderMin16_HeaderMax24 | 16 | 4 | 16 | [29 empty] | INVALID
354 | 114 | 1220-5/6-6P-150HP KPVS | KPVS_1220-5/6_6P_150HP_14.41_BRZ | 7821.9 | 7821.9 | 31287.6 | 4 | 0 | 4 | C | KPVS_SplitCase | 14 | 12 | 14 | 20 | BranchMin14_BranchMax20 | 18 | 4 | 16 | 24 | HeaderMin16_HeaderMax24 | 18 | 4 | 16 | [29 empty] | INVALID
354 | 114 | 1220-5/6-6P-150HP KPVS | KPVS_1220-5/6_6P_150HP_14.41_BRZ | 7821.9 | 7821.9 | 31287.6 | 4 | 0 | 4 | C | KPVS_SplitCase | 14 | 12 | 14 | 20 | BranchMin14_BranchMax20 | 18 | 4 | 16 | 24 | HeaderMin16_HeaderMax24 | 20 | 4 | 16
354 | 114 | 1220-5/6-6P-150HP KPVS | KPVS_1220-5/6_6P_150HP_14.41_BRZ | 7821.9 | 7821.9 | 31287.6 | 4 | 0 | 4 | C | KPVS_SplitCase | 14 | 12 | 14 | 20 | BranchMin14_BranchMax20 | 18 | 4 | 16 | 24 | HeaderMin16_HeaderMax24 | 24 | 4 | 16
354 | 114 | 1220-5/6-6P-150HP KPVS | KPVS_1220-5/6_6P_150HP_14.41_BRZ | 7821.9 | 7821.9 | 31287.6 | 4 | 0 | 4 | C | KPVS_SplitCase | 14 | 12 | 14 | 20 | BranchMin14_BranchMax20 | 20 | 4 | 16 | 24 | HeaderMin16_HeaderMax24 | 16 | 4 | 16 | [29 empty] | INVALID
354 | 114 | 1220-5/6-6P-150HP KPVS | KPVS_1220-5/6_6P_150HP_14.41_BRZ | 7821.9 | 7821.9 | 31287.6 | 4 | 0 | 4 | C | KPVS_SplitCase | 14 | 12 | 14 | 20 | BranchMin14_BranchMax20 | 20 | 4 | 16 | 24 | HeaderMin16_HeaderMax24 | 18 | 4 | 16 | [29 empty] | INVALID
354 | 114 | 1220-5/6-6P-150HP KPVS | KPVS_1220-5/6_6P_150HP_14.41_BRZ | 7821.9 | 7821.9 | 31287.6 | 4 | 0 | 4 | C | KPVS_SplitCase | 14 | 12 | 14 | 20 | BranchMin14_BranchMax20 | 20 | 4 | 16 | 24 | HeaderMin16_HeaderMax24 | 20 | 4 | 16 | [29 empty] | INVALID
354 | 114 | 1220-5/6-6P-150HP KPVS | KPVS_1220-5/6_6P_150HP_14.41_BRZ | 7821.9 | 7821.9 | 31287.6 | 4 | 0 | 4 | C | KPVS_SplitCase | 14 | 12 | 14 | 20 | BranchMin14_BranchMax20 | 20 | 4 | 16 | 24 | HeaderMin16_HeaderMax24 | 24 | 4 | 16
355 | 115 | 1220-5/6-6P-200HP KPVS | KPVS_1220-5/6_6P_200HP_16.03_BRZ | 9109.1 | 9109.1 | 36436.4 | 4 | 0 | 4 | C | KPVS_SplitCase | 14 | 12 | 14 | 24 | BranchMin14_BranchMax24 | 14 | 5 | 16 | 24 | HeaderMin16_HeaderMax24 | 16 | 4 | 20
355 | 115 | 1220-5/6-6P-200HP KPVS | KPVS_1220-5/6_6P_200HP_16.03_BRZ | 9109.1 | 9109.1 | 36436.4 | 4 | 0 | 4 | C | KPVS_SplitCase | 14 | 12 | 14 | 24 | BranchMin14_BranchMax24 | 14 | 5 | 16 | 24 | HeaderMin16_HeaderMax24 | 18 | 4 | 20
355 | 115 | 1220-5/6-6P-200HP KPVS | KPVS_1220-5/6_6P_200HP_16.03_BRZ | 9109.1 | 9109.1 | 36436.4 | 4 | 0 | 4 | C | KPVS_SplitCase | 14 | 12 | 14 | 24 | BranchMin14_BranchMax24 | 14 | 5 | 16 | 24 | HeaderMin16_HeaderMax24 | 20 | 4 | 20
355 | 115 | 1220-5/6-6P-200HP KPVS | KPVS_1220-5/6_6P_200HP_16.03_BRZ | 9109.1 | 9109.1 | 36436.4 | 4 | 0 | 4 | C | KPVS_SplitCase | 14 | 12 | 14 | 24 | BranchMin14_BranchMax24 | 14 | 5 | 16 | 24 | HeaderMin16_HeaderMax24 | 24 | 4 | 20
355 | 115 | 1220-5/6-6P-200HP KPVS | KPVS_1220-5/6_6P_200HP_16.03_BRZ | 9109.1 | 9109.1 | 36436.4 | 4 | 0 | 4 | C | KPVS_SplitCase | 14 | 12 | 14 | 24 | BranchMin14_BranchMax24 | 16 | 5 | 16 | 24 | HeaderMin16_HeaderMax24 | 16 | 4 | 20 | [29 empty] | INVALID
355 | 115 | 1220-5/6-6P-200HP KPVS | KPVS_1220-5/6_6P_200HP_16.03_BRZ | 9109.1 | 9109.1 | 36436.4 | 4 | 0 | 4 | C | KPVS_SplitCase | 14 | 12 | 14 | 24 | BranchMin14_BranchMax24 | 16 | 5 | 16 | 24 | HeaderMin16_HeaderMax24 | 18 | 4 | 20
355 | 115 | 1220-5/6-6P-200HP KPVS | KPVS_1220-5/6_6P_200HP_16.03_BRZ | 9109.1 | 9109.1 | 36436.4 | 4 | 0 | 4 | C | KPVS_SplitCase | 14 | 12 | 14 | 24 | BranchMin14_BranchMax24 | 16 | 5 | 16 | 24 | HeaderMin16_HeaderMax24 | 20 | 4 | 20
355 | 115 | 1220-5/6-6P-200HP KPVS | KPVS_1220-5/6_6P_200HP_16.03_BRZ | 9109.1 | 9109.1 | 36436.4 | 4 | 0 | 4 | C | KPVS_SplitCase | 14 | 12 | 14 | 24 | BranchMin14_BranchMax24 | 16 | 5 | 16 | 24 | HeaderMin16_HeaderMax24 | 24 | 4 | 20
355 | 115 | 1220-5/6-6P-200HP KPVS | KPVS_1220-5/6_6P_200HP_16.03_BRZ | 9109.1 | 9109.1 | 36436.4 | 4 | 0 | 4 | C | KPVS_SplitCase | 14 | 12 | 14 | 24 | BranchMin14_BranchMax24 | 18 | 5 | 16 | 24 | HeaderMin16_HeaderMax24 | 16 | 4 | 20 | [29 empty] | INVALID
355 | 115 | 1220-5/6-6P-200HP KPVS | KPVS_1220-5/6_6P_200HP_16.03_BRZ | 9109.1 | 9109.1 | 36436.4 | 4 | 0 | 4 | C | KPVS_SplitCase | 14 | 12 | 14 | 24 | BranchMin14_BranchMax24 | 18 | 5 | 16 | 24 | HeaderMin16_HeaderMax24 | 18 | 4 | 20 | [29 empty] | INVALID
355 | 115 | 1220-5/6-6P-200HP KPVS | KPVS_1220-5/6_6P_200HP_16.03_BRZ | 9109.1 | 9109.1 | 36436.4 | 4 | 0 | 4 | C | KPVS_SplitCase | 14 | 12 | 14 | 24 | BranchMin14_BranchMax24 | 18 | 5 | 16 | 24 | HeaderMin16_HeaderMax24 | 20 | 4 | 20
355 | 115 | 1220-5/6-6P-200HP KPVS | KPVS_1220-5/6_6P_200HP_16.03_BRZ | 9109.1 | 9109.1 | 36436.4 | 4 | 0 | 4 | C | KPVS_SplitCase | 14 | 12 | 14 | 24 | BranchMin14_BranchMax24 | 18 | 5 | 16 | 24 | HeaderMin16_HeaderMax24 | 24 | 4 | 20
355 | 115 | 1220-5/6-6P-200HP KPVS | KPVS_1220-5/6_6P_200HP_16.03_BRZ | 9109.1 | 9109.1 | 36436.4 | 4 | 0 | 4 | C | KPVS_SplitCase | 14 | 12 | 14 | 24 | BranchMin14_BranchMax24 | 20 | 5 | 16 | 24 | HeaderMin16_HeaderMax24 | 16 | 4 | 20 | [29 empty] | INVALID
355 | 115 | 1220-5/6-6P-200HP KPVS | KPVS_1220-5/6_6P_200HP_16.03_BRZ | 9109.1 | 9109.1 | 36436.4 | 4 | 0 | 4 | C | KPVS_SplitCase | 14 | 12 | 14 | 24 | BranchMin14_BranchMax24 | 20 | 5 | 16 | 24 | HeaderMin16_HeaderMax24 | 18 | 4 | 20 | [29 empty] | INVALID
355 | 115 | 1220-5/6-6P-200HP KPVS | KPVS_1220-5/6_6P_200HP_16.03_BRZ | 9109.1 | 9109.1 | 36436.4 | 4 | 0 | 4 | C | KPVS_SplitCase | 14 | 12 | 14 | 24 | BranchMin14_BranchMax24 | 20 | 5 | 16 | 24 | HeaderMin16_HeaderMax24 | 20 | 4 | 20 | [29 empty] | INVALID
355 | 115 | 1220-5/6-6P-200HP KPVS | KPVS_1220-5/6_6P_200HP_16.03_BRZ | 9109.1 | 9109.1 | 36436.4 | 4 | 0 | 4 | C | KPVS_SplitCase | 14 | 12 | 14 | 24 | BranchMin14_BranchMax24 | 20 | 5 | 16 | 24 | HeaderMin16_HeaderMax24 | 24 | 4 | 20
355 | 115 | 1220-5/6-6P-200HP KPVS | KPVS_1220-5/6_6P_200HP_16.03_BRZ | 9109.1 | 9109.1 | 36436.4 | 4 | 0 | 4 | C | KPVS_SplitCase | 14 | 12 | 14 | 24 | BranchMin14_BranchMax24 | 24 | 5 | 16 | 24 | HeaderMin16_HeaderMax24 | 16 | 4 | 20 | [29 empty] | INVALID
355 | 115 | 1220-5/6-6P-200HP KPVS | KPVS_1220-5/6_6P_200HP_16.03_BRZ | 9109.1 | 9109.1 | 36436.4 | 4 | 0 | 4 | C | KPVS_SplitCase | 14 | 12 | 14 | 24 | BranchMin14_BranchMax24 | 24 | 5 | 16 | 24 | HeaderMin16_HeaderMax24 | 18 | 4 | 20 | [29 empty] | INVALID
355 | 115 | 1220-5/6-6P-200HP KPVS | KPVS_1220-5/6_6P_200HP_16.03_BRZ | 9109.1 | 9109.1 | 36436.4 | 4 | 0 | 4 | C | KPVS_SplitCase | 14 | 12 | 14 | 24 | BranchMin14_BranchMax24 | 24 | 5 | 16 | 24 | HeaderMin16_HeaderMax24 | 20 | 4 | 20 | [29 empty] | INVALID
355 | 115 | 1220-5/6-6P-200HP KPVS | KPVS_1220-5/6_6P_200HP_16.03_BRZ | 9109.1 | 9109.1 | 36436.4 | 4 | 0 | 4 | C | KPVS_SplitCase | 14 | 12 | 14 | 24 | BranchMin14_BranchMax24 | 24 | 5 | 16 | 24 | HeaderMin16_HeaderMax24 | 24 | 4 | 20 | [29 empty] | INVALID
356 | 116 | 1220-5/6-6P-250HP KPVS | KPVS_1220-5/6_6P_250HP_17.26_BRZ | 10125.3 | 10125.3 | 40501.2 | 4 | 0 | 4 | C | KPVS_SplitCase | 14 | 12 | 14 | 24 | BranchMin14_BranchMax24 | 14 | 5 | 16 | 24 | HeaderMin16_HeaderMax24 | 16 | 4 | 20
356 | 116 | 1220-5/6-6P-250HP KPVS | KPVS_1220-5/6_6P_250HP_17.26_BRZ | 10125.3 | 10125.3 | 40501.2 | 4 | 0 | 4 | C | KPVS_SplitCase | 14 | 12 | 14 | 24 | BranchMin14_BranchMax24 | 14 | 5 | 16 | 24 | HeaderMin16_HeaderMax24 | 18 | 4 | 20
356 | 116 | 1220-5/6-6P-250HP KPVS | KPVS_1220-5/6_6P_250HP_17.26_BRZ | 10125.3 | 10125.3 | 40501.2 | 4 | 0 | 4 | C | KPVS_SplitCase | 14 | 12 | 14 | 24 | BranchMin14_BranchMax24 | 14 | 5 | 16 | 24 | HeaderMin16_HeaderMax24 | 20 | 4 | 20
356 | 116 | 1220-5/6-6P-250HP KPVS | KPVS_1220-5/6_6P_250HP_17.26_BRZ | 10125.3 | 10125.3 | 40501.2 | 4 | 0 | 4 | C | KPVS_SplitCase | 14 | 12 | 14 | 24 | BranchMin14_BranchMax24 | 14 | 5 | 16 | 24 | HeaderMin16_HeaderMax24 | 24 | 4 | 20
356 | 116 | 1220-5/6-6P-250HP KPVS | KPVS_1220-5/6_6P_250HP_17.26_BRZ | 10125.3 | 10125.3 | 40501.2 | 4 | 0 | 4 | C | KPVS_SplitCase | 14 | 12 | 14 | 24 | BranchMin14_BranchMax24 | 16 | 5 | 16 | 24 | HeaderMin16_HeaderMax24 | 16 | 4 | 20 | [29 empty] | INVALID
356 | 116 | 1220-5/6-6P-250HP KPVS | KPVS_1220-5/6_6P_250HP_17.26_BRZ | 10125.3 | 10125.3 | 40501.2 | 4 | 0 | 4 | C | KPVS_SplitCase | 14 | 12 | 14 | 24 | BranchMin14_BranchMax24 | 16 | 5 | 16 | 24 | HeaderMin16_HeaderMax24 | 18 | 4 | 20
356 | 116 | 1220-5/6-6P-250HP KPVS | KPVS_1220-5/6_6P_250HP_17.26_BRZ | 10125.3 | 10125.3 | 40501.2 | 4 | 0 | 4 | C | KPVS_SplitCase | 14 | 12 | 14 | 24 | BranchMin14_BranchMax24 | 16 | 5 | 16 | 24 | HeaderMin16_HeaderMax24 | 20 | 4 | 20
356 | 116 | 1220-5/6-6P-250HP KPVS | KPVS_1220-5/6_6P_250HP_17.26_BRZ | 10125.3 | 10125.3 | 40501.2 | 4 | 0 | 4 | C | KPVS_SplitCase | 14 | 12 | 14 | 24 | BranchMin14_BranchMax24 | 16 | 5 | 16 | 24 | HeaderMin16_HeaderMax24 | 24 | 4 | 20
356 | 116 | 1220-5/6-6P-250HP KPVS | KPVS_1220-5/6_6P_250HP_17.26_BRZ | 10125.3 | 10125.3 | 40501.2 | 4 | 0 | 4 | C | KPVS_SplitCase | 14 | 12 | 14 | 24 | BranchMin14_BranchMax24 | 18 | 5 | 16 | 24 | HeaderMin16_HeaderMax24 | 16 | 4 | 20 | [29 empty] | INVALID
356 | 116 | 1220-5/6-6P-250HP KPVS | KPVS_1220-5/6_6P_250HP_17.26_BRZ | 10125.3 | 10125.3 | 40501.2 | 4 | 0 | 4 | C | KPVS_SplitCase | 14 | 12 | 14 | 24 | BranchMin14_BranchMax24 | 18 | 5 | 16 | 24 | HeaderMin16_HeaderMax24 | 18 | 4 | 20 | [29 empty] | INVALID
356 | 116 | 1220-5/6-6P-250HP KPVS | KPVS_1220-5/6_6P_250HP_17.26_BRZ | 10125.3 | 10125.3 | 40501.2 | 4 | 0 | 4 | C | KPVS_SplitCase | 14 | 12 | 14 | 24 | BranchMin14_BranchMax24 | 18 | 5 | 16 | 24 | HeaderMin16_HeaderMax24 | 20 | 4 | 20
356 | 116 | 1220-5/6-6P-250HP KPVS | KPVS_1220-5/6_6P_250HP_17.26_BRZ | 10125.3 | 10125.3 | 40501.2 | 4 | 0 | 4 | C | KPVS_SplitCase | 14 | 12 | 14 | 24 | BranchMin14_BranchMax24 | 18 | 5 | 16 | 24 | HeaderMin16_HeaderMax24 | 24 | 4 | 20
356 | 116 | 1220-5/6-6P-250HP KPVS | KPVS_1220-5/6_6P_250HP_17.26_BRZ | 10125.3 | 10125.3 | 40501.2 | 4 | 0 | 4 | C | KPVS_SplitCase | 14 | 12 | 14 | 24 | BranchMin14_BranchMax24 | 20 | 5 | 16 | 24 | HeaderMin16_HeaderMax24 | 16 | 4 | 20 | [29 empty] | INVALID
356 | 116 | 1220-5/6-6P-250HP KPVS | KPVS_1220-5/6_6P_250HP_17.26_BRZ | 10125.3 | 10125.3 | 40501.2 | 4 | 0 | 4 | C | KPVS_SplitCase | 14 | 12 | 14 | 24 | BranchMin14_BranchMax24 | 20 | 5 | 16 | 24 | HeaderMin16_HeaderMax24 | 18 | 4 | 20 | [29 empty] | INVALID
356 | 116 | 1220-5/6-6P-250HP KPVS | KPVS_1220-5/6_6P_250HP_17.26_BRZ | 10125.3 | 10125.3 | 40501.2 | 4 | 0 | 4 | C | KPVS_SplitCase | 14 | 12 | 14 | 24 | BranchMin14_BranchMax24 | 20 | 5 | 16 | 24 | HeaderMin16_HeaderMax24 | 20 | 4 | 20 | [29 empty] | INVALID
356 | 116 | 1220-5/6-6P-250HP KPVS | KPVS_1220-5/6_6P_250HP_17.26_BRZ | 10125.3 | 10125.3 | 40501.2 | 4 | 0 | 4 | C | KPVS_SplitCase | 14 | 12 | 14 | 24 | BranchMin14_BranchMax24 | 20 | 5 | 16 | 24 | HeaderMin16_HeaderMax24 | 24 | 4 | 20
356 | 116 | 1220-5/6-6P-250HP KPVS | KPVS_1220-5/6_6P_250HP_17.26_BRZ | 10125.3 | 10125.3 | 40501.2 | 4 | 0 | 4 | C | KPVS_SplitCase | 14 | 12 | 14 | 24 | BranchMin14_BranchMax24 | 24 | 5 | 16 | 24 | HeaderMin16_HeaderMax24 | 16 | 4 | 20 | [29 empty] | INVALID
356 | 116 | 1220-5/6-6P-250HP KPVS | KPVS_1220-5/6_6P_250HP_17.26_BRZ | 10125.3 | 10125.3 | 40501.2 | 4 | 0 | 4 | C | KPVS_SplitCase | 14 | 12 | 14 | 24 | BranchMin14_BranchMax24 | 24 | 5 | 16 | 24 | HeaderMin16_HeaderMax24 | 18 | 4 | 20 | [29 empty] | INVALID
356 | 116 | 1220-5/6-6P-250HP KPVS | KPVS_1220-5/6_6P_250HP_17.26_BRZ | 10125.3 | 10125.3 | 40501.2 | 4 | 0 | 4 | C | KPVS_SplitCase | 14 | 12 | 14 | 24 | BranchMin14_BranchMax24 | 24 | 5 | 16 | 24 | HeaderMin16_HeaderMax24 | 20 | 4 | 20 | [29 empty] | INVALID
356 | 116 | 1220-5/6-6P-250HP KPVS | KPVS_1220-5/6_6P_250HP_17.26_BRZ | 10125.3 | 10125.3 | 40501.2 | 4 | 0 | 4 | C | KPVS_SplitCase | 14 | 12 | 14 | 24 | BranchMin14_BranchMax24 | 24 | 5 | 16 | 24 | HeaderMin16_HeaderMax24 | 24 | 4 | 20 | [29 empty] | INVALID
357 | 117 | 1220-5/6-6P-300HP KPVS | KPVS_1220-5/6_6P_300HP_18.18_BRZ | 10905.9 | 10905.9 | 43623.6 | 4 | 0 | 4 | C | KPVS_SplitCase | 14 | 12 | 14 | 24 | BranchMin14_BranchMax24 | 14 | 5 | 16 | 24 | HeaderMin16_HeaderMax24 | 16 | 4 | 20
357 | 117 | 1220-5/6-6P-300HP KPVS | KPVS_1220-5/6_6P_300HP_18.18_BRZ | 10905.9 | 10905.9 | 43623.6 | 4 | 0 | 4 | C | KPVS_SplitCase | 14 | 12 | 14 | 24 | BranchMin14_BranchMax24 | 14 | 5 | 16 | 24 | HeaderMin16_HeaderMax24 | 18 | 4 | 20
357 | 117 | 1220-5/6-6P-300HP KPVS | KPVS_1220-5/6_6P_300HP_18.18_BRZ | 10905.9 | 10905.9 | 43623.6 | 4 | 0 | 4 | C | KPVS_SplitCase | 14 | 12 | 14 | 24 | BranchMin14_BranchMax24 | 14 | 5 | 16 | 24 | HeaderMin16_HeaderMax24 | 20 | 4 | 20
357 | 117 | 1220-5/6-6P-300HP KPVS | KPVS_1220-5/6_6P_300HP_18.18_BRZ | 10905.9 | 10905.9 | 43623.6 | 4 | 0 | 4 | C | KPVS_SplitCase | 14 | 12 | 14 | 24 | BranchMin14_BranchMax24 | 14 | 5 | 16 | 24 | HeaderMin16_HeaderMax24 | 24 | 4 | 20
357 | 117 | 1220-5/6-6P-300HP KPVS | KPVS_1220-5/6_6P_300HP_18.18_BRZ | 10905.9 | 10905.9 | 43623.6 | 4 | 0 | 4 | C | KPVS_SplitCase | 14 | 12 | 14 | 24 | BranchMin14_BranchMax24 | 16 | 5 | 16 | 24 | HeaderMin16_HeaderMax24 | 16 | 4 | 20 | [29 empty] | INVALID
357 | 117 | 1220-5/6-6P-300HP KPVS | KPVS_1220-5/6_6P_300HP_18.18_BRZ | 10905.9 | 10905.9 | 43623.6 | 4 | 0 | 4 | C | KPVS_SplitCase | 14 | 12 | 14 | 24 | BranchMin14_BranchMax24 | 16 | 5 | 16 | 24 | HeaderMin16_HeaderMax24 | 18 | 4 | 20
357 | 117 | 1220-5/6-6P-300HP KPVS | KPVS_1220-5/6_6P_300HP_18.18_BRZ | 10905.9 | 10905.9 | 43623.6 | 4 | 0 | 4 | C | KPVS_SplitCase | 14 | 12 | 14 | 24 | BranchMin14_BranchMax24 | 16 | 5 | 16 | 24 | HeaderMin16_HeaderMax24 | 20 | 4 | 20
357 | 117 | 1220-5/6-6P-300HP KPVS | KPVS_1220-5/6_6P_300HP_18.18_BRZ | 10905.9 | 10905.9 | 43623.6 | 4 | 0 | 4 | C | KPVS_SplitCase | 14 | 12 | 14 | 24 | BranchMin14_BranchMax24 | 16 | 5 | 16 | 24 | HeaderMin16_HeaderMax24 | 24 | 4 | 20
357 | 117 | 1220-5/6-6P-300HP KPVS | KPVS_1220-5/6_6P_300HP_18.18_BRZ | 10905.9 | 10905.9 | 43623.6 | 4 | 0 | 4 | C | KPVS_SplitCase | 14 | 12 | 14 | 24 | BranchMin14_BranchMax24 | 18 | 5 | 16 | 24 | HeaderMin16_HeaderMax24 | 16 | 4 | 20 | [29 empty] | INVALID
357 | 117 | 1220-5/6-6P-300HP KPVS | KPVS_1220-5/6_6P_300HP_18.18_BRZ | 10905.9 | 10905.9 | 43623.6 | 4 | 0 | 4 | C | KPVS_SplitCase | 14 | 12 | 14 | 24 | BranchMin14_BranchMax24 | 18 | 5 | 16 | 24 | HeaderMin16_HeaderMax24 | 18 | 4 | 20 | [29 empty] | INVALID
357 | 117 | 1220-5/6-6P-300HP KPVS | KPVS_1220-5/6_6P_300HP_18.18_BRZ | 10905.9 | 10905.9 | 43623.6 | 4 | 0 | 4 | C | KPVS_SplitCase | 14 | 12 | 14 | 24 | BranchMin14_BranchMax24 | 18 | 5 | 16 | 24 | HeaderMin16_HeaderMax24 | 20 | 4 | 20
357 | 117 | 1220-5/6-6P-300HP KPVS | KPVS_1220-5/6_6P_300HP_18.18_BRZ | 10905.9 | 10905.9 | 43623.6 | 4 | 0 | 4 | C | KPVS_SplitCase | 14 | 12 | 14 | 24 | BranchMin14_BranchMax24 | 18 | 5 | 16 | 24 | HeaderMin16_HeaderMax24 | 24 | 4 | 20
357 | 117 | 1220-5/6-6P-300HP KPVS | KPVS_1220-5/6_6P_300HP_18.18_BRZ | 10905.9 | 10905.9 | 43623.6 | 4 | 0 | 4 | C | KPVS_SplitCase | 14 | 12 | 14 | 24 | BranchMin14_BranchMax24 | 20 | 5 | 16 | 24 | HeaderMin16_HeaderMax24 | 16 | 4 | 20 | [29 empty] | INVALID
357 | 117 | 1220-5/6-6P-300HP KPVS | KPVS_1220-5/6_6P_300HP_18.18_BRZ | 10905.9 | 10905.9 | 43623.6 | 4 | 0 | 4 | C | KPVS_SplitCase | 14 | 12 | 14 | 24 | BranchMin14_BranchMax24 | 20 | 5 | 16 | 24 | HeaderMin16_HeaderMax24 | 18 | 4 | 20 | [29 empty] | INVALID
357 | 117 | 1220-5/6-6P-300HP KPVS | KPVS_1220-5/6_6P_300HP_18.18_BRZ | 10905.9 | 10905.9 | 43623.6 | 4 | 0 | 4 | C | KPVS_SplitCase | 14 | 12 | 14 | 24 | BranchMin14_BranchMax24 | 20 | 5 | 16 | 24 | HeaderMin16_HeaderMax24 | 20 | 4 | 20 | [29 empty] | INVALID
357 | 117 | 1220-5/6-6P-300HP KPVS | KPVS_1220-5/6_6P_300HP_18.18_BRZ | 10905.9 | 10905.9 | 43623.6 | 4 | 0 | 4 | C | KPVS_SplitCase | 14 | 12 | 14 | 24 | BranchMin14_BranchMax24 | 20 | 5 | 16 | 24 | HeaderMin16_HeaderMax24 | 24 | 4 | 20
357 | 117 | 1220-5/6-6P-300HP KPVS | KPVS_1220-5/6_6P_300HP_18.18_BRZ | 10905.9 | 10905.9 | 43623.6 | 4 | 0 | 4 | C | KPVS_SplitCase | 14 | 12 | 14 | 24 | BranchMin14_BranchMax24 | 24 | 5 | 16 | 24 | HeaderMin16_HeaderMax24 | 16 | 4 | 20 | [29 empty] | INVALID
357 | 117 | 1220-5/6-6P-300HP KPVS | KPVS_1220-5/6_6P_300HP_18.18_BRZ | 10905.9 | 10905.9 | 43623.6 | 4 | 0 | 4 | C | KPVS_SplitCase | 14 | 12 | 14 | 24 | BranchMin14_BranchMax24 | 24 | 5 | 16 | 24 | HeaderMin16_HeaderMax24 | 18 | 4 | 20 | [29 empty] | INVALID
357 | 117 | 1220-5/6-6P-300HP KPVS | KPVS_1220-5/6_6P_300HP_18.18_BRZ | 10905.9 | 10905.9 | 43623.6 | 4 | 0 | 4 | C | KPVS_SplitCase | 14 | 12 | 14 | 24 | BranchMin14_BranchMax24 | 24 | 5 | 16 | 24 | HeaderMin16_HeaderMax24 | 20 | 4 | 20 | [29 empty] | INVALID
357 | 117 | 1220-5/6-6P-300HP KPVS | KPVS_1220-5/6_6P_300HP_18.18_BRZ | 10905.9 | 10905.9 | 43623.6 | 4 | 0 | 4 | C | KPVS_SplitCase | 14 | 12 | 14 | 24 | BranchMin14_BranchMax24 | 24 | 5 | 16 | 24 | HeaderMin16_HeaderMax24 | 24 | 4 | 20 | [29 empty] | INVALID
358 | 118 | 1415-1/2-4P-250HP KPVS | KPVS_1415-1/2_4P_250HP_12.73_BRZ | 10473.9 | 10473.9 | 41895.6 | 4 | 0 | 4 | C | KPVS_SplitCase | 16 | 14 | 16 | 24 | BranchMin16_BranchMax24 | 16 | 4 | 18 | 24 | HeaderMin18_HeaderMax24 | 18 | 3 | 12
358 | 118 | 1415-1/2-4P-250HP KPVS | KPVS_1415-1/2_4P_250HP_12.73_BRZ | 10473.9 | 10473.9 | 41895.6 | 4 | 0 | 4 | C | KPVS_SplitCase | 16 | 14 | 16 | 24 | BranchMin16_BranchMax24 | 16 | 4 | 18 | 24 | HeaderMin18_HeaderMax24 | 20 | 3 | 12
358 | 118 | 1415-1/2-4P-250HP KPVS | KPVS_1415-1/2_4P_250HP_12.73_BRZ | 10473.9 | 10473.9 | 41895.6 | 4 | 0 | 4 | C | KPVS_SplitCase | 16 | 14 | 16 | 24 | BranchMin16_BranchMax24 | 16 | 4 | 18 | 24 | HeaderMin18_HeaderMax24 | 24 | 3 | 12
358 | 118 | 1415-1/2-4P-250HP KPVS | KPVS_1415-1/2_4P_250HP_12.73_BRZ | 10473.9 | 10473.9 | 41895.6 | 4 | 0 | 4 | C | KPVS_SplitCase | 16 | 14 | 16 | 24 | BranchMin16_BranchMax24 | 18 | 4 | 18 | 24 | HeaderMin18_HeaderMax24 | 18 | 3 | 12 | [29 empty] | INVALID
358 | 118 | 1415-1/2-4P-250HP KPVS | KPVS_1415-1/2_4P_250HP_12.73_BRZ | 10473.9 | 10473.9 | 41895.6 | 4 | 0 | 4 | C | KPVS_SplitCase | 16 | 14 | 16 | 24 | BranchMin16_BranchMax24 | 18 | 4 | 18 | 24 | HeaderMin18_HeaderMax24 | 20 | 3 | 12
358 | 118 | 1415-1/2-4P-250HP KPVS | KPVS_1415-1/2_4P_250HP_12.73_BRZ | 10473.9 | 10473.9 | 41895.6 | 4 | 0 | 4 | C | KPVS_SplitCase | 16 | 14 | 16 | 24 | BranchMin16_BranchMax24 | 18 | 4 | 18 | 24 | HeaderMin18_HeaderMax24 | 24 | 3 | 12
358 | 118 | 1415-1/2-4P-250HP KPVS | KPVS_1415-1/2_4P_250HP_12.73_BRZ | 10473.9 | 10473.9 | 41895.6 | 4 | 0 | 4 | C | KPVS_SplitCase | 16 | 14 | 16 | 24 | BranchMin16_BranchMax24 | 20 | 4 | 18 | 24 | HeaderMin18_HeaderMax24 | 18 | 3 | 12 | [29 empty] | INVALID
358 | 118 | 1415-1/2-4P-250HP KPVS | KPVS_1415-1/2_4P_250HP_12.73_BRZ | 10473.9 | 10473.9 | 41895.6 | 4 | 0 | 4 | C | KPVS_SplitCase | 16 | 14 | 16 | 24 | BranchMin16_BranchMax24 | 20 | 4 | 18 | 24 | HeaderMin18_HeaderMax24 | 20 | 3 | 12 | [29 empty] | INVALID
358 | 118 | 1415-1/2-4P-250HP KPVS | KPVS_1415-1/2_4P_250HP_12.73_BRZ | 10473.9 | 10473.9 | 41895.6 | 4 | 0 | 4 | C | KPVS_SplitCase | 16 | 14 | 16 | 24 | BranchMin16_BranchMax24 | 20 | 4 | 18 | 24 | HeaderMin18_HeaderMax24 | 24 | 3 | 12
358 | 118 | 1415-1/2-4P-250HP KPVS | KPVS_1415-1/2_4P_250HP_12.73_BRZ | 10473.9 | 10473.9 | 41895.6 | 4 | 0 | 4 | C | KPVS_SplitCase | 16 | 14 | 16 | 24 | BranchMin16_BranchMax24 | 24 | 4 | 18 | 24 | HeaderMin18_HeaderMax24 | 18 | 3 | 12 | [29 empty] | INVALID
358 | 118 | 1415-1/2-4P-250HP KPVS | KPVS_1415-1/2_4P_250HP_12.73_BRZ | 10473.9 | 10473.9 | 41895.6 | 4 | 0 | 4 | C | KPVS_SplitCase | 16 | 14 | 16 | 24 | BranchMin16_BranchMax24 | 24 | 4 | 18 | 24 | HeaderMin18_HeaderMax24 | 20 | 3 | 12 | [29 empty] | INVALID
358 | 118 | 1415-1/2-4P-250HP KPVS | KPVS_1415-1/2_4P_250HP_12.73_BRZ | 10473.9 | 10473.9 | 41895.6 | 4 | 0 | 4 | C | KPVS_SplitCase | 16 | 14 | 16 | 24 | BranchMin16_BranchMax24 | 24 | 4 | 18 | 24 | HeaderMin18_HeaderMax24 | 24 | 3 | 12 | [29 empty] | INVALID
359 | 119 | 1415-1/2-4P-300HP KPVS | KPVS_1415-1/2_4P_300HP_13.48_BRZ | 11367.6 | 11367.6 | 45470.4 | 4 | 0 | 4 | C | KPVS_SplitCase | 16 | 14 | 16 | 24 | BranchMin16_BranchMax24 | 16 | 4 | 18 | 24 | HeaderMin18_HeaderMax24 | 18 | 3 | 12
359 | 119 | 1415-1/2-4P-300HP KPVS | KPVS_1415-1/2_4P_300HP_13.48_BRZ | 11367.6 | 11367.6 | 45470.4 | 4 | 0 | 4 | C | KPVS_SplitCase | 16 | 14 | 16 | 24 | BranchMin16_BranchMax24 | 16 | 4 | 18 | 24 | HeaderMin18_HeaderMax24 | 20 | 3 | 12
359 | 119 | 1415-1/2-4P-300HP KPVS | KPVS_1415-1/2_4P_300HP_13.48_BRZ | 11367.6 | 11367.6 | 45470.4 | 4 | 0 | 4 | C | KPVS_SplitCase | 16 | 14 | 16 | 24 | BranchMin16_BranchMax24 | 16 | 4 | 18 | 24 | HeaderMin18_HeaderMax24 | 24 | 3 | 12
359 | 119 | 1415-1/2-4P-300HP KPVS | KPVS_1415-1/2_4P_300HP_13.48_BRZ | 11367.6 | 11367.6 | 45470.4 | 4 | 0 | 4 | C | KPVS_SplitCase | 16 | 14 | 16 | 24 | BranchMin16_BranchMax24 | 18 | 4 | 18 | 24 | HeaderMin18_HeaderMax24 | 18 | 3 | 12 | [29 empty] | INVALID
359 | 119 | 1415-1/2-4P-300HP KPVS | KPVS_1415-1/2_4P_300HP_13.48_BRZ | 11367.6 | 11367.6 | 45470.4 | 4 | 0 | 4 | C | KPVS_SplitCase | 16 | 14 | 16 | 24 | BranchMin16_BranchMax24 | 18 | 4 | 18 | 24 | HeaderMin18_HeaderMax24 | 20 | 3 | 12
359 | 119 | 1415-1/2-4P-300HP KPVS | KPVS_1415-1/2_4P_300HP_13.48_BRZ | 11367.6 | 11367.6 | 45470.4 | 4 | 0 | 4 | C | KPVS_SplitCase | 16 | 14 | 16 | 24 | BranchMin16_BranchMax24 | 18 | 4 | 18 | 24 | HeaderMin18_HeaderMax24 | 24 | 3 | 12
359 | 119 | 1415-1/2-4P-300HP KPVS | KPVS_1415-1/2_4P_300HP_13.48_BRZ | 11367.6 | 11367.6 | 45470.4 | 4 | 0 | 4 | C | KPVS_SplitCase | 16 | 14 | 16 | 24 | BranchMin16_BranchMax24 | 20 | 4 | 18 | 24 | HeaderMin18_HeaderMax24 | 18 | 3 | 12 | [29 empty] | INVALID
359 | 119 | 1415-1/2-4P-300HP KPVS | KPVS_1415-1/2_4P_300HP_13.48_BRZ | 11367.6 | 11367.6 | 45470.4 | 4 | 0 | 4 | C | KPVS_SplitCase | 16 | 14 | 16 | 24 | BranchMin16_BranchMax24 | 20 | 4 | 18 | 24 | HeaderMin18_HeaderMax24 | 20 | 3 | 12 | [29 empty] | INVALID
359 | 119 | 1415-1/2-4P-300HP KPVS | KPVS_1415-1/2_4P_300HP_13.48_BRZ | 11367.6 | 11367.6 | 45470.4 | 4 | 0 | 4 | C | KPVS_SplitCase | 16 | 14 | 16 | 24 | BranchMin16_BranchMax24 | 20 | 4 | 18 | 24 | HeaderMin18_HeaderMax24 | 24 | 3 | 12
359 | 119 | 1415-1/2-4P-300HP KPVS | KPVS_1415-1/2_4P_300HP_13.48_BRZ | 11367.6 | 11367.6 | 45470.4 | 4 | 0 | 4 | C | KPVS_SplitCase | 16 | 14 | 16 | 24 | BranchMin16_BranchMax24 | 24 | 4 | 18 | 24 | HeaderMin18_HeaderMax24 | 18 | 3 | 12 | [29 empty] | INVALID
359 | 119 | 1415-1/2-4P-300HP KPVS | KPVS_1415-1/2_4P_300HP_13.48_BRZ | 11367.6 | 11367.6 | 45470.4 | 4 | 0 | 4 | C | KPVS_SplitCase | 16 | 14 | 16 | 24 | BranchMin16_BranchMax24 | 24 | 4 | 18 | 24 | HeaderMin18_HeaderMax24 | 20 | 3 | 12 | [29 empty] | INVALID
359 | 119 | 1415-1/2-4P-300HP KPVS | KPVS_1415-1/2_4P_300HP_13.48_BRZ | 11367.6 | 11367.6 | 45470.4 | 4 | 0 | 4 | C | KPVS_SplitCase | 16 | 14 | 16 | 24 | BranchMin16_BranchMax24 | 24 | 4 | 18 | 24 | HeaderMin18_HeaderMax24 | 24 | 3 | 12 | [29 empty] | INVALID
360 | 120 | 1415-3/4-4P-300HP KPVS | KPVS_1415-3/4_4P_300HP_13.24_BRZ | 11554.5 | 11554.5 | 46218 | 4 | 0 | 4 | C | KPVS_SplitCase | 18 | 14 | 18 | 24 | BranchMin18_BranchMax24 | 18 | 3 | 20 | 24 | HeaderMin20_HeaderMax24 | 20 | 2 | 6
360 | 120 | 1415-3/4-4P-300HP KPVS | KPVS_1415-3/4_4P_300HP_13.24_BRZ | 11554.5 | 11554.5 | 46218 | 4 | 0 | 4 | C | KPVS_SplitCase | 18 | 14 | 18 | 24 | BranchMin18_BranchMax24 | 18 | 3 | 20 | 24 | HeaderMin20_HeaderMax24 | 24 | 2 | 6
360 | 120 | 1415-3/4-4P-300HP KPVS | KPVS_1415-3/4_4P_300HP_13.24_BRZ | 11554.5 | 11554.5 | 46218 | 4 | 0 | 4 | C | KPVS_SplitCase | 18 | 14 | 18 | 24 | BranchMin18_BranchMax24 | 20 | 3 | 20 | 24 | HeaderMin20_HeaderMax24 | 20 | 2 | 6 | [29 empty] | INVALID
360 | 120 | 1415-3/4-4P-300HP KPVS | KPVS_1415-3/4_4P_300HP_13.24_BRZ | 11554.5 | 11554.5 | 46218 | 4 | 0 | 4 | C | KPVS_SplitCase | 18 | 14 | 18 | 24 | BranchMin18_BranchMax24 | 20 | 3 | 20 | 24 | HeaderMin20_HeaderMax24 | 24 | 2 | 6
360 | 120 | 1415-3/4-4P-300HP KPVS | KPVS_1415-3/4_4P_300HP_13.24_BRZ | 11554.5 | 11554.5 | 46218 | 4 | 0 | 4 | C | KPVS_SplitCase | 18 | 14 | 18 | 24 | BranchMin18_BranchMax24 | 24 | 3 | 20 | 24 | HeaderMin20_HeaderMax24 | 20 | 2 | 6 | [29 empty] | INVALID
360 | 120 | 1415-3/4-4P-300HP KPVS | KPVS_1415-3/4_4P_300HP_13.24_BRZ | 11554.5 | 11554.5 | 46218 | 4 | 0 | 4 | C | KPVS_SplitCase | 18 | 14 | 18 | 24 | BranchMin18_BranchMax24 | 24 | 3 | 20 | 24 | HeaderMin20_HeaderMax24 | 24 | 2 | 6 | [29 empty] | INVALID
361 | 1 | 2095-1/2-2P-20HP KPVS | KPVS_2095-1/2_2P_25HP_7.19_BRZ | 404.6 | 404.6 | 404.6 | 1 | 1 | 2 | D | KPVS_SplitCase | 2.5 | 2 | 2.5 | 5 | BranchMin2.5_BranchMax5 | 2.5 | 4 | 3 | 5 | HeaderMin3_HeaderMax5 | 3 | 3 | 12
361 | 1 | 2095-1/2-2P-20HP KPVS | KPVS_2095-1/2_2P_25HP_7.19_BRZ | 404.6 | 404.6 | 404.6 | 1 | 1 | 2 | D | KPVS_SplitCase | 2.5 | 2 | 2.5 | 5 | BranchMin2.5_BranchMax5 | 2.5 | 4 | 3 | 5 | HeaderMin3_HeaderMax5 | 4 | 3 | 12
361 | 1 | 2095-1/2-2P-20HP KPVS | KPVS_2095-1/2_2P_25HP_7.19_BRZ | 404.6 | 404.6 | 404.6 | 1 | 1 | 2 | D | KPVS_SplitCase | 2.5 | 2 | 2.5 | 5 | BranchMin2.5_BranchMax5 | 2.5 | 4 | 3 | 5 | HeaderMin3_HeaderMax5 | 5 | 3 | 12
361 | 1 | 2095-1/2-2P-20HP KPVS | KPVS_2095-1/2_2P_25HP_7.19_BRZ | 404.6 | 404.6 | 404.6 | 1 | 1 | 2 | D | KPVS_SplitCase | 2.5 | 2 | 2.5 | 5 | BranchMin2.5_BranchMax5 | 3 | 4 | 3 | 5 | HeaderMin3_HeaderMax5 | 3 | 3 | 12 | [29 empty] | INVALID
361 | 1 | 2095-1/2-2P-20HP KPVS | KPVS_2095-1/2_2P_25HP_7.19_BRZ | 404.6 | 404.6 | 404.6 | 1 | 1 | 2 | D | KPVS_SplitCase | 2.5 | 2 | 2.5 | 5 | BranchMin2.5_BranchMax5 | 3 | 4 | 3 | 5 | HeaderMin3_HeaderMax5 | 4 | 3 | 12
361 | 1 | 2095-1/2-2P-20HP KPVS | KPVS_2095-1/2_2P_25HP_7.19_BRZ | 404.6 | 404.6 | 404.6 | 1 | 1 | 2 | D | KPVS_SplitCase | 2.5 | 2 | 2.5 | 5 | BranchMin2.5_BranchMax5 | 3 | 4 | 3 | 5 | HeaderMin3_HeaderMax5 | 5 | 3 | 12
361 | 1 | 2095-1/2-2P-20HP KPVS | KPVS_2095-1/2_2P_25HP_7.19_BRZ | 404.6 | 404.6 | 404.6 | 1 | 1 | 2 | D | KPVS_SplitCase | 2.5 | 2 | 2.5 | 5 | BranchMin2.5_BranchMax5 | 4 | 4 | 3 | 5 | HeaderMin3_HeaderMax5 | 3 | 3 | 12 | [29 empty] | INVALID
361 | 1 | 2095-1/2-2P-20HP KPVS | KPVS_2095-1/2_2P_25HP_7.19_BRZ | 404.6 | 404.6 | 404.6 | 1 | 1 | 2 | D | KPVS_SplitCase | 2.5 | 2 | 2.5 | 5 | BranchMin2.5_BranchMax5 | 4 | 4 | 3 | 5 | HeaderMin3_HeaderMax5 | 4 | 3 | 12 | [29 empty] | INVALID
361 | 1 | 2095-1/2-2P-20HP KPVS | KPVS_2095-1/2_2P_25HP_7.19_BRZ | 404.6 | 404.6 | 404.6 | 1 | 1 | 2 | D | KPVS_SplitCase | 2.5 | 2 | 2.5 | 5 | BranchMin2.5_BranchMax5 | 4 | 4 | 3 | 5 | HeaderMin3_HeaderMax5 | 5 | 3 | 12
361 | 1 | 2095-1/2-2P-20HP KPVS | KPVS_2095-1/2_2P_25HP_7.19_BRZ | 404.6 | 404.6 | 404.6 | 1 | 1 | 2 | D | KPVS_SplitCase | 2.5 | 2 | 2.5 | 5 | BranchMin2.5_BranchMax5 | 5 | 4 | 3 | 5 | HeaderMin3_HeaderMax5 | 3 | 3 | 12 | [29 empty] | INVALID
361 | 1 | 2095-1/2-2P-20HP KPVS | KPVS_2095-1/2_2P_25HP_7.19_BRZ | 404.6 | 404.6 | 404.6 | 1 | 1 | 2 | D | KPVS_SplitCase | 2.5 | 2 | 2.5 | 5 | BranchMin2.5_BranchMax5 | 5 | 4 | 3 | 5 | HeaderMin3_HeaderMax5 | 4 | 3 | 12 | [29 empty] | INVALID
361 | 1 | 2095-1/2-2P-20HP KPVS | KPVS_2095-1/2_2P_25HP_7.19_BRZ | 404.6 | 404.6 | 404.6 | 1 | 1 | 2 | D | KPVS_SplitCase | 2.5 | 2 | 2.5 | 5 | BranchMin2.5_BranchMax5 | 5 | 4 | 3 | 5 | HeaderMin3_HeaderMax5 | 5 | 3 | 12 | [29 empty] | INVALID
362 | 2 | 2095-1/2-2P-25HP KPVS | KPVS_2095-1/2_2P_30HP_7.57_BRZ | 435.2 | 435.2 | 435.2 | 1 | 1 | 2 | D | KPVS_SplitCase | 2.5 | 2 | 2.5 | 5 | BranchMin2.5_BranchMax5 | 2.5 | 4 | 3 | 5 | HeaderMin3_HeaderMax5 | 3 | 3 | 12
362 | 2 | 2095-1/2-2P-25HP KPVS | KPVS_2095-1/2_2P_30HP_7.57_BRZ | 435.2 | 435.2 | 435.2 | 1 | 1 | 2 | D | KPVS_SplitCase | 2.5 | 2 | 2.5 | 5 | BranchMin2.5_BranchMax5 | 2.5 | 4 | 3 | 5 | HeaderMin3_HeaderMax5 | 4 | 3 | 12
362 | 2 | 2095-1/2-2P-25HP KPVS | KPVS_2095-1/2_2P_30HP_7.57_BRZ | 435.2 | 435.2 | 435.2 | 1 | 1 | 2 | D | KPVS_SplitCase | 2.5 | 2 | 2.5 | 5 | BranchMin2.5_BranchMax5 | 2.5 | 4 | 3 | 5 | HeaderMin3_HeaderMax5 | 5 | 3 | 12
362 | 2 | 2095-1/2-2P-25HP KPVS | KPVS_2095-1/2_2P_30HP_7.57_BRZ | 435.2 | 435.2 | 435.2 | 1 | 1 | 2 | D | KPVS_SplitCase | 2.5 | 2 | 2.5 | 5 | BranchMin2.5_BranchMax5 | 3 | 4 | 3 | 5 | HeaderMin3_HeaderMax5 | 3 | 3 | 12 | [29 empty] | INVALID
362 | 2 | 2095-1/2-2P-25HP KPVS | KPVS_2095-1/2_2P_30HP_7.57_BRZ | 435.2 | 435.2 | 435.2 | 1 | 1 | 2 | D | KPVS_SplitCase | 2.5 | 2 | 2.5 | 5 | BranchMin2.5_BranchMax5 | 3 | 4 | 3 | 5 | HeaderMin3_HeaderMax5 | 4 | 3 | 12
362 | 2 | 2095-1/2-2P-25HP KPVS | KPVS_2095-1/2_2P_30HP_7.57_BRZ | 435.2 | 435.2 | 435.2 | 1 | 1 | 2 | D | KPVS_SplitCase | 2.5 | 2 | 2.5 | 5 | BranchMin2.5_BranchMax5 | 3 | 4 | 3 | 5 | HeaderMin3_HeaderMax5 | 5 | 3 | 12
362 | 2 | 2095-1/2-2P-25HP KPVS | KPVS_2095-1/2_2P_30HP_7.57_BRZ | 435.2 | 435.2 | 435.2 | 1 | 1 | 2 | D | KPVS_SplitCase | 2.5 | 2 | 2.5 | 5 | BranchMin2.5_BranchMax5 | 4 | 4 | 3 | 5 | HeaderMin3_HeaderMax5 | 3 | 3 | 12 | [29 empty] | INVALID
362 | 2 | 2095-1/2-2P-25HP KPVS | KPVS_2095-1/2_2P_30HP_7.57_BRZ | 435.2 | 435.2 | 435.2 | 1 | 1 | 2 | D | KPVS_SplitCase | 2.5 | 2 | 2.5 | 5 | BranchMin2.5_BranchMax5 | 4 | 4 | 3 | 5 | HeaderMin3_HeaderMax5 | 4 | 3 | 12 | [29 empty] | INVALID
362 | 2 | 2095-1/2-2P-25HP KPVS | KPVS_2095-1/2_2P_30HP_7.57_BRZ | 435.2 | 435.2 | 435.2 | 1 | 1 | 2 | D | KPVS_SplitCase | 2.5 | 2 | 2.5 | 5 | BranchMin2.5_BranchMax5 | 4 | 4 | 3 | 5 | HeaderMin3_HeaderMax5 | 5 | 3 | 12
362 | 2 | 2095-1/2-2P-25HP KPVS | KPVS_2095-1/2_2P_30HP_7.57_BRZ | 435.2 | 435.2 | 435.2 | 1 | 1 | 2 | D | KPVS_SplitCase | 2.5 | 2 | 2.5 | 5 | BranchMin2.5_BranchMax5 | 5 | 4 | 3 | 5 | HeaderMin3_HeaderMax5 | 3 | 3 | 12 | [29 empty] | INVALID
362 | 2 | 2095-1/2-2P-25HP KPVS | KPVS_2095-1/2_2P_30HP_7.57_BRZ | 435.2 | 435.2 | 435.2 | 1 | 1 | 2 | D | KPVS_SplitCase | 2.5 | 2 | 2.5 | 5 | BranchMin2.5_BranchMax5 | 5 | 4 | 3 | 5 | HeaderMin3_HeaderMax5 | 4 | 3 | 12 | [29 empty] | INVALID
362 | 2 | 2095-1/2-2P-25HP KPVS | KPVS_2095-1/2_2P_30HP_7.57_BRZ | 435.2 | 435.2 | 435.2 | 1 | 1 | 2 | D | KPVS_SplitCase | 2.5 | 2 | 2.5 | 5 | BranchMin2.5_BranchMax5 | 5 | 4 | 3 | 5 | HeaderMin3_HeaderMax5 | 5 | 3 | 12 | [29 empty] | INVALID
363 | 3 | 2095-1/2-2P-30HP KPVS | KPVS_2095-1/2_2P_40HP_8.07_BRZ | 476.1 | 476.1 | 476.1 | 1 | 1 | 2 | D | KPVS_SplitCase | 2.5 | 2 | 2.5 | 5 | BranchMin2.5_BranchMax5 | 2.5 | 4 | 3 | 5 | HeaderMin3_HeaderMax5 | 3 | 3 | 12
363 | 3 | 2095-1/2-2P-30HP KPVS | KPVS_2095-1/2_2P_40HP_8.07_BRZ | 476.1 | 476.1 | 476.1 | 1 | 1 | 2 | D | KPVS_SplitCase | 2.5 | 2 | 2.5 | 5 | BranchMin2.5_BranchMax5 | 2.5 | 4 | 3 | 5 | HeaderMin3_HeaderMax5 | 4 | 3 | 12
363 | 3 | 2095-1/2-2P-30HP KPVS | KPVS_2095-1/2_2P_40HP_8.07_BRZ | 476.1 | 476.1 | 476.1 | 1 | 1 | 2 | D | KPVS_SplitCase | 2.5 | 2 | 2.5 | 5 | BranchMin2.5_BranchMax5 | 2.5 | 4 | 3 | 5 | HeaderMin3_HeaderMax5 | 5 | 3 | 12
363 | 3 | 2095-1/2-2P-30HP KPVS | KPVS_2095-1/2_2P_40HP_8.07_BRZ | 476.1 | 476.1 | 476.1 | 1 | 1 | 2 | D | KPVS_SplitCase | 2.5 | 2 | 2.5 | 5 | BranchMin2.5_BranchMax5 | 3 | 4 | 3 | 5 | HeaderMin3_HeaderMax5 | 3 | 3 | 12 | [29 empty] | INVALID
363 | 3 | 2095-1/2-2P-30HP KPVS | KPVS_2095-1/2_2P_40HP_8.07_BRZ | 476.1 | 476.1 | 476.1 | 1 | 1 | 2 | D | KPVS_SplitCase | 2.5 | 2 | 2.5 | 5 | BranchMin2.5_BranchMax5 | 3 | 4 | 3 | 5 | HeaderMin3_HeaderMax5 | 4 | 3 | 12
363 | 3 | 2095-1/2-2P-30HP KPVS | KPVS_2095-1/2_2P_40HP_8.07_BRZ | 476.1 | 476.1 | 476.1 | 1 | 1 | 2 | D | KPVS_SplitCase | 2.5 | 2 | 2.5 | 5 | BranchMin2.5_BranchMax5 | 3 | 4 | 3 | 5 | HeaderMin3_HeaderMax5 | 5 | 3 | 12
363 | 3 | 2095-1/2-2P-30HP KPVS | KPVS_2095-1/2_2P_40HP_8.07_BRZ | 476.1 | 476.1 | 476.1 | 1 | 1 | 2 | D | KPVS_SplitCase | 2.5 | 2 | 2.5 | 5 | BranchMin2.5_BranchMax5 | 4 | 4 | 3 | 5 | HeaderMin3_HeaderMax5 | 3 | 3 | 12 | [29 empty] | INVALID
363 | 3 | 2095-1/2-2P-30HP KPVS | KPVS_2095-1/2_2P_40HP_8.07_BRZ | 476.1 | 476.1 | 476.1 | 1 | 1 | 2 | D | KPVS_SplitCase | 2.5 | 2 | 2.5 | 5 | BranchMin2.5_BranchMax5 | 4 | 4 | 3 | 5 | HeaderMin3_HeaderMax5 | 4 | 3 | 12 | [29 empty] | INVALID
363 | 3 | 2095-1/2-2P-30HP KPVS | KPVS_2095-1/2_2P_40HP_8.07_BRZ | 476.1 | 476.1 | 476.1 | 1 | 1 | 2 | D | KPVS_SplitCase | 2.5 | 2 | 2.5 | 5 | BranchMin2.5_BranchMax5 | 4 | 4 | 3 | 5 | HeaderMin3_HeaderMax5 | 5 | 3 | 12
363 | 3 | 2095-1/2-2P-30HP KPVS | KPVS_2095-1/2_2P_40HP_8.07_BRZ | 476.1 | 476.1 | 476.1 | 1 | 1 | 2 | D | KPVS_SplitCase | 2.5 | 2 | 2.5 | 5 | BranchMin2.5_BranchMax5 | 5 | 4 | 3 | 5 | HeaderMin3_HeaderMax5 | 3 | 3 | 12 | [29 empty] | INVALID
363 | 3 | 2095-1/2-2P-30HP KPVS | KPVS_2095-1/2_2P_40HP_8.07_BRZ | 476.1 | 476.1 | 476.1 | 1 | 1 | 2 | D | KPVS_SplitCase | 2.5 | 2 | 2.5 | 5 | BranchMin2.5_BranchMax5 | 5 | 4 | 3 | 5 | HeaderMin3_HeaderMax5 | 4 | 3 | 12 | [29 empty] | INVALID
363 | 3 | 2095-1/2-2P-30HP KPVS | KPVS_2095-1/2_2P_40HP_8.07_BRZ | 476.1 | 476.1 | 476.1 | 1 | 1 | 2 | D | KPVS_SplitCase | 2.5 | 2 | 2.5 | 5 | BranchMin2.5_BranchMax5 | 5 | 4 | 3 | 5 | HeaderMin3_HeaderMax5 | 5 | 3 | 12 | [29 empty] | INVALID
364 | 4 | 2095-1/2-2P-40HP KPVS | KPVS_2095-1/2_2P_50HP_8.60_BRZ | 521.2 | 521.2 | 521.2 | 1 | 1 | 2 | D | KPVS_SplitCase | 2.5 | 2 | 2.5 | 5 | BranchMin2.5_BranchMax5 | 2.5 | 4 | 3 | 5 | HeaderMin3_HeaderMax5 | 3 | 3 | 12
364 | 4 | 2095-1/2-2P-40HP KPVS | KPVS_2095-1/2_2P_50HP_8.60_BRZ | 521.2 | 521.2 | 521.2 | 1 | 1 | 2 | D | KPVS_SplitCase | 2.5 | 2 | 2.5 | 5 | BranchMin2.5_BranchMax5 | 2.5 | 4 | 3 | 5 | HeaderMin3_HeaderMax5 | 4 | 3 | 12
364 | 4 | 2095-1/2-2P-40HP KPVS | KPVS_2095-1/2_2P_50HP_8.60_BRZ | 521.2 | 521.2 | 521.2 | 1 | 1 | 2 | D | KPVS_SplitCase | 2.5 | 2 | 2.5 | 5 | BranchMin2.5_BranchMax5 | 2.5 | 4 | 3 | 5 | HeaderMin3_HeaderMax5 | 5 | 3 | 12
364 | 4 | 2095-1/2-2P-40HP KPVS | KPVS_2095-1/2_2P_50HP_8.60_BRZ | 521.2 | 521.2 | 521.2 | 1 | 1 | 2 | D | KPVS_SplitCase | 2.5 | 2 | 2.5 | 5 | BranchMin2.5_BranchMax5 | 3 | 4 | 3 | 5 | HeaderMin3_HeaderMax5 | 3 | 3 | 12 | [29 empty] | INVALID
364 | 4 | 2095-1/2-2P-40HP KPVS | KPVS_2095-1/2_2P_50HP_8.60_BRZ | 521.2 | 521.2 | 521.2 | 1 | 1 | 2 | D | KPVS_SplitCase | 2.5 | 2 | 2.5 | 5 | BranchMin2.5_BranchMax5 | 3 | 4 | 3 | 5 | HeaderMin3_HeaderMax5 | 4 | 3 | 12
364 | 4 | 2095-1/2-2P-40HP KPVS | KPVS_2095-1/2_2P_50HP_8.60_BRZ | 521.2 | 521.2 | 521.2 | 1 | 1 | 2 | D | KPVS_SplitCase | 2.5 | 2 | 2.5 | 5 | BranchMin2.5_BranchMax5 | 3 | 4 | 3 | 5 | HeaderMin3_HeaderMax5 | 5 | 3 | 12
364 | 4 | 2095-1/2-2P-40HP KPVS | KPVS_2095-1/2_2P_50HP_8.60_BRZ | 521.2 | 521.2 | 521.2 | 1 | 1 | 2 | D | KPVS_SplitCase | 2.5 | 2 | 2.5 | 5 | BranchMin2.5_BranchMax5 | 4 | 4 | 3 | 5 | HeaderMin3_HeaderMax5 | 3 | 3 | 12 | [29 empty] | INVALID
364 | 4 | 2095-1/2-2P-40HP KPVS | KPVS_2095-1/2_2P_50HP_8.60_BRZ | 521.2 | 521.2 | 521.2 | 1 | 1 | 2 | D | KPVS_SplitCase | 2.5 | 2 | 2.5 | 5 | BranchMin2.5_BranchMax5 | 4 | 4 | 3 | 5 | HeaderMin3_HeaderMax5 | 4 | 3 | 12 | [29 empty] | INVALID
364 | 4 | 2095-1/2-2P-40HP KPVS | KPVS_2095-1/2_2P_50HP_8.60_BRZ | 521.2 | 521.2 | 521.2 | 1 | 1 | 2 | D | KPVS_SplitCase | 2.5 | 2 | 2.5 | 5 | BranchMin2.5_BranchMax5 | 4 | 4 | 3 | 5 | HeaderMin3_HeaderMax5 | 5 | 3 | 12
364 | 4 | 2095-1/2-2P-40HP KPVS | KPVS_2095-1/2_2P_50HP_8.60_BRZ | 521.2 | 521.2 | 521.2 | 1 | 1 | 2 | D | KPVS_SplitCase | 2.5 | 2 | 2.5 | 5 | BranchMin2.5_BranchMax5 | 5 | 4 | 3 | 5 | HeaderMin3_HeaderMax5 | 3 | 3 | 12 | [29 empty] | INVALID
364 | 4 | 2095-1/2-2P-40HP KPVS | KPVS_2095-1/2_2P_50HP_8.60_BRZ | 521.2 | 521.2 | 521.2 | 1 | 1 | 2 | D | KPVS_SplitCase | 2.5 | 2 | 2.5 | 5 | BranchMin2.5_BranchMax5 | 5 | 4 | 3 | 5 | HeaderMin3_HeaderMax5 | 4 | 3 | 12 | [29 empty] | INVALID
364 | 4 | 2095-1/2-2P-40HP KPVS | KPVS_2095-1/2_2P_50HP_8.60_BRZ | 521.2 | 521.2 | 521.2 | 1 | 1 | 2 | D | KPVS_SplitCase | 2.5 | 2 | 2.5 | 5 | BranchMin2.5_BranchMax5 | 5 | 4 | 3 | 5 | HeaderMin3_HeaderMax5 | 5 | 3 | 12 | [29 empty] | INVALID
365 | 5 | 2095-1/2-2P-50HP KPVS | KPVS_2095-1/2_2P_60HP_9.11_BRZ | 565.7 | 565.7 | 565.7 | 1 | 1 | 2 | D | KPVS_SplitCase | 2.5 | 2 | 2.5 | 5 | BranchMin2.5_BranchMax5 | 2.5 | 4 | 3 | 5 | HeaderMin3_HeaderMax5 | 3 | 3 | 12
365 | 5 | 2095-1/2-2P-50HP KPVS | KPVS_2095-1/2_2P_60HP_9.11_BRZ | 565.7 | 565.7 | 565.7 | 1 | 1 | 2 | D | KPVS_SplitCase | 2.5 | 2 | 2.5 | 5 | BranchMin2.5_BranchMax5 | 2.5 | 4 | 3 | 5 | HeaderMin3_HeaderMax5 | 4 | 3 | 12
365 | 5 | 2095-1/2-2P-50HP KPVS | KPVS_2095-1/2_2P_60HP_9.11_BRZ | 565.7 | 565.7 | 565.7 | 1 | 1 | 2 | D | KPVS_SplitCase | 2.5 | 2 | 2.5 | 5 | BranchMin2.5_BranchMax5 | 2.5 | 4 | 3 | 5 | HeaderMin3_HeaderMax5 | 5 | 3 | 12
365 | 5 | 2095-1/2-2P-50HP KPVS | KPVS_2095-1/2_2P_60HP_9.11_BRZ | 565.7 | 565.7 | 565.7 | 1 | 1 | 2 | D | KPVS_SplitCase | 2.5 | 2 | 2.5 | 5 | BranchMin2.5_BranchMax5 | 3 | 4 | 3 | 5 | HeaderMin3_HeaderMax5 | 3 | 3 | 12 | [29 empty] | INVALID
365 | 5 | 2095-1/2-2P-50HP KPVS | KPVS_2095-1/2_2P_60HP_9.11_BRZ | 565.7 | 565.7 | 565.7 | 1 | 1 | 2 | D | KPVS_SplitCase | 2.5 | 2 | 2.5 | 5 | BranchMin2.5_BranchMax5 | 3 | 4 | 3 | 5 | HeaderMin3_HeaderMax5 | 4 | 3 | 12
365 | 5 | 2095-1/2-2P-50HP KPVS | KPVS_2095-1/2_2P_60HP_9.11_BRZ | 565.7 | 565.7 | 565.7 | 1 | 1 | 2 | D | KPVS_SplitCase | 2.5 | 2 | 2.5 | 5 | BranchMin2.5_BranchMax5 | 3 | 4 | 3 | 5 | HeaderMin3_HeaderMax5 | 5 | 3 | 12
365 | 5 | 2095-1/2-2P-50HP KPVS | KPVS_2095-1/2_2P_60HP_9.11_BRZ | 565.7 | 565.7 | 565.7 | 1 | 1 | 2 | D | KPVS_SplitCase | 2.5 | 2 | 2.5 | 5 | BranchMin2.5_BranchMax5 | 4 | 4 | 3 | 5 | HeaderMin3_HeaderMax5 | 3 | 3 | 12 | [29 empty] | INVALID
365 | 5 | 2095-1/2-2P-50HP KPVS | KPVS_2095-1/2_2P_60HP_9.11_BRZ | 565.7 | 565.7 | 565.7 | 1 | 1 | 2 | D | KPVS_SplitCase | 2.5 | 2 | 2.5 | 5 | BranchMin2.5_BranchMax5 | 4 | 4 | 3 | 5 | HeaderMin3_HeaderMax5 | 4 | 3 | 12 | [29 empty] | INVALID
365 | 5 | 2095-1/2-2P-50HP KPVS | KPVS_2095-1/2_2P_60HP_9.11_BRZ | 565.7 | 565.7 | 565.7 | 1 | 1 | 2 | D | KPVS_SplitCase | 2.5 | 2 | 2.5 | 5 | BranchMin2.5_BranchMax5 | 4 | 4 | 3 | 5 | HeaderMin3_HeaderMax5 | 5 | 3 | 12
365 | 5 | 2095-1/2-2P-50HP KPVS | KPVS_2095-1/2_2P_60HP_9.11_BRZ | 565.7 | 565.7 | 565.7 | 1 | 1 | 2 | D | KPVS_SplitCase | 2.5 | 2 | 2.5 | 5 | BranchMin2.5_BranchMax5 | 5 | 4 | 3 | 5 | HeaderMin3_HeaderMax5 | 3 | 3 | 12 | [29 empty] | INVALID
365 | 5 | 2095-1/2-2P-50HP KPVS | KPVS_2095-1/2_2P_60HP_9.11_BRZ | 565.7 | 565.7 | 565.7 | 1 | 1 | 2 | D | KPVS_SplitCase | 2.5 | 2 | 2.5 | 5 | BranchMin2.5_BranchMax5 | 5 | 4 | 3 | 5 | HeaderMin3_HeaderMax5 | 4 | 3 | 12 | [29 empty] | INVALID
365 | 5 | 2095-1/2-2P-50HP KPVS | KPVS_2095-1/2_2P_60HP_9.11_BRZ | 565.7 | 565.7 | 565.7 | 1 | 1 | 2 | D | KPVS_SplitCase | 2.5 | 2 | 2.5 | 5 | BranchMin2.5_BranchMax5 | 5 | 4 | 3 | 5 | HeaderMin3_HeaderMax5 | 5 | 3 | 12 | [29 empty] | INVALID
366 | 6 | 2095-1/2-2P-60HP KPVS | KPVS_2095-1/2_2P_75HP_9.50_BRZ | 600 | 600 | 600 | 1 | 1 | 2 | D | KPVS_SplitCase | 2.5 | 2 | 2.5 | 5 | BranchMin2.5_BranchMax5 | 2.5 | 4 | 3 | 5 | HeaderMin3_HeaderMax5 | 3 | 3 | 12
366 | 6 | 2095-1/2-2P-60HP KPVS | KPVS_2095-1/2_2P_75HP_9.50_BRZ | 600 | 600 | 600 | 1 | 1 | 2 | D | KPVS_SplitCase | 2.5 | 2 | 2.5 | 5 | BranchMin2.5_BranchMax5 | 2.5 | 4 | 3 | 5 | HeaderMin3_HeaderMax5 | 4 | 3 | 12
366 | 6 | 2095-1/2-2P-60HP KPVS | KPVS_2095-1/2_2P_75HP_9.50_BRZ | 600 | 600 | 600 | 1 | 1 | 2 | D | KPVS_SplitCase | 2.5 | 2 | 2.5 | 5 | BranchMin2.5_BranchMax5 | 2.5 | 4 | 3 | 5 | HeaderMin3_HeaderMax5 | 5 | 3 | 12
366 | 6 | 2095-1/2-2P-60HP KPVS | KPVS_2095-1/2_2P_75HP_9.50_BRZ | 600 | 600 | 600 | 1 | 1 | 2 | D | KPVS_SplitCase | 2.5 | 2 | 2.5 | 5 | BranchMin2.5_BranchMax5 | 3 | 4 | 3 | 5 | HeaderMin3_HeaderMax5 | 3 | 3 | 12 | [29 empty] | INVALID
366 | 6 | 2095-1/2-2P-60HP KPVS | KPVS_2095-1/2_2P_75HP_9.50_BRZ | 600 | 600 | 600 | 1 | 1 | 2 | D | KPVS_SplitCase | 2.5 | 2 | 2.5 | 5 | BranchMin2.5_BranchMax5 | 3 | 4 | 3 | 5 | HeaderMin3_HeaderMax5 | 4 | 3 | 12
366 | 6 | 2095-1/2-2P-60HP KPVS | KPVS_2095-1/2_2P_75HP_9.50_BRZ | 600 | 600 | 600 | 1 | 1 | 2 | D | KPVS_SplitCase | 2.5 | 2 | 2.5 | 5 | BranchMin2.5_BranchMax5 | 3 | 4 | 3 | 5 | HeaderMin3_HeaderMax5 | 5 | 3 | 12
366 | 6 | 2095-1/2-2P-60HP KPVS | KPVS_2095-1/2_2P_75HP_9.50_BRZ | 600 | 600 | 600 | 1 | 1 | 2 | D | KPVS_SplitCase | 2.5 | 2 | 2.5 | 5 | BranchMin2.5_BranchMax5 | 4 | 4 | 3 | 5 | HeaderMin3_HeaderMax5 | 3 | 3 | 12 | [29 empty] | INVALID
366 | 6 | 2095-1/2-2P-60HP KPVS | KPVS_2095-1/2_2P_75HP_9.50_BRZ | 600 | 600 | 600 | 1 | 1 | 2 | D | KPVS_SplitCase | 2.5 | 2 | 2.5 | 5 | BranchMin2.5_BranchMax5 | 4 | 4 | 3 | 5 | HeaderMin3_HeaderMax5 | 4 | 3 | 12 | [29 empty] | INVALID
366 | 6 | 2095-1/2-2P-60HP KPVS | KPVS_2095-1/2_2P_75HP_9.50_BRZ | 600 | 600 | 600 | 1 | 1 | 2 | D | KPVS_SplitCase | 2.5 | 2 | 2.5 | 5 | BranchMin2.5_BranchMax5 | 4 | 4 | 3 | 5 | HeaderMin3_HeaderMax5 | 5 | 3 | 12
366 | 6 | 2095-1/2-2P-60HP KPVS | KPVS_2095-1/2_2P_75HP_9.50_BRZ | 600 | 600 | 600 | 1 | 1 | 2 | D | KPVS_SplitCase | 2.5 | 2 | 2.5 | 5 | BranchMin2.5_BranchMax5 | 5 | 4 | 3 | 5 | HeaderMin3_HeaderMax5 | 3 | 3 | 12 | [29 empty] | INVALID
366 | 6 | 2095-1/2-2P-60HP KPVS | KPVS_2095-1/2_2P_75HP_9.50_BRZ | 600 | 600 | 600 | 1 | 1 | 2 | D | KPVS_SplitCase | 2.5 | 2 | 2.5 | 5 | BranchMin2.5_BranchMax5 | 5 | 4 | 3 | 5 | HeaderMin3_HeaderMax5 | 4 | 3 | 12 | [29 empty] | INVALID
366 | 6 | 2095-1/2-2P-60HP KPVS | KPVS_2095-1/2_2P_75HP_9.50_BRZ | 600 | 600 | 600 | 1 | 1 | 2 | D | KPVS_SplitCase | 2.5 | 2 | 2.5 | 5 | BranchMin2.5_BranchMax5 | 5 | 4 | 3 | 5 | HeaderMin3_HeaderMax5 | 5 | 3 | 12 | [29 empty] | INVALID
367 | 7 | 2095-1/2-2P-75HP KPVS | KPVS_2095-1/2_2P_40HP_8.07_BRZ | 476.1 | 476.1 | 476.1 | 1 | 1 | 2 | D | KPVS_SplitCase | 2.5 | 2 | 2.5 | 5 | BranchMin2.5_BranchMax5 | 2.5 | 4 | 3 | 5 | HeaderMin3_HeaderMax5 | 3 | 3 | 12
367 | 7 | 2095-1/2-2P-75HP KPVS | KPVS_2095-1/2_2P_40HP_8.07_BRZ | 476.1 | 476.1 | 476.1 | 1 | 1 | 2 | D | KPVS_SplitCase | 2.5 | 2 | 2.5 | 5 | BranchMin2.5_BranchMax5 | 2.5 | 4 | 3 | 5 | HeaderMin3_HeaderMax5 | 4 | 3 | 12
367 | 7 | 2095-1/2-2P-75HP KPVS | KPVS_2095-1/2_2P_40HP_8.07_BRZ | 476.1 | 476.1 | 476.1 | 1 | 1 | 2 | D | KPVS_SplitCase | 2.5 | 2 | 2.5 | 5 | BranchMin2.5_BranchMax5 | 2.5 | 4 | 3 | 5 | HeaderMin3_HeaderMax5 | 5 | 3 | 12
367 | 7 | 2095-1/2-2P-75HP KPVS | KPVS_2095-1/2_2P_40HP_8.07_BRZ | 476.1 | 476.1 | 476.1 | 1 | 1 | 2 | D | KPVS_SplitCase | 2.5 | 2 | 2.5 | 5 | BranchMin2.5_BranchMax5 | 3 | 4 | 3 | 5 | HeaderMin3_HeaderMax5 | 3 | 3 | 12 | [29 empty] | INVALID
367 | 7 | 2095-1/2-2P-75HP KPVS | KPVS_2095-1/2_2P_40HP_8.07_BRZ | 476.1 | 476.1 | 476.1 | 1 | 1 | 2 | D | KPVS_SplitCase | 2.5 | 2 | 2.5 | 5 | BranchMin2.5_BranchMax5 | 3 | 4 | 3 | 5 | HeaderMin3_HeaderMax5 | 4 | 3 | 12
367 | 7 | 2095-1/2-2P-75HP KPVS | KPVS_2095-1/2_2P_40HP_8.07_BRZ | 476.1 | 476.1 | 476.1 | 1 | 1 | 2 | D | KPVS_SplitCase | 2.5 | 2 | 2.5 | 5 | BranchMin2.5_BranchMax5 | 3 | 4 | 3 | 5 | HeaderMin3_HeaderMax5 | 5 | 3 | 12
367 | 7 | 2095-1/2-2P-75HP KPVS | KPVS_2095-1/2_2P_40HP_8.07_BRZ | 476.1 | 476.1 | 476.1 | 1 | 1 | 2 | D | KPVS_SplitCase | 2.5 | 2 | 2.5 | 5 | BranchMin2.5_BranchMax5 | 4 | 4 | 3 | 5 | HeaderMin3_HeaderMax5 | 3 | 3 | 12 | [29 empty] | INVALID
367 | 7 | 2095-1/2-2P-75HP KPVS | KPVS_2095-1/2_2P_40HP_8.07_BRZ | 476.1 | 476.1 | 476.1 | 1 | 1 | 2 | D | KPVS_SplitCase | 2.5 | 2 | 2.5 | 5 | BranchMin2.5_BranchMax5 | 4 | 4 | 3 | 5 | HeaderMin3_HeaderMax5 | 4 | 3 | 12 | [29 empty] | INVALID
367 | 7 | 2095-1/2-2P-75HP KPVS | KPVS_2095-1/2_2P_40HP_8.07_BRZ | 476.1 | 476.1 | 476.1 | 1 | 1 | 2 | D | KPVS_SplitCase | 2.5 | 2 | 2.5 | 5 | BranchMin2.5_BranchMax5 | 4 | 4 | 3 | 5 | HeaderMin3_HeaderMax5 | 5 | 3 | 12
367 | 7 | 2095-1/2-2P-75HP KPVS | KPVS_2095-1/2_2P_40HP_8.07_BRZ | 476.1 | 476.1 | 476.1 | 1 | 1 | 2 | D | KPVS_SplitCase | 2.5 | 2 | 2.5 | 5 | BranchMin2.5_BranchMax5 | 5 | 4 | 3 | 5 | HeaderMin3_HeaderMax5 | 3 | 3 | 12 | [29 empty] | INVALID
367 | 7 | 2095-1/2-2P-75HP KPVS | KPVS_2095-1/2_2P_40HP_8.07_BRZ | 476.1 | 476.1 | 476.1 | 1 | 1 | 2 | D | KPVS_SplitCase | 2.5 | 2 | 2.5 | 5 | BranchMin2.5_BranchMax5 | 5 | 4 | 3 | 5 | HeaderMin3_HeaderMax5 | 4 | 3 | 12 | [29 empty] | INVALID
367 | 7 | 2095-1/2-2P-75HP KPVS | KPVS_2095-1/2_2P_40HP_8.07_BRZ | 476.1 | 476.1 | 476.1 | 1 | 1 | 2 | D | KPVS_SplitCase | 2.5 | 2 | 2.5 | 5 | BranchMin2.5_BranchMax5 | 5 | 4 | 3 | 5 | HeaderMin3_HeaderMax5 | 5 | 3 | 12 | [29 empty] | INVALID
368 | 8 | 2013-5/6-4P-10HP KPVS | KPVS_2013-5/6_4P_10HP_9.49_SS | 309.5 | 309.5 | 309.5 | 1 | 1 | 2 | D | KPVS_SplitCase | 2.5 | 2 | 2.5 | 4 | BranchMin2.5_BranchMax4 | 2.5 | 3 | 3 | 4 | HeaderMin3_HeaderMax4 | 3 | 2 | 6
368 | 8 | 2013-5/6-4P-10HP KPVS | KPVS_2013-5/6_4P_10HP_9.49_SS | 309.5 | 309.5 | 309.5 | 1 | 1 | 2 | D | KPVS_SplitCase | 2.5 | 2 | 2.5 | 4 | BranchMin2.5_BranchMax4 | 2.5 | 3 | 3 | 4 | HeaderMin3_HeaderMax4 | 4 | 2 | 6
368 | 8 | 2013-5/6-4P-10HP KPVS | KPVS_2013-5/6_4P_10HP_9.49_SS | 309.5 | 309.5 | 309.5 | 1 | 1 | 2 | D | KPVS_SplitCase | 2.5 | 2 | 2.5 | 4 | BranchMin2.5_BranchMax4 | 3 | 3 | 3 | 4 | HeaderMin3_HeaderMax4 | 3 | 2 | 6 | [29 empty] | INVALID
368 | 8 | 2013-5/6-4P-10HP KPVS | KPVS_2013-5/6_4P_10HP_9.49_SS | 309.5 | 309.5 | 309.5 | 1 | 1 | 2 | D | KPVS_SplitCase | 2.5 | 2 | 2.5 | 4 | BranchMin2.5_BranchMax4 | 3 | 3 | 3 | 4 | HeaderMin3_HeaderMax4 | 4 | 2 | 6
368 | 8 | 2013-5/6-4P-10HP KPVS | KPVS_2013-5/6_4P_10HP_9.49_SS | 309.5 | 309.5 | 309.5 | 1 | 1 | 2 | D | KPVS_SplitCase | 2.5 | 2 | 2.5 | 4 | BranchMin2.5_BranchMax4 | 4 | 3 | 3 | 4 | HeaderMin3_HeaderMax4 | 3 | 2 | 6 | [29 empty] | INVALID
368 | 8 | 2013-5/6-4P-10HP KPVS | KPVS_2013-5/6_4P_10HP_9.49_SS | 309.5 | 309.5 | 309.5 | 1 | 1 | 2 | D | KPVS_SplitCase | 2.5 | 2 | 2.5 | 4 | BranchMin2.5_BranchMax4 | 4 | 3 | 3 | 4 | HeaderMin3_HeaderMax4 | 4 | 2 | 6 | [29 empty] | INVALID
369 | 9 | 2013-5/6-4P-15HP KPVS | KPVS_2013-5/6_4P_15HP_10.92_SS | 366.2 | 366.2 | 366.2 | 1 | 1 | 2 | D | KPVS_SplitCase | 2.5 | 2 | 2.5 | 4 | BranchMin2.5_BranchMax4 | 2.5 | 3 | 3 | 4 | HeaderMin3_HeaderMax4 | 3 | 2 | 6
369 | 9 | 2013-5/6-4P-15HP KPVS | KPVS_2013-5/6_4P_15HP_10.92_SS | 366.2 | 366.2 | 366.2 | 1 | 1 | 2 | D | KPVS_SplitCase | 2.5 | 2 | 2.5 | 4 | BranchMin2.5_BranchMax4 | 2.5 | 3 | 3 | 4 | HeaderMin3_HeaderMax4 | 4 | 2 | 6
369 | 9 | 2013-5/6-4P-15HP KPVS | KPVS_2013-5/6_4P_15HP_10.92_SS | 366.2 | 366.2 | 366.2 | 1 | 1 | 2 | D | KPVS_SplitCase | 2.5 | 2 | 2.5 | 4 | BranchMin2.5_BranchMax4 | 3 | 3 | 3 | 4 | HeaderMin3_HeaderMax4 | 3 | 2 | 6 | [29 empty] | INVALID
369 | 9 | 2013-5/6-4P-15HP KPVS | KPVS_2013-5/6_4P_15HP_10.92_SS | 366.2 | 366.2 | 366.2 | 1 | 1 | 2 | D | KPVS_SplitCase | 2.5 | 2 | 2.5 | 4 | BranchMin2.5_BranchMax4 | 3 | 3 | 3 | 4 | HeaderMin3_HeaderMax4 | 4 | 2 | 6
369 | 9 | 2013-5/6-4P-15HP KPVS | KPVS_2013-5/6_4P_15HP_10.92_SS | 366.2 | 366.2 | 366.2 | 1 | 1 | 2 | D | KPVS_SplitCase | 2.5 | 2 | 2.5 | 4 | BranchMin2.5_BranchMax4 | 4 | 3 | 3 | 4 | HeaderMin3_HeaderMax4 | 3 | 2 | 6 | [29 empty] | INVALID
369 | 9 | 2013-5/6-4P-15HP KPVS | KPVS_2013-5/6_4P_15HP_10.92_SS | 366.2 | 366.2 | 366.2 | 1 | 1 | 2 | D | KPVS_SplitCase | 2.5 | 2 | 2.5 | 4 | BranchMin2.5_BranchMax4 | 4 | 3 | 3 | 4 | HeaderMin3_HeaderMax4 | 4 | 2 | 6 | [29 empty] | INVALID
370 | 10 | 2013-5/6-4P-20HP KPVS | KPVS_2013-5/6_4P_20HP_12.03_SS | 405.9 | 405.9 | 405.9 | 1 | 1 | 2 | D | KPVS_SplitCase | 2.5 | 2 | 2.5 | 5 | BranchMin2.5_BranchMax5 | 2.5 | 4 | 3 | 5 | HeaderMin3_HeaderMax5 | 3 | 3 | 12
370 | 10 | 2013-5/6-4P-20HP KPVS | KPVS_2013-5/6_4P_20HP_12.03_SS | 405.9 | 405.9 | 405.9 | 1 | 1 | 2 | D | KPVS_SplitCase | 2.5 | 2 | 2.5 | 5 | BranchMin2.5_BranchMax5 | 2.5 | 4 | 3 | 5 | HeaderMin3_HeaderMax5 | 4 | 3 | 12
370 | 10 | 2013-5/6-4P-20HP KPVS | KPVS_2013-5/6_4P_20HP_12.03_SS | 405.9 | 405.9 | 405.9 | 1 | 1 | 2 | D | KPVS_SplitCase | 2.5 | 2 | 2.5 | 5 | BranchMin2.5_BranchMax5 | 2.5 | 4 | 3 | 5 | HeaderMin3_HeaderMax5 | 5 | 3 | 12
370 | 10 | 2013-5/6-4P-20HP KPVS | KPVS_2013-5/6_4P_20HP_12.03_SS | 405.9 | 405.9 | 405.9 | 1 | 1 | 2 | D | KPVS_SplitCase | 2.5 | 2 | 2.5 | 5 | BranchMin2.5_BranchMax5 | 3 | 4 | 3 | 5 | HeaderMin3_HeaderMax5 | 3 | 3 | 12 | [29 empty] | INVALID
370 | 10 | 2013-5/6-4P-20HP KPVS | KPVS_2013-5/6_4P_20HP_12.03_SS | 405.9 | 405.9 | 405.9 | 1 | 1 | 2 | D | KPVS_SplitCase | 2.5 | 2 | 2.5 | 5 | BranchMin2.5_BranchMax5 | 3 | 4 | 3 | 5 | HeaderMin3_HeaderMax5 | 4 | 3 | 12
370 | 10 | 2013-5/6-4P-20HP KPVS | KPVS_2013-5/6_4P_20HP_12.03_SS | 405.9 | 405.9 | 405.9 | 1 | 1 | 2 | D | KPVS_SplitCase | 2.5 | 2 | 2.5 | 5 | BranchMin2.5_BranchMax5 | 3 | 4 | 3 | 5 | HeaderMin3_HeaderMax5 | 5 | 3 | 12
370 | 10 | 2013-5/6-4P-20HP KPVS | KPVS_2013-5/6_4P_20HP_12.03_SS | 405.9 | 405.9 | 405.9 | 1 | 1 | 2 | D | KPVS_SplitCase | 2.5 | 2 | 2.5 | 5 | BranchMin2.5_BranchMax5 | 4 | 4 | 3 | 5 | HeaderMin3_HeaderMax5 | 3 | 3 | 12 | [29 empty] | INVALID
370 | 10 | 2013-5/6-4P-20HP KPVS | KPVS_2013-5/6_4P_20HP_12.03_SS | 405.9 | 405.9 | 405.9 | 1 | 1 | 2 | D | KPVS_SplitCase | 2.5 | 2 | 2.5 | 5 | BranchMin2.5_BranchMax5 | 4 | 4 | 3 | 5 | HeaderMin3_HeaderMax5 | 4 | 3 | 12 | [29 empty] | INVALID
370 | 10 | 2013-5/6-4P-20HP KPVS | KPVS_2013-5/6_4P_20HP_12.03_SS | 405.9 | 405.9 | 405.9 | 1 | 1 | 2 | D | KPVS_SplitCase | 2.5 | 2 | 2.5 | 5 | BranchMin2.5_BranchMax5 | 4 | 4 | 3 | 5 | HeaderMin3_HeaderMax5 | 5 | 3 | 12
370 | 10 | 2013-5/6-4P-20HP KPVS | KPVS_2013-5/6_4P_20HP_12.03_SS | 405.9 | 405.9 | 405.9 | 1 | 1 | 2 | D | KPVS_SplitCase | 2.5 | 2 | 2.5 | 5 | BranchMin2.5_BranchMax5 | 5 | 4 | 3 | 5 | HeaderMin3_HeaderMax5 | 3 | 3 | 12 | [29 empty] | INVALID
370 | 10 | 2013-5/6-4P-20HP KPVS | KPVS_2013-5/6_4P_20HP_12.03_SS | 405.9 | 405.9 | 405.9 | 1 | 1 | 2 | D | KPVS_SplitCase | 2.5 | 2 | 2.5 | 5 | BranchMin2.5_BranchMax5 | 5 | 4 | 3 | 5 | HeaderMin3_HeaderMax5 | 4 | 3 | 12 | [29 empty] | INVALID
370 | 10 | 2013-5/6-4P-20HP KPVS | KPVS_2013-5/6_4P_20HP_12.03_SS | 405.9 | 405.9 | 405.9 | 1 | 1 | 2 | D | KPVS_SplitCase | 2.5 | 2 | 2.5 | 5 | BranchMin2.5_BranchMax5 | 5 | 4 | 3 | 5 | HeaderMin3_HeaderMax5 | 5 | 3 | 12 | [29 empty] | INVALID
371 | 11 | 2013-5/6-4P-25HP KPVS | KPVS_2013-5/6_4P_25HP_13.00_SS | 441.1 | 441.1 | 441.1 | 1 | 1 | 2 | D | KPVS_SplitCase | 2.5 | 2 | 2.5 | 5 | BranchMin2.5_BranchMax5 | 2.5 | 4 | 3 | 5 | HeaderMin3_HeaderMax5 | 3 | 3 | 12
371 | 11 | 2013-5/6-4P-25HP KPVS | KPVS_2013-5/6_4P_25HP_13.00_SS | 441.1 | 441.1 | 441.1 | 1 | 1 | 2 | D | KPVS_SplitCase | 2.5 | 2 | 2.5 | 5 | BranchMin2.5_BranchMax5 | 2.5 | 4 | 3 | 5 | HeaderMin3_HeaderMax5 | 4 | 3 | 12
371 | 11 | 2013-5/6-4P-25HP KPVS | KPVS_2013-5/6_4P_25HP_13.00_SS | 441.1 | 441.1 | 441.1 | 1 | 1 | 2 | D | KPVS_SplitCase | 2.5 | 2 | 2.5 | 5 | BranchMin2.5_BranchMax5 | 2.5 | 4 | 3 | 5 | HeaderMin3_HeaderMax5 | 5 | 3 | 12
371 | 11 | 2013-5/6-4P-25HP KPVS | KPVS_2013-5/6_4P_25HP_13.00_SS | 441.1 | 441.1 | 441.1 | 1 | 1 | 2 | D | KPVS_SplitCase | 2.5 | 2 | 2.5 | 5 | BranchMin2.5_BranchMax5 | 3 | 4 | 3 | 5 | HeaderMin3_HeaderMax5 | 3 | 3 | 12 | [29 empty] | INVALID
371 | 11 | 2013-5/6-4P-25HP KPVS | KPVS_2013-5/6_4P_25HP_13.00_SS | 441.1 | 441.1 | 441.1 | 1 | 1 | 2 | D | KPVS_SplitCase | 2.5 | 2 | 2.5 | 5 | BranchMin2.5_BranchMax5 | 3 | 4 | 3 | 5 | HeaderMin3_HeaderMax5 | 4 | 3 | 12
371 | 11 | 2013-5/6-4P-25HP KPVS | KPVS_2013-5/6_4P_25HP_13.00_SS | 441.1 | 441.1 | 441.1 | 1 | 1 | 2 | D | KPVS_SplitCase | 2.5 | 2 | 2.5 | 5 | BranchMin2.5_BranchMax5 | 3 | 4 | 3 | 5 | HeaderMin3_HeaderMax5 | 5 | 3 | 12
371 | 11 | 2013-5/6-4P-25HP KPVS | KPVS_2013-5/6_4P_25HP_13.00_SS | 441.1 | 441.1 | 441.1 | 1 | 1 | 2 | D | KPVS_SplitCase | 2.5 | 2 | 2.5 | 5 | BranchMin2.5_BranchMax5 | 4 | 4 | 3 | 5 | HeaderMin3_HeaderMax5 | 3 | 3 | 12 | [29 empty] | INVALID
371 | 11 | 2013-5/6-4P-25HP KPVS | KPVS_2013-5/6_4P_25HP_13.00_SS | 441.1 | 441.1 | 441.1 | 1 | 1 | 2 | D | KPVS_SplitCase | 2.5 | 2 | 2.5 | 5 | BranchMin2.5_BranchMax5 | 4 | 4 | 3 | 5 | HeaderMin3_HeaderMax5 | 4 | 3 | 12 | [29 empty] | INVALID
371 | 11 | 2013-5/6-4P-25HP KPVS | KPVS_2013-5/6_4P_25HP_13.00_SS | 441.1 | 441.1 | 441.1 | 1 | 1 | 2 | D | KPVS_SplitCase | 2.5 | 2 | 2.5 | 5 | BranchMin2.5_BranchMax5 | 4 | 4 | 3 | 5 | HeaderMin3_HeaderMax5 | 5 | 3 | 12
371 | 11 | 2013-5/6-4P-25HP KPVS | KPVS_2013-5/6_4P_25HP_13.00_SS | 441.1 | 441.1 | 441.1 | 1 | 1 | 2 | D | KPVS_SplitCase | 2.5 | 2 | 2.5 | 5 | BranchMin2.5_BranchMax5 | 5 | 4 | 3 | 5 | HeaderMin3_HeaderMax5 | 3 | 3 | 12 | [29 empty] | INVALID
371 | 11 | 2013-5/6-4P-25HP KPVS | KPVS_2013-5/6_4P_25HP_13.00_SS | 441.1 | 441.1 | 441.1 | 1 | 1 | 2 | D | KPVS_SplitCase | 2.5 | 2 | 2.5 | 5 | BranchMin2.5_BranchMax5 | 5 | 4 | 3 | 5 | HeaderMin3_HeaderMax5 | 4 | 3 | 12 | [29 empty] | INVALID
371 | 11 | 2013-5/6-4P-25HP KPVS | KPVS_2013-5/6_4P_25HP_13.00_SS | 441.1 | 441.1 | 441.1 | 1 | 1 | 2 | D | KPVS_SplitCase | 2.5 | 2 | 2.5 | 5 | BranchMin2.5_BranchMax5 | 5 | 4 | 3 | 5 | HeaderMin3_HeaderMax5 | 5 | 3 | 12 | [29 empty] | INVALID
372 | 12 | 3095-7/8-2P-40HP KPVS | KPVS_3095-7/8_2P_40HP_6.83_BRZ | 844.1 | 844.1 | 844.1 | 1 | 1 | 2 | D | KPVS_SplitCase | 4 | 3 | 4 | 6 | BranchMin4_BranchMax6 | 4 | 3 | 5 | 6 | HeaderMin5_HeaderMax6 | 5 | 2 | 6
372 | 12 | 3095-7/8-2P-40HP KPVS | KPVS_3095-7/8_2P_40HP_6.83_BRZ | 844.1 | 844.1 | 844.1 | 1 | 1 | 2 | D | KPVS_SplitCase | 4 | 3 | 4 | 6 | BranchMin4_BranchMax6 | 4 | 3 | 5 | 6 | HeaderMin5_HeaderMax6 | 6 | 2 | 6
372 | 12 | 3095-7/8-2P-40HP KPVS | KPVS_3095-7/8_2P_40HP_6.83_BRZ | 844.1 | 844.1 | 844.1 | 1 | 1 | 2 | D | KPVS_SplitCase | 4 | 3 | 4 | 6 | BranchMin4_BranchMax6 | 5 | 3 | 5 | 6 | HeaderMin5_HeaderMax6 | 5 | 2 | 6 | [29 empty] | INVALID
372 | 12 | 3095-7/8-2P-40HP KPVS | KPVS_3095-7/8_2P_40HP_6.83_BRZ | 844.1 | 844.1 | 844.1 | 1 | 1 | 2 | D | KPVS_SplitCase | 4 | 3 | 4 | 6 | BranchMin4_BranchMax6 | 5 | 3 | 5 | 6 | HeaderMin5_HeaderMax6 | 6 | 2 | 6
372 | 12 | 3095-7/8-2P-40HP KPVS | KPVS_3095-7/8_2P_40HP_6.83_BRZ | 844.1 | 844.1 | 844.1 | 1 | 1 | 2 | D | KPVS_SplitCase | 4 | 3 | 4 | 6 | BranchMin4_BranchMax6 | 6 | 3 | 5 | 6 | HeaderMin5_HeaderMax6 | 5 | 2 | 6 | [29 empty] | INVALID
372 | 12 | 3095-7/8-2P-40HP KPVS | KPVS_3095-7/8_2P_40HP_6.83_BRZ | 844.1 | 844.1 | 844.1 | 1 | 1 | 2 | D | KPVS_SplitCase | 4 | 3 | 4 | 6 | BranchMin4_BranchMax6 | 6 | 3 | 5 | 6 | HeaderMin5_HeaderMax6 | 6 | 2 | 6 | [29 empty] | INVALID
373 | 13 | 3095-7/8-2P-50HP KPVS | KPVS_3095-7/8_2P_50HP_7.31_BRZ | 888.7 | 888.7 | 888.7 | 1 | 1 | 2 | D | KPVS_SplitCase | 4 | 3 | 4 | 6 | BranchMin4_BranchMax6 | 4 | 3 | 5 | 6 | HeaderMin5_HeaderMax6 | 5 | 2 | 6
373 | 13 | 3095-7/8-2P-50HP KPVS | KPVS_3095-7/8_2P_50HP_7.31_BRZ | 888.7 | 888.7 | 888.7 | 1 | 1 | 2 | D | KPVS_SplitCase | 4 | 3 | 4 | 6 | BranchMin4_BranchMax6 | 4 | 3 | 5 | 6 | HeaderMin5_HeaderMax6 | 6 | 2 | 6
373 | 13 | 3095-7/8-2P-50HP KPVS | KPVS_3095-7/8_2P_50HP_7.31_BRZ | 888.7 | 888.7 | 888.7 | 1 | 1 | 2 | D | KPVS_SplitCase | 4 | 3 | 4 | 6 | BranchMin4_BranchMax6 | 5 | 3 | 5 | 6 | HeaderMin5_HeaderMax6 | 5 | 2 | 6 | [29 empty] | INVALID
373 | 13 | 3095-7/8-2P-50HP KPVS | KPVS_3095-7/8_2P_50HP_7.31_BRZ | 888.7 | 888.7 | 888.7 | 1 | 1 | 2 | D | KPVS_SplitCase | 4 | 3 | 4 | 6 | BranchMin4_BranchMax6 | 5 | 3 | 5 | 6 | HeaderMin5_HeaderMax6 | 6 | 2 | 6
373 | 13 | 3095-7/8-2P-50HP KPVS | KPVS_3095-7/8_2P_50HP_7.31_BRZ | 888.7 | 888.7 | 888.7 | 1 | 1 | 2 | D | KPVS_SplitCase | 4 | 3 | 4 | 6 | BranchMin4_BranchMax6 | 6 | 3 | 5 | 6 | HeaderMin5_HeaderMax6 | 5 | 2 | 6 | [29 empty] | INVALID
373 | 13 | 3095-7/8-2P-50HP KPVS | KPVS_3095-7/8_2P_50HP_7.31_BRZ | 888.7 | 888.7 | 888.7 | 1 | 1 | 2 | D | KPVS_SplitCase | 4 | 3 | 4 | 6 | BranchMin4_BranchMax6 | 6 | 3 | 5 | 6 | HeaderMin5_HeaderMax6 | 6 | 2 | 6 | [29 empty] | INVALID
374 | 14 | 3095-7/8-2P-60HP KPVS | KPVS_3095-7/8_2P_60HP_7.80_BRZ | 910.5 | 910.5 | 910.5 | 1 | 1 | 2 | D | KPVS_SplitCase | 4 | 3 | 4 | 6 | BranchMin4_BranchMax6 | 4 | 3 | 5 | 6 | HeaderMin5_HeaderMax6 | 5 | 2 | 6
374 | 14 | 3095-7/8-2P-60HP KPVS | KPVS_3095-7/8_2P_60HP_7.80_BRZ | 910.5 | 910.5 | 910.5 | 1 | 1 | 2 | D | KPVS_SplitCase | 4 | 3 | 4 | 6 | BranchMin4_BranchMax6 | 4 | 3 | 5 | 6 | HeaderMin5_HeaderMax6 | 6 | 2 | 6
374 | 14 | 3095-7/8-2P-60HP KPVS | KPVS_3095-7/8_2P_60HP_7.80_BRZ | 910.5 | 910.5 | 910.5 | 1 | 1 | 2 | D | KPVS_SplitCase | 4 | 3 | 4 | 6 | BranchMin4_BranchMax6 | 5 | 3 | 5 | 6 | HeaderMin5_HeaderMax6 | 5 | 2 | 6 | [29 empty] | INVALID
374 | 14 | 3095-7/8-2P-60HP KPVS | KPVS_3095-7/8_2P_60HP_7.80_BRZ | 910.5 | 910.5 | 910.5 | 1 | 1 | 2 | D | KPVS_SplitCase | 4 | 3 | 4 | 6 | BranchMin4_BranchMax6 | 5 | 3 | 5 | 6 | HeaderMin5_HeaderMax6 | 6 | 2 | 6
374 | 14 | 3095-7/8-2P-60HP KPVS | KPVS_3095-7/8_2P_60HP_7.80_BRZ | 910.5 | 910.5 | 910.5 | 1 | 1 | 2 | D | KPVS_SplitCase | 4 | 3 | 4 | 6 | BranchMin4_BranchMax6 | 6 | 3 | 5 | 6 | HeaderMin5_HeaderMax6 | 5 | 2 | 6 | [29 empty] | INVALID
374 | 14 | 3095-7/8-2P-60HP KPVS | KPVS_3095-7/8_2P_60HP_7.80_BRZ | 910.5 | 910.5 | 910.5 | 1 | 1 | 2 | D | KPVS_SplitCase | 4 | 3 | 4 | 6 | BranchMin4_BranchMax6 | 6 | 3 | 5 | 6 | HeaderMin5_HeaderMax6 | 6 | 2 | 6 | [29 empty] | INVALID
375 | 15 | 3095-7/8-2P-75HP KPVS | KPVS_3095-7/8_2P_75HP_8.47_BRZ | 901.5 | 901.5 | 901.5 | 1 | 1 | 2 | D | KPVS_SplitCase | 4 | 3 | 4 | 6 | BranchMin4_BranchMax6 | 4 | 3 | 5 | 6 | HeaderMin5_HeaderMax6 | 5 | 2 | 6
375 | 15 | 3095-7/8-2P-75HP KPVS | KPVS_3095-7/8_2P_75HP_8.47_BRZ | 901.5 | 901.5 | 901.5 | 1 | 1 | 2 | D | KPVS_SplitCase | 4 | 3 | 4 | 6 | BranchMin4_BranchMax6 | 4 | 3 | 5 | 6 | HeaderMin5_HeaderMax6 | 6 | 2 | 6
375 | 15 | 3095-7/8-2P-75HP KPVS | KPVS_3095-7/8_2P_75HP_8.47_BRZ | 901.5 | 901.5 | 901.5 | 1 | 1 | 2 | D | KPVS_SplitCase | 4 | 3 | 4 | 6 | BranchMin4_BranchMax6 | 5 | 3 | 5 | 6 | HeaderMin5_HeaderMax6 | 5 | 2 | 6 | [29 empty] | INVALID
375 | 15 | 3095-7/8-2P-75HP KPVS | KPVS_3095-7/8_2P_75HP_8.47_BRZ | 901.5 | 901.5 | 901.5 | 1 | 1 | 2 | D | KPVS_SplitCase | 4 | 3 | 4 | 6 | BranchMin4_BranchMax6 | 5 | 3 | 5 | 6 | HeaderMin5_HeaderMax6 | 6 | 2 | 6
375 | 15 | 3095-7/8-2P-75HP KPVS | KPVS_3095-7/8_2P_75HP_8.47_BRZ | 901.5 | 901.5 | 901.5 | 1 | 1 | 2 | D | KPVS_SplitCase | 4 | 3 | 4 | 6 | BranchMin4_BranchMax6 | 6 | 3 | 5 | 6 | HeaderMin5_HeaderMax6 | 5 | 2 | 6 | [29 empty] | INVALID
375 | 15 | 3095-7/8-2P-75HP KPVS | KPVS_3095-7/8_2P_75HP_8.47_BRZ | 901.5 | 901.5 | 901.5 | 1 | 1 | 2 | D | KPVS_SplitCase | 4 | 3 | 4 | 6 | BranchMin4_BranchMax6 | 6 | 3 | 5 | 6 | HeaderMin5_HeaderMax6 | 6 | 2 | 6 | [29 empty] | INVALID
376 | 16 | 3095-7/8-2P-100HP KPVS | KPVS_3095-7/8_2P_100HP_9.24_BRZ | 964.4 | 964.4 | 964.4 | 1 | 1 | 2 | D | KPVS_SplitCase | 4 | 3 | 4 | 8 | BranchMin4_BranchMax8 | 4 | 4 | 5 | 8 | HeaderMin5_HeaderMax8 | 5 | 3 | 12
376 | 16 | 3095-7/8-2P-100HP KPVS | KPVS_3095-7/8_2P_100HP_9.24_BRZ | 964.4 | 964.4 | 964.4 | 1 | 1 | 2 | D | KPVS_SplitCase | 4 | 3 | 4 | 8 | BranchMin4_BranchMax8 | 4 | 4 | 5 | 8 | HeaderMin5_HeaderMax8 | 6 | 3 | 12
376 | 16 | 3095-7/8-2P-100HP KPVS | KPVS_3095-7/8_2P_100HP_9.24_BRZ | 964.4 | 964.4 | 964.4 | 1 | 1 | 2 | D | KPVS_SplitCase | 4 | 3 | 4 | 8 | BranchMin4_BranchMax8 | 4 | 4 | 5 | 8 | HeaderMin5_HeaderMax8 | 8 | 3 | 12
376 | 16 | 3095-7/8-2P-100HP KPVS | KPVS_3095-7/8_2P_100HP_9.24_BRZ | 964.4 | 964.4 | 964.4 | 1 | 1 | 2 | D | KPVS_SplitCase | 4 | 3 | 4 | 8 | BranchMin4_BranchMax8 | 5 | 4 | 5 | 8 | HeaderMin5_HeaderMax8 | 5 | 3 | 12 | [29 empty] | INVALID
376 | 16 | 3095-7/8-2P-100HP KPVS | KPVS_3095-7/8_2P_100HP_9.24_BRZ | 964.4 | 964.4 | 964.4 | 1 | 1 | 2 | D | KPVS_SplitCase | 4 | 3 | 4 | 8 | BranchMin4_BranchMax8 | 5 | 4 | 5 | 8 | HeaderMin5_HeaderMax8 | 6 | 3 | 12
376 | 16 | 3095-7/8-2P-100HP KPVS | KPVS_3095-7/8_2P_100HP_9.24_BRZ | 964.4 | 964.4 | 964.4 | 1 | 1 | 2 | D | KPVS_SplitCase | 4 | 3 | 4 | 8 | BranchMin4_BranchMax8 | 5 | 4 | 5 | 8 | HeaderMin5_HeaderMax8 | 8 | 3 | 12
376 | 16 | 3095-7/8-2P-100HP KPVS | KPVS_3095-7/8_2P_100HP_9.24_BRZ | 964.4 | 964.4 | 964.4 | 1 | 1 | 2 | D | KPVS_SplitCase | 4 | 3 | 4 | 8 | BranchMin4_BranchMax8 | 6 | 4 | 5 | 8 | HeaderMin5_HeaderMax8 | 5 | 3 | 12 | [29 empty] | INVALID
376 | 16 | 3095-7/8-2P-100HP KPVS | KPVS_3095-7/8_2P_100HP_9.24_BRZ | 964.4 | 964.4 | 964.4 | 1 | 1 | 2 | D | KPVS_SplitCase | 4 | 3 | 4 | 8 | BranchMin4_BranchMax8 | 6 | 4 | 5 | 8 | HeaderMin5_HeaderMax8 | 6 | 3 | 12 | [29 empty] | INVALID
376 | 16 | 3095-7/8-2P-100HP KPVS | KPVS_3095-7/8_2P_100HP_9.24_BRZ | 964.4 | 964.4 | 964.4 | 1 | 1 | 2 | D | KPVS_SplitCase | 4 | 3 | 4 | 8 | BranchMin4_BranchMax8 | 6 | 4 | 5 | 8 | HeaderMin5_HeaderMax8 | 8 | 3 | 12
376 | 16 | 3095-7/8-2P-100HP KPVS | KPVS_3095-7/8_2P_100HP_9.24_BRZ | 964.4 | 964.4 | 964.4 | 1 | 1 | 2 | D | KPVS_SplitCase | 4 | 3 | 4 | 8 | BranchMin4_BranchMax8 | 8 | 4 | 5 | 8 | HeaderMin5_HeaderMax8 | 5 | 3 | 12 | [29 empty] | INVALID
376 | 16 | 3095-7/8-2P-100HP KPVS | KPVS_3095-7/8_2P_100HP_9.24_BRZ | 964.4 | 964.4 | 964.4 | 1 | 1 | 2 | D | KPVS_SplitCase | 4 | 3 | 4 | 8 | BranchMin4_BranchMax8 | 8 | 4 | 5 | 8 | HeaderMin5_HeaderMax8 | 6 | 3 | 12 | [29 empty] | INVALID
376 | 16 | 3095-7/8-2P-100HP KPVS | KPVS_3095-7/8_2P_100HP_9.24_BRZ | 964.4 | 964.4 | 964.4 | 1 | 1 | 2 | D | KPVS_SplitCase | 4 | 3 | 4 | 8 | BranchMin4_BranchMax8 | 8 | 4 | 5 | 8 | HeaderMin5_HeaderMax8 | 8 | 3 | 12 | [29 empty] | INVALID
377 | 17 | 3095-7/8-2P-125HP KPVS | KPVS_3095-7/8_2P_125HP_9.50_BRZ | 1000 | 1000 | 1000 | 1 | 1 | 2 | D | KPVS_SplitCase | 4 | 3 | 4 | 8 | BranchMin4_BranchMax8 | 4 | 4 | 5 | 8 | HeaderMin5_HeaderMax8 | 5 | 3 | 12
377 | 17 | 3095-7/8-2P-125HP KPVS | KPVS_3095-7/8_2P_125HP_9.50_BRZ | 1000 | 1000 | 1000 | 1 | 1 | 2 | D | KPVS_SplitCase | 4 | 3 | 4 | 8 | BranchMin4_BranchMax8 | 4 | 4 | 5 | 8 | HeaderMin5_HeaderMax8 | 6 | 3 | 12
377 | 17 | 3095-7/8-2P-125HP KPVS | KPVS_3095-7/8_2P_125HP_9.50_BRZ | 1000 | 1000 | 1000 | 1 | 1 | 2 | D | KPVS_SplitCase | 4 | 3 | 4 | 8 | BranchMin4_BranchMax8 | 4 | 4 | 5 | 8 | HeaderMin5_HeaderMax8 | 8 | 3 | 12
377 | 17 | 3095-7/8-2P-125HP KPVS | KPVS_3095-7/8_2P_125HP_9.50_BRZ | 1000 | 1000 | 1000 | 1 | 1 | 2 | D | KPVS_SplitCase | 4 | 3 | 4 | 8 | BranchMin4_BranchMax8 | 5 | 4 | 5 | 8 | HeaderMin5_HeaderMax8 | 5 | 3 | 12 | [29 empty] | INVALID
377 | 17 | 3095-7/8-2P-125HP KPVS | KPVS_3095-7/8_2P_125HP_9.50_BRZ | 1000 | 1000 | 1000 | 1 | 1 | 2 | D | KPVS_SplitCase | 4 | 3 | 4 | 8 | BranchMin4_BranchMax8 | 5 | 4 | 5 | 8 | HeaderMin5_HeaderMax8 | 6 | 3 | 12
377 | 17 | 3095-7/8-2P-125HP KPVS | KPVS_3095-7/8_2P_125HP_9.50_BRZ | 1000 | 1000 | 1000 | 1 | 1 | 2 | D | KPVS_SplitCase | 4 | 3 | 4 | 8 | BranchMin4_BranchMax8 | 5 | 4 | 5 | 8 | HeaderMin5_HeaderMax8 | 8 | 3 | 12
377 | 17 | 3095-7/8-2P-125HP KPVS | KPVS_3095-7/8_2P_125HP_9.50_BRZ | 1000 | 1000 | 1000 | 1 | 1 | 2 | D | KPVS_SplitCase | 4 | 3 | 4 | 8 | BranchMin4_BranchMax8 | 6 | 4 | 5 | 8 | HeaderMin5_HeaderMax8 | 5 | 3 | 12 | [29 empty] | INVALID
377 | 17 | 3095-7/8-2P-125HP KPVS | KPVS_3095-7/8_2P_125HP_9.50_BRZ | 1000 | 1000 | 1000 | 1 | 1 | 2 | D | KPVS_SplitCase | 4 | 3 | 4 | 8 | BranchMin4_BranchMax8 | 6 | 4 | 5 | 8 | HeaderMin5_HeaderMax8 | 6 | 3 | 12 | [29 empty] | INVALID
377 | 17 | 3095-7/8-2P-125HP KPVS | KPVS_3095-7/8_2P_125HP_9.50_BRZ | 1000 | 1000 | 1000 | 1 | 1 | 2 | D | KPVS_SplitCase | 4 | 3 | 4 | 8 | BranchMin4_BranchMax8 | 6 | 4 | 5 | 8 | HeaderMin5_HeaderMax8 | 8 | 3 | 12
377 | 17 | 3095-7/8-2P-125HP KPVS | KPVS_3095-7/8_2P_125HP_9.50_BRZ | 1000 | 1000 | 1000 | 1 | 1 | 2 | D | KPVS_SplitCase | 4 | 3 | 4 | 8 | BranchMin4_BranchMax8 | 8 | 4 | 5 | 8 | HeaderMin5_HeaderMax8 | 5 | 3 | 12 | [29 empty] | INVALID
377 | 17 | 3095-7/8-2P-125HP KPVS | KPVS_3095-7/8_2P_125HP_9.50_BRZ | 1000 | 1000 | 1000 | 1 | 1 | 2 | D | KPVS_SplitCase | 4 | 3 | 4 | 8 | BranchMin4_BranchMax8 | 8 | 4 | 5 | 8 | HeaderMin5_HeaderMax8 | 6 | 3 | 12 | [29 empty] | INVALID
377 | 17 | 3095-7/8-2P-125HP KPVS | KPVS_3095-7/8_2P_125HP_9.50_BRZ | 1000 | 1000 | 1000 | 1 | 1 | 2 | D | KPVS_SplitCase | 4 | 3 | 4 | 8 | BranchMin4_BranchMax8 | 8 | 4 | 5 | 8 | HeaderMin5_HeaderMax8 | 8 | 3 | 12 | [29 empty] | INVALID
378 | 18 | 3014-7/8-4P-20HP KPVS | KPVS_3014-7/8_4P_20HP_10.51_BRZ | 597.3 | 597.3 | 597.3 | 1 | 1 | 2 | D | KPVS_SplitCase | 4 | 3 | 4 | 5 | BranchMin4_BranchMax5 | 4 | 2 | 5 | 5 | HeaderMin5_HeaderMax5 | 5 | 1 | 2
378 | 18 | 3014-7/8-4P-20HP KPVS | KPVS_3014-7/8_4P_20HP_10.51_BRZ | 597.3 | 597.3 | 597.3 | 1 | 1 | 2 | D | KPVS_SplitCase | 4 | 3 | 4 | 5 | BranchMin4_BranchMax5 | 5 | 2 | 5 | 5 | HeaderMin5_HeaderMax5 | 5 | 1 | 2 | [29 empty] | INVALID
379 | 19 | 3014-7/8-4P-25HP KPVS | KPVS_3014-7/8_4P_25HP_11.23_BRZ | 656.6 | 656.6 | 656.6 | 1 | 1 | 2 | D | KPVS_SplitCase | 4 | 3 | 4 | 6 | BranchMin4_BranchMax6 | 4 | 3 | 5 | 6 | HeaderMin5_HeaderMax6 | 5 | 2 | 6
379 | 19 | 3014-7/8-4P-25HP KPVS | KPVS_3014-7/8_4P_25HP_11.23_BRZ | 656.6 | 656.6 | 656.6 | 1 | 1 | 2 | D | KPVS_SplitCase | 4 | 3 | 4 | 6 | BranchMin4_BranchMax6 | 4 | 3 | 5 | 6 | HeaderMin5_HeaderMax6 | 6 | 2 | 6
379 | 19 | 3014-7/8-4P-25HP KPVS | KPVS_3014-7/8_4P_25HP_11.23_BRZ | 656.6 | 656.6 | 656.6 | 1 | 1 | 2 | D | KPVS_SplitCase | 4 | 3 | 4 | 6 | BranchMin4_BranchMax6 | 5 | 3 | 5 | 6 | HeaderMin5_HeaderMax6 | 5 | 2 | 6 | [29 empty] | INVALID
379 | 19 | 3014-7/8-4P-25HP KPVS | KPVS_3014-7/8_4P_25HP_11.23_BRZ | 656.6 | 656.6 | 656.6 | 1 | 1 | 2 | D | KPVS_SplitCase | 4 | 3 | 4 | 6 | BranchMin4_BranchMax6 | 5 | 3 | 5 | 6 | HeaderMin5_HeaderMax6 | 6 | 2 | 6
379 | 19 | 3014-7/8-4P-25HP KPVS | KPVS_3014-7/8_4P_25HP_11.23_BRZ | 656.6 | 656.6 | 656.6 | 1 | 1 | 2 | D | KPVS_SplitCase | 4 | 3 | 4 | 6 | BranchMin4_BranchMax6 | 6 | 3 | 5 | 6 | HeaderMin5_HeaderMax6 | 5 | 2 | 6 | [29 empty] | INVALID
379 | 19 | 3014-7/8-4P-25HP KPVS | KPVS_3014-7/8_4P_25HP_11.23_BRZ | 656.6 | 656.6 | 656.6 | 1 | 1 | 2 | D | KPVS_SplitCase | 4 | 3 | 4 | 6 | BranchMin4_BranchMax6 | 6 | 3 | 5 | 6 | HeaderMin5_HeaderMax6 | 6 | 2 | 6 | [29 empty] | INVALID
380 | 20 | 3014-7/8-4P-30HP KPVS | KPVS_3014-7/8_4P_30HP_11.86_BRZ | 710 | 710 | 710 | 1 | 1 | 2 | D | KPVS_SplitCase | 4 | 3 | 4 | 6 | BranchMin4_BranchMax6 | 4 | 3 | 5 | 6 | HeaderMin5_HeaderMax6 | 5 | 2 | 6
380 | 20 | 3014-7/8-4P-30HP KPVS | KPVS_3014-7/8_4P_30HP_11.86_BRZ | 710 | 710 | 710 | 1 | 1 | 2 | D | KPVS_SplitCase | 4 | 3 | 4 | 6 | BranchMin4_BranchMax6 | 4 | 3 | 5 | 6 | HeaderMin5_HeaderMax6 | 6 | 2 | 6
380 | 20 | 3014-7/8-4P-30HP KPVS | KPVS_3014-7/8_4P_30HP_11.86_BRZ | 710 | 710 | 710 | 1 | 1 | 2 | D | KPVS_SplitCase | 4 | 3 | 4 | 6 | BranchMin4_BranchMax6 | 5 | 3 | 5 | 6 | HeaderMin5_HeaderMax6 | 5 | 2 | 6 | [29 empty] | INVALID
380 | 20 | 3014-7/8-4P-30HP KPVS | KPVS_3014-7/8_4P_30HP_11.86_BRZ | 710 | 710 | 710 | 1 | 1 | 2 | D | KPVS_SplitCase | 4 | 3 | 4 | 6 | BranchMin4_BranchMax6 | 5 | 3 | 5 | 6 | HeaderMin5_HeaderMax6 | 6 | 2 | 6
380 | 20 | 3014-7/8-4P-30HP KPVS | KPVS_3014-7/8_4P_30HP_11.86_BRZ | 710 | 710 | 710 | 1 | 1 | 2 | D | KPVS_SplitCase | 4 | 3 | 4 | 6 | BranchMin4_BranchMax6 | 6 | 3 | 5 | 6 | HeaderMin5_HeaderMax6 | 5 | 2 | 6 | [29 empty] | INVALID
380 | 20 | 3014-7/8-4P-30HP KPVS | KPVS_3014-7/8_4P_30HP_11.86_BRZ | 710 | 710 | 710 | 1 | 1 | 2 | D | KPVS_SplitCase | 4 | 3 | 4 | 6 | BranchMin4_BranchMax6 | 6 | 3 | 5 | 6 | HeaderMin5_HeaderMax6 | 6 | 2 | 6 | [29 empty] | INVALID
381 | 21 | 3014-7/8-4P-40HP KPVS | KPVS_3014-7/8_4P_40HP_12.92_BRZ | 802.4 | 802.4 | 802.4 | 1 | 1 | 2 | D | KPVS_SplitCase | 4 | 3 | 4 | 6 | BranchMin4_BranchMax6 | 4 | 3 | 5 | 6 | HeaderMin5_HeaderMax6 | 5 | 2 | 6
381 | 21 | 3014-7/8-4P-40HP KPVS | KPVS_3014-7/8_4P_40HP_12.92_BRZ | 802.4 | 802.4 | 802.4 | 1 | 1 | 2 | D | KPVS_SplitCase | 4 | 3 | 4 | 6 | BranchMin4_BranchMax6 | 4 | 3 | 5 | 6 | HeaderMin5_HeaderMax6 | 6 | 2 | 6
381 | 21 | 3014-7/8-4P-40HP KPVS | KPVS_3014-7/8_4P_40HP_12.92_BRZ | 802.4 | 802.4 | 802.4 | 1 | 1 | 2 | D | KPVS_SplitCase | 4 | 3 | 4 | 6 | BranchMin4_BranchMax6 | 5 | 3 | 5 | 6 | HeaderMin5_HeaderMax6 | 5 | 2 | 6 | [29 empty] | INVALID
381 | 21 | 3014-7/8-4P-40HP KPVS | KPVS_3014-7/8_4P_40HP_12.92_BRZ | 802.4 | 802.4 | 802.4 | 1 | 1 | 2 | D | KPVS_SplitCase | 4 | 3 | 4 | 6 | BranchMin4_BranchMax6 | 5 | 3 | 5 | 6 | HeaderMin5_HeaderMax6 | 6 | 2 | 6
381 | 21 | 3014-7/8-4P-40HP KPVS | KPVS_3014-7/8_4P_40HP_12.92_BRZ | 802.4 | 802.4 | 802.4 | 1 | 1 | 2 | D | KPVS_SplitCase | 4 | 3 | 4 | 6 | BranchMin4_BranchMax6 | 6 | 3 | 5 | 6 | HeaderMin5_HeaderMax6 | 5 | 2 | 6 | [29 empty] | INVALID
381 | 21 | 3014-7/8-4P-40HP KPVS | KPVS_3014-7/8_4P_40HP_12.92_BRZ | 802.4 | 802.4 | 802.4 | 1 | 1 | 2 | D | KPVS_SplitCase | 4 | 3 | 4 | 6 | BranchMin4_BranchMax6 | 6 | 3 | 5 | 6 | HeaderMin5_HeaderMax6 | 6 | 2 | 6 | [29 empty] | INVALID
382 | 22 | 3014-7/8-4P-50HP KPVS | KPVS_3014-7/8_4P_50HP_13.79_BRZ | 880.7 | 880.7 | 880.7 | 1 | 1 | 2 | D | KPVS_SplitCase | 4 | 3 | 4 | 6 | BranchMin4_BranchMax6 | 4 | 3 | 5 | 6 | HeaderMin5_HeaderMax6 | 5 | 2 | 6
382 | 22 | 3014-7/8-4P-50HP KPVS | KPVS_3014-7/8_4P_50HP_13.79_BRZ | 880.7 | 880.7 | 880.7 | 1 | 1 | 2 | D | KPVS_SplitCase | 4 | 3 | 4 | 6 | BranchMin4_BranchMax6 | 4 | 3 | 5 | 6 | HeaderMin5_HeaderMax6 | 6 | 2 | 6
382 | 22 | 3014-7/8-4P-50HP KPVS | KPVS_3014-7/8_4P_50HP_13.79_BRZ | 880.7 | 880.7 | 880.7 | 1 | 1 | 2 | D | KPVS_SplitCase | 4 | 3 | 4 | 6 | BranchMin4_BranchMax6 | 5 | 3 | 5 | 6 | HeaderMin5_HeaderMax6 | 5 | 2 | 6 | [29 empty] | INVALID
382 | 22 | 3014-7/8-4P-50HP KPVS | KPVS_3014-7/8_4P_50HP_13.79_BRZ | 880.7 | 880.7 | 880.7 | 1 | 1 | 2 | D | KPVS_SplitCase | 4 | 3 | 4 | 6 | BranchMin4_BranchMax6 | 5 | 3 | 5 | 6 | HeaderMin5_HeaderMax6 | 6 | 2 | 6
382 | 22 | 3014-7/8-4P-50HP KPVS | KPVS_3014-7/8_4P_50HP_13.79_BRZ | 880.7 | 880.7 | 880.7 | 1 | 1 | 2 | D | KPVS_SplitCase | 4 | 3 | 4 | 6 | BranchMin4_BranchMax6 | 6 | 3 | 5 | 6 | HeaderMin5_HeaderMax6 | 5 | 2 | 6 | [29 empty] | INVALID
382 | 22 | 3014-7/8-4P-50HP KPVS | KPVS_3014-7/8_4P_50HP_13.79_BRZ | 880.7 | 880.7 | 880.7 | 1 | 1 | 2 | D | KPVS_SplitCase | 4 | 3 | 4 | 6 | BranchMin4_BranchMax6 | 6 | 3 | 5 | 6 | HeaderMin5_HeaderMax6 | 6 | 2 | 6 | [29 empty] | INVALID
383 | 23 | 3014-7/8-4P-60HP KPVS | KPVS_3014-7/8_4P_60HP_14.00_BRZ | 900 | 900 | 900 | 1 | 1 | 2 | D | KPVS_SplitCase | 4 | 3 | 4 | 6 | BranchMin4_BranchMax6 | 4 | 3 | 5 | 6 | HeaderMin5_HeaderMax6 | 5 | 2 | 6
383 | 23 | 3014-7/8-4P-60HP KPVS | KPVS_3014-7/8_4P_60HP_14.00_BRZ | 900 | 900 | 900 | 1 | 1 | 2 | D | KPVS_SplitCase | 4 | 3 | 4 | 6 | BranchMin4_BranchMax6 | 4 | 3 | 5 | 6 | HeaderMin5_HeaderMax6 | 6 | 2 | 6
383 | 23 | 3014-7/8-4P-60HP KPVS | KPVS_3014-7/8_4P_60HP_14.00_BRZ | 900 | 900 | 900 | 1 | 1 | 2 | D | KPVS_SplitCase | 4 | 3 | 4 | 6 | BranchMin4_BranchMax6 | 5 | 3 | 5 | 6 | HeaderMin5_HeaderMax6 | 5 | 2 | 6 | [29 empty] | INVALID
383 | 23 | 3014-7/8-4P-60HP KPVS | KPVS_3014-7/8_4P_60HP_14.00_BRZ | 900 | 900 | 900 | 1 | 1 | 2 | D | KPVS_SplitCase | 4 | 3 | 4 | 6 | BranchMin4_BranchMax6 | 5 | 3 | 5 | 6 | HeaderMin5_HeaderMax6 | 6 | 2 | 6
383 | 23 | 3014-7/8-4P-60HP KPVS | KPVS_3014-7/8_4P_60HP_14.00_BRZ | 900 | 900 | 900 | 1 | 1 | 2 | D | KPVS_SplitCase | 4 | 3 | 4 | 6 | BranchMin4_BranchMax6 | 6 | 3 | 5 | 6 | HeaderMin5_HeaderMax6 | 5 | 2 | 6 | [29 empty] | INVALID
383 | 23 | 3014-7/8-4P-60HP KPVS | KPVS_3014-7/8_4P_60HP_14.00_BRZ | 900 | 900 | 900 | 1 | 1 | 2 | D | KPVS_SplitCase | 4 | 3 | 4 | 6 | BranchMin4_BranchMax6 | 6 | 3 | 5 | 6 | HeaderMin5_HeaderMax6 | 6 | 2 | 6 | [29 empty] | INVALID
384 | 24 | 4012-1/2-4P-5HP KPVS | KPVS_4012-1/2_4P_5HP_6.82_BRZ | 532.4 | 532.4 | 532.4 | 1 | 1 | 2 | D | KPVS_SplitCase | 5 | 4 | 5 | 5 | BranchMin5_BranchMax5 | 5 | 1 | 6 | 6 | HeaderMin6_HeaderMax6 | 6 | 1 | 1
385 | 25 | 4012-1/2-4P-7.5HP KPVS | KPVS_4012-1/2_4P_7.5HP_7.70_BRZ | 625.2 | 625.2 | 625.2 | 1 | 1 | 2 | D | KPVS_SplitCase | 5 | 4 | 5 | 5 | BranchMin5_BranchMax5 | 5 | 1 | 6 | 6 | HeaderMin6_HeaderMax6 | 6 | 1 | 1
386 | 26 | 4012-1/2-4P-10HP KPVS | KPVS_4012-1/2_4P_10HP_8.39_BRZ | 696.4 | 696.4 | 696.4 | 1 | 1 | 2 | D | KPVS_SplitCase | 5 | 4 | 5 | 6 | BranchMin5_BranchMax6 | 5 | 2 | 6 | 6 | HeaderMin6_HeaderMax6 | 6 | 1 | 2
386 | 26 | 4012-1/2-4P-10HP KPVS | KPVS_4012-1/2_4P_10HP_8.39_BRZ | 696.4 | 696.4 | 696.4 | 1 | 1 | 2 | D | KPVS_SplitCase | 5 | 4 | 5 | 6 | BranchMin5_BranchMax6 | 6 | 2 | 6 | 6 | HeaderMin6_HeaderMax6 | 6 | 1 | 2 | [29 empty] | INVALID
387 | 27 | 4012-1/2-4P-15HP KPVS | KPVS_4012-1/2_4P_15HP_9.28_BRZ | 775.8 | 775.8 | 775.8 | 1 | 1 | 2 | D | KPVS_SplitCase | 5 | 4 | 5 | 6 | BranchMin5_BranchMax6 | 5 | 2 | 6 | 6 | HeaderMin6_HeaderMax6 | 6 | 1 | 2
387 | 27 | 4012-1/2-4P-15HP KPVS | KPVS_4012-1/2_4P_15HP_9.28_BRZ | 775.8 | 775.8 | 775.8 | 1 | 1 | 2 | D | KPVS_SplitCase | 5 | 4 | 5 | 6 | BranchMin5_BranchMax6 | 6 | 2 | 6 | 6 | HeaderMin6_HeaderMax6 | 6 | 1 | 2 | [29 empty] | INVALID
388 | 28 | 4012-1/2-4P-20HP KPVS | KPVS_4012-1/2_4P_20HP_10.04_BRZ | 829.7 | 829.7 | 829.7 | 1 | 1 | 2 | D | KPVS_SplitCase | 5 | 4 | 5 | 6 | BranchMin5_BranchMax6 | 5 | 2 | 6 | 6 | HeaderMin6_HeaderMax6 | 6 | 1 | 2
388 | 28 | 4012-1/2-4P-20HP KPVS | KPVS_4012-1/2_4P_20HP_10.04_BRZ | 829.7 | 829.7 | 829.7 | 1 | 1 | 2 | D | KPVS_SplitCase | 5 | 4 | 5 | 6 | BranchMin5_BranchMax6 | 6 | 2 | 6 | 6 | HeaderMin6_HeaderMax6 | 6 | 1 | 2 | [29 empty] | INVALID
389 | 29 | 4012-1/2-4P-25HP KPVS | KPVS_4012-1/2_4P_25HP_10.91_BRZ | 914.4 | 914.4 | 914.4 | 1 | 1 | 2 | D | KPVS_SplitCase | 5 | 4 | 5 | 6 | BranchMin5_BranchMax6 | 5 | 2 | 6 | 6 | HeaderMin6_HeaderMax6 | 6 | 1 | 2
389 | 29 | 4012-1/2-4P-25HP KPVS | KPVS_4012-1/2_4P_25HP_10.91_BRZ | 914.4 | 914.4 | 914.4 | 1 | 1 | 2 | D | KPVS_SplitCase | 5 | 4 | 5 | 6 | BranchMin5_BranchMax6 | 6 | 2 | 6 | 6 | HeaderMin6_HeaderMax6 | 6 | 1 | 2 | [29 empty] | INVALID
390 | 30 | 4012-1/2-4P-30HP KPVS | KPVS_4012-1/2_4P_30HP_11.00_BRZ | 924 | 924 | 924 | 1 | 1 | 2 | D | KPVS_SplitCase | 5 | 4 | 5 | 6 | BranchMin5_BranchMax6 | 5 | 2 | 6 | 6 | HeaderMin6_HeaderMax6 | 6 | 1 | 2
390 | 30 | 4012-1/2-4P-30HP KPVS | KPVS_4012-1/2_4P_30HP_11.00_BRZ | 924 | 924 | 924 | 1 | 1 | 2 | D | KPVS_SplitCase | 5 | 4 | 5 | 6 | BranchMin5_BranchMax6 | 6 | 2 | 6 | 6 | HeaderMin6_HeaderMax6 | 6 | 1 | 2 | [29 empty] | INVALID
391 | 31 | 4012-7/8-4P-10HP KPVS | KPVS_4012-7/8_4P_10HP_7.56_BRZ | 887.5 | 887.5 | 887.5 | 1 | 1 | 2 | D | KPVS_SplitCase | 5 | 4 | 5 | 6 | BranchMin5_BranchMax6 | 5 | 2 | 6 | 6 | HeaderMin6_HeaderMax6 | 6 | 1 | 2
391 | 31 | 4012-7/8-4P-10HP KPVS | KPVS_4012-7/8_4P_10HP_7.56_BRZ | 887.5 | 887.5 | 887.5 | 1 | 1 | 2 | D | KPVS_SplitCase | 5 | 4 | 5 | 6 | BranchMin5_BranchMax6 | 6 | 2 | 6 | 6 | HeaderMin6_HeaderMax6 | 6 | 1 | 2 | [29 empty] | INVALID
392 | 32 | 4012-7/8-4P-15HP KPVS | KPVS_4012-7/8_4P_15HP_8.57_BRZ | 976.3 | 976.3 | 976.3 | 1 | 1 | 2 | D | KPVS_SplitCase | 5 | 4 | 5 | 8 | BranchMin5_BranchMax8 | 5 | 3 | 6 | 8 | HeaderMin6_HeaderMax8 | 6 | 2 | 6
392 | 32 | 4012-7/8-4P-15HP KPVS | KPVS_4012-7/8_4P_15HP_8.57_BRZ | 976.3 | 976.3 | 976.3 | 1 | 1 | 2 | D | KPVS_SplitCase | 5 | 4 | 5 | 8 | BranchMin5_BranchMax8 | 5 | 3 | 6 | 8 | HeaderMin6_HeaderMax8 | 8 | 2 | 6
392 | 32 | 4012-7/8-4P-15HP KPVS | KPVS_4012-7/8_4P_15HP_8.57_BRZ | 976.3 | 976.3 | 976.3 | 1 | 1 | 2 | D | KPVS_SplitCase | 5 | 4 | 5 | 8 | BranchMin5_BranchMax8 | 6 | 3 | 6 | 8 | HeaderMin6_HeaderMax8 | 6 | 2 | 6 | [29 empty] | INVALID
392 | 32 | 4012-7/8-4P-15HP KPVS | KPVS_4012-7/8_4P_15HP_8.57_BRZ | 976.3 | 976.3 | 976.3 | 1 | 1 | 2 | D | KPVS_SplitCase | 5 | 4 | 5 | 8 | BranchMin5_BranchMax8 | 6 | 3 | 6 | 8 | HeaderMin6_HeaderMax8 | 8 | 2 | 6
392 | 32 | 4012-7/8-4P-15HP KPVS | KPVS_4012-7/8_4P_15HP_8.57_BRZ | 976.3 | 976.3 | 976.3 | 1 | 1 | 2 | D | KPVS_SplitCase | 5 | 4 | 5 | 8 | BranchMin5_BranchMax8 | 8 | 3 | 6 | 8 | HeaderMin6_HeaderMax8 | 6 | 2 | 6 | [29 empty] | INVALID
392 | 32 | 4012-7/8-4P-15HP KPVS | KPVS_4012-7/8_4P_15HP_8.57_BRZ | 976.3 | 976.3 | 976.3 | 1 | 1 | 2 | D | KPVS_SplitCase | 5 | 4 | 5 | 8 | BranchMin5_BranchMax8 | 8 | 3 | 6 | 8 | HeaderMin6_HeaderMax8 | 8 | 2 | 6 | [29 empty] | INVALID
393 | 33 | 4012-7/8-4P-20HP KPVS | KPVS_4012-7/8_4P_20HP_9.35_BRZ | 1058.8 | 1058.8 | 1058.8 | 1 | 1 | 2 | D | KPVS_SplitCase | 5 | 4 | 5 | 8 | BranchMin5_BranchMax8 | 5 | 3 | 6 | 8 | HeaderMin6_HeaderMax8 | 6 | 2 | 6
393 | 33 | 4012-7/8-4P-20HP KPVS | KPVS_4012-7/8_4P_20HP_9.35_BRZ | 1058.8 | 1058.8 | 1058.8 | 1 | 1 | 2 | D | KPVS_SplitCase | 5 | 4 | 5 | 8 | BranchMin5_BranchMax8 | 5 | 3 | 6 | 8 | HeaderMin6_HeaderMax8 | 8 | 2 | 6
393 | 33 | 4012-7/8-4P-20HP KPVS | KPVS_4012-7/8_4P_20HP_9.35_BRZ | 1058.8 | 1058.8 | 1058.8 | 1 | 1 | 2 | D | KPVS_SplitCase | 5 | 4 | 5 | 8 | BranchMin5_BranchMax8 | 6 | 3 | 6 | 8 | HeaderMin6_HeaderMax8 | 6 | 2 | 6 | [29 empty] | INVALID
393 | 33 | 4012-7/8-4P-20HP KPVS | KPVS_4012-7/8_4P_20HP_9.35_BRZ | 1058.8 | 1058.8 | 1058.8 | 1 | 1 | 2 | D | KPVS_SplitCase | 5 | 4 | 5 | 8 | BranchMin5_BranchMax8 | 6 | 3 | 6 | 8 | HeaderMin6_HeaderMax8 | 8 | 2 | 6
393 | 33 | 4012-7/8-4P-20HP KPVS | KPVS_4012-7/8_4P_20HP_9.35_BRZ | 1058.8 | 1058.8 | 1058.8 | 1 | 1 | 2 | D | KPVS_SplitCase | 5 | 4 | 5 | 8 | BranchMin5_BranchMax8 | 8 | 3 | 6 | 8 | HeaderMin6_HeaderMax8 | 6 | 2 | 6 | [29 empty] | INVALID
393 | 33 | 4012-7/8-4P-20HP KPVS | KPVS_4012-7/8_4P_20HP_9.35_BRZ | 1058.8 | 1058.8 | 1058.8 | 1 | 1 | 2 | D | KPVS_SplitCase | 5 | 4 | 5 | 8 | BranchMin5_BranchMax8 | 8 | 3 | 6 | 8 | HeaderMin6_HeaderMax8 | 8 | 2 | 6 | [29 empty] | INVALID
394 | 34 | 4012-7/8-4P-25HP KPVS | KPVS_4012-7/8_4P_25HP_9.91_BRZ | 1105.4 | 1105.4 | 1105.4 | 1 | 1 | 2 | D | KPVS_SplitCase | 5 | 4 | 5 | 8 | BranchMin5_BranchMax8 | 5 | 3 | 6 | 8 | HeaderMin6_HeaderMax8 | 6 | 2 | 6
394 | 34 | 4012-7/8-4P-25HP KPVS | KPVS_4012-7/8_4P_25HP_9.91_BRZ | 1105.4 | 1105.4 | 1105.4 | 1 | 1 | 2 | D | KPVS_SplitCase | 5 | 4 | 5 | 8 | BranchMin5_BranchMax8 | 5 | 3 | 6 | 8 | HeaderMin6_HeaderMax8 | 8 | 2 | 6
394 | 34 | 4012-7/8-4P-25HP KPVS | KPVS_4012-7/8_4P_25HP_9.91_BRZ | 1105.4 | 1105.4 | 1105.4 | 1 | 1 | 2 | D | KPVS_SplitCase | 5 | 4 | 5 | 8 | BranchMin5_BranchMax8 | 6 | 3 | 6 | 8 | HeaderMin6_HeaderMax8 | 6 | 2 | 6 | [29 empty] | INVALID
394 | 34 | 4012-7/8-4P-25HP KPVS | KPVS_4012-7/8_4P_25HP_9.91_BRZ | 1105.4 | 1105.4 | 1105.4 | 1 | 1 | 2 | D | KPVS_SplitCase | 5 | 4 | 5 | 8 | BranchMin5_BranchMax8 | 6 | 3 | 6 | 8 | HeaderMin6_HeaderMax8 | 8 | 2 | 6
394 | 34 | 4012-7/8-4P-25HP KPVS | KPVS_4012-7/8_4P_25HP_9.91_BRZ | 1105.4 | 1105.4 | 1105.4 | 1 | 1 | 2 | D | KPVS_SplitCase | 5 | 4 | 5 | 8 | BranchMin5_BranchMax8 | 8 | 3 | 6 | 8 | HeaderMin6_HeaderMax8 | 6 | 2 | 6 | [29 empty] | INVALID
394 | 34 | 4012-7/8-4P-25HP KPVS | KPVS_4012-7/8_4P_25HP_9.91_BRZ | 1105.4 | 1105.4 | 1105.4 | 1 | 1 | 2 | D | KPVS_SplitCase | 5 | 4 | 5 | 8 | BranchMin5_BranchMax8 | 8 | 3 | 6 | 8 | HeaderMin6_HeaderMax8 | 8 | 2 | 6 | [29 empty] | INVALID
395 | 35 | 4012-7/8-4P-30HP KPVS | KPVS_4012-7/8_4P_30HP_10.38_BRZ | 1130.9 | 1130.9 | 1130.9 | 1 | 1 | 2 | D | KPVS_SplitCase | 5 | 4 | 5 | 8 | BranchMin5_BranchMax8 | 5 | 3 | 6 | 8 | HeaderMin6_HeaderMax8 | 6 | 2 | 6
395 | 35 | 4012-7/8-4P-30HP KPVS | KPVS_4012-7/8_4P_30HP_10.38_BRZ | 1130.9 | 1130.9 | 1130.9 | 1 | 1 | 2 | D | KPVS_SplitCase | 5 | 4 | 5 | 8 | BranchMin5_BranchMax8 | 5 | 3 | 6 | 8 | HeaderMin6_HeaderMax8 | 8 | 2 | 6
395 | 35 | 4012-7/8-4P-30HP KPVS | KPVS_4012-7/8_4P_30HP_10.38_BRZ | 1130.9 | 1130.9 | 1130.9 | 1 | 1 | 2 | D | KPVS_SplitCase | 5 | 4 | 5 | 8 | BranchMin5_BranchMax8 | 6 | 3 | 6 | 8 | HeaderMin6_HeaderMax8 | 6 | 2 | 6 | [29 empty] | INVALID
395 | 35 | 4012-7/8-4P-30HP KPVS | KPVS_4012-7/8_4P_30HP_10.38_BRZ | 1130.9 | 1130.9 | 1130.9 | 1 | 1 | 2 | D | KPVS_SplitCase | 5 | 4 | 5 | 8 | BranchMin5_BranchMax8 | 6 | 3 | 6 | 8 | HeaderMin6_HeaderMax8 | 8 | 2 | 6
395 | 35 | 4012-7/8-4P-30HP KPVS | KPVS_4012-7/8_4P_30HP_10.38_BRZ | 1130.9 | 1130.9 | 1130.9 | 1 | 1 | 2 | D | KPVS_SplitCase | 5 | 4 | 5 | 8 | BranchMin5_BranchMax8 | 8 | 3 | 6 | 8 | HeaderMin6_HeaderMax8 | 6 | 2 | 6 | [29 empty] | INVALID
395 | 35 | 4012-7/8-4P-30HP KPVS | KPVS_4012-7/8_4P_30HP_10.38_BRZ | 1130.9 | 1130.9 | 1130.9 | 1 | 1 | 2 | D | KPVS_SplitCase | 5 | 4 | 5 | 8 | BranchMin5_BranchMax8 | 8 | 3 | 6 | 8 | HeaderMin6_HeaderMax8 | 8 | 2 | 6 | [29 empty] | INVALID
396 | 36 | 4012-7/8-4P-40HP KPVS | KPVS_4012-7/8_4P_40HP_11.39_BRZ | 1197.7 | 1197.7 | 1197.7 | 1 | 1 | 2 | D | KPVS_SplitCase | 5 | 4 | 5 | 8 | BranchMin5_BranchMax8 | 5 | 3 | 6 | 8 | HeaderMin6_HeaderMax8 | 6 | 2 | 6
396 | 36 | 4012-7/8-4P-40HP KPVS | KPVS_4012-7/8_4P_40HP_11.39_BRZ | 1197.7 | 1197.7 | 1197.7 | 1 | 1 | 2 | D | KPVS_SplitCase | 5 | 4 | 5 | 8 | BranchMin5_BranchMax8 | 5 | 3 | 6 | 8 | HeaderMin6_HeaderMax8 | 8 | 2 | 6
396 | 36 | 4012-7/8-4P-40HP KPVS | KPVS_4012-7/8_4P_40HP_11.39_BRZ | 1197.7 | 1197.7 | 1197.7 | 1 | 1 | 2 | D | KPVS_SplitCase | 5 | 4 | 5 | 8 | BranchMin5_BranchMax8 | 6 | 3 | 6 | 8 | HeaderMin6_HeaderMax8 | 6 | 2 | 6 | [29 empty] | INVALID
396 | 36 | 4012-7/8-4P-40HP KPVS | KPVS_4012-7/8_4P_40HP_11.39_BRZ | 1197.7 | 1197.7 | 1197.7 | 1 | 1 | 2 | D | KPVS_SplitCase | 5 | 4 | 5 | 8 | BranchMin5_BranchMax8 | 6 | 3 | 6 | 8 | HeaderMin6_HeaderMax8 | 8 | 2 | 6
396 | 36 | 4012-7/8-4P-40HP KPVS | KPVS_4012-7/8_4P_40HP_11.39_BRZ | 1197.7 | 1197.7 | 1197.7 | 1 | 1 | 2 | D | KPVS_SplitCase | 5 | 4 | 5 | 8 | BranchMin5_BranchMax8 | 8 | 3 | 6 | 8 | HeaderMin6_HeaderMax8 | 6 | 2 | 6 | [29 empty] | INVALID
396 | 36 | 4012-7/8-4P-40HP KPVS | KPVS_4012-7/8_4P_40HP_11.39_BRZ | 1197.7 | 1197.7 | 1197.7 | 1 | 1 | 2 | D | KPVS_SplitCase | 5 | 4 | 5 | 8 | BranchMin5_BranchMax8 | 8 | 3 | 6 | 8 | HeaderMin6_HeaderMax8 | 8 | 2 | 6 | [29 empty] | INVALID
397 | 37 | 4012-7/8-4P-50HP KPVS | KPVS_4012-7/8_4P_50HP_12.00_BRZ | 1259 | 1259 | 1259 | 1 | 1 | 2 | D | KPVS_SplitCase | 5 | 4 | 5 | 8 | BranchMin5_BranchMax8 | 5 | 3 | 6 | 8 | HeaderMin6_HeaderMax8 | 6 | 2 | 6
397 | 37 | 4012-7/8-4P-50HP KPVS | KPVS_4012-7/8_4P_50HP_12.00_BRZ | 1259 | 1259 | 1259 | 1 | 1 | 2 | D | KPVS_SplitCase | 5 | 4 | 5 | 8 | BranchMin5_BranchMax8 | 5 | 3 | 6 | 8 | HeaderMin6_HeaderMax8 | 8 | 2 | 6
397 | 37 | 4012-7/8-4P-50HP KPVS | KPVS_4012-7/8_4P_50HP_12.00_BRZ | 1259 | 1259 | 1259 | 1 | 1 | 2 | D | KPVS_SplitCase | 5 | 4 | 5 | 8 | BranchMin5_BranchMax8 | 6 | 3 | 6 | 8 | HeaderMin6_HeaderMax8 | 6 | 2 | 6 | [29 empty] | INVALID
397 | 37 | 4012-7/8-4P-50HP KPVS | KPVS_4012-7/8_4P_50HP_12.00_BRZ | 1259 | 1259 | 1259 | 1 | 1 | 2 | D | KPVS_SplitCase | 5 | 4 | 5 | 8 | BranchMin5_BranchMax8 | 6 | 3 | 6 | 8 | HeaderMin6_HeaderMax8 | 8 | 2 | 6
397 | 37 | 4012-7/8-4P-50HP KPVS | KPVS_4012-7/8_4P_50HP_12.00_BRZ | 1259 | 1259 | 1259 | 1 | 1 | 2 | D | KPVS_SplitCase | 5 | 4 | 5 | 8 | BranchMin5_BranchMax8 | 8 | 3 | 6 | 8 | HeaderMin6_HeaderMax8 | 6 | 2 | 6 | [29 empty] | INVALID
397 | 37 | 4012-7/8-4P-50HP KPVS | KPVS_4012-7/8_4P_50HP_12.00_BRZ | 1259 | 1259 | 1259 | 1 | 1 | 2 | D | KPVS_SplitCase | 5 | 4 | 5 | 8 | BranchMin5_BranchMax8 | 8 | 3 | 6 | 8 | HeaderMin6_HeaderMax8 | 8 | 2 | 6 | [29 empty] | INVALID
398 | 38 | 4015-9/0-4P-25HP KPVS | KPVS_4015-9/0_4P_25HP_9.71_BRZ | 786.3 | 786.3 | 786.3 | 1 | 1 | 2 | D | KPVS_SplitCase | 5 | 4 | 5 | 6 | BranchMin5_BranchMax6 | 5 | 2 | 6 | 6 | HeaderMin6_HeaderMax6 | 6 | 1 | 2
398 | 38 | 4015-9/0-4P-25HP KPVS | KPVS_4015-9/0_4P_25HP_9.71_BRZ | 786.3 | 786.3 | 786.3 | 1 | 1 | 2 | D | KPVS_SplitCase | 5 | 4 | 5 | 6 | BranchMin5_BranchMax6 | 6 | 2 | 6 | 6 | HeaderMin6_HeaderMax6 | 6 | 1 | 2 | [29 empty] | INVALID
399 | 39 | 4015-9/0-4P-30HP KPVS | KPVS_4015-9/0_4P_30HP_10.24_BRZ | 848.4 | 848.4 | 848.4 | 1 | 1 | 2 | D | KPVS_SplitCase | 5 | 4 | 5 | 6 | BranchMin5_BranchMax6 | 5 | 2 | 6 | 6 | HeaderMin6_HeaderMax6 | 6 | 1 | 2
399 | 39 | 4015-9/0-4P-30HP KPVS | KPVS_4015-9/0_4P_30HP_10.24_BRZ | 848.4 | 848.4 | 848.4 | 1 | 1 | 2 | D | KPVS_SplitCase | 5 | 4 | 5 | 6 | BranchMin5_BranchMax6 | 6 | 2 | 6 | 6 | HeaderMin6_HeaderMax6 | 6 | 1 | 2 | [29 empty] | INVALID
400 | 40 | 4015-9/0-4P-40HP KPVS | KPVS_4015-9/0_4P_40HP_11.17_BRZ | 960.9 | 960.9 | 960.9 | 1 | 1 | 2 | D | KPVS_SplitCase | 5 | 4 | 5 | 8 | BranchMin5_BranchMax8 | 5 | 3 | 6 | 8 | HeaderMin6_HeaderMax8 | 6 | 2 | 6
400 | 40 | 4015-9/0-4P-40HP KPVS | KPVS_4015-9/0_4P_40HP_11.17_BRZ | 960.9 | 960.9 | 960.9 | 1 | 1 | 2 | D | KPVS_SplitCase | 5 | 4 | 5 | 8 | BranchMin5_BranchMax8 | 5 | 3 | 6 | 8 | HeaderMin6_HeaderMax8 | 8 | 2 | 6
400 | 40 | 4015-9/0-4P-40HP KPVS | KPVS_4015-9/0_4P_40HP_11.17_BRZ | 960.9 | 960.9 | 960.9 | 1 | 1 | 2 | D | KPVS_SplitCase | 5 | 4 | 5 | 8 | BranchMin5_BranchMax8 | 6 | 3 | 6 | 8 | HeaderMin6_HeaderMax8 | 6 | 2 | 6 | [29 empty] | INVALID
400 | 40 | 4015-9/0-4P-40HP KPVS | KPVS_4015-9/0_4P_40HP_11.17_BRZ | 960.9 | 960.9 | 960.9 | 1 | 1 | 2 | D | KPVS_SplitCase | 5 | 4 | 5 | 8 | BranchMin5_BranchMax8 | 6 | 3 | 6 | 8 | HeaderMin6_HeaderMax8 | 8 | 2 | 6
400 | 40 | 4015-9/0-4P-40HP KPVS | KPVS_4015-9/0_4P_40HP_11.17_BRZ | 960.9 | 960.9 | 960.9 | 1 | 1 | 2 | D | KPVS_SplitCase | 5 | 4 | 5 | 8 | BranchMin5_BranchMax8 | 8 | 3 | 6 | 8 | HeaderMin6_HeaderMax8 | 6 | 2 | 6 | [29 empty] | INVALID
400 | 40 | 4015-9/0-4P-40HP KPVS | KPVS_4015-9/0_4P_40HP_11.17_BRZ | 960.9 | 960.9 | 960.9 | 1 | 1 | 2 | D | KPVS_SplitCase | 5 | 4 | 5 | 8 | BranchMin5_BranchMax8 | 8 | 3 | 6 | 8 | HeaderMin6_HeaderMax8 | 8 | 2 | 6 | [29 empty] | INVALID
401 | 41 | 4015-9/0-4P-50HP KPVS | KPVS_4015-9/0_4P_50HP_11.92_BRZ | 1054.6 | 1054.6 | 1054.6 | 1 | 1 | 2 | D | KPVS_SplitCase | 5 | 4 | 5 | 8 | BranchMin5_BranchMax8 | 5 | 3 | 6 | 8 | HeaderMin6_HeaderMax8 | 6 | 2 | 6
401 | 41 | 4015-9/0-4P-50HP KPVS | KPVS_4015-9/0_4P_50HP_11.92_BRZ | 1054.6 | 1054.6 | 1054.6 | 1 | 1 | 2 | D | KPVS_SplitCase | 5 | 4 | 5 | 8 | BranchMin5_BranchMax8 | 5 | 3 | 6 | 8 | HeaderMin6_HeaderMax8 | 8 | 2 | 6
401 | 41 | 4015-9/0-4P-50HP KPVS | KPVS_4015-9/0_4P_50HP_11.92_BRZ | 1054.6 | 1054.6 | 1054.6 | 1 | 1 | 2 | D | KPVS_SplitCase | 5 | 4 | 5 | 8 | BranchMin5_BranchMax8 | 6 | 3 | 6 | 8 | HeaderMin6_HeaderMax8 | 6 | 2 | 6 | [29 empty] | INVALID
401 | 41 | 4015-9/0-4P-50HP KPVS | KPVS_4015-9/0_4P_50HP_11.92_BRZ | 1054.6 | 1054.6 | 1054.6 | 1 | 1 | 2 | D | KPVS_SplitCase | 5 | 4 | 5 | 8 | BranchMin5_BranchMax8 | 6 | 3 | 6 | 8 | HeaderMin6_HeaderMax8 | 8 | 2 | 6
401 | 41 | 4015-9/0-4P-50HP KPVS | KPVS_4015-9/0_4P_50HP_11.92_BRZ | 1054.6 | 1054.6 | 1054.6 | 1 | 1 | 2 | D | KPVS_SplitCase | 5 | 4 | 5 | 8 | BranchMin5_BranchMax8 | 8 | 3 | 6 | 8 | HeaderMin6_HeaderMax8 | 6 | 2 | 6 | [29 empty] | INVALID
401 | 41 | 4015-9/0-4P-50HP KPVS | KPVS_4015-9/0_4P_50HP_11.92_BRZ | 1054.6 | 1054.6 | 1054.6 | 1 | 1 | 2 | D | KPVS_SplitCase | 5 | 4 | 5 | 8 | BranchMin5_BranchMax8 | 8 | 3 | 6 | 8 | HeaderMin6_HeaderMax8 | 8 | 2 | 6 | [29 empty] | INVALID
402 | 42 | 4015-9/0-4P-60HP KPVS | KPVS_4015-9/0_4P_60HP_12.56_BRZ | 1137.7 | 1137.7 | 1137.7 | 1 | 1 | 2 | D | KPVS_SplitCase | 5 | 4 | 5 | 8 | BranchMin5_BranchMax8 | 5 | 3 | 6 | 8 | HeaderMin6_HeaderMax8 | 6 | 2 | 6
402 | 42 | 4015-9/0-4P-60HP KPVS | KPVS_4015-9/0_4P_60HP_12.56_BRZ | 1137.7 | 1137.7 | 1137.7 | 1 | 1 | 2 | D | KPVS_SplitCase | 5 | 4 | 5 | 8 | BranchMin5_BranchMax8 | 5 | 3 | 6 | 8 | HeaderMin6_HeaderMax8 | 8 | 2 | 6
402 | 42 | 4015-9/0-4P-60HP KPVS | KPVS_4015-9/0_4P_60HP_12.56_BRZ | 1137.7 | 1137.7 | 1137.7 | 1 | 1 | 2 | D | KPVS_SplitCase | 5 | 4 | 5 | 8 | BranchMin5_BranchMax8 | 6 | 3 | 6 | 8 | HeaderMin6_HeaderMax8 | 6 | 2 | 6 | [29 empty] | INVALID
402 | 42 | 4015-9/0-4P-60HP KPVS | KPVS_4015-9/0_4P_60HP_12.56_BRZ | 1137.7 | 1137.7 | 1137.7 | 1 | 1 | 2 | D | KPVS_SplitCase | 5 | 4 | 5 | 8 | BranchMin5_BranchMax8 | 6 | 3 | 6 | 8 | HeaderMin6_HeaderMax8 | 8 | 2 | 6
402 | 42 | 4015-9/0-4P-60HP KPVS | KPVS_4015-9/0_4P_60HP_12.56_BRZ | 1137.7 | 1137.7 | 1137.7 | 1 | 1 | 2 | D | KPVS_SplitCase | 5 | 4 | 5 | 8 | BranchMin5_BranchMax8 | 8 | 3 | 6 | 8 | HeaderMin6_HeaderMax8 | 6 | 2 | 6 | [29 empty] | INVALID
402 | 42 | 4015-9/0-4P-60HP KPVS | KPVS_4015-9/0_4P_60HP_12.56_BRZ | 1137.7 | 1137.7 | 1137.7 | 1 | 1 | 2 | D | KPVS_SplitCase | 5 | 4 | 5 | 8 | BranchMin5_BranchMax8 | 8 | 3 | 6 | 8 | HeaderMin6_HeaderMax8 | 8 | 2 | 6 | [29 empty] | INVALID
403 | 43 | 4015-9/0-4P-75HP KPVS | KPVS_4015-9/0_4P_75HP_13.30_BRZ | 1251.5 | 1251.5 | 1251.5 | 1 | 1 | 2 | D | KPVS_SplitCase | 5 | 4 | 5 | 8 | BranchMin5_BranchMax8 | 5 | 3 | 6 | 8 | HeaderMin6_HeaderMax8 | 6 | 2 | 6
403 | 43 | 4015-9/0-4P-75HP KPVS | KPVS_4015-9/0_4P_75HP_13.30_BRZ | 1251.5 | 1251.5 | 1251.5 | 1 | 1 | 2 | D | KPVS_SplitCase | 5 | 4 | 5 | 8 | BranchMin5_BranchMax8 | 5 | 3 | 6 | 8 | HeaderMin6_HeaderMax8 | 8 | 2 | 6
403 | 43 | 4015-9/0-4P-75HP KPVS | KPVS_4015-9/0_4P_75HP_13.30_BRZ | 1251.5 | 1251.5 | 1251.5 | 1 | 1 | 2 | D | KPVS_SplitCase | 5 | 4 | 5 | 8 | BranchMin5_BranchMax8 | 6 | 3 | 6 | 8 | HeaderMin6_HeaderMax8 | 6 | 2 | 6 | [29 empty] | INVALID
403 | 43 | 4015-9/0-4P-75HP KPVS | KPVS_4015-9/0_4P_75HP_13.30_BRZ | 1251.5 | 1251.5 | 1251.5 | 1 | 1 | 2 | D | KPVS_SplitCase | 5 | 4 | 5 | 8 | BranchMin5_BranchMax8 | 6 | 3 | 6 | 8 | HeaderMin6_HeaderMax8 | 8 | 2 | 6
403 | 43 | 4015-9/0-4P-75HP KPVS | KPVS_4015-9/0_4P_75HP_13.30_BRZ | 1251.5 | 1251.5 | 1251.5 | 1 | 1 | 2 | D | KPVS_SplitCase | 5 | 4 | 5 | 8 | BranchMin5_BranchMax8 | 8 | 3 | 6 | 8 | HeaderMin6_HeaderMax8 | 6 | 2 | 6 | [29 empty] | INVALID
403 | 43 | 4015-9/0-4P-75HP KPVS | KPVS_4015-9/0_4P_75HP_13.30_BRZ | 1251.5 | 1251.5 | 1251.5 | 1 | 1 | 2 | D | KPVS_SplitCase | 5 | 4 | 5 | 8 | BranchMin5_BranchMax8 | 8 | 3 | 6 | 8 | HeaderMin6_HeaderMax8 | 8 | 2 | 6 | [29 empty] | INVALID
404 | 44 | 4015-9/0-4P-100HP KPVS | KPVS_4015-9/0_4P_100HP_14.44_BRZ | 1415.3 | 1415.3 | 1415.3 | 1 | 1 | 2 | D | KPVS_SplitCase | 5 | 4 | 5 | 8 | BranchMin5_BranchMax8 | 5 | 3 | 6 | 8 | HeaderMin6_HeaderMax8 | 6 | 2 | 6
404 | 44 | 4015-9/0-4P-100HP KPVS | KPVS_4015-9/0_4P_100HP_14.44_BRZ | 1415.3 | 1415.3 | 1415.3 | 1 | 1 | 2 | D | KPVS_SplitCase | 5 | 4 | 5 | 8 | BranchMin5_BranchMax8 | 5 | 3 | 6 | 8 | HeaderMin6_HeaderMax8 | 8 | 2 | 6
404 | 44 | 4015-9/0-4P-100HP KPVS | KPVS_4015-9/0_4P_100HP_14.44_BRZ | 1415.3 | 1415.3 | 1415.3 | 1 | 1 | 2 | D | KPVS_SplitCase | 5 | 4 | 5 | 8 | BranchMin5_BranchMax8 | 6 | 3 | 6 | 8 | HeaderMin6_HeaderMax8 | 6 | 2 | 6 | [29 empty] | INVALID
404 | 44 | 4015-9/0-4P-100HP KPVS | KPVS_4015-9/0_4P_100HP_14.44_BRZ | 1415.3 | 1415.3 | 1415.3 | 1 | 1 | 2 | D | KPVS_SplitCase | 5 | 4 | 5 | 8 | BranchMin5_BranchMax8 | 6 | 3 | 6 | 8 | HeaderMin6_HeaderMax8 | 8 | 2 | 6
404 | 44 | 4015-9/0-4P-100HP KPVS | KPVS_4015-9/0_4P_100HP_14.44_BRZ | 1415.3 | 1415.3 | 1415.3 | 1 | 1 | 2 | D | KPVS_SplitCase | 5 | 4 | 5 | 8 | BranchMin5_BranchMax8 | 8 | 3 | 6 | 8 | HeaderMin6_HeaderMax8 | 6 | 2 | 6 | [29 empty] | INVALID
404 | 44 | 4015-9/0-4P-100HP KPVS | KPVS_4015-9/0_4P_100HP_14.44_BRZ | 1415.3 | 1415.3 | 1415.3 | 1 | 1 | 2 | D | KPVS_SplitCase | 5 | 4 | 5 | 8 | BranchMin5_BranchMax8 | 8 | 3 | 6 | 8 | HeaderMin6_HeaderMax8 | 8 | 2 | 6 | [29 empty] | INVALID
405 | 45 | 4015-9/0-4P-125HP KPVS | KPVS_4015-9/0_4P_125HP_15.25_BRZ | 1500 | 1500 | 1500 | 1 | 1 | 2 | D | KPVS_SplitCase | 5 | 4 | 5 | 8 | BranchMin5_BranchMax8 | 5 | 3 | 6 | 8 | HeaderMin6_HeaderMax8 | 6 | 2 | 6
405 | 45 | 4015-9/0-4P-125HP KPVS | KPVS_4015-9/0_4P_125HP_15.25_BRZ | 1500 | 1500 | 1500 | 1 | 1 | 2 | D | KPVS_SplitCase | 5 | 4 | 5 | 8 | BranchMin5_BranchMax8 | 5 | 3 | 6 | 8 | HeaderMin6_HeaderMax8 | 8 | 2 | 6
405 | 45 | 4015-9/0-4P-125HP KPVS | KPVS_4015-9/0_4P_125HP_15.25_BRZ | 1500 | 1500 | 1500 | 1 | 1 | 2 | D | KPVS_SplitCase | 5 | 4 | 5 | 8 | BranchMin5_BranchMax8 | 6 | 3 | 6 | 8 | HeaderMin6_HeaderMax8 | 6 | 2 | 6 | [29 empty] | INVALID
405 | 45 | 4015-9/0-4P-125HP KPVS | KPVS_4015-9/0_4P_125HP_15.25_BRZ | 1500 | 1500 | 1500 | 1 | 1 | 2 | D | KPVS_SplitCase | 5 | 4 | 5 | 8 | BranchMin5_BranchMax8 | 6 | 3 | 6 | 8 | HeaderMin6_HeaderMax8 | 8 | 2 | 6
405 | 45 | 4015-9/0-4P-125HP KPVS | KPVS_4015-9/0_4P_125HP_15.25_BRZ | 1500 | 1500 | 1500 | 1 | 1 | 2 | D | KPVS_SplitCase | 5 | 4 | 5 | 8 | BranchMin5_BranchMax8 | 8 | 3 | 6 | 8 | HeaderMin6_HeaderMax8 | 6 | 2 | 6 | [29 empty] | INVALID
405 | 45 | 4015-9/0-4P-125HP KPVS | KPVS_4015-9/0_4P_125HP_15.25_BRZ | 1500 | 1500 | 1500 | 1 | 1 | 2 | D | KPVS_SplitCase | 5 | 4 | 5 | 8 | BranchMin5_BranchMax8 | 8 | 3 | 6 | 8 | HeaderMin6_HeaderMax8 | 8 | 2 | 6 | [29 empty] | INVALID
406 | 46 | 5012-7/8-4P-15HP KPVS | KPVS_5012-7/8_4P_15HP_7.65_BRZ | 1236.1 | 1236.1 | 1236.1 | 1 | 1 | 2 | D | KPVS_SplitCase | 6 | 5 | 6 | 8 | BranchMin6_BranchMax8 | 6 | 2 | 8 | 8 | HeaderMin8_HeaderMax8 | 8 | 1 | 2
406 | 46 | 5012-7/8-4P-15HP KPVS | KPVS_5012-7/8_4P_15HP_7.65_BRZ | 1236.1 | 1236.1 | 1236.1 | 1 | 1 | 2 | D | KPVS_SplitCase | 6 | 5 | 6 | 8 | BranchMin6_BranchMax8 | 8 | 2 | 8 | 8 | HeaderMin8_HeaderMax8 | 8 | 1 | 2 | [29 empty] | INVALID
407 | 47 | 5012-7/8-4P-20HP KPVS | KPVS_5012-7/8_4P_20HP_8.38_BRZ | 1345.4 | 1345.4 | 1345.4 | 1 | 1 | 2 | D | KPVS_SplitCase | 6 | 5 | 6 | 8 | BranchMin6_BranchMax8 | 6 | 2 | 8 | 8 | HeaderMin8_HeaderMax8 | 8 | 1 | 2
407 | 47 | 5012-7/8-4P-20HP KPVS | KPVS_5012-7/8_4P_20HP_8.38_BRZ | 1345.4 | 1345.4 | 1345.4 | 1 | 1 | 2 | D | KPVS_SplitCase | 6 | 5 | 6 | 8 | BranchMin6_BranchMax8 | 8 | 2 | 8 | 8 | HeaderMin8_HeaderMax8 | 8 | 1 | 2 | [29 empty] | INVALID
408 | 48 | 5012-7/8-4P-25HP KPVS | KPVS_5012-7/8_4P_25HP_8.96_BRZ | 1441.8 | 1441.8 | 1441.8 | 1 | 1 | 2 | D | KPVS_SplitCase | 6 | 5 | 6 | 8 | BranchMin6_BranchMax8 | 6 | 2 | 8 | 8 | HeaderMin8_HeaderMax8 | 8 | 1 | 2
408 | 48 | 5012-7/8-4P-25HP KPVS | KPVS_5012-7/8_4P_25HP_8.96_BRZ | 1441.8 | 1441.8 | 1441.8 | 1 | 1 | 2 | D | KPVS_SplitCase | 6 | 5 | 6 | 8 | BranchMin6_BranchMax8 | 8 | 2 | 8 | 8 | HeaderMin8_HeaderMax8 | 8 | 1 | 2 | [29 empty] | INVALID
409 | 49 | 5012-7/8-4P-30HP KPVS | KPVS_5012-7/8_4P_30HP_9.45_BRZ | 1529.7 | 1529.7 | 1529.7 | 1 | 1 | 2 | D | KPVS_SplitCase | 6 | 5 | 6 | 8 | BranchMin6_BranchMax8 | 6 | 2 | 8 | 8 | HeaderMin8_HeaderMax8 | 8 | 1 | 2
409 | 49 | 5012-7/8-4P-30HP KPVS | KPVS_5012-7/8_4P_30HP_9.45_BRZ | 1529.7 | 1529.7 | 1529.7 | 1 | 1 | 2 | D | KPVS_SplitCase | 6 | 5 | 6 | 8 | BranchMin6_BranchMax8 | 8 | 2 | 8 | 8 | HeaderMin8_HeaderMax8 | 8 | 1 | 2 | [29 empty] | INVALID
410 | 50 | 5012-7/8-4P-40HP KPVS | KPVS_5012-7/8_4P_40HP_10.20_BRZ | 1658 | 1658 | 1658 | 1 | 1 | 2 | D | KPVS_SplitCase | 6 | 5 | 6 | 10 | BranchMin6_BranchMax10 | 6 | 3 | 8 | 10 | HeaderMin8_HeaderMax10 | 8 | 2 | 6
410 | 50 | 5012-7/8-4P-40HP KPVS | KPVS_5012-7/8_4P_40HP_10.20_BRZ | 1658 | 1658 | 1658 | 1 | 1 | 2 | D | KPVS_SplitCase | 6 | 5 | 6 | 10 | BranchMin6_BranchMax10 | 6 | 3 | 8 | 10 | HeaderMin8_HeaderMax10 | 10 | 2 | 6
410 | 50 | 5012-7/8-4P-40HP KPVS | KPVS_5012-7/8_4P_40HP_10.20_BRZ | 1658 | 1658 | 1658 | 1 | 1 | 2 | D | KPVS_SplitCase | 6 | 5 | 6 | 10 | BranchMin6_BranchMax10 | 8 | 3 | 8 | 10 | HeaderMin8_HeaderMax10 | 8 | 2 | 6 | [29 empty] | INVALID
410 | 50 | 5012-7/8-4P-40HP KPVS | KPVS_5012-7/8_4P_40HP_10.20_BRZ | 1658 | 1658 | 1658 | 1 | 1 | 2 | D | KPVS_SplitCase | 6 | 5 | 6 | 10 | BranchMin6_BranchMax10 | 8 | 3 | 8 | 10 | HeaderMin8_HeaderMax10 | 10 | 2 | 6
410 | 50 | 5012-7/8-4P-40HP KPVS | KPVS_5012-7/8_4P_40HP_10.20_BRZ | 1658 | 1658 | 1658 | 1 | 1 | 2 | D | KPVS_SplitCase | 6 | 5 | 6 | 10 | BranchMin6_BranchMax10 | 10 | 3 | 8 | 10 | HeaderMin8_HeaderMax10 | 8 | 2 | 6 | [29 empty] | INVALID
410 | 50 | 5012-7/8-4P-40HP KPVS | KPVS_5012-7/8_4P_40HP_10.20_BRZ | 1658 | 1658 | 1658 | 1 | 1 | 2 | D | KPVS_SplitCase | 6 | 5 | 6 | 10 | BranchMin6_BranchMax10 | 10 | 3 | 8 | 10 | HeaderMin8_HeaderMax10 | 10 | 2 | 6 | [29 empty] | INVALID
411 | 51 | 5012-7/8-4P-50HP KPVS | KPVS_5012-7/8_4P_50HP_10.79_BRZ | 1758.4 | 1758.4 | 1758.4 | 1 | 1 | 2 | D | KPVS_SplitCase | 6 | 5 | 6 | 10 | BranchMin6_BranchMax10 | 6 | 3 | 8 | 10 | HeaderMin8_HeaderMax10 | 8 | 2 | 6
411 | 51 | 5012-7/8-4P-50HP KPVS | KPVS_5012-7/8_4P_50HP_10.79_BRZ | 1758.4 | 1758.4 | 1758.4 | 1 | 1 | 2 | D | KPVS_SplitCase | 6 | 5 | 6 | 10 | BranchMin6_BranchMax10 | 6 | 3 | 8 | 10 | HeaderMin8_HeaderMax10 | 10 | 2 | 6
411 | 51 | 5012-7/8-4P-50HP KPVS | KPVS_5012-7/8_4P_50HP_10.79_BRZ | 1758.4 | 1758.4 | 1758.4 | 1 | 1 | 2 | D | KPVS_SplitCase | 6 | 5 | 6 | 10 | BranchMin6_BranchMax10 | 8 | 3 | 8 | 10 | HeaderMin8_HeaderMax10 | 8 | 2 | 6 | [29 empty] | INVALID
411 | 51 | 5012-7/8-4P-50HP KPVS | KPVS_5012-7/8_4P_50HP_10.79_BRZ | 1758.4 | 1758.4 | 1758.4 | 1 | 1 | 2 | D | KPVS_SplitCase | 6 | 5 | 6 | 10 | BranchMin6_BranchMax10 | 8 | 3 | 8 | 10 | HeaderMin8_HeaderMax10 | 10 | 2 | 6
411 | 51 | 5012-7/8-4P-50HP KPVS | KPVS_5012-7/8_4P_50HP_10.79_BRZ | 1758.4 | 1758.4 | 1758.4 | 1 | 1 | 2 | D | KPVS_SplitCase | 6 | 5 | 6 | 10 | BranchMin6_BranchMax10 | 10 | 3 | 8 | 10 | HeaderMin8_HeaderMax10 | 8 | 2 | 6 | [29 empty] | INVALID
411 | 51 | 5012-7/8-4P-50HP KPVS | KPVS_5012-7/8_4P_50HP_10.79_BRZ | 1758.4 | 1758.4 | 1758.4 | 1 | 1 | 2 | D | KPVS_SplitCase | 6 | 5 | 6 | 10 | BranchMin6_BranchMax10 | 10 | 3 | 8 | 10 | HeaderMin8_HeaderMax10 | 10 | 2 | 6 | [29 empty] | INVALID
412 | 52 | 5012-7/8-4P-60HP KPVS | KPVS_5012-7/8_4P_60HP_11.37_BRZ | 1869.9 | 1869.9 | 1869.9 | 1 | 1 | 2 | D | KPVS_SplitCase | 6 | 5 | 6 | 10 | BranchMin6_BranchMax10 | 6 | 3 | 8 | 10 | HeaderMin8_HeaderMax10 | 8 | 2 | 6
412 | 52 | 5012-7/8-4P-60HP KPVS | KPVS_5012-7/8_4P_60HP_11.37_BRZ | 1869.9 | 1869.9 | 1869.9 | 1 | 1 | 2 | D | KPVS_SplitCase | 6 | 5 | 6 | 10 | BranchMin6_BranchMax10 | 6 | 3 | 8 | 10 | HeaderMin8_HeaderMax10 | 10 | 2 | 6
412 | 52 | 5012-7/8-4P-60HP KPVS | KPVS_5012-7/8_4P_60HP_11.37_BRZ | 1869.9 | 1869.9 | 1869.9 | 1 | 1 | 2 | D | KPVS_SplitCase | 6 | 5 | 6 | 10 | BranchMin6_BranchMax10 | 8 | 3 | 8 | 10 | HeaderMin8_HeaderMax10 | 8 | 2 | 6 | [29 empty] | INVALID
412 | 52 | 5012-7/8-4P-60HP KPVS | KPVS_5012-7/8_4P_60HP_11.37_BRZ | 1869.9 | 1869.9 | 1869.9 | 1 | 1 | 2 | D | KPVS_SplitCase | 6 | 5 | 6 | 10 | BranchMin6_BranchMax10 | 8 | 3 | 8 | 10 | HeaderMin8_HeaderMax10 | 10 | 2 | 6
412 | 52 | 5012-7/8-4P-60HP KPVS | KPVS_5012-7/8_4P_60HP_11.37_BRZ | 1869.9 | 1869.9 | 1869.9 | 1 | 1 | 2 | D | KPVS_SplitCase | 6 | 5 | 6 | 10 | BranchMin6_BranchMax10 | 10 | 3 | 8 | 10 | HeaderMin8_HeaderMax10 | 8 | 2 | 6 | [29 empty] | INVALID
412 | 52 | 5012-7/8-4P-60HP KPVS | KPVS_5012-7/8_4P_60HP_11.37_BRZ | 1869.9 | 1869.9 | 1869.9 | 1 | 1 | 2 | D | KPVS_SplitCase | 6 | 5 | 6 | 10 | BranchMin6_BranchMax10 | 10 | 3 | 8 | 10 | HeaderMin8_HeaderMax10 | 10 | 2 | 6 | [29 empty] | INVALID
413 | 53 | 5012-7/8-4P-75HP KPVS | KPVS_5012-7/8_4P_75HP_12.00_BRZ | 2000 | 2000 | 2000 | 1 | 1 | 2 | D | KPVS_SplitCase | 6 | 5 | 6 | 10 | BranchMin6_BranchMax10 | 6 | 3 | 8 | 10 | HeaderMin8_HeaderMax10 | 8 | 2 | 6
413 | 53 | 5012-7/8-4P-75HP KPVS | KPVS_5012-7/8_4P_75HP_12.00_BRZ | 2000 | 2000 | 2000 | 1 | 1 | 2 | D | KPVS_SplitCase | 6 | 5 | 6 | 10 | BranchMin6_BranchMax10 | 6 | 3 | 8 | 10 | HeaderMin8_HeaderMax10 | 10 | 2 | 6
413 | 53 | 5012-7/8-4P-75HP KPVS | KPVS_5012-7/8_4P_75HP_12.00_BRZ | 2000 | 2000 | 2000 | 1 | 1 | 2 | D | KPVS_SplitCase | 6 | 5 | 6 | 10 | BranchMin6_BranchMax10 | 8 | 3 | 8 | 10 | HeaderMin8_HeaderMax10 | 8 | 2 | 6 | [29 empty] | INVALID
413 | 53 | 5012-7/8-4P-75HP KPVS | KPVS_5012-7/8_4P_75HP_12.00_BRZ | 2000 | 2000 | 2000 | 1 | 1 | 2 | D | KPVS_SplitCase | 6 | 5 | 6 | 10 | BranchMin6_BranchMax10 | 8 | 3 | 8 | 10 | HeaderMin8_HeaderMax10 | 10 | 2 | 6
413 | 53 | 5012-7/8-4P-75HP KPVS | KPVS_5012-7/8_4P_75HP_12.00_BRZ | 2000 | 2000 | 2000 | 1 | 1 | 2 | D | KPVS_SplitCase | 6 | 5 | 6 | 10 | BranchMin6_BranchMax10 | 10 | 3 | 8 | 10 | HeaderMin8_HeaderMax10 | 8 | 2 | 6 | [29 empty] | INVALID
413 | 53 | 5012-7/8-4P-75HP KPVS | KPVS_5012-7/8_4P_75HP_12.00_BRZ | 2000 | 2000 | 2000 | 1 | 1 | 2 | D | KPVS_SplitCase | 6 | 5 | 6 | 10 | BranchMin6_BranchMax10 | 10 | 3 | 8 | 10 | HeaderMin8_HeaderMax10 | 10 | 2 | 6 | [29 empty] | INVALID
414 | 54 | 5015-9/0-4P-25HP KPVS | KPVS_5015-9/0_4P_25HP_9.03_BRZ | 1495.7 | 1495.7 | 1495.7 | 1 | 1 | 2 | D | KPVS_SplitCase | 6 | 5 | 6 | 8 | BranchMin6_BranchMax8 | 6 | 2 | 8 | 8 | HeaderMin8_HeaderMax8 | 8 | 1 | 2
414 | 54 | 5015-9/0-4P-25HP KPVS | KPVS_5015-9/0_4P_25HP_9.03_BRZ | 1495.7 | 1495.7 | 1495.7 | 1 | 1 | 2 | D | KPVS_SplitCase | 6 | 5 | 6 | 8 | BranchMin6_BranchMax8 | 8 | 2 | 8 | 8 | HeaderMin8_HeaderMax8 | 8 | 1 | 2 | [29 empty] | INVALID
415 | 55 | 5015-9/0-4P-30HP KPVS | KPVS_5015-9/0_4P_30HP_9.62_BRZ | 1583.4 | 1583.4 | 1583.4 | 1 | 1 | 2 | D | KPVS_SplitCase | 6 | 5 | 6 | 8 | BranchMin6_BranchMax8 | 6 | 2 | 8 | 8 | HeaderMin8_HeaderMax8 | 8 | 1 | 2
415 | 55 | 5015-9/0-4P-30HP KPVS | KPVS_5015-9/0_4P_30HP_9.62_BRZ | 1583.4 | 1583.4 | 1583.4 | 1 | 1 | 2 | D | KPVS_SplitCase | 6 | 5 | 6 | 8 | BranchMin6_BranchMax8 | 8 | 2 | 8 | 8 | HeaderMin8_HeaderMax8 | 8 | 1 | 2 | [29 empty] | INVALID
416 | 56 | 5015-9/0-4P-40HP KPVS | KPVS_5015-9/0_4P_40HP_10.56_BRZ | 1715.7 | 1715.7 | 1715.7 | 1 | 1 | 2 | D | KPVS_SplitCase | 6 | 5 | 6 | 10 | BranchMin6_BranchMax10 | 6 | 3 | 8 | 10 | HeaderMin8_HeaderMax10 | 8 | 2 | 6
416 | 56 | 5015-9/0-4P-40HP KPVS | KPVS_5015-9/0_4P_40HP_10.56_BRZ | 1715.7 | 1715.7 | 1715.7 | 1 | 1 | 2 | D | KPVS_SplitCase | 6 | 5 | 6 | 10 | BranchMin6_BranchMax10 | 6 | 3 | 8 | 10 | HeaderMin8_HeaderMax10 | 10 | 2 | 6
416 | 56 | 5015-9/0-4P-40HP KPVS | KPVS_5015-9/0_4P_40HP_10.56_BRZ | 1715.7 | 1715.7 | 1715.7 | 1 | 1 | 2 | D | KPVS_SplitCase | 6 | 5 | 6 | 10 | BranchMin6_BranchMax10 | 8 | 3 | 8 | 10 | HeaderMin8_HeaderMax10 | 8 | 2 | 6 | [29 empty] | INVALID
416 | 56 | 5015-9/0-4P-40HP KPVS | KPVS_5015-9/0_4P_40HP_10.56_BRZ | 1715.7 | 1715.7 | 1715.7 | 1 | 1 | 2 | D | KPVS_SplitCase | 6 | 5 | 6 | 10 | BranchMin6_BranchMax10 | 8 | 3 | 8 | 10 | HeaderMin8_HeaderMax10 | 10 | 2 | 6
416 | 56 | 5015-9/0-4P-40HP KPVS | KPVS_5015-9/0_4P_40HP_10.56_BRZ | 1715.7 | 1715.7 | 1715.7 | 1 | 1 | 2 | D | KPVS_SplitCase | 6 | 5 | 6 | 10 | BranchMin6_BranchMax10 | 10 | 3 | 8 | 10 | HeaderMin8_HeaderMax10 | 8 | 2 | 6 | [29 empty] | INVALID
416 | 56 | 5015-9/0-4P-40HP KPVS | KPVS_5015-9/0_4P_40HP_10.56_BRZ | 1715.7 | 1715.7 | 1715.7 | 1 | 1 | 2 | D | KPVS_SplitCase | 6 | 5 | 6 | 10 | BranchMin6_BranchMax10 | 10 | 3 | 8 | 10 | HeaderMin8_HeaderMax10 | 10 | 2 | 6 | [29 empty] | INVALID
417 | 57 | 5015-9/0-4P-50HP KPVS | KPVS_5015-9/0_4P_50HP_11.30_BRZ | 1813.1 | 1813.1 | 1813.1 | 1 | 1 | 2 | D | KPVS_SplitCase | 6 | 5 | 6 | 10 | BranchMin6_BranchMax10 | 6 | 3 | 8 | 10 | HeaderMin8_HeaderMax10 | 8 | 2 | 6
417 | 57 | 5015-9/0-4P-50HP KPVS | KPVS_5015-9/0_4P_50HP_11.30_BRZ | 1813.1 | 1813.1 | 1813.1 | 1 | 1 | 2 | D | KPVS_SplitCase | 6 | 5 | 6 | 10 | BranchMin6_BranchMax10 | 6 | 3 | 8 | 10 | HeaderMin8_HeaderMax10 | 10 | 2 | 6
417 | 57 | 5015-9/0-4P-50HP KPVS | KPVS_5015-9/0_4P_50HP_11.30_BRZ | 1813.1 | 1813.1 | 1813.1 | 1 | 1 | 2 | D | KPVS_SplitCase | 6 | 5 | 6 | 10 | BranchMin6_BranchMax10 | 8 | 3 | 8 | 10 | HeaderMin8_HeaderMax10 | 8 | 2 | 6 | [29 empty] | INVALID
417 | 57 | 5015-9/0-4P-50HP KPVS | KPVS_5015-9/0_4P_50HP_11.30_BRZ | 1813.1 | 1813.1 | 1813.1 | 1 | 1 | 2 | D | KPVS_SplitCase | 6 | 5 | 6 | 10 | BranchMin6_BranchMax10 | 8 | 3 | 8 | 10 | HeaderMin8_HeaderMax10 | 10 | 2 | 6
417 | 57 | 5015-9/0-4P-50HP KPVS | KPVS_5015-9/0_4P_50HP_11.30_BRZ | 1813.1 | 1813.1 | 1813.1 | 1 | 1 | 2 | D | KPVS_SplitCase | 6 | 5 | 6 | 10 | BranchMin6_BranchMax10 | 10 | 3 | 8 | 10 | HeaderMin8_HeaderMax10 | 8 | 2 | 6 | [29 empty] | INVALID
417 | 57 | 5015-9/0-4P-50HP KPVS | KPVS_5015-9/0_4P_50HP_11.30_BRZ | 1813.1 | 1813.1 | 1813.1 | 1 | 1 | 2 | D | KPVS_SplitCase | 6 | 5 | 6 | 10 | BranchMin6_BranchMax10 | 10 | 3 | 8 | 10 | HeaderMin8_HeaderMax10 | 10 | 2 | 6 | [29 empty] | INVALID
418 | 58 | 5015-9/0-4P-60HP KPVS | KPVS_5015-9/0_4P_60HP_11.87_BRZ | 1884.3 | 1884.3 | 1884.3 | 1 | 1 | 2 | D | KPVS_SplitCase | 6 | 5 | 6 | 10 | BranchMin6_BranchMax10 | 6 | 3 | 8 | 10 | HeaderMin8_HeaderMax10 | 8 | 2 | 6
418 | 58 | 5015-9/0-4P-60HP KPVS | KPVS_5015-9/0_4P_60HP_11.87_BRZ | 1884.3 | 1884.3 | 1884.3 | 1 | 1 | 2 | D | KPVS_SplitCase | 6 | 5 | 6 | 10 | BranchMin6_BranchMax10 | 6 | 3 | 8 | 10 | HeaderMin8_HeaderMax10 | 10 | 2 | 6
418 | 58 | 5015-9/0-4P-60HP KPVS | KPVS_5015-9/0_4P_60HP_11.87_BRZ | 1884.3 | 1884.3 | 1884.3 | 1 | 1 | 2 | D | KPVS_SplitCase | 6 | 5 | 6 | 10 | BranchMin6_BranchMax10 | 8 | 3 | 8 | 10 | HeaderMin8_HeaderMax10 | 8 | 2 | 6 | [29 empty] | INVALID
418 | 58 | 5015-9/0-4P-60HP KPVS | KPVS_5015-9/0_4P_60HP_11.87_BRZ | 1884.3 | 1884.3 | 1884.3 | 1 | 1 | 2 | D | KPVS_SplitCase | 6 | 5 | 6 | 10 | BranchMin6_BranchMax10 | 8 | 3 | 8 | 10 | HeaderMin8_HeaderMax10 | 10 | 2 | 6
418 | 58 | 5015-9/0-4P-60HP KPVS | KPVS_5015-9/0_4P_60HP_11.87_BRZ | 1884.3 | 1884.3 | 1884.3 | 1 | 1 | 2 | D | KPVS_SplitCase | 6 | 5 | 6 | 10 | BranchMin6_BranchMax10 | 10 | 3 | 8 | 10 | HeaderMin8_HeaderMax10 | 8 | 2 | 6 | [29 empty] | INVALID
418 | 58 | 5015-9/0-4P-60HP KPVS | KPVS_5015-9/0_4P_60HP_11.87_BRZ | 1884.3 | 1884.3 | 1884.3 | 1 | 1 | 2 | D | KPVS_SplitCase | 6 | 5 | 6 | 10 | BranchMin6_BranchMax10 | 10 | 3 | 8 | 10 | HeaderMin8_HeaderMax10 | 10 | 2 | 6 | [29 empty] | INVALID
419 | 59 | 5015-9/0-4P-75HP KPVS | KPVS_5015-9/0_4P_75HP_12.61_BRZ | 1998.6 | 1998.6 | 1998.6 | 1 | 1 | 2 | D | KPVS_SplitCase | 6 | 5 | 6 | 10 | BranchMin6_BranchMax10 | 6 | 3 | 8 | 10 | HeaderMin8_HeaderMax10 | 8 | 2 | 6
419 | 59 | 5015-9/0-4P-75HP KPVS | KPVS_5015-9/0_4P_75HP_12.61_BRZ | 1998.6 | 1998.6 | 1998.6 | 1 | 1 | 2 | D | KPVS_SplitCase | 6 | 5 | 6 | 10 | BranchMin6_BranchMax10 | 6 | 3 | 8 | 10 | HeaderMin8_HeaderMax10 | 10 | 2 | 6
419 | 59 | 5015-9/0-4P-75HP KPVS | KPVS_5015-9/0_4P_75HP_12.61_BRZ | 1998.6 | 1998.6 | 1998.6 | 1 | 1 | 2 | D | KPVS_SplitCase | 6 | 5 | 6 | 10 | BranchMin6_BranchMax10 | 8 | 3 | 8 | 10 | HeaderMin8_HeaderMax10 | 8 | 2 | 6 | [29 empty] | INVALID
419 | 59 | 5015-9/0-4P-75HP KPVS | KPVS_5015-9/0_4P_75HP_12.61_BRZ | 1998.6 | 1998.6 | 1998.6 | 1 | 1 | 2 | D | KPVS_SplitCase | 6 | 5 | 6 | 10 | BranchMin6_BranchMax10 | 8 | 3 | 8 | 10 | HeaderMin8_HeaderMax10 | 10 | 2 | 6
419 | 59 | 5015-9/0-4P-75HP KPVS | KPVS_5015-9/0_4P_75HP_12.61_BRZ | 1998.6 | 1998.6 | 1998.6 | 1 | 1 | 2 | D | KPVS_SplitCase | 6 | 5 | 6 | 10 | BranchMin6_BranchMax10 | 10 | 3 | 8 | 10 | HeaderMin8_HeaderMax10 | 8 | 2 | 6 | [29 empty] | INVALID
419 | 59 | 5015-9/0-4P-75HP KPVS | KPVS_5015-9/0_4P_75HP_12.61_BRZ | 1998.6 | 1998.6 | 1998.6 | 1 | 1 | 2 | D | KPVS_SplitCase | 6 | 5 | 6 | 10 | BranchMin6_BranchMax10 | 10 | 3 | 8 | 10 | HeaderMin8_HeaderMax10 | 10 | 2 | 6 | [29 empty] | INVALID
420 | 60 | 5015-9/0-4P-100HP KPVS | KPVS_5015-9/0_4P_100HP_13.60_BRZ | 2182.4 | 2182.4 | 2182.4 | 1 | 1 | 2 | D | KPVS_SplitCase | 6 | 5 | 6 | 10 | BranchMin6_BranchMax10 | 6 | 3 | 8 | 10 | HeaderMin8_HeaderMax10 | 8 | 2 | 6
420 | 60 | 5015-9/0-4P-100HP KPVS | KPVS_5015-9/0_4P_100HP_13.60_BRZ | 2182.4 | 2182.4 | 2182.4 | 1 | 1 | 2 | D | KPVS_SplitCase | 6 | 5 | 6 | 10 | BranchMin6_BranchMax10 | 6 | 3 | 8 | 10 | HeaderMin8_HeaderMax10 | 10 | 2 | 6
420 | 60 | 5015-9/0-4P-100HP KPVS | KPVS_5015-9/0_4P_100HP_13.60_BRZ | 2182.4 | 2182.4 | 2182.4 | 1 | 1 | 2 | D | KPVS_SplitCase | 6 | 5 | 6 | 10 | BranchMin6_BranchMax10 | 8 | 3 | 8 | 10 | HeaderMin8_HeaderMax10 | 8 | 2 | 6 | [29 empty] | INVALID
420 | 60 | 5015-9/0-4P-100HP KPVS | KPVS_5015-9/0_4P_100HP_13.60_BRZ | 2182.4 | 2182.4 | 2182.4 | 1 | 1 | 2 | D | KPVS_SplitCase | 6 | 5 | 6 | 10 | BranchMin6_BranchMax10 | 8 | 3 | 8 | 10 | HeaderMin8_HeaderMax10 | 10 | 2 | 6
420 | 60 | 5015-9/0-4P-100HP KPVS | KPVS_5015-9/0_4P_100HP_13.60_BRZ | 2182.4 | 2182.4 | 2182.4 | 1 | 1 | 2 | D | KPVS_SplitCase | 6 | 5 | 6 | 10 | BranchMin6_BranchMax10 | 10 | 3 | 8 | 10 | HeaderMin8_HeaderMax10 | 8 | 2 | 6 | [29 empty] | INVALID
420 | 60 | 5015-9/0-4P-100HP KPVS | KPVS_5015-9/0_4P_100HP_13.60_BRZ | 2182.4 | 2182.4 | 2182.4 | 1 | 1 | 2 | D | KPVS_SplitCase | 6 | 5 | 6 | 10 | BranchMin6_BranchMax10 | 10 | 3 | 8 | 10 | HeaderMin8_HeaderMax10 | 10 | 2 | 6 | [29 empty] | INVALID
421 | 61 | 5015-9/0-4P-125HP KPVS | KPVS_5015-9/0_4P_125HP_14.35_BRZ | 2327.6 | 2327.6 | 2327.6 | 1 | 1 | 2 | D | KPVS_SplitCase | 6 | 5 | 6 | 10 | BranchMin6_BranchMax10 | 6 | 3 | 8 | 10 | HeaderMin8_HeaderMax10 | 8 | 2 | 6
421 | 61 | 5015-9/0-4P-125HP KPVS | KPVS_5015-9/0_4P_125HP_14.35_BRZ | 2327.6 | 2327.6 | 2327.6 | 1 | 1 | 2 | D | KPVS_SplitCase | 6 | 5 | 6 | 10 | BranchMin6_BranchMax10 | 6 | 3 | 8 | 10 | HeaderMin8_HeaderMax10 | 10 | 2 | 6
421 | 61 | 5015-9/0-4P-125HP KPVS | KPVS_5015-9/0_4P_125HP_14.35_BRZ | 2327.6 | 2327.6 | 2327.6 | 1 | 1 | 2 | D | KPVS_SplitCase | 6 | 5 | 6 | 10 | BranchMin6_BranchMax10 | 8 | 3 | 8 | 10 | HeaderMin8_HeaderMax10 | 8 | 2 | 6 | [29 empty] | INVALID
421 | 61 | 5015-9/0-4P-125HP KPVS | KPVS_5015-9/0_4P_125HP_14.35_BRZ | 2327.6 | 2327.6 | 2327.6 | 1 | 1 | 2 | D | KPVS_SplitCase | 6 | 5 | 6 | 10 | BranchMin6_BranchMax10 | 8 | 3 | 8 | 10 | HeaderMin8_HeaderMax10 | 10 | 2 | 6
421 | 61 | 5015-9/0-4P-125HP KPVS | KPVS_5015-9/0_4P_125HP_14.35_BRZ | 2327.6 | 2327.6 | 2327.6 | 1 | 1 | 2 | D | KPVS_SplitCase | 6 | 5 | 6 | 10 | BranchMin6_BranchMax10 | 10 | 3 | 8 | 10 | HeaderMin8_HeaderMax10 | 8 | 2 | 6 | [29 empty] | INVALID
421 | 61 | 5015-9/0-4P-125HP KPVS | KPVS_5015-9/0_4P_125HP_14.35_BRZ | 2327.6 | 2327.6 | 2327.6 | 1 | 1 | 2 | D | KPVS_SplitCase | 6 | 5 | 6 | 10 | BranchMin6_BranchMax10 | 10 | 3 | 8 | 10 | HeaderMin8_HeaderMax10 | 10 | 2 | 6 | [29 empty] | INVALID
422 | 62 | 5015-9/0-4P-150HP KPVS | KPVS_5015-9/0_4P_150HP_15.00_BRZ | 2460 | 2460 | 2460 | 1 | 1 | 2 | D | KPVS_SplitCase | 6 | 5 | 6 | 10 | BranchMin6_BranchMax10 | 6 | 3 | 8 | 10 | HeaderMin8_HeaderMax10 | 8 | 2 | 6
422 | 62 | 5015-9/0-4P-150HP KPVS | KPVS_5015-9/0_4P_150HP_15.00_BRZ | 2460 | 2460 | 2460 | 1 | 1 | 2 | D | KPVS_SplitCase | 6 | 5 | 6 | 10 | BranchMin6_BranchMax10 | 6 | 3 | 8 | 10 | HeaderMin8_HeaderMax10 | 10 | 2 | 6
422 | 62 | 5015-9/0-4P-150HP KPVS | KPVS_5015-9/0_4P_150HP_15.00_BRZ | 2460 | 2460 | 2460 | 1 | 1 | 2 | D | KPVS_SplitCase | 6 | 5 | 6 | 10 | BranchMin6_BranchMax10 | 8 | 3 | 8 | 10 | HeaderMin8_HeaderMax10 | 8 | 2 | 6 | [29 empty] | INVALID
422 | 62 | 5015-9/0-4P-150HP KPVS | KPVS_5015-9/0_4P_150HP_15.00_BRZ | 2460 | 2460 | 2460 | 1 | 1 | 2 | D | KPVS_SplitCase | 6 | 5 | 6 | 10 | BranchMin6_BranchMax10 | 8 | 3 | 8 | 10 | HeaderMin8_HeaderMax10 | 10 | 2 | 6
422 | 62 | 5015-9/0-4P-150HP KPVS | KPVS_5015-9/0_4P_150HP_15.00_BRZ | 2460 | 2460 | 2460 | 1 | 1 | 2 | D | KPVS_SplitCase | 6 | 5 | 6 | 10 | BranchMin6_BranchMax10 | 10 | 3 | 8 | 10 | HeaderMin8_HeaderMax10 | 8 | 2 | 6 | [29 empty] | INVALID
422 | 62 | 5015-9/0-4P-150HP KPVS | KPVS_5015-9/0_4P_150HP_15.00_BRZ | 2460 | 2460 | 2460 | 1 | 1 | 2 | D | KPVS_SplitCase | 6 | 5 | 6 | 10 | BranchMin6_BranchMax10 | 10 | 3 | 8 | 10 | HeaderMin8_HeaderMax10 | 10 | 2 | 6 | [29 empty] | INVALID
423 | 63 | 6012-3/4-4P-20HP KPVS | KPVS_6012-3/4_4P_20HP_7.18_BRZ | 1948.3 | 1948.3 | 1948.3 | 1 | 1 | 2 | D | KPVS_SplitCase | 8 | 6 | 8 | 10 | BranchMin8_BranchMax10 | 8 | 2 | 10 | 10 | HeaderMin10_HeaderMax10 | 10 | 1 | 2
423 | 63 | 6012-3/4-4P-20HP KPVS | KPVS_6012-3/4_4P_20HP_7.18_BRZ | 1948.3 | 1948.3 | 1948.3 | 1 | 1 | 2 | D | KPVS_SplitCase | 8 | 6 | 8 | 10 | BranchMin8_BranchMax10 | 10 | 2 | 10 | 10 | HeaderMin10_HeaderMax10 | 10 | 1 | 2 | [29 empty] | INVALID
424 | 64 | 6012-3/4-4P-25HP KPVS | KPVS_6012-3/4_4P_25HP_7.66_BRZ | 2103.8 | 2103.8 | 2103.8 | 1 | 1 | 2 | D | KPVS_SplitCase | 8 | 6 | 8 | 10 | BranchMin8_BranchMax10 | 8 | 2 | 10 | 10 | HeaderMin10_HeaderMax10 | 10 | 1 | 2
424 | 64 | 6012-3/4-4P-25HP KPVS | KPVS_6012-3/4_4P_25HP_7.66_BRZ | 2103.8 | 2103.8 | 2103.8 | 1 | 1 | 2 | D | KPVS_SplitCase | 8 | 6 | 8 | 10 | BranchMin8_BranchMax10 | 10 | 2 | 10 | 10 | HeaderMin10_HeaderMax10 | 10 | 1 | 2 | [29 empty] | INVALID
425 | 65 | 6012-3/4-4P-30HP KPVS | KPVS_6012-3/4_4P_30HP_8.02_BRZ | 2220.5 | 2220.5 | 2220.5 | 1 | 1 | 2 | D | KPVS_SplitCase | 8 | 6 | 8 | 10 | BranchMin8_BranchMax10 | 8 | 2 | 10 | 10 | HeaderMin10_HeaderMax10 | 10 | 1 | 2
425 | 65 | 6012-3/4-4P-30HP KPVS | KPVS_6012-3/4_4P_30HP_8.02_BRZ | 2220.5 | 2220.5 | 2220.5 | 1 | 1 | 2 | D | KPVS_SplitCase | 8 | 6 | 8 | 10 | BranchMin8_BranchMax10 | 10 | 2 | 10 | 10 | HeaderMin10_HeaderMax10 | 10 | 1 | 2 | [29 empty] | INVALID
426 | 66 | 6012-3/4-4P-40HP KPVS | KPVS_6012-3/4_4P_40HP_8.86_BRZ | 2492.6 | 2492.6 | 2492.6 | 1 | 1 | 2 | D | KPVS_SplitCase | 8 | 6 | 8 | 10 | BranchMin8_BranchMax10 | 8 | 2 | 10 | 10 | HeaderMin10_HeaderMax10 | 10 | 1 | 2
426 | 66 | 6012-3/4-4P-40HP KPVS | KPVS_6012-3/4_4P_40HP_8.86_BRZ | 2492.6 | 2492.6 | 2492.6 | 1 | 1 | 2 | D | KPVS_SplitCase | 8 | 6 | 8 | 10 | BranchMin8_BranchMax10 | 10 | 2 | 10 | 10 | HeaderMin10_HeaderMax10 | 10 | 1 | 2 | [29 empty] | INVALID
427 | 67 | 6012-3/4-4P-50HP KPVS | KPVS_6012-3/4_4P_50HP_9.85_BRZ | 2801.3 | 2801.3 | 2801.3 | 1 | 1 | 2 | D | KPVS_SplitCase | 8 | 6 | 8 | 12 | BranchMin8_BranchMax12 | 8 | 3 | 10 | 12 | HeaderMin10_HeaderMax12 | 10 | 2 | 6
427 | 67 | 6012-3/4-4P-50HP KPVS | KPVS_6012-3/4_4P_50HP_9.85_BRZ | 2801.3 | 2801.3 | 2801.3 | 1 | 1 | 2 | D | KPVS_SplitCase | 8 | 6 | 8 | 12 | BranchMin8_BranchMax12 | 8 | 3 | 10 | 12 | HeaderMin10_HeaderMax12 | 12 | 2 | 6
427 | 67 | 6012-3/4-4P-50HP KPVS | KPVS_6012-3/4_4P_50HP_9.85_BRZ | 2801.3 | 2801.3 | 2801.3 | 1 | 1 | 2 | D | KPVS_SplitCase | 8 | 6 | 8 | 12 | BranchMin8_BranchMax12 | 10 | 3 | 10 | 12 | HeaderMin10_HeaderMax12 | 10 | 2 | 6 | [29 empty] | INVALID
427 | 67 | 6012-3/4-4P-50HP KPVS | KPVS_6012-3/4_4P_50HP_9.85_BRZ | 2801.3 | 2801.3 | 2801.3 | 1 | 1 | 2 | D | KPVS_SplitCase | 8 | 6 | 8 | 12 | BranchMin8_BranchMax12 | 10 | 3 | 10 | 12 | HeaderMin10_HeaderMax12 | 12 | 2 | 6
427 | 67 | 6012-3/4-4P-50HP KPVS | KPVS_6012-3/4_4P_50HP_9.85_BRZ | 2801.3 | 2801.3 | 2801.3 | 1 | 1 | 2 | D | KPVS_SplitCase | 8 | 6 | 8 | 12 | BranchMin8_BranchMax12 | 12 | 3 | 10 | 12 | HeaderMin10_HeaderMax12 | 10 | 2 | 6 | [29 empty] | INVALID
427 | 67 | 6012-3/4-4P-50HP KPVS | KPVS_6012-3/4_4P_50HP_9.85_BRZ | 2801.3 | 2801.3 | 2801.3 | 1 | 1 | 2 | D | KPVS_SplitCase | 8 | 6 | 8 | 12 | BranchMin8_BranchMax12 | 12 | 3 | 10 | 12 | HeaderMin10_HeaderMax12 | 12 | 2 | 6 | [29 empty] | INVALID
428 | 68 | 6012-3/4-4P-60HP KPVS | KPVS_6012-3/4_4P_60HP_10.38_BRZ | 2944.6 | 2944.6 | 2944.6 | 1 | 1 | 2 | D | KPVS_SplitCase | 8 | 6 | 8 | 12 | BranchMin8_BranchMax12 | 8 | 3 | 10 | 12 | HeaderMin10_HeaderMax12 | 10 | 2 | 6
428 | 68 | 6012-3/4-4P-60HP KPVS | KPVS_6012-3/4_4P_60HP_10.38_BRZ | 2944.6 | 2944.6 | 2944.6 | 1 | 1 | 2 | D | KPVS_SplitCase | 8 | 6 | 8 | 12 | BranchMin8_BranchMax12 | 8 | 3 | 10 | 12 | HeaderMin10_HeaderMax12 | 12 | 2 | 6
428 | 68 | 6012-3/4-4P-60HP KPVS | KPVS_6012-3/4_4P_60HP_10.38_BRZ | 2944.6 | 2944.6 | 2944.6 | 1 | 1 | 2 | D | KPVS_SplitCase | 8 | 6 | 8 | 12 | BranchMin8_BranchMax12 | 10 | 3 | 10 | 12 | HeaderMin10_HeaderMax12 | 10 | 2 | 6 | [29 empty] | INVALID
428 | 68 | 6012-3/4-4P-60HP KPVS | KPVS_6012-3/4_4P_60HP_10.38_BRZ | 2944.6 | 2944.6 | 2944.6 | 1 | 1 | 2 | D | KPVS_SplitCase | 8 | 6 | 8 | 12 | BranchMin8_BranchMax12 | 10 | 3 | 10 | 12 | HeaderMin10_HeaderMax12 | 12 | 2 | 6
428 | 68 | 6012-3/4-4P-60HP KPVS | KPVS_6012-3/4_4P_60HP_10.38_BRZ | 2944.6 | 2944.6 | 2944.6 | 1 | 1 | 2 | D | KPVS_SplitCase | 8 | 6 | 8 | 12 | BranchMin8_BranchMax12 | 12 | 3 | 10 | 12 | HeaderMin10_HeaderMax12 | 10 | 2 | 6 | [29 empty] | INVALID
428 | 68 | 6012-3/4-4P-60HP KPVS | KPVS_6012-3/4_4P_60HP_10.38_BRZ | 2944.6 | 2944.6 | 2944.6 | 1 | 1 | 2 | D | KPVS_SplitCase | 8 | 6 | 8 | 12 | BranchMin8_BranchMax12 | 12 | 3 | 10 | 12 | HeaderMin10_HeaderMax12 | 12 | 2 | 6 | [29 empty] | INVALID
429 | 69 | 6012-3/4-4P-75HP KPVS | KPVS_6012-3/4_4P_75HP_11.05_BRZ | 3118.5 | 3118.5 | 3118.5 | 1 | 1 | 2 | D | KPVS_SplitCase | 8 | 6 | 8 | 12 | BranchMin8_BranchMax12 | 8 | 3 | 10 | 12 | HeaderMin10_HeaderMax12 | 10 | 2 | 6
429 | 69 | 6012-3/4-4P-75HP KPVS | KPVS_6012-3/4_4P_75HP_11.05_BRZ | 3118.5 | 3118.5 | 3118.5 | 1 | 1 | 2 | D | KPVS_SplitCase | 8 | 6 | 8 | 12 | BranchMin8_BranchMax12 | 8 | 3 | 10 | 12 | HeaderMin10_HeaderMax12 | 12 | 2 | 6
429 | 69 | 6012-3/4-4P-75HP KPVS | KPVS_6012-3/4_4P_75HP_11.05_BRZ | 3118.5 | 3118.5 | 3118.5 | 1 | 1 | 2 | D | KPVS_SplitCase | 8 | 6 | 8 | 12 | BranchMin8_BranchMax12 | 10 | 3 | 10 | 12 | HeaderMin10_HeaderMax12 | 10 | 2 | 6 | [29 empty] | INVALID
429 | 69 | 6012-3/4-4P-75HP KPVS | KPVS_6012-3/4_4P_75HP_11.05_BRZ | 3118.5 | 3118.5 | 3118.5 | 1 | 1 | 2 | D | KPVS_SplitCase | 8 | 6 | 8 | 12 | BranchMin8_BranchMax12 | 10 | 3 | 10 | 12 | HeaderMin10_HeaderMax12 | 12 | 2 | 6
429 | 69 | 6012-3/4-4P-75HP KPVS | KPVS_6012-3/4_4P_75HP_11.05_BRZ | 3118.5 | 3118.5 | 3118.5 | 1 | 1 | 2 | D | KPVS_SplitCase | 8 | 6 | 8 | 12 | BranchMin8_BranchMax12 | 12 | 3 | 10 | 12 | HeaderMin10_HeaderMax12 | 10 | 2 | 6 | [29 empty] | INVALID
429 | 69 | 6012-3/4-4P-75HP KPVS | KPVS_6012-3/4_4P_75HP_11.05_BRZ | 3118.5 | 3118.5 | 3118.5 | 1 | 1 | 2 | D | KPVS_SplitCase | 8 | 6 | 8 | 12 | BranchMin8_BranchMax12 | 12 | 3 | 10 | 12 | HeaderMin10_HeaderMax12 | 12 | 2 | 6 | [29 empty] | INVALID
430 | 70 | 6012-3/4-4P-100HP KPVS | KPVS_6012-3/4_4P_100HP_12.00_BRZ | 3375 | 3375 | 3375 | 1 | 1 | 2 | D | KPVS_SplitCase | 8 | 6 | 8 | 12 | BranchMin8_BranchMax12 | 8 | 3 | 10 | 12 | HeaderMin10_HeaderMax12 | 10 | 2 | 6
430 | 70 | 6012-3/4-4P-100HP KPVS | KPVS_6012-3/4_4P_100HP_12.00_BRZ | 3375 | 3375 | 3375 | 1 | 1 | 2 | D | KPVS_SplitCase | 8 | 6 | 8 | 12 | BranchMin8_BranchMax12 | 8 | 3 | 10 | 12 | HeaderMin10_HeaderMax12 | 12 | 2 | 6
430 | 70 | 6012-3/4-4P-100HP KPVS | KPVS_6012-3/4_4P_100HP_12.00_BRZ | 3375 | 3375 | 3375 | 1 | 1 | 2 | D | KPVS_SplitCase | 8 | 6 | 8 | 12 | BranchMin8_BranchMax12 | 10 | 3 | 10 | 12 | HeaderMin10_HeaderMax12 | 10 | 2 | 6 | [29 empty] | INVALID
430 | 70 | 6012-3/4-4P-100HP KPVS | KPVS_6012-3/4_4P_100HP_12.00_BRZ | 3375 | 3375 | 3375 | 1 | 1 | 2 | D | KPVS_SplitCase | 8 | 6 | 8 | 12 | BranchMin8_BranchMax12 | 10 | 3 | 10 | 12 | HeaderMin10_HeaderMax12 | 12 | 2 | 6
430 | 70 | 6012-3/4-4P-100HP KPVS | KPVS_6012-3/4_4P_100HP_12.00_BRZ | 3375 | 3375 | 3375 | 1 | 1 | 2 | D | KPVS_SplitCase | 8 | 6 | 8 | 12 | BranchMin8_BranchMax12 | 12 | 3 | 10 | 12 | HeaderMin10_HeaderMax12 | 10 | 2 | 6 | [29 empty] | INVALID
430 | 70 | 6012-3/4-4P-100HP KPVS | KPVS_6012-3/4_4P_100HP_12.00_BRZ | 3375 | 3375 | 3375 | 1 | 1 | 2 | D | KPVS_SplitCase | 8 | 6 | 8 | 12 | BranchMin8_BranchMax12 | 12 | 3 | 10 | 12 | HeaderMin10_HeaderMax12 | 12 | 2 | 6 | [29 empty] | INVALID
431 | 71 | 6015-3/4-4P-40HP KPVS | KPVS_6015-3/4_4P_40HP_9.03_BRZ | 2242.4 | 2242.4 | 2242.4 | 1 | 1 | 2 | D | KPVS_SplitCase | 8 | 6 | 8 | 10 | BranchMin8_BranchMax10 | 8 | 2 | 10 | 10 | HeaderMin10_HeaderMax10 | 10 | 1 | 2
431 | 71 | 6015-3/4-4P-40HP KPVS | KPVS_6015-3/4_4P_40HP_9.03_BRZ | 2242.4 | 2242.4 | 2242.4 | 1 | 1 | 2 | D | KPVS_SplitCase | 8 | 6 | 8 | 10 | BranchMin8_BranchMax10 | 10 | 2 | 10 | 10 | HeaderMin10_HeaderMax10 | 10 | 1 | 2 | [29 empty] | INVALID
432 | 72 | 6015-3/4-4P-50HP KPVS | KPVS_6015-3/4_4P_50HP_9.58_BRZ | 2378.6 | 2378.6 | 2378.6 | 1 | 1 | 2 | D | KPVS_SplitCase | 8 | 6 | 8 | 10 | BranchMin8_BranchMax10 | 8 | 2 | 10 | 10 | HeaderMin10_HeaderMax10 | 10 | 1 | 2
432 | 72 | 6015-3/4-4P-50HP KPVS | KPVS_6015-3/4_4P_50HP_9.58_BRZ | 2378.6 | 2378.6 | 2378.6 | 1 | 1 | 2 | D | KPVS_SplitCase | 8 | 6 | 8 | 10 | BranchMin8_BranchMax10 | 10 | 2 | 10 | 10 | HeaderMin10_HeaderMax10 | 10 | 1 | 2 | [29 empty] | INVALID
433 | 73 | 6015-3/4-4P-60HP KPVS | KPVS_6015-3/4_4P_60HP_10.10_BRZ | 2507.3 | 2507.3 | 2507.3 | 1 | 1 | 2 | D | KPVS_SplitCase | 8 | 6 | 8 | 12 | BranchMin8_BranchMax12 | 8 | 3 | 10 | 12 | HeaderMin10_HeaderMax12 | 10 | 2 | 6
433 | 73 | 6015-3/4-4P-60HP KPVS | KPVS_6015-3/4_4P_60HP_10.10_BRZ | 2507.3 | 2507.3 | 2507.3 | 1 | 1 | 2 | D | KPVS_SplitCase | 8 | 6 | 8 | 12 | BranchMin8_BranchMax12 | 8 | 3 | 10 | 12 | HeaderMin10_HeaderMax12 | 12 | 2 | 6
433 | 73 | 6015-3/4-4P-60HP KPVS | KPVS_6015-3/4_4P_60HP_10.10_BRZ | 2507.3 | 2507.3 | 2507.3 | 1 | 1 | 2 | D | KPVS_SplitCase | 8 | 6 | 8 | 12 | BranchMin8_BranchMax12 | 10 | 3 | 10 | 12 | HeaderMin10_HeaderMax12 | 10 | 2 | 6 | [29 empty] | INVALID
433 | 73 | 6015-3/4-4P-60HP KPVS | KPVS_6015-3/4_4P_60HP_10.10_BRZ | 2507.3 | 2507.3 | 2507.3 | 1 | 1 | 2 | D | KPVS_SplitCase | 8 | 6 | 8 | 12 | BranchMin8_BranchMax12 | 10 | 3 | 10 | 12 | HeaderMin10_HeaderMax12 | 12 | 2 | 6
433 | 73 | 6015-3/4-4P-60HP KPVS | KPVS_6015-3/4_4P_60HP_10.10_BRZ | 2507.3 | 2507.3 | 2507.3 | 1 | 1 | 2 | D | KPVS_SplitCase | 8 | 6 | 8 | 12 | BranchMin8_BranchMax12 | 12 | 3 | 10 | 12 | HeaderMin10_HeaderMax12 | 10 | 2 | 6 | [29 empty] | INVALID
433 | 73 | 6015-3/4-4P-60HP KPVS | KPVS_6015-3/4_4P_60HP_10.10_BRZ | 2507.3 | 2507.3 | 2507.3 | 1 | 1 | 2 | D | KPVS_SplitCase | 8 | 6 | 8 | 12 | BranchMin8_BranchMax12 | 12 | 3 | 10 | 12 | HeaderMin10_HeaderMax12 | 12 | 2 | 6 | [29 empty] | INVALID
434 | 74 | 6015-3/4-4P-75HP KPVS | KPVS_6015-3/4_4P_75HP_10.82_BRZ | 2685.5 | 2685.5 | 2685.5 | 1 | 1 | 2 | D | KPVS_SplitCase | 8 | 6 | 8 | 12 | BranchMin8_BranchMax12 | 8 | 3 | 10 | 12 | HeaderMin10_HeaderMax12 | 10 | 2 | 6
434 | 74 | 6015-3/4-4P-75HP KPVS | KPVS_6015-3/4_4P_75HP_10.82_BRZ | 2685.5 | 2685.5 | 2685.5 | 1 | 1 | 2 | D | KPVS_SplitCase | 8 | 6 | 8 | 12 | BranchMin8_BranchMax12 | 8 | 3 | 10 | 12 | HeaderMin10_HeaderMax12 | 12 | 2 | 6
434 | 74 | 6015-3/4-4P-75HP KPVS | KPVS_6015-3/4_4P_75HP_10.82_BRZ | 2685.5 | 2685.5 | 2685.5 | 1 | 1 | 2 | D | KPVS_SplitCase | 8 | 6 | 8 | 12 | BranchMin8_BranchMax12 | 10 | 3 | 10 | 12 | HeaderMin10_HeaderMax12 | 10 | 2 | 6 | [29 empty] | INVALID
434 | 74 | 6015-3/4-4P-75HP KPVS | KPVS_6015-3/4_4P_75HP_10.82_BRZ | 2685.5 | 2685.5 | 2685.5 | 1 | 1 | 2 | D | KPVS_SplitCase | 8 | 6 | 8 | 12 | BranchMin8_BranchMax12 | 10 | 3 | 10 | 12 | HeaderMin10_HeaderMax12 | 12 | 2 | 6
434 | 74 | 6015-3/4-4P-75HP KPVS | KPVS_6015-3/4_4P_75HP_10.82_BRZ | 2685.5 | 2685.5 | 2685.5 | 1 | 1 | 2 | D | KPVS_SplitCase | 8 | 6 | 8 | 12 | BranchMin8_BranchMax12 | 12 | 3 | 10 | 12 | HeaderMin10_HeaderMax12 | 10 | 2 | 6 | [29 empty] | INVALID
434 | 74 | 6015-3/4-4P-75HP KPVS | KPVS_6015-3/4_4P_75HP_10.82_BRZ | 2685.5 | 2685.5 | 2685.5 | 1 | 1 | 2 | D | KPVS_SplitCase | 8 | 6 | 8 | 12 | BranchMin8_BranchMax12 | 12 | 3 | 10 | 12 | HeaderMin10_HeaderMax12 | 12 | 2 | 6 | [29 empty] | INVALID
435 | 75 | 6015-3/4-4P-100HP KPVS | KPVS_6015-3/4_4P_100HP_11.99_BRZ | 2975 | 2975 | 2975 | 1 | 1 | 2 | D | KPVS_SplitCase | 8 | 6 | 8 | 12 | BranchMin8_BranchMax12 | 8 | 3 | 10 | 12 | HeaderMin10_HeaderMax12 | 10 | 2 | 6
435 | 75 | 6015-3/4-4P-100HP KPVS | KPVS_6015-3/4_4P_100HP_11.99_BRZ | 2975 | 2975 | 2975 | 1 | 1 | 2 | D | KPVS_SplitCase | 8 | 6 | 8 | 12 | BranchMin8_BranchMax12 | 8 | 3 | 10 | 12 | HeaderMin10_HeaderMax12 | 12 | 2 | 6
435 | 75 | 6015-3/4-4P-100HP KPVS | KPVS_6015-3/4_4P_100HP_11.99_BRZ | 2975 | 2975 | 2975 | 1 | 1 | 2 | D | KPVS_SplitCase | 8 | 6 | 8 | 12 | BranchMin8_BranchMax12 | 10 | 3 | 10 | 12 | HeaderMin10_HeaderMax12 | 10 | 2 | 6 | [29 empty] | INVALID
435 | 75 | 6015-3/4-4P-100HP KPVS | KPVS_6015-3/4_4P_100HP_11.99_BRZ | 2975 | 2975 | 2975 | 1 | 1 | 2 | D | KPVS_SplitCase | 8 | 6 | 8 | 12 | BranchMin8_BranchMax12 | 10 | 3 | 10 | 12 | HeaderMin10_HeaderMax12 | 12 | 2 | 6
435 | 75 | 6015-3/4-4P-100HP KPVS | KPVS_6015-3/4_4P_100HP_11.99_BRZ | 2975 | 2975 | 2975 | 1 | 1 | 2 | D | KPVS_SplitCase | 8 | 6 | 8 | 12 | BranchMin8_BranchMax12 | 12 | 3 | 10 | 12 | HeaderMin10_HeaderMax12 | 10 | 2 | 6 | [29 empty] | INVALID
435 | 75 | 6015-3/4-4P-100HP KPVS | KPVS_6015-3/4_4P_100HP_11.99_BRZ | 2975 | 2975 | 2975 | 1 | 1 | 2 | D | KPVS_SplitCase | 8 | 6 | 8 | 12 | BranchMin8_BranchMax12 | 12 | 3 | 10 | 12 | HeaderMin10_HeaderMax12 | 12 | 2 | 6 | [29 empty] | INVALID
436 | 76 | 6015-3/4-4P-125HP KPVS | KPVS_6015-3/4_4P_125HP_12.84_BRZ | 3257.5 | 3257.5 | 3257.5 | 1 | 1 | 2 | D | KPVS_SplitCase | 8 | 6 | 8 | 12 | BranchMin8_BranchMax12 | 8 | 3 | 10 | 12 | HeaderMin10_HeaderMax12 | 10 | 2 | 6
436 | 76 | 6015-3/4-4P-125HP KPVS | KPVS_6015-3/4_4P_125HP_12.84_BRZ | 3257.5 | 3257.5 | 3257.5 | 1 | 1 | 2 | D | KPVS_SplitCase | 8 | 6 | 8 | 12 | BranchMin8_BranchMax12 | 8 | 3 | 10 | 12 | HeaderMin10_HeaderMax12 | 12 | 2 | 6
436 | 76 | 6015-3/4-4P-125HP KPVS | KPVS_6015-3/4_4P_125HP_12.84_BRZ | 3257.5 | 3257.5 | 3257.5 | 1 | 1 | 2 | D | KPVS_SplitCase | 8 | 6 | 8 | 12 | BranchMin8_BranchMax12 | 10 | 3 | 10 | 12 | HeaderMin10_HeaderMax12 | 10 | 2 | 6 | [29 empty] | INVALID
436 | 76 | 6015-3/4-4P-125HP KPVS | KPVS_6015-3/4_4P_125HP_12.84_BRZ | 3257.5 | 3257.5 | 3257.5 | 1 | 1 | 2 | D | KPVS_SplitCase | 8 | 6 | 8 | 12 | BranchMin8_BranchMax12 | 10 | 3 | 10 | 12 | HeaderMin10_HeaderMax12 | 12 | 2 | 6
436 | 76 | 6015-3/4-4P-125HP KPVS | KPVS_6015-3/4_4P_125HP_12.84_BRZ | 3257.5 | 3257.5 | 3257.5 | 1 | 1 | 2 | D | KPVS_SplitCase | 8 | 6 | 8 | 12 | BranchMin8_BranchMax12 | 12 | 3 | 10 | 12 | HeaderMin10_HeaderMax12 | 10 | 2 | 6 | [29 empty] | INVALID
436 | 76 | 6015-3/4-4P-125HP KPVS | KPVS_6015-3/4_4P_125HP_12.84_BRZ | 3257.5 | 3257.5 | 3257.5 | 1 | 1 | 2 | D | KPVS_SplitCase | 8 | 6 | 8 | 12 | BranchMin8_BranchMax12 | 12 | 3 | 10 | 12 | HeaderMin10_HeaderMax12 | 12 | 2 | 6 | [29 empty] | INVALID
437 | 77 | 6015-3/4-4P-150HP KPVS | KPVS_6015-3/4_4P_150HP_13.50_BRZ | 3513.8 | 3513.8 | 3513.8 | 1 | 1 | 2 | D | KPVS_SplitCase | 8 | 6 | 8 | 12 | BranchMin8_BranchMax12 | 8 | 3 | 10 | 12 | HeaderMin10_HeaderMax12 | 10 | 2 | 6
437 | 77 | 6015-3/4-4P-150HP KPVS | KPVS_6015-3/4_4P_150HP_13.50_BRZ | 3513.8 | 3513.8 | 3513.8 | 1 | 1 | 2 | D | KPVS_SplitCase | 8 | 6 | 8 | 12 | BranchMin8_BranchMax12 | 8 | 3 | 10 | 12 | HeaderMin10_HeaderMax12 | 12 | 2 | 6
437 | 77 | 6015-3/4-4P-150HP KPVS | KPVS_6015-3/4_4P_150HP_13.50_BRZ | 3513.8 | 3513.8 | 3513.8 | 1 | 1 | 2 | D | KPVS_SplitCase | 8 | 6 | 8 | 12 | BranchMin8_BranchMax12 | 10 | 3 | 10 | 12 | HeaderMin10_HeaderMax12 | 10 | 2 | 6 | [29 empty] | INVALID
437 | 77 | 6015-3/4-4P-150HP KPVS | KPVS_6015-3/4_4P_150HP_13.50_BRZ | 3513.8 | 3513.8 | 3513.8 | 1 | 1 | 2 | D | KPVS_SplitCase | 8 | 6 | 8 | 12 | BranchMin8_BranchMax12 | 10 | 3 | 10 | 12 | HeaderMin10_HeaderMax12 | 12 | 2 | 6
437 | 77 | 6015-3/4-4P-150HP KPVS | KPVS_6015-3/4_4P_150HP_13.50_BRZ | 3513.8 | 3513.8 | 3513.8 | 1 | 1 | 2 | D | KPVS_SplitCase | 8 | 6 | 8 | 12 | BranchMin8_BranchMax12 | 12 | 3 | 10 | 12 | HeaderMin10_HeaderMax12 | 10 | 2 | 6 | [29 empty] | INVALID
437 | 77 | 6015-3/4-4P-150HP KPVS | KPVS_6015-3/4_4P_150HP_13.50_BRZ | 3513.8 | 3513.8 | 3513.8 | 1 | 1 | 2 | D | KPVS_SplitCase | 8 | 6 | 8 | 12 | BranchMin8_BranchMax12 | 12 | 3 | 10 | 12 | HeaderMin10_HeaderMax12 | 12 | 2 | 6 | [29 empty] | INVALID
438 | 78 | 6015-3/4-4P-200HP KPVS | KPVS_6015-3/4_4P_200HP_14.71_BRZ | 3946.3 | 3946.3 | 3946.3 | 1 | 1 | 2 | D | KPVS_SplitCase | 8 | 6 | 8 | 14 | BranchMin8_BranchMax14 | 8 | 4 | 10 | 14 | HeaderMin10_HeaderMax14 | 10 | 3 | 12
438 | 78 | 6015-3/4-4P-200HP KPVS | KPVS_6015-3/4_4P_200HP_14.71_BRZ | 3946.3 | 3946.3 | 3946.3 | 1 | 1 | 2 | D | KPVS_SplitCase | 8 | 6 | 8 | 14 | BranchMin8_BranchMax14 | 8 | 4 | 10 | 14 | HeaderMin10_HeaderMax14 | 12 | 3 | 12
438 | 78 | 6015-3/4-4P-200HP KPVS | KPVS_6015-3/4_4P_200HP_14.71_BRZ | 3946.3 | 3946.3 | 3946.3 | 1 | 1 | 2 | D | KPVS_SplitCase | 8 | 6 | 8 | 14 | BranchMin8_BranchMax14 | 8 | 4 | 10 | 14 | HeaderMin10_HeaderMax14 | 14 | 3 | 12
438 | 78 | 6015-3/4-4P-200HP KPVS | KPVS_6015-3/4_4P_200HP_14.71_BRZ | 3946.3 | 3946.3 | 3946.3 | 1 | 1 | 2 | D | KPVS_SplitCase | 8 | 6 | 8 | 14 | BranchMin8_BranchMax14 | 10 | 4 | 10 | 14 | HeaderMin10_HeaderMax14 | 10 | 3 | 12 | [29 empty] | INVALID
438 | 78 | 6015-3/4-4P-200HP KPVS | KPVS_6015-3/4_4P_200HP_14.71_BRZ | 3946.3 | 3946.3 | 3946.3 | 1 | 1 | 2 | D | KPVS_SplitCase | 8 | 6 | 8 | 14 | BranchMin8_BranchMax14 | 10 | 4 | 10 | 14 | HeaderMin10_HeaderMax14 | 12 | 3 | 12
438 | 78 | 6015-3/4-4P-200HP KPVS | KPVS_6015-3/4_4P_200HP_14.71_BRZ | 3946.3 | 3946.3 | 3946.3 | 1 | 1 | 2 | D | KPVS_SplitCase | 8 | 6 | 8 | 14 | BranchMin8_BranchMax14 | 10 | 4 | 10 | 14 | HeaderMin10_HeaderMax14 | 14 | 3 | 12
438 | 78 | 6015-3/4-4P-200HP KPVS | KPVS_6015-3/4_4P_200HP_14.71_BRZ | 3946.3 | 3946.3 | 3946.3 | 1 | 1 | 2 | D | KPVS_SplitCase | 8 | 6 | 8 | 14 | BranchMin8_BranchMax14 | 12 | 4 | 10 | 14 | HeaderMin10_HeaderMax14 | 10 | 3 | 12 | [29 empty] | INVALID
438 | 78 | 6015-3/4-4P-200HP KPVS | KPVS_6015-3/4_4P_200HP_14.71_BRZ | 3946.3 | 3946.3 | 3946.3 | 1 | 1 | 2 | D | KPVS_SplitCase | 8 | 6 | 8 | 14 | BranchMin8_BranchMax14 | 12 | 4 | 10 | 14 | HeaderMin10_HeaderMax14 | 12 | 3 | 12 | [29 empty] | INVALID
438 | 78 | 6015-3/4-4P-200HP KPVS | KPVS_6015-3/4_4P_200HP_14.71_BRZ | 3946.3 | 3946.3 | 3946.3 | 1 | 1 | 2 | D | KPVS_SplitCase | 8 | 6 | 8 | 14 | BranchMin8_BranchMax14 | 12 | 4 | 10 | 14 | HeaderMin10_HeaderMax14 | 14 | 3 | 12
438 | 78 | 6015-3/4-4P-200HP KPVS | KPVS_6015-3/4_4P_200HP_14.71_BRZ | 3946.3 | 3946.3 | 3946.3 | 1 | 1 | 2 | D | KPVS_SplitCase | 8 | 6 | 8 | 14 | BranchMin8_BranchMax14 | 14 | 4 | 10 | 14 | HeaderMin10_HeaderMax14 | 10 | 3 | 12 | [29 empty] | INVALID
438 | 78 | 6015-3/4-4P-200HP KPVS | KPVS_6015-3/4_4P_200HP_14.71_BRZ | 3946.3 | 3946.3 | 3946.3 | 1 | 1 | 2 | D | KPVS_SplitCase | 8 | 6 | 8 | 14 | BranchMin8_BranchMax14 | 14 | 4 | 10 | 14 | HeaderMin10_HeaderMax14 | 12 | 3 | 12 | [29 empty] | INVALID
438 | 78 | 6015-3/4-4P-200HP KPVS | KPVS_6015-3/4_4P_200HP_14.71_BRZ | 3946.3 | 3946.3 | 3946.3 | 1 | 1 | 2 | D | KPVS_SplitCase | 8 | 6 | 8 | 14 | BranchMin8_BranchMax14 | 14 | 4 | 10 | 14 | HeaderMin10_HeaderMax14 | 14 | 3 | 12 | [29 empty] | INVALID
439 | 79 | 6015-3/4-4P-250HP KPVS | KPVS_6015-3/4_4P_250HP_15.00_BRZ | 4050 | 4050 | 4050 | 1 | 1 | 2 | D | KPVS_SplitCase | 8 | 6 | 8 | 14 | BranchMin8_BranchMax14 | 8 | 4 | 10 | 14 | HeaderMin10_HeaderMax14 | 10 | 3 | 12
439 | 79 | 6015-3/4-4P-250HP KPVS | KPVS_6015-3/4_4P_250HP_15.00_BRZ | 4050 | 4050 | 4050 | 1 | 1 | 2 | D | KPVS_SplitCase | 8 | 6 | 8 | 14 | BranchMin8_BranchMax14 | 8 | 4 | 10 | 14 | HeaderMin10_HeaderMax14 | 12 | 3 | 12
439 | 79 | 6015-3/4-4P-250HP KPVS | KPVS_6015-3/4_4P_250HP_15.00_BRZ | 4050 | 4050 | 4050 | 1 | 1 | 2 | D | KPVS_SplitCase | 8 | 6 | 8 | 14 | BranchMin8_BranchMax14 | 8 | 4 | 10 | 14 | HeaderMin10_HeaderMax14 | 14 | 3 | 12
439 | 79 | 6015-3/4-4P-250HP KPVS | KPVS_6015-3/4_4P_250HP_15.00_BRZ | 4050 | 4050 | 4050 | 1 | 1 | 2 | D | KPVS_SplitCase | 8 | 6 | 8 | 14 | BranchMin8_BranchMax14 | 10 | 4 | 10 | 14 | HeaderMin10_HeaderMax14 | 10 | 3 | 12 | [29 empty] | INVALID
439 | 79 | 6015-3/4-4P-250HP KPVS | KPVS_6015-3/4_4P_250HP_15.00_BRZ | 4050 | 4050 | 4050 | 1 | 1 | 2 | D | KPVS_SplitCase | 8 | 6 | 8 | 14 | BranchMin8_BranchMax14 | 10 | 4 | 10 | 14 | HeaderMin10_HeaderMax14 | 12 | 3 | 12
439 | 79 | 6015-3/4-4P-250HP KPVS | KPVS_6015-3/4_4P_250HP_15.00_BRZ | 4050 | 4050 | 4050 | 1 | 1 | 2 | D | KPVS_SplitCase | 8 | 6 | 8 | 14 | BranchMin8_BranchMax14 | 10 | 4 | 10 | 14 | HeaderMin10_HeaderMax14 | 14 | 3 | 12
439 | 79 | 6015-3/4-4P-250HP KPVS | KPVS_6015-3/4_4P_250HP_15.00_BRZ | 4050 | 4050 | 4050 | 1 | 1 | 2 | D | KPVS_SplitCase | 8 | 6 | 8 | 14 | BranchMin8_BranchMax14 | 12 | 4 | 10 | 14 | HeaderMin10_HeaderMax14 | 10 | 3 | 12 | [29 empty] | INVALID
439 | 79 | 6015-3/4-4P-250HP KPVS | KPVS_6015-3/4_4P_250HP_15.00_BRZ | 4050 | 4050 | 4050 | 1 | 1 | 2 | D | KPVS_SplitCase | 8 | 6 | 8 | 14 | BranchMin8_BranchMax14 | 12 | 4 | 10 | 14 | HeaderMin10_HeaderMax14 | 12 | 3 | 12 | [29 empty] | INVALID
439 | 79 | 6015-3/4-4P-250HP KPVS | KPVS_6015-3/4_4P_250HP_15.00_BRZ | 4050 | 4050 | 4050 | 1 | 1 | 2 | D | KPVS_SplitCase | 8 | 6 | 8 | 14 | BranchMin8_BranchMax14 | 12 | 4 | 10 | 14 | HeaderMin10_HeaderMax14 | 14 | 3 | 12
439 | 79 | 6015-3/4-4P-250HP KPVS | KPVS_6015-3/4_4P_250HP_15.00_BRZ | 4050 | 4050 | 4050 | 1 | 1 | 2 | D | KPVS_SplitCase | 8 | 6 | 8 | 14 | BranchMin8_BranchMax14 | 14 | 4 | 10 | 14 | HeaderMin10_HeaderMax14 | 10 | 3 | 12 | [29 empty] | INVALID
439 | 79 | 6015-3/4-4P-250HP KPVS | KPVS_6015-3/4_4P_250HP_15.00_BRZ | 4050 | 4050 | 4050 | 1 | 1 | 2 | D | KPVS_SplitCase | 8 | 6 | 8 | 14 | BranchMin8_BranchMax14 | 14 | 4 | 10 | 14 | HeaderMin10_HeaderMax14 | 12 | 3 | 12 | [29 empty] | INVALID
439 | 79 | 6015-3/4-4P-250HP KPVS | KPVS_6015-3/4_4P_250HP_15.00_BRZ | 4050 | 4050 | 4050 | 1 | 1 | 2 | D | KPVS_SplitCase | 8 | 6 | 8 | 14 | BranchMin8_BranchMax14 | 14 | 4 | 10 | 14 | HeaderMin10_HeaderMax14 | 14 | 3 | 12 | [29 empty] | INVALID
440 | 80 | 6019-7/8-4P-125HP KPVS | KPVS_6019-7/8_4P_125HP_15.17_BRZ | 2174.5 | 2174.5 | 2174.5 | 1 | 1 | 2 | D | KPVS_SplitCase | 8 | 6 | 8 | 10 | BranchMin8_BranchMax10 | 8 | 2 | 10 | 10 | HeaderMin10_HeaderMax10 | 10 | 1 | 2
440 | 80 | 6019-7/8-4P-125HP KPVS | KPVS_6019-7/8_4P_125HP_15.17_BRZ | 2174.5 | 2174.5 | 2174.5 | 1 | 1 | 2 | D | KPVS_SplitCase | 8 | 6 | 8 | 10 | BranchMin8_BranchMax10 | 10 | 2 | 10 | 10 | HeaderMin10_HeaderMax10 | 10 | 1 | 2 | [29 empty] | INVALID
441 | 81 | 6019-7/8-4P-150HP KPVS | KPVS_6019-7/8_4P_150HP_15.81_BRZ | 2306.3 | 2306.3 | 2306.3 | 1 | 1 | 2 | D | KPVS_SplitCase | 8 | 6 | 8 | 10 | BranchMin8_BranchMax10 | 8 | 2 | 10 | 10 | HeaderMin10_HeaderMax10 | 10 | 1 | 2
441 | 81 | 6019-7/8-4P-150HP KPVS | KPVS_6019-7/8_4P_150HP_15.81_BRZ | 2306.3 | 2306.3 | 2306.3 | 1 | 1 | 2 | D | KPVS_SplitCase | 8 | 6 | 8 | 10 | BranchMin8_BranchMax10 | 10 | 2 | 10 | 10 | HeaderMin10_HeaderMax10 | 10 | 1 | 2 | [29 empty] | INVALID
442 | 82 | 6019-7/8-4P-200HP KPVS | KPVS_6019-7/8_4P_200HP_17.26_BRZ | 2615.2 | 2615.2 | 2615.2 | 1 | 1 | 2 | D | KPVS_SplitCase | 8 | 6 | 8 | 12 | BranchMin8_BranchMax12 | 8 | 3 | 10 | 12 | HeaderMin10_HeaderMax12 | 10 | 2 | 6
442 | 82 | 6019-7/8-4P-200HP KPVS | KPVS_6019-7/8_4P_200HP_17.26_BRZ | 2615.2 | 2615.2 | 2615.2 | 1 | 1 | 2 | D | KPVS_SplitCase | 8 | 6 | 8 | 12 | BranchMin8_BranchMax12 | 8 | 3 | 10 | 12 | HeaderMin10_HeaderMax12 | 12 | 2 | 6
442 | 82 | 6019-7/8-4P-200HP KPVS | KPVS_6019-7/8_4P_200HP_17.26_BRZ | 2615.2 | 2615.2 | 2615.2 | 1 | 1 | 2 | D | KPVS_SplitCase | 8 | 6 | 8 | 12 | BranchMin8_BranchMax12 | 10 | 3 | 10 | 12 | HeaderMin10_HeaderMax12 | 10 | 2 | 6 | [29 empty] | INVALID
442 | 82 | 6019-7/8-4P-200HP KPVS | KPVS_6019-7/8_4P_200HP_17.26_BRZ | 2615.2 | 2615.2 | 2615.2 | 1 | 1 | 2 | D | KPVS_SplitCase | 8 | 6 | 8 | 12 | BranchMin8_BranchMax12 | 10 | 3 | 10 | 12 | HeaderMin10_HeaderMax12 | 12 | 2 | 6
442 | 82 | 6019-7/8-4P-200HP KPVS | KPVS_6019-7/8_4P_200HP_17.26_BRZ | 2615.2 | 2615.2 | 2615.2 | 1 | 1 | 2 | D | KPVS_SplitCase | 8 | 6 | 8 | 12 | BranchMin8_BranchMax12 | 12 | 3 | 10 | 12 | HeaderMin10_HeaderMax12 | 10 | 2 | 6 | [29 empty] | INVALID
442 | 82 | 6019-7/8-4P-200HP KPVS | KPVS_6019-7/8_4P_200HP_17.26_BRZ | 2615.2 | 2615.2 | 2615.2 | 1 | 1 | 2 | D | KPVS_SplitCase | 8 | 6 | 8 | 12 | BranchMin8_BranchMax12 | 12 | 3 | 10 | 12 | HeaderMin10_HeaderMax12 | 12 | 2 | 6 | [29 empty] | INVALID
443 | 83 | 6019-7/8-4P-250HP KPVS | KPVS_6019-7/8_4P_250HP_18.44_BRZ | 2874.5 | 2874.5 | 2874.5 | 1 | 1 | 2 | D | KPVS_SplitCase | 8 | 6 | 8 | 12 | BranchMin8_BranchMax12 | 8 | 3 | 10 | 12 | HeaderMin10_HeaderMax12 | 10 | 2 | 6
443 | 83 | 6019-7/8-4P-250HP KPVS | KPVS_6019-7/8_4P_250HP_18.44_BRZ | 2874.5 | 2874.5 | 2874.5 | 1 | 1 | 2 | D | KPVS_SplitCase | 8 | 6 | 8 | 12 | BranchMin8_BranchMax12 | 8 | 3 | 10 | 12 | HeaderMin10_HeaderMax12 | 12 | 2 | 6
443 | 83 | 6019-7/8-4P-250HP KPVS | KPVS_6019-7/8_4P_250HP_18.44_BRZ | 2874.5 | 2874.5 | 2874.5 | 1 | 1 | 2 | D | KPVS_SplitCase | 8 | 6 | 8 | 12 | BranchMin8_BranchMax12 | 10 | 3 | 10 | 12 | HeaderMin10_HeaderMax12 | 10 | 2 | 6 | [29 empty] | INVALID
443 | 83 | 6019-7/8-4P-250HP KPVS | KPVS_6019-7/8_4P_250HP_18.44_BRZ | 2874.5 | 2874.5 | 2874.5 | 1 | 1 | 2 | D | KPVS_SplitCase | 8 | 6 | 8 | 12 | BranchMin8_BranchMax12 | 10 | 3 | 10 | 12 | HeaderMin10_HeaderMax12 | 12 | 2 | 6
443 | 83 | 6019-7/8-4P-250HP KPVS | KPVS_6019-7/8_4P_250HP_18.44_BRZ | 2874.5 | 2874.5 | 2874.5 | 1 | 1 | 2 | D | KPVS_SplitCase | 8 | 6 | 8 | 12 | BranchMin8_BranchMax12 | 12 | 3 | 10 | 12 | HeaderMin10_HeaderMax12 | 10 | 2 | 6 | [29 empty] | INVALID
443 | 83 | 6019-7/8-4P-250HP KPVS | KPVS_6019-7/8_4P_250HP_18.44_BRZ | 2874.5 | 2874.5 | 2874.5 | 1 | 1 | 2 | D | KPVS_SplitCase | 8 | 6 | 8 | 12 | BranchMin8_BranchMax12 | 12 | 3 | 10 | 12 | HeaderMin10_HeaderMax12 | 12 | 2 | 6 | [29 empty] | INVALID
444 | 84 | 6019-7/8-4P-300HP KPVS | KPVS_6019-7/8_4P_300HP_19.00_BRZ | 3000 | 3000 | 3000 | 1 | 1 | 2 | D | KPVS_SplitCase | 8 | 6 | 8 | 12 | BranchMin8_BranchMax12 | 8 | 3 | 10 | 12 | HeaderMin10_HeaderMax12 | 10 | 2 | 6
444 | 84 | 6019-7/8-4P-300HP KPVS | KPVS_6019-7/8_4P_300HP_19.00_BRZ | 3000 | 3000 | 3000 | 1 | 1 | 2 | D | KPVS_SplitCase | 8 | 6 | 8 | 12 | BranchMin8_BranchMax12 | 8 | 3 | 10 | 12 | HeaderMin10_HeaderMax12 | 12 | 2 | 6
444 | 84 | 6019-7/8-4P-300HP KPVS | KPVS_6019-7/8_4P_300HP_19.00_BRZ | 3000 | 3000 | 3000 | 1 | 1 | 2 | D | KPVS_SplitCase | 8 | 6 | 8 | 12 | BranchMin8_BranchMax12 | 10 | 3 | 10 | 12 | HeaderMin10_HeaderMax12 | 10 | 2 | 6 | [29 empty] | INVALID
444 | 84 | 6019-7/8-4P-300HP KPVS | KPVS_6019-7/8_4P_300HP_19.00_BRZ | 3000 | 3000 | 3000 | 1 | 1 | 2 | D | KPVS_SplitCase | 8 | 6 | 8 | 12 | BranchMin8_BranchMax12 | 10 | 3 | 10 | 12 | HeaderMin10_HeaderMax12 | 12 | 2 | 6
444 | 84 | 6019-7/8-4P-300HP KPVS | KPVS_6019-7/8_4P_300HP_19.00_BRZ | 3000 | 3000 | 3000 | 1 | 1 | 2 | D | KPVS_SplitCase | 8 | 6 | 8 | 12 | BranchMin8_BranchMax12 | 12 | 3 | 10 | 12 | HeaderMin10_HeaderMax12 | 10 | 2 | 6 | [29 empty] | INVALID
444 | 84 | 6019-7/8-4P-300HP KPVS | KPVS_6019-7/8_4P_300HP_19.00_BRZ | 3000 | 3000 | 3000 | 1 | 1 | 2 | D | KPVS_SplitCase | 8 | 6 | 8 | 12 | BranchMin8_BranchMax12 | 12 | 3 | 10 | 12 | HeaderMin10_HeaderMax12 | 12 | 2 | 6 | [29 empty] | INVALID
445 | 85 | 8012-5/6-4P-30HP KPVS | KPVS_8012-5/6_4P_30HP_7.25_BRZ | 2655.1 | 2655.1 | 2655.1 | 1 | 1 | 2 | D | KPVS_SplitCase | 10 | 8 | 10 | 12 | BranchMin10_BranchMax12 | 10 | 2 | 12 | 12 | HeaderMin12_HeaderMax12 | 12 | 1 | 2
445 | 85 | 8012-5/6-4P-30HP KPVS | KPVS_8012-5/6_4P_30HP_7.25_BRZ | 2655.1 | 2655.1 | 2655.1 | 1 | 1 | 2 | D | KPVS_SplitCase | 10 | 8 | 10 | 12 | BranchMin10_BranchMax12 | 12 | 2 | 12 | 12 | HeaderMin12_HeaderMax12 | 12 | 1 | 2 | [29 empty] | INVALID
446 | 86 | 8012-5/6-4P-40HP KPVS | KPVS_8012-5/6_4P_40HP_8.36_BRZ | 3152.9 | 3152.9 | 3152.9 | 1 | 1 | 2 | D | KPVS_SplitCase | 10 | 8 | 10 | 12 | BranchMin10_BranchMax12 | 10 | 2 | 12 | 12 | HeaderMin12_HeaderMax12 | 12 | 1 | 2
446 | 86 | 8012-5/6-4P-40HP KPVS | KPVS_8012-5/6_4P_40HP_8.36_BRZ | 3152.9 | 3152.9 | 3152.9 | 1 | 1 | 2 | D | KPVS_SplitCase | 10 | 8 | 10 | 12 | BranchMin10_BranchMax12 | 12 | 2 | 12 | 12 | HeaderMin12_HeaderMax12 | 12 | 1 | 2 | [29 empty] | INVALID
447 | 87 | 8012-5/6-4P-50HP KPVS | KPVS_8012-5/6_4P_50HP_9.16_BRZ | 3509.4 | 3509.4 | 3509.4 | 1 | 1 | 2 | D | KPVS_SplitCase | 10 | 8 | 10 | 12 | BranchMin10_BranchMax12 | 10 | 2 | 12 | 12 | HeaderMin12_HeaderMax12 | 12 | 1 | 2
447 | 87 | 8012-5/6-4P-50HP KPVS | KPVS_8012-5/6_4P_50HP_9.16_BRZ | 3509.4 | 3509.4 | 3509.4 | 1 | 1 | 2 | D | KPVS_SplitCase | 10 | 8 | 10 | 12 | BranchMin10_BranchMax12 | 12 | 2 | 12 | 12 | HeaderMin12_HeaderMax12 | 12 | 1 | 2 | [29 empty] | INVALID
448 | 88 | 8012-5/6-4P-60HP KPVS | KPVS_8012-5/6_4P_60HP_9.76_BRZ | 3787.8 | 3787.8 | 3787.8 | 1 | 1 | 2 | D | KPVS_SplitCase | 10 | 8 | 10 | 14 | BranchMin10_BranchMax14 | 10 | 3 | 12 | 14 | HeaderMin12_HeaderMax14 | 12 | 2 | 6
448 | 88 | 8012-5/6-4P-60HP KPVS | KPVS_8012-5/6_4P_60HP_9.76_BRZ | 3787.8 | 3787.8 | 3787.8 | 1 | 1 | 2 | D | KPVS_SplitCase | 10 | 8 | 10 | 14 | BranchMin10_BranchMax14 | 10 | 3 | 12 | 14 | HeaderMin12_HeaderMax14 | 14 | 2 | 6
448 | 88 | 8012-5/6-4P-60HP KPVS | KPVS_8012-5/6_4P_60HP_9.76_BRZ | 3787.8 | 3787.8 | 3787.8 | 1 | 1 | 2 | D | KPVS_SplitCase | 10 | 8 | 10 | 14 | BranchMin10_BranchMax14 | 12 | 3 | 12 | 14 | HeaderMin12_HeaderMax14 | 12 | 2 | 6 | [29 empty] | INVALID
448 | 88 | 8012-5/6-4P-60HP KPVS | KPVS_8012-5/6_4P_60HP_9.76_BRZ | 3787.8 | 3787.8 | 3787.8 | 1 | 1 | 2 | D | KPVS_SplitCase | 10 | 8 | 10 | 14 | BranchMin10_BranchMax14 | 12 | 3 | 12 | 14 | HeaderMin12_HeaderMax14 | 14 | 2 | 6
448 | 88 | 8012-5/6-4P-60HP KPVS | KPVS_8012-5/6_4P_60HP_9.76_BRZ | 3787.8 | 3787.8 | 3787.8 | 1 | 1 | 2 | D | KPVS_SplitCase | 10 | 8 | 10 | 14 | BranchMin10_BranchMax14 | 14 | 3 | 12 | 14 | HeaderMin12_HeaderMax14 | 12 | 2 | 6 | [29 empty] | INVALID
448 | 88 | 8012-5/6-4P-60HP KPVS | KPVS_8012-5/6_4P_60HP_9.76_BRZ | 3787.8 | 3787.8 | 3787.8 | 1 | 1 | 2 | D | KPVS_SplitCase | 10 | 8 | 10 | 14 | BranchMin10_BranchMax14 | 14 | 3 | 12 | 14 | HeaderMin12_HeaderMax14 | 14 | 2 | 6 | [29 empty] | INVALID
449 | 89 | 8012-5/6-4P-75HP KPVS | KPVS_8012-5/6_4P_75HP_10.38_BRZ | 4118.9 | 4118.9 | 4118.9 | 1 | 1 | 2 | D | KPVS_SplitCase | 10 | 8 | 10 | 14 | BranchMin10_BranchMax14 | 10 | 3 | 12 | 14 | HeaderMin12_HeaderMax14 | 12 | 2 | 6
449 | 89 | 8012-5/6-4P-75HP KPVS | KPVS_8012-5/6_4P_75HP_10.38_BRZ | 4118.9 | 4118.9 | 4118.9 | 1 | 1 | 2 | D | KPVS_SplitCase | 10 | 8 | 10 | 14 | BranchMin10_BranchMax14 | 10 | 3 | 12 | 14 | HeaderMin12_HeaderMax14 | 14 | 2 | 6
449 | 89 | 8012-5/6-4P-75HP KPVS | KPVS_8012-5/6_4P_75HP_10.38_BRZ | 4118.9 | 4118.9 | 4118.9 | 1 | 1 | 2 | D | KPVS_SplitCase | 10 | 8 | 10 | 14 | BranchMin10_BranchMax14 | 12 | 3 | 12 | 14 | HeaderMin12_HeaderMax14 | 12 | 2 | 6 | [29 empty] | INVALID
449 | 89 | 8012-5/6-4P-75HP KPVS | KPVS_8012-5/6_4P_75HP_10.38_BRZ | 4118.9 | 4118.9 | 4118.9 | 1 | 1 | 2 | D | KPVS_SplitCase | 10 | 8 | 10 | 14 | BranchMin10_BranchMax14 | 12 | 3 | 12 | 14 | HeaderMin12_HeaderMax14 | 14 | 2 | 6
449 | 89 | 8012-5/6-4P-75HP KPVS | KPVS_8012-5/6_4P_75HP_10.38_BRZ | 4118.9 | 4118.9 | 4118.9 | 1 | 1 | 2 | D | KPVS_SplitCase | 10 | 8 | 10 | 14 | BranchMin10_BranchMax14 | 14 | 3 | 12 | 14 | HeaderMin12_HeaderMax14 | 12 | 2 | 6 | [29 empty] | INVALID
449 | 89 | 8012-5/6-4P-75HP KPVS | KPVS_8012-5/6_4P_75HP_10.38_BRZ | 4118.9 | 4118.9 | 4118.9 | 1 | 1 | 2 | D | KPVS_SplitCase | 10 | 8 | 10 | 14 | BranchMin10_BranchMax14 | 14 | 3 | 12 | 14 | HeaderMin12_HeaderMax14 | 14 | 2 | 6 | [29 empty] | INVALID
450 | 90 | 8012-5/6-4P-100HP KPVS | KPVS_8012-5/6_4P_100HP_11.25_BRZ | 4600.7 | 4600.7 | 4600.7 | 1 | 1 | 2 | D | KPVS_SplitCase | 10 | 8 | 10 | 16 | BranchMin10_BranchMax16 | 10 | 4 | 12 | 16 | HeaderMin12_HeaderMax16 | 12 | 3 | 12
450 | 90 | 8012-5/6-4P-100HP KPVS | KPVS_8012-5/6_4P_100HP_11.25_BRZ | 4600.7 | 4600.7 | 4600.7 | 1 | 1 | 2 | D | KPVS_SplitCase | 10 | 8 | 10 | 16 | BranchMin10_BranchMax16 | 10 | 4 | 12 | 16 | HeaderMin12_HeaderMax16 | 14 | 3 | 12
450 | 90 | 8012-5/6-4P-100HP KPVS | KPVS_8012-5/6_4P_100HP_11.25_BRZ | 4600.7 | 4600.7 | 4600.7 | 1 | 1 | 2 | D | KPVS_SplitCase | 10 | 8 | 10 | 16 | BranchMin10_BranchMax16 | 10 | 4 | 12 | 16 | HeaderMin12_HeaderMax16 | 16 | 3 | 12
450 | 90 | 8012-5/6-4P-100HP KPVS | KPVS_8012-5/6_4P_100HP_11.25_BRZ | 4600.7 | 4600.7 | 4600.7 | 1 | 1 | 2 | D | KPVS_SplitCase | 10 | 8 | 10 | 16 | BranchMin10_BranchMax16 | 12 | 4 | 12 | 16 | HeaderMin12_HeaderMax16 | 12 | 3 | 12 | [29 empty] | INVALID
450 | 90 | 8012-5/6-4P-100HP KPVS | KPVS_8012-5/6_4P_100HP_11.25_BRZ | 4600.7 | 4600.7 | 4600.7 | 1 | 1 | 2 | D | KPVS_SplitCase | 10 | 8 | 10 | 16 | BranchMin10_BranchMax16 | 12 | 4 | 12 | 16 | HeaderMin12_HeaderMax16 | 14 | 3 | 12
450 | 90 | 8012-5/6-4P-100HP KPVS | KPVS_8012-5/6_4P_100HP_11.25_BRZ | 4600.7 | 4600.7 | 4600.7 | 1 | 1 | 2 | D | KPVS_SplitCase | 10 | 8 | 10 | 16 | BranchMin10_BranchMax16 | 12 | 4 | 12 | 16 | HeaderMin12_HeaderMax16 | 16 | 3 | 12
450 | 90 | 8012-5/6-4P-100HP KPVS | KPVS_8012-5/6_4P_100HP_11.25_BRZ | 4600.7 | 4600.7 | 4600.7 | 1 | 1 | 2 | D | KPVS_SplitCase | 10 | 8 | 10 | 16 | BranchMin10_BranchMax16 | 14 | 4 | 12 | 16 | HeaderMin12_HeaderMax16 | 12 | 3 | 12 | [29 empty] | INVALID
450 | 90 | 8012-5/6-4P-100HP KPVS | KPVS_8012-5/6_4P_100HP_11.25_BRZ | 4600.7 | 4600.7 | 4600.7 | 1 | 1 | 2 | D | KPVS_SplitCase | 10 | 8 | 10 | 16 | BranchMin10_BranchMax16 | 14 | 4 | 12 | 16 | HeaderMin12_HeaderMax16 | 14 | 3 | 12 | [29 empty] | INVALID
450 | 90 | 8012-5/6-4P-100HP KPVS | KPVS_8012-5/6_4P_100HP_11.25_BRZ | 4600.7 | 4600.7 | 4600.7 | 1 | 1 | 2 | D | KPVS_SplitCase | 10 | 8 | 10 | 16 | BranchMin10_BranchMax16 | 14 | 4 | 12 | 16 | HeaderMin12_HeaderMax16 | 16 | 3 | 12
450 | 90 | 8012-5/6-4P-100HP KPVS | KPVS_8012-5/6_4P_100HP_11.25_BRZ | 4600.7 | 4600.7 | 4600.7 | 1 | 1 | 2 | D | KPVS_SplitCase | 10 | 8 | 10 | 16 | BranchMin10_BranchMax16 | 16 | 4 | 12 | 16 | HeaderMin12_HeaderMax16 | 12 | 3 | 12 | [29 empty] | INVALID
450 | 90 | 8012-5/6-4P-100HP KPVS | KPVS_8012-5/6_4P_100HP_11.25_BRZ | 4600.7 | 4600.7 | 4600.7 | 1 | 1 | 2 | D | KPVS_SplitCase | 10 | 8 | 10 | 16 | BranchMin10_BranchMax16 | 16 | 4 | 12 | 16 | HeaderMin12_HeaderMax16 | 14 | 3 | 12 | [29 empty] | INVALID
450 | 90 | 8012-5/6-4P-100HP KPVS | KPVS_8012-5/6_4P_100HP_11.25_BRZ | 4600.7 | 4600.7 | 4600.7 | 1 | 1 | 2 | D | KPVS_SplitCase | 10 | 8 | 10 | 16 | BranchMin10_BranchMax16 | 16 | 4 | 12 | 16 | HeaderMin12_HeaderMax16 | 16 | 3 | 12 | [29 empty] | INVALID
451 | 91 | 8012-5/6-4P-125HP KPVS | KPVS_8012-5/6_4P_125HP_12.00_BRZ | 5002.5 | 5002.5 | 5002.5 | 1 | 1 | 2 | D | KPVS_SplitCase | 10 | 8 | 10 | 16 | BranchMin10_BranchMax16 | 10 | 4 | 12 | 16 | HeaderMin12_HeaderMax16 | 12 | 3 | 12
451 | 91 | 8012-5/6-4P-125HP KPVS | KPVS_8012-5/6_4P_125HP_12.00_BRZ | 5002.5 | 5002.5 | 5002.5 | 1 | 1 | 2 | D | KPVS_SplitCase | 10 | 8 | 10 | 16 | BranchMin10_BranchMax16 | 10 | 4 | 12 | 16 | HeaderMin12_HeaderMax16 | 14 | 3 | 12
451 | 91 | 8012-5/6-4P-125HP KPVS | KPVS_8012-5/6_4P_125HP_12.00_BRZ | 5002.5 | 5002.5 | 5002.5 | 1 | 1 | 2 | D | KPVS_SplitCase | 10 | 8 | 10 | 16 | BranchMin10_BranchMax16 | 10 | 4 | 12 | 16 | HeaderMin12_HeaderMax16 | 16 | 3 | 12
451 | 91 | 8012-5/6-4P-125HP KPVS | KPVS_8012-5/6_4P_125HP_12.00_BRZ | 5002.5 | 5002.5 | 5002.5 | 1 | 1 | 2 | D | KPVS_SplitCase | 10 | 8 | 10 | 16 | BranchMin10_BranchMax16 | 12 | 4 | 12 | 16 | HeaderMin12_HeaderMax16 | 12 | 3 | 12 | [29 empty] | INVALID
451 | 91 | 8012-5/6-4P-125HP KPVS | KPVS_8012-5/6_4P_125HP_12.00_BRZ | 5002.5 | 5002.5 | 5002.5 | 1 | 1 | 2 | D | KPVS_SplitCase | 10 | 8 | 10 | 16 | BranchMin10_BranchMax16 | 12 | 4 | 12 | 16 | HeaderMin12_HeaderMax16 | 14 | 3 | 12
451 | 91 | 8012-5/6-4P-125HP KPVS | KPVS_8012-5/6_4P_125HP_12.00_BRZ | 5002.5 | 5002.5 | 5002.5 | 1 | 1 | 2 | D | KPVS_SplitCase | 10 | 8 | 10 | 16 | BranchMin10_BranchMax16 | 12 | 4 | 12 | 16 | HeaderMin12_HeaderMax16 | 16 | 3 | 12
451 | 91 | 8012-5/6-4P-125HP KPVS | KPVS_8012-5/6_4P_125HP_12.00_BRZ | 5002.5 | 5002.5 | 5002.5 | 1 | 1 | 2 | D | KPVS_SplitCase | 10 | 8 | 10 | 16 | BranchMin10_BranchMax16 | 14 | 4 | 12 | 16 | HeaderMin12_HeaderMax16 | 12 | 3 | 12 | [29 empty] | INVALID
451 | 91 | 8012-5/6-4P-125HP KPVS | KPVS_8012-5/6_4P_125HP_12.00_BRZ | 5002.5 | 5002.5 | 5002.5 | 1 | 1 | 2 | D | KPVS_SplitCase | 10 | 8 | 10 | 16 | BranchMin10_BranchMax16 | 14 | 4 | 12 | 16 | HeaderMin12_HeaderMax16 | 14 | 3 | 12 | [29 empty] | INVALID
451 | 91 | 8012-5/6-4P-125HP KPVS | KPVS_8012-5/6_4P_125HP_12.00_BRZ | 5002.5 | 5002.5 | 5002.5 | 1 | 1 | 2 | D | KPVS_SplitCase | 10 | 8 | 10 | 16 | BranchMin10_BranchMax16 | 14 | 4 | 12 | 16 | HeaderMin12_HeaderMax16 | 16 | 3 | 12
451 | 91 | 8012-5/6-4P-125HP KPVS | KPVS_8012-5/6_4P_125HP_12.00_BRZ | 5002.5 | 5002.5 | 5002.5 | 1 | 1 | 2 | D | KPVS_SplitCase | 10 | 8 | 10 | 16 | BranchMin10_BranchMax16 | 16 | 4 | 12 | 16 | HeaderMin12_HeaderMax16 | 12 | 3 | 12 | [29 empty] | INVALID
451 | 91 | 8012-5/6-4P-125HP KPVS | KPVS_8012-5/6_4P_125HP_12.00_BRZ | 5002.5 | 5002.5 | 5002.5 | 1 | 1 | 2 | D | KPVS_SplitCase | 10 | 8 | 10 | 16 | BranchMin10_BranchMax16 | 16 | 4 | 12 | 16 | HeaderMin12_HeaderMax16 | 14 | 3 | 12 | [29 empty] | INVALID
451 | 91 | 8012-5/6-4P-125HP KPVS | KPVS_8012-5/6_4P_125HP_12.00_BRZ | 5002.5 | 5002.5 | 5002.5 | 1 | 1 | 2 | D | KPVS_SplitCase | 10 | 8 | 10 | 16 | BranchMin10_BranchMax16 | 16 | 4 | 12 | 16 | HeaderMin12_HeaderMax16 | 16 | 3 | 12 | [29 empty] | INVALID
452 | 92 | 8015-3/4-4P-60HP KPVS | KPVS_8015-3/4_4P_60HP_9.15_BRZ | 3658.5 | 3658.5 | 3658.5 | 1 | 1 | 2 | D | KPVS_SplitCase | 10 | 8 | 10 | 14 | BranchMin10_BranchMax14 | 10 | 3 | 12 | 14 | HeaderMin12_HeaderMax14 | 12 | 2 | 6
452 | 92 | 8015-3/4-4P-60HP KPVS | KPVS_8015-3/4_4P_60HP_9.15_BRZ | 3658.5 | 3658.5 | 3658.5 | 1 | 1 | 2 | D | KPVS_SplitCase | 10 | 8 | 10 | 14 | BranchMin10_BranchMax14 | 10 | 3 | 12 | 14 | HeaderMin12_HeaderMax14 | 14 | 2 | 6
452 | 92 | 8015-3/4-4P-60HP KPVS | KPVS_8015-3/4_4P_60HP_9.15_BRZ | 3658.5 | 3658.5 | 3658.5 | 1 | 1 | 2 | D | KPVS_SplitCase | 10 | 8 | 10 | 14 | BranchMin10_BranchMax14 | 12 | 3 | 12 | 14 | HeaderMin12_HeaderMax14 | 12 | 2 | 6 | [29 empty] | INVALID
452 | 92 | 8015-3/4-4P-60HP KPVS | KPVS_8015-3/4_4P_60HP_9.15_BRZ | 3658.5 | 3658.5 | 3658.5 | 1 | 1 | 2 | D | KPVS_SplitCase | 10 | 8 | 10 | 14 | BranchMin10_BranchMax14 | 12 | 3 | 12 | 14 | HeaderMin12_HeaderMax14 | 14 | 2 | 6
452 | 92 | 8015-3/4-4P-60HP KPVS | KPVS_8015-3/4_4P_60HP_9.15_BRZ | 3658.5 | 3658.5 | 3658.5 | 1 | 1 | 2 | D | KPVS_SplitCase | 10 | 8 | 10 | 14 | BranchMin10_BranchMax14 | 14 | 3 | 12 | 14 | HeaderMin12_HeaderMax14 | 12 | 2 | 6 | [29 empty] | INVALID
452 | 92 | 8015-3/4-4P-60HP KPVS | KPVS_8015-3/4_4P_60HP_9.15_BRZ | 3658.5 | 3658.5 | 3658.5 | 1 | 1 | 2 | D | KPVS_SplitCase | 10 | 8 | 10 | 14 | BranchMin10_BranchMax14 | 14 | 3 | 12 | 14 | HeaderMin12_HeaderMax14 | 14 | 2 | 6 | [29 empty] | INVALID
453 | 93 | 8015-3/4-4P-75HP KPVS | KPVS_8015-3/4_4P_75HP_9.92_BRZ | 3958.8 | 3958.8 | 3958.8 | 1 | 1 | 2 | D | KPVS_SplitCase | 10 | 8 | 10 | 14 | BranchMin10_BranchMax14 | 10 | 3 | 12 | 14 | HeaderMin12_HeaderMax14 | 12 | 2 | 6
453 | 93 | 8015-3/4-4P-75HP KPVS | KPVS_8015-3/4_4P_75HP_9.92_BRZ | 3958.8 | 3958.8 | 3958.8 | 1 | 1 | 2 | D | KPVS_SplitCase | 10 | 8 | 10 | 14 | BranchMin10_BranchMax14 | 10 | 3 | 12 | 14 | HeaderMin12_HeaderMax14 | 14 | 2 | 6
453 | 93 | 8015-3/4-4P-75HP KPVS | KPVS_8015-3/4_4P_75HP_9.92_BRZ | 3958.8 | 3958.8 | 3958.8 | 1 | 1 | 2 | D | KPVS_SplitCase | 10 | 8 | 10 | 14 | BranchMin10_BranchMax14 | 12 | 3 | 12 | 14 | HeaderMin12_HeaderMax14 | 12 | 2 | 6 | [29 empty] | INVALID
453 | 93 | 8015-3/4-4P-75HP KPVS | KPVS_8015-3/4_4P_75HP_9.92_BRZ | 3958.8 | 3958.8 | 3958.8 | 1 | 1 | 2 | D | KPVS_SplitCase | 10 | 8 | 10 | 14 | BranchMin10_BranchMax14 | 12 | 3 | 12 | 14 | HeaderMin12_HeaderMax14 | 14 | 2 | 6
453 | 93 | 8015-3/4-4P-75HP KPVS | KPVS_8015-3/4_4P_75HP_9.92_BRZ | 3958.8 | 3958.8 | 3958.8 | 1 | 1 | 2 | D | KPVS_SplitCase | 10 | 8 | 10 | 14 | BranchMin10_BranchMax14 | 14 | 3 | 12 | 14 | HeaderMin12_HeaderMax14 | 12 | 2 | 6 | [29 empty] | INVALID
453 | 93 | 8015-3/4-4P-75HP KPVS | KPVS_8015-3/4_4P_75HP_9.92_BRZ | 3958.8 | 3958.8 | 3958.8 | 1 | 1 | 2 | D | KPVS_SplitCase | 10 | 8 | 10 | 14 | BranchMin10_BranchMax14 | 14 | 3 | 12 | 14 | HeaderMin12_HeaderMax14 | 14 | 2 | 6 | [29 empty] | INVALID
454 | 94 | 8015-3/4-4P-100HP KPVS | KPVS_8015-3/4_4P_100HP_10.95_BRZ | 4360.5 | 4360.5 | 4360.5 | 1 | 1 | 2 | D | KPVS_SplitCase | 10 | 8 | 10 | 16 | BranchMin10_BranchMax16 | 10 | 4 | 12 | 16 | HeaderMin12_HeaderMax16 | 12 | 3 | 12
454 | 94 | 8015-3/4-4P-100HP KPVS | KPVS_8015-3/4_4P_100HP_10.95_BRZ | 4360.5 | 4360.5 | 4360.5 | 1 | 1 | 2 | D | KPVS_SplitCase | 10 | 8 | 10 | 16 | BranchMin10_BranchMax16 | 10 | 4 | 12 | 16 | HeaderMin12_HeaderMax16 | 14 | 3 | 12
454 | 94 | 8015-3/4-4P-100HP KPVS | KPVS_8015-3/4_4P_100HP_10.95_BRZ | 4360.5 | 4360.5 | 4360.5 | 1 | 1 | 2 | D | KPVS_SplitCase | 10 | 8 | 10 | 16 | BranchMin10_BranchMax16 | 10 | 4 | 12 | 16 | HeaderMin12_HeaderMax16 | 16 | 3 | 12
454 | 94 | 8015-3/4-4P-100HP KPVS | KPVS_8015-3/4_4P_100HP_10.95_BRZ | 4360.5 | 4360.5 | 4360.5 | 1 | 1 | 2 | D | KPVS_SplitCase | 10 | 8 | 10 | 16 | BranchMin10_BranchMax16 | 12 | 4 | 12 | 16 | HeaderMin12_HeaderMax16 | 12 | 3 | 12 | [29 empty] | INVALID
454 | 94 | 8015-3/4-4P-100HP KPVS | KPVS_8015-3/4_4P_100HP_10.95_BRZ | 4360.5 | 4360.5 | 4360.5 | 1 | 1 | 2 | D | KPVS_SplitCase | 10 | 8 | 10 | 16 | BranchMin10_BranchMax16 | 12 | 4 | 12 | 16 | HeaderMin12_HeaderMax16 | 14 | 3 | 12
454 | 94 | 8015-3/4-4P-100HP KPVS | KPVS_8015-3/4_4P_100HP_10.95_BRZ | 4360.5 | 4360.5 | 4360.5 | 1 | 1 | 2 | D | KPVS_SplitCase | 10 | 8 | 10 | 16 | BranchMin10_BranchMax16 | 12 | 4 | 12 | 16 | HeaderMin12_HeaderMax16 | 16 | 3 | 12
454 | 94 | 8015-3/4-4P-100HP KPVS | KPVS_8015-3/4_4P_100HP_10.95_BRZ | 4360.5 | 4360.5 | 4360.5 | 1 | 1 | 2 | D | KPVS_SplitCase | 10 | 8 | 10 | 16 | BranchMin10_BranchMax16 | 14 | 4 | 12 | 16 | HeaderMin12_HeaderMax16 | 12 | 3 | 12 | [29 empty] | INVALID
454 | 94 | 8015-3/4-4P-100HP KPVS | KPVS_8015-3/4_4P_100HP_10.95_BRZ | 4360.5 | 4360.5 | 4360.5 | 1 | 1 | 2 | D | KPVS_SplitCase | 10 | 8 | 10 | 16 | BranchMin10_BranchMax16 | 14 | 4 | 12 | 16 | HeaderMin12_HeaderMax16 | 14 | 3 | 12 | [29 empty] | INVALID
454 | 94 | 8015-3/4-4P-100HP KPVS | KPVS_8015-3/4_4P_100HP_10.95_BRZ | 4360.5 | 4360.5 | 4360.5 | 1 | 1 | 2 | D | KPVS_SplitCase | 10 | 8 | 10 | 16 | BranchMin10_BranchMax16 | 14 | 4 | 12 | 16 | HeaderMin12_HeaderMax16 | 16 | 3 | 12
454 | 94 | 8015-3/4-4P-100HP KPVS | KPVS_8015-3/4_4P_100HP_10.95_BRZ | 4360.5 | 4360.5 | 4360.5 | 1 | 1 | 2 | D | KPVS_SplitCase | 10 | 8 | 10 | 16 | BranchMin10_BranchMax16 | 16 | 4 | 12 | 16 | HeaderMin12_HeaderMax16 | 12 | 3 | 12 | [29 empty] | INVALID
454 | 94 | 8015-3/4-4P-100HP KPVS | KPVS_8015-3/4_4P_100HP_10.95_BRZ | 4360.5 | 4360.5 | 4360.5 | 1 | 1 | 2 | D | KPVS_SplitCase | 10 | 8 | 10 | 16 | BranchMin10_BranchMax16 | 16 | 4 | 12 | 16 | HeaderMin12_HeaderMax16 | 14 | 3 | 12 | [29 empty] | INVALID
454 | 94 | 8015-3/4-4P-100HP KPVS | KPVS_8015-3/4_4P_100HP_10.95_BRZ | 4360.5 | 4360.5 | 4360.5 | 1 | 1 | 2 | D | KPVS_SplitCase | 10 | 8 | 10 | 16 | BranchMin10_BranchMax16 | 16 | 4 | 12 | 16 | HeaderMin12_HeaderMax16 | 16 | 3 | 12 | [29 empty] | INVALID
455 | 95 | 8015-3/4-4P-125HP KPVS | KPVS_8015-3/4_4P_125HP_11.69_BRZ | 4649.1 | 4649.1 | 4649.1 | 1 | 1 | 2 | D | KPVS_SplitCase | 10 | 8 | 10 | 16 | BranchMin10_BranchMax16 | 10 | 4 | 12 | 16 | HeaderMin12_HeaderMax16 | 12 | 3 | 12
455 | 95 | 8015-3/4-4P-125HP KPVS | KPVS_8015-3/4_4P_125HP_11.69_BRZ | 4649.1 | 4649.1 | 4649.1 | 1 | 1 | 2 | D | KPVS_SplitCase | 10 | 8 | 10 | 16 | BranchMin10_BranchMax16 | 10 | 4 | 12 | 16 | HeaderMin12_HeaderMax16 | 14 | 3 | 12
455 | 95 | 8015-3/4-4P-125HP KPVS | KPVS_8015-3/4_4P_125HP_11.69_BRZ | 4649.1 | 4649.1 | 4649.1 | 1 | 1 | 2 | D | KPVS_SplitCase | 10 | 8 | 10 | 16 | BranchMin10_BranchMax16 | 10 | 4 | 12 | 16 | HeaderMin12_HeaderMax16 | 16 | 3 | 12
455 | 95 | 8015-3/4-4P-125HP KPVS | KPVS_8015-3/4_4P_125HP_11.69_BRZ | 4649.1 | 4649.1 | 4649.1 | 1 | 1 | 2 | D | KPVS_SplitCase | 10 | 8 | 10 | 16 | BranchMin10_BranchMax16 | 12 | 4 | 12 | 16 | HeaderMin12_HeaderMax16 | 12 | 3 | 12 | [29 empty] | INVALID
455 | 95 | 8015-3/4-4P-125HP KPVS | KPVS_8015-3/4_4P_125HP_11.69_BRZ | 4649.1 | 4649.1 | 4649.1 | 1 | 1 | 2 | D | KPVS_SplitCase | 10 | 8 | 10 | 16 | BranchMin10_BranchMax16 | 12 | 4 | 12 | 16 | HeaderMin12_HeaderMax16 | 14 | 3 | 12
455 | 95 | 8015-3/4-4P-125HP KPVS | KPVS_8015-3/4_4P_125HP_11.69_BRZ | 4649.1 | 4649.1 | 4649.1 | 1 | 1 | 2 | D | KPVS_SplitCase | 10 | 8 | 10 | 16 | BranchMin10_BranchMax16 | 12 | 4 | 12 | 16 | HeaderMin12_HeaderMax16 | 16 | 3 | 12
455 | 95 | 8015-3/4-4P-125HP KPVS | KPVS_8015-3/4_4P_125HP_11.69_BRZ | 4649.1 | 4649.1 | 4649.1 | 1 | 1 | 2 | D | KPVS_SplitCase | 10 | 8 | 10 | 16 | BranchMin10_BranchMax16 | 14 | 4 | 12 | 16 | HeaderMin12_HeaderMax16 | 12 | 3 | 12 | [29 empty] | INVALID
455 | 95 | 8015-3/4-4P-125HP KPVS | KPVS_8015-3/4_4P_125HP_11.69_BRZ | 4649.1 | 4649.1 | 4649.1 | 1 | 1 | 2 | D | KPVS_SplitCase | 10 | 8 | 10 | 16 | BranchMin10_BranchMax16 | 14 | 4 | 12 | 16 | HeaderMin12_HeaderMax16 | 14 | 3 | 12 | [29 empty] | INVALID
455 | 95 | 8015-3/4-4P-125HP KPVS | KPVS_8015-3/4_4P_125HP_11.69_BRZ | 4649.1 | 4649.1 | 4649.1 | 1 | 1 | 2 | D | KPVS_SplitCase | 10 | 8 | 10 | 16 | BranchMin10_BranchMax16 | 14 | 4 | 12 | 16 | HeaderMin12_HeaderMax16 | 16 | 3 | 12
455 | 95 | 8015-3/4-4P-125HP KPVS | KPVS_8015-3/4_4P_125HP_11.69_BRZ | 4649.1 | 4649.1 | 4649.1 | 1 | 1 | 2 | D | KPVS_SplitCase | 10 | 8 | 10 | 16 | BranchMin10_BranchMax16 | 16 | 4 | 12 | 16 | HeaderMin12_HeaderMax16 | 12 | 3 | 12 | [29 empty] | INVALID
455 | 95 | 8015-3/4-4P-125HP KPVS | KPVS_8015-3/4_4P_125HP_11.69_BRZ | 4649.1 | 4649.1 | 4649.1 | 1 | 1 | 2 | D | KPVS_SplitCase | 10 | 8 | 10 | 16 | BranchMin10_BranchMax16 | 16 | 4 | 12 | 16 | HeaderMin12_HeaderMax16 | 14 | 3 | 12 | [29 empty] | INVALID
455 | 95 | 8015-3/4-4P-125HP KPVS | KPVS_8015-3/4_4P_125HP_11.69_BRZ | 4649.1 | 4649.1 | 4649.1 | 1 | 1 | 2 | D | KPVS_SplitCase | 10 | 8 | 10 | 16 | BranchMin10_BranchMax16 | 16 | 4 | 12 | 16 | HeaderMin12_HeaderMax16 | 16 | 3 | 12 | [29 empty] | INVALID
456 | 96 | 8015-3/4-4P-150HP KPVS | KPVS_8015-3/4_4P_150HP_12.23_BRZ | 4862.4 | 4862.4 | 4862.4 | 1 | 1 | 2 | D | KPVS_SplitCase | 10 | 8 | 10 | 16 | BranchMin10_BranchMax16 | 10 | 4 | 12 | 16 | HeaderMin12_HeaderMax16 | 12 | 3 | 12
456 | 96 | 8015-3/4-4P-150HP KPVS | KPVS_8015-3/4_4P_150HP_12.23_BRZ | 4862.4 | 4862.4 | 4862.4 | 1 | 1 | 2 | D | KPVS_SplitCase | 10 | 8 | 10 | 16 | BranchMin10_BranchMax16 | 10 | 4 | 12 | 16 | HeaderMin12_HeaderMax16 | 14 | 3 | 12
456 | 96 | 8015-3/4-4P-150HP KPVS | KPVS_8015-3/4_4P_150HP_12.23_BRZ | 4862.4 | 4862.4 | 4862.4 | 1 | 1 | 2 | D | KPVS_SplitCase | 10 | 8 | 10 | 16 | BranchMin10_BranchMax16 | 10 | 4 | 12 | 16 | HeaderMin12_HeaderMax16 | 16 | 3 | 12
456 | 96 | 8015-3/4-4P-150HP KPVS | KPVS_8015-3/4_4P_150HP_12.23_BRZ | 4862.4 | 4862.4 | 4862.4 | 1 | 1 | 2 | D | KPVS_SplitCase | 10 | 8 | 10 | 16 | BranchMin10_BranchMax16 | 12 | 4 | 12 | 16 | HeaderMin12_HeaderMax16 | 12 | 3 | 12 | [29 empty] | INVALID
456 | 96 | 8015-3/4-4P-150HP KPVS | KPVS_8015-3/4_4P_150HP_12.23_BRZ | 4862.4 | 4862.4 | 4862.4 | 1 | 1 | 2 | D | KPVS_SplitCase | 10 | 8 | 10 | 16 | BranchMin10_BranchMax16 | 12 | 4 | 12 | 16 | HeaderMin12_HeaderMax16 | 14 | 3 | 12
456 | 96 | 8015-3/4-4P-150HP KPVS | KPVS_8015-3/4_4P_150HP_12.23_BRZ | 4862.4 | 4862.4 | 4862.4 | 1 | 1 | 2 | D | KPVS_SplitCase | 10 | 8 | 10 | 16 | BranchMin10_BranchMax16 | 12 | 4 | 12 | 16 | HeaderMin12_HeaderMax16 | 16 | 3 | 12
456 | 96 | 8015-3/4-4P-150HP KPVS | KPVS_8015-3/4_4P_150HP_12.23_BRZ | 4862.4 | 4862.4 | 4862.4 | 1 | 1 | 2 | D | KPVS_SplitCase | 10 | 8 | 10 | 16 | BranchMin10_BranchMax16 | 14 | 4 | 12 | 16 | HeaderMin12_HeaderMax16 | 12 | 3 | 12 | [29 empty] | INVALID
456 | 96 | 8015-3/4-4P-150HP KPVS | KPVS_8015-3/4_4P_150HP_12.23_BRZ | 4862.4 | 4862.4 | 4862.4 | 1 | 1 | 2 | D | KPVS_SplitCase | 10 | 8 | 10 | 16 | BranchMin10_BranchMax16 | 14 | 4 | 12 | 16 | HeaderMin12_HeaderMax16 | 14 | 3 | 12 | [29 empty] | INVALID
456 | 96 | 8015-3/4-4P-150HP KPVS | KPVS_8015-3/4_4P_150HP_12.23_BRZ | 4862.4 | 4862.4 | 4862.4 | 1 | 1 | 2 | D | KPVS_SplitCase | 10 | 8 | 10 | 16 | BranchMin10_BranchMax16 | 14 | 4 | 12 | 16 | HeaderMin12_HeaderMax16 | 16 | 3 | 12
456 | 96 | 8015-3/4-4P-150HP KPVS | KPVS_8015-3/4_4P_150HP_12.23_BRZ | 4862.4 | 4862.4 | 4862.4 | 1 | 1 | 2 | D | KPVS_SplitCase | 10 | 8 | 10 | 16 | BranchMin10_BranchMax16 | 16 | 4 | 12 | 16 | HeaderMin12_HeaderMax16 | 12 | 3 | 12 | [29 empty] | INVALID
456 | 96 | 8015-3/4-4P-150HP KPVS | KPVS_8015-3/4_4P_150HP_12.23_BRZ | 4862.4 | 4862.4 | 4862.4 | 1 | 1 | 2 | D | KPVS_SplitCase | 10 | 8 | 10 | 16 | BranchMin10_BranchMax16 | 16 | 4 | 12 | 16 | HeaderMin12_HeaderMax16 | 14 | 3 | 12 | [29 empty] | INVALID
456 | 96 | 8015-3/4-4P-150HP KPVS | KPVS_8015-3/4_4P_150HP_12.23_BRZ | 4862.4 | 4862.4 | 4862.4 | 1 | 1 | 2 | D | KPVS_SplitCase | 10 | 8 | 10 | 16 | BranchMin10_BranchMax16 | 16 | 4 | 12 | 16 | HeaderMin12_HeaderMax16 | 16 | 3 | 12 | [29 empty] | INVALID
457 | 97 | 8015-3/4-4P-200HP KPVS | KPVS_8015-3/4_4P_200HP_13.29_BRZ | 5297.1 | 5297.1 | 5297.1 | 1 | 1 | 2 | D | KPVS_SplitCase | 10 | 8 | 10 | 16 | BranchMin10_BranchMax16 | 10 | 4 | 12 | 16 | HeaderMin12_HeaderMax16 | 12 | 3 | 12
457 | 97 | 8015-3/4-4P-200HP KPVS | KPVS_8015-3/4_4P_200HP_13.29_BRZ | 5297.1 | 5297.1 | 5297.1 | 1 | 1 | 2 | D | KPVS_SplitCase | 10 | 8 | 10 | 16 | BranchMin10_BranchMax16 | 10 | 4 | 12 | 16 | HeaderMin12_HeaderMax16 | 14 | 3 | 12
457 | 97 | 8015-3/4-4P-200HP KPVS | KPVS_8015-3/4_4P_200HP_13.29_BRZ | 5297.1 | 5297.1 | 5297.1 | 1 | 1 | 2 | D | KPVS_SplitCase | 10 | 8 | 10 | 16 | BranchMin10_BranchMax16 | 10 | 4 | 12 | 16 | HeaderMin12_HeaderMax16 | 16 | 3 | 12
457 | 97 | 8015-3/4-4P-200HP KPVS | KPVS_8015-3/4_4P_200HP_13.29_BRZ | 5297.1 | 5297.1 | 5297.1 | 1 | 1 | 2 | D | KPVS_SplitCase | 10 | 8 | 10 | 16 | BranchMin10_BranchMax16 | 12 | 4 | 12 | 16 | HeaderMin12_HeaderMax16 | 12 | 3 | 12 | [29 empty] | INVALID
457 | 97 | 8015-3/4-4P-200HP KPVS | KPVS_8015-3/4_4P_200HP_13.29_BRZ | 5297.1 | 5297.1 | 5297.1 | 1 | 1 | 2 | D | KPVS_SplitCase | 10 | 8 | 10 | 16 | BranchMin10_BranchMax16 | 12 | 4 | 12 | 16 | HeaderMin12_HeaderMax16 | 14 | 3 | 12
457 | 97 | 8015-3/4-4P-200HP KPVS | KPVS_8015-3/4_4P_200HP_13.29_BRZ | 5297.1 | 5297.1 | 5297.1 | 1 | 1 | 2 | D | KPVS_SplitCase | 10 | 8 | 10 | 16 | BranchMin10_BranchMax16 | 12 | 4 | 12 | 16 | HeaderMin12_HeaderMax16 | 16 | 3 | 12
457 | 97 | 8015-3/4-4P-200HP KPVS | KPVS_8015-3/4_4P_200HP_13.29_BRZ | 5297.1 | 5297.1 | 5297.1 | 1 | 1 | 2 | D | KPVS_SplitCase | 10 | 8 | 10 | 16 | BranchMin10_BranchMax16 | 14 | 4 | 12 | 16 | HeaderMin12_HeaderMax16 | 12 | 3 | 12 | [29 empty] | INVALID
457 | 97 | 8015-3/4-4P-200HP KPVS | KPVS_8015-3/4_4P_200HP_13.29_BRZ | 5297.1 | 5297.1 | 5297.1 | 1 | 1 | 2 | D | KPVS_SplitCase | 10 | 8 | 10 | 16 | BranchMin10_BranchMax16 | 14 | 4 | 12 | 16 | HeaderMin12_HeaderMax16 | 14 | 3 | 12 | [29 empty] | INVALID
457 | 97 | 8015-3/4-4P-200HP KPVS | KPVS_8015-3/4_4P_200HP_13.29_BRZ | 5297.1 | 5297.1 | 5297.1 | 1 | 1 | 2 | D | KPVS_SplitCase | 10 | 8 | 10 | 16 | BranchMin10_BranchMax16 | 14 | 4 | 12 | 16 | HeaderMin12_HeaderMax16 | 16 | 3 | 12
457 | 97 | 8015-3/4-4P-200HP KPVS | KPVS_8015-3/4_4P_200HP_13.29_BRZ | 5297.1 | 5297.1 | 5297.1 | 1 | 1 | 2 | D | KPVS_SplitCase | 10 | 8 | 10 | 16 | BranchMin10_BranchMax16 | 16 | 4 | 12 | 16 | HeaderMin12_HeaderMax16 | 12 | 3 | 12 | [29 empty] | INVALID
457 | 97 | 8015-3/4-4P-200HP KPVS | KPVS_8015-3/4_4P_200HP_13.29_BRZ | 5297.1 | 5297.1 | 5297.1 | 1 | 1 | 2 | D | KPVS_SplitCase | 10 | 8 | 10 | 16 | BranchMin10_BranchMax16 | 16 | 4 | 12 | 16 | HeaderMin12_HeaderMax16 | 14 | 3 | 12 | [29 empty] | INVALID
457 | 97 | 8015-3/4-4P-200HP KPVS | KPVS_8015-3/4_4P_200HP_13.29_BRZ | 5297.1 | 5297.1 | 5297.1 | 1 | 1 | 2 | D | KPVS_SplitCase | 10 | 8 | 10 | 16 | BranchMin10_BranchMax16 | 16 | 4 | 12 | 16 | HeaderMin12_HeaderMax16 | 16 | 3 | 12 | [29 empty] | INVALID
458 | 98 | 8015-3/4-4P-250HP KPVS | KPVS_8015-3/4_4P_250HP_14.19_BRZ | 5667.9 | 5667.9 | 5667.9 | 1 | 1 | 2 | D | KPVS_SplitCase | 10 | 8 | 10 | 18 | BranchMin10_BranchMax18 | 10 | 5 | 12 | 18 | HeaderMin12_HeaderMax18 | 12 | 4 | 20
458 | 98 | 8015-3/4-4P-250HP KPVS | KPVS_8015-3/4_4P_250HP_14.19_BRZ | 5667.9 | 5667.9 | 5667.9 | 1 | 1 | 2 | D | KPVS_SplitCase | 10 | 8 | 10 | 18 | BranchMin10_BranchMax18 | 10 | 5 | 12 | 18 | HeaderMin12_HeaderMax18 | 14 | 4 | 20
458 | 98 | 8015-3/4-4P-250HP KPVS | KPVS_8015-3/4_4P_250HP_14.19_BRZ | 5667.9 | 5667.9 | 5667.9 | 1 | 1 | 2 | D | KPVS_SplitCase | 10 | 8 | 10 | 18 | BranchMin10_BranchMax18 | 10 | 5 | 12 | 18 | HeaderMin12_HeaderMax18 | 16 | 4 | 20
458 | 98 | 8015-3/4-4P-250HP KPVS | KPVS_8015-3/4_4P_250HP_14.19_BRZ | 5667.9 | 5667.9 | 5667.9 | 1 | 1 | 2 | D | KPVS_SplitCase | 10 | 8 | 10 | 18 | BranchMin10_BranchMax18 | 10 | 5 | 12 | 18 | HeaderMin12_HeaderMax18 | 18 | 4 | 20
458 | 98 | 8015-3/4-4P-250HP KPVS | KPVS_8015-3/4_4P_250HP_14.19_BRZ | 5667.9 | 5667.9 | 5667.9 | 1 | 1 | 2 | D | KPVS_SplitCase | 10 | 8 | 10 | 18 | BranchMin10_BranchMax18 | 12 | 5 | 12 | 18 | HeaderMin12_HeaderMax18 | 12 | 4 | 20 | [29 empty] | INVALID
458 | 98 | 8015-3/4-4P-250HP KPVS | KPVS_8015-3/4_4P_250HP_14.19_BRZ | 5667.9 | 5667.9 | 5667.9 | 1 | 1 | 2 | D | KPVS_SplitCase | 10 | 8 | 10 | 18 | BranchMin10_BranchMax18 | 12 | 5 | 12 | 18 | HeaderMin12_HeaderMax18 | 14 | 4 | 20
458 | 98 | 8015-3/4-4P-250HP KPVS | KPVS_8015-3/4_4P_250HP_14.19_BRZ | 5667.9 | 5667.9 | 5667.9 | 1 | 1 | 2 | D | KPVS_SplitCase | 10 | 8 | 10 | 18 | BranchMin10_BranchMax18 | 12 | 5 | 12 | 18 | HeaderMin12_HeaderMax18 | 16 | 4 | 20
458 | 98 | 8015-3/4-4P-250HP KPVS | KPVS_8015-3/4_4P_250HP_14.19_BRZ | 5667.9 | 5667.9 | 5667.9 | 1 | 1 | 2 | D | KPVS_SplitCase | 10 | 8 | 10 | 18 | BranchMin10_BranchMax18 | 12 | 5 | 12 | 18 | HeaderMin12_HeaderMax18 | 18 | 4 | 20
458 | 98 | 8015-3/4-4P-250HP KPVS | KPVS_8015-3/4_4P_250HP_14.19_BRZ | 5667.9 | 5667.9 | 5667.9 | 1 | 1 | 2 | D | KPVS_SplitCase | 10 | 8 | 10 | 18 | BranchMin10_BranchMax18 | 14 | 5 | 12 | 18 | HeaderMin12_HeaderMax18 | 12 | 4 | 20 | [29 empty] | INVALID
458 | 98 | 8015-3/4-4P-250HP KPVS | KPVS_8015-3/4_4P_250HP_14.19_BRZ | 5667.9 | 5667.9 | 5667.9 | 1 | 1 | 2 | D | KPVS_SplitCase | 10 | 8 | 10 | 18 | BranchMin10_BranchMax18 | 14 | 5 | 12 | 18 | HeaderMin12_HeaderMax18 | 14 | 4 | 20 | [29 empty] | INVALID
458 | 98 | 8015-3/4-4P-250HP KPVS | KPVS_8015-3/4_4P_250HP_14.19_BRZ | 5667.9 | 5667.9 | 5667.9 | 1 | 1 | 2 | D | KPVS_SplitCase | 10 | 8 | 10 | 18 | BranchMin10_BranchMax18 | 14 | 5 | 12 | 18 | HeaderMin12_HeaderMax18 | 16 | 4 | 20
458 | 98 | 8015-3/4-4P-250HP KPVS | KPVS_8015-3/4_4P_250HP_14.19_BRZ | 5667.9 | 5667.9 | 5667.9 | 1 | 1 | 2 | D | KPVS_SplitCase | 10 | 8 | 10 | 18 | BranchMin10_BranchMax18 | 14 | 5 | 12 | 18 | HeaderMin12_HeaderMax18 | 18 | 4 | 20
458 | 98 | 8015-3/4-4P-250HP KPVS | KPVS_8015-3/4_4P_250HP_14.19_BRZ | 5667.9 | 5667.9 | 5667.9 | 1 | 1 | 2 | D | KPVS_SplitCase | 10 | 8 | 10 | 18 | BranchMin10_BranchMax18 | 16 | 5 | 12 | 18 | HeaderMin12_HeaderMax18 | 12 | 4 | 20 | [29 empty] | INVALID
458 | 98 | 8015-3/4-4P-250HP KPVS | KPVS_8015-3/4_4P_250HP_14.19_BRZ | 5667.9 | 5667.9 | 5667.9 | 1 | 1 | 2 | D | KPVS_SplitCase | 10 | 8 | 10 | 18 | BranchMin10_BranchMax18 | 16 | 5 | 12 | 18 | HeaderMin12_HeaderMax18 | 14 | 4 | 20 | [29 empty] | INVALID
458 | 98 | 8015-3/4-4P-250HP KPVS | KPVS_8015-3/4_4P_250HP_14.19_BRZ | 5667.9 | 5667.9 | 5667.9 | 1 | 1 | 2 | D | KPVS_SplitCase | 10 | 8 | 10 | 18 | BranchMin10_BranchMax18 | 16 | 5 | 12 | 18 | HeaderMin12_HeaderMax18 | 16 | 4 | 20 | [29 empty] | INVALID
458 | 98 | 8015-3/4-4P-250HP KPVS | KPVS_8015-3/4_4P_250HP_14.19_BRZ | 5667.9 | 5667.9 | 5667.9 | 1 | 1 | 2 | D | KPVS_SplitCase | 10 | 8 | 10 | 18 | BranchMin10_BranchMax18 | 16 | 5 | 12 | 18 | HeaderMin12_HeaderMax18 | 18 | 4 | 20
458 | 98 | 8015-3/4-4P-250HP KPVS | KPVS_8015-3/4_4P_250HP_14.19_BRZ | 5667.9 | 5667.9 | 5667.9 | 1 | 1 | 2 | D | KPVS_SplitCase | 10 | 8 | 10 | 18 | BranchMin10_BranchMax18 | 18 | 5 | 12 | 18 | HeaderMin12_HeaderMax18 | 12 | 4 | 20 | [29 empty] | INVALID
458 | 98 | 8015-3/4-4P-250HP KPVS | KPVS_8015-3/4_4P_250HP_14.19_BRZ | 5667.9 | 5667.9 | 5667.9 | 1 | 1 | 2 | D | KPVS_SplitCase | 10 | 8 | 10 | 18 | BranchMin10_BranchMax18 | 18 | 5 | 12 | 18 | HeaderMin12_HeaderMax18 | 14 | 4 | 20 | [29 empty] | INVALID
458 | 98 | 8015-3/4-4P-250HP KPVS | KPVS_8015-3/4_4P_250HP_14.19_BRZ | 5667.9 | 5667.9 | 5667.9 | 1 | 1 | 2 | D | KPVS_SplitCase | 10 | 8 | 10 | 18 | BranchMin10_BranchMax18 | 18 | 5 | 12 | 18 | HeaderMin12_HeaderMax18 | 16 | 4 | 20 | [29 empty] | INVALID
458 | 98 | 8015-3/4-4P-250HP KPVS | KPVS_8015-3/4_4P_250HP_14.19_BRZ | 5667.9 | 5667.9 | 5667.9 | 1 | 1 | 2 | D | KPVS_SplitCase | 10 | 8 | 10 | 18 | BranchMin10_BranchMax18 | 18 | 5 | 12 | 18 | HeaderMin12_HeaderMax18 | 18 | 4 | 20 | [29 empty] | INVALID
459 | 99 | 8015-3/4-4P-300HP KPVS | KPVS_8015-3/4_4P_300HP_15.00_BRZ | 6000 | 6000 | 6000 | 1 | 1 | 2 | D | KPVS_SplitCase | 10 | 8 | 10 | 18 | BranchMin10_BranchMax18 | 10 | 5 | 12 | 18 | HeaderMin12_HeaderMax18 | 12 | 4 | 20
459 | 99 | 8015-3/4-4P-300HP KPVS | KPVS_8015-3/4_4P_300HP_15.00_BRZ | 6000 | 6000 | 6000 | 1 | 1 | 2 | D | KPVS_SplitCase | 10 | 8 | 10 | 18 | BranchMin10_BranchMax18 | 10 | 5 | 12 | 18 | HeaderMin12_HeaderMax18 | 14 | 4 | 20
459 | 99 | 8015-3/4-4P-300HP KPVS | KPVS_8015-3/4_4P_300HP_15.00_BRZ | 6000 | 6000 | 6000 | 1 | 1 | 2 | D | KPVS_SplitCase | 10 | 8 | 10 | 18 | BranchMin10_BranchMax18 | 10 | 5 | 12 | 18 | HeaderMin12_HeaderMax18 | 16 | 4 | 20
459 | 99 | 8015-3/4-4P-300HP KPVS | KPVS_8015-3/4_4P_300HP_15.00_BRZ | 6000 | 6000 | 6000 | 1 | 1 | 2 | D | KPVS_SplitCase | 10 | 8 | 10 | 18 | BranchMin10_BranchMax18 | 10 | 5 | 12 | 18 | HeaderMin12_HeaderMax18 | 18 | 4 | 20
459 | 99 | 8015-3/4-4P-300HP KPVS | KPVS_8015-3/4_4P_300HP_15.00_BRZ | 6000 | 6000 | 6000 | 1 | 1 | 2 | D | KPVS_SplitCase | 10 | 8 | 10 | 18 | BranchMin10_BranchMax18 | 12 | 5 | 12 | 18 | HeaderMin12_HeaderMax18 | 12 | 4 | 20 | [29 empty] | INVALID
459 | 99 | 8015-3/4-4P-300HP KPVS | KPVS_8015-3/4_4P_300HP_15.00_BRZ | 6000 | 6000 | 6000 | 1 | 1 | 2 | D | KPVS_SplitCase | 10 | 8 | 10 | 18 | BranchMin10_BranchMax18 | 12 | 5 | 12 | 18 | HeaderMin12_HeaderMax18 | 14 | 4 | 20
459 | 99 | 8015-3/4-4P-300HP KPVS | KPVS_8015-3/4_4P_300HP_15.00_BRZ | 6000 | 6000 | 6000 | 1 | 1 | 2 | D | KPVS_SplitCase | 10 | 8 | 10 | 18 | BranchMin10_BranchMax18 | 12 | 5 | 12 | 18 | HeaderMin12_HeaderMax18 | 16 | 4 | 20
459 | 99 | 8015-3/4-4P-300HP KPVS | KPVS_8015-3/4_4P_300HP_15.00_BRZ | 6000 | 6000 | 6000 | 1 | 1 | 2 | D | KPVS_SplitCase | 10 | 8 | 10 | 18 | BranchMin10_BranchMax18 | 12 | 5 | 12 | 18 | HeaderMin12_HeaderMax18 | 18 | 4 | 20
459 | 99 | 8015-3/4-4P-300HP KPVS | KPVS_8015-3/4_4P_300HP_15.00_BRZ | 6000 | 6000 | 6000 | 1 | 1 | 2 | D | KPVS_SplitCase | 10 | 8 | 10 | 18 | BranchMin10_BranchMax18 | 14 | 5 | 12 | 18 | HeaderMin12_HeaderMax18 | 12 | 4 | 20 | [29 empty] | INVALID
459 | 99 | 8015-3/4-4P-300HP KPVS | KPVS_8015-3/4_4P_300HP_15.00_BRZ | 6000 | 6000 | 6000 | 1 | 1 | 2 | D | KPVS_SplitCase | 10 | 8 | 10 | 18 | BranchMin10_BranchMax18 | 14 | 5 | 12 | 18 | HeaderMin12_HeaderMax18 | 14 | 4 | 20 | [29 empty] | INVALID
459 | 99 | 8015-3/4-4P-300HP KPVS | KPVS_8015-3/4_4P_300HP_15.00_BRZ | 6000 | 6000 | 6000 | 1 | 1 | 2 | D | KPVS_SplitCase | 10 | 8 | 10 | 18 | BranchMin10_BranchMax18 | 14 | 5 | 12 | 18 | HeaderMin12_HeaderMax18 | 16 | 4 | 20
459 | 99 | 8015-3/4-4P-300HP KPVS | KPVS_8015-3/4_4P_300HP_15.00_BRZ | 6000 | 6000 | 6000 | 1 | 1 | 2 | D | KPVS_SplitCase | 10 | 8 | 10 | 18 | BranchMin10_BranchMax18 | 14 | 5 | 12 | 18 | HeaderMin12_HeaderMax18 | 18 | 4 | 20
459 | 99 | 8015-3/4-4P-300HP KPVS | KPVS_8015-3/4_4P_300HP_15.00_BRZ | 6000 | 6000 | 6000 | 1 | 1 | 2 | D | KPVS_SplitCase | 10 | 8 | 10 | 18 | BranchMin10_BranchMax18 | 16 | 5 | 12 | 18 | HeaderMin12_HeaderMax18 | 12 | 4 | 20 | [29 empty] | INVALID
459 | 99 | 8015-3/4-4P-300HP KPVS | KPVS_8015-3/4_4P_300HP_15.00_BRZ | 6000 | 6000 | 6000 | 1 | 1 | 2 | D | KPVS_SplitCase | 10 | 8 | 10 | 18 | BranchMin10_BranchMax18 | 16 | 5 | 12 | 18 | HeaderMin12_HeaderMax18 | 14 | 4 | 20 | [29 empty] | INVALID
459 | 99 | 8015-3/4-4P-300HP KPVS | KPVS_8015-3/4_4P_300HP_15.00_BRZ | 6000 | 6000 | 6000 | 1 | 1 | 2 | D | KPVS_SplitCase | 10 | 8 | 10 | 18 | BranchMin10_BranchMax18 | 16 | 5 | 12 | 18 | HeaderMin12_HeaderMax18 | 16 | 4 | 20 | [29 empty] | INVALID
459 | 99 | 8015-3/4-4P-300HP KPVS | KPVS_8015-3/4_4P_300HP_15.00_BRZ | 6000 | 6000 | 6000 | 1 | 1 | 2 | D | KPVS_SplitCase | 10 | 8 | 10 | 18 | BranchMin10_BranchMax18 | 16 | 5 | 12 | 18 | HeaderMin12_HeaderMax18 | 18 | 4 | 20
459 | 99 | 8015-3/4-4P-300HP KPVS | KPVS_8015-3/4_4P_300HP_15.00_BRZ | 6000 | 6000 | 6000 | 1 | 1 | 2 | D | KPVS_SplitCase | 10 | 8 | 10 | 18 | BranchMin10_BranchMax18 | 18 | 5 | 12 | 18 | HeaderMin12_HeaderMax18 | 12 | 4 | 20 | [29 empty] | INVALID
459 | 99 | 8015-3/4-4P-300HP KPVS | KPVS_8015-3/4_4P_300HP_15.00_BRZ | 6000 | 6000 | 6000 | 1 | 1 | 2 | D | KPVS_SplitCase | 10 | 8 | 10 | 18 | BranchMin10_BranchMax18 | 18 | 5 | 12 | 18 | HeaderMin12_HeaderMax18 | 14 | 4 | 20 | [29 empty] | INVALID
459 | 99 | 8015-3/4-4P-300HP KPVS | KPVS_8015-3/4_4P_300HP_15.00_BRZ | 6000 | 6000 | 6000 | 1 | 1 | 2 | D | KPVS_SplitCase | 10 | 8 | 10 | 18 | BranchMin10_BranchMax18 | 18 | 5 | 12 | 18 | HeaderMin12_HeaderMax18 | 16 | 4 | 20 | [29 empty] | INVALID
459 | 99 | 8015-3/4-4P-300HP KPVS | KPVS_8015-3/4_4P_300HP_15.00_BRZ | 6000 | 6000 | 6000 | 1 | 1 | 2 | D | KPVS_SplitCase | 10 | 8 | 10 | 18 | BranchMin10_BranchMax18 | 18 | 5 | 12 | 18 | HeaderMin12_HeaderMax18 | 18 | 4 | 20 | [29 empty] | INVALID
460 | 100 | 8020-5/6-4P-250HP KPVS | KPVS_8020-5/6_4P_250HP_14.05_BRZ | 5650.2 | 5650.2 | 5650.2 | 1 | 1 | 2 | D | KPVS_SplitCase | 12 | 8 | 12 | 18 | BranchMin12_BranchMax18 | 12 | 4 | 14 | 18 | HeaderMin14_HeaderMax18 | 14 | 3 | 12
460 | 100 | 8020-5/6-4P-250HP KPVS | KPVS_8020-5/6_4P_250HP_14.05_BRZ | 5650.2 | 5650.2 | 5650.2 | 1 | 1 | 2 | D | KPVS_SplitCase | 12 | 8 | 12 | 18 | BranchMin12_BranchMax18 | 12 | 4 | 14 | 18 | HeaderMin14_HeaderMax18 | 16 | 3 | 12
460 | 100 | 8020-5/6-4P-250HP KPVS | KPVS_8020-5/6_4P_250HP_14.05_BRZ | 5650.2 | 5650.2 | 5650.2 | 1 | 1 | 2 | D | KPVS_SplitCase | 12 | 8 | 12 | 18 | BranchMin12_BranchMax18 | 12 | 4 | 14 | 18 | HeaderMin14_HeaderMax18 | 18 | 3 | 12
460 | 100 | 8020-5/6-4P-250HP KPVS | KPVS_8020-5/6_4P_250HP_14.05_BRZ | 5650.2 | 5650.2 | 5650.2 | 1 | 1 | 2 | D | KPVS_SplitCase | 12 | 8 | 12 | 18 | BranchMin12_BranchMax18 | 14 | 4 | 14 | 18 | HeaderMin14_HeaderMax18 | 14 | 3 | 12 | [29 empty] | INVALID
460 | 100 | 8020-5/6-4P-250HP KPVS | KPVS_8020-5/6_4P_250HP_14.05_BRZ | 5650.2 | 5650.2 | 5650.2 | 1 | 1 | 2 | D | KPVS_SplitCase | 12 | 8 | 12 | 18 | BranchMin12_BranchMax18 | 14 | 4 | 14 | 18 | HeaderMin14_HeaderMax18 | 16 | 3 | 12
460 | 100 | 8020-5/6-4P-250HP KPVS | KPVS_8020-5/6_4P_250HP_14.05_BRZ | 5650.2 | 5650.2 | 5650.2 | 1 | 1 | 2 | D | KPVS_SplitCase | 12 | 8 | 12 | 18 | BranchMin12_BranchMax18 | 14 | 4 | 14 | 18 | HeaderMin14_HeaderMax18 | 18 | 3 | 12
460 | 100 | 8020-5/6-4P-250HP KPVS | KPVS_8020-5/6_4P_250HP_14.05_BRZ | 5650.2 | 5650.2 | 5650.2 | 1 | 1 | 2 | D | KPVS_SplitCase | 12 | 8 | 12 | 18 | BranchMin12_BranchMax18 | 16 | 4 | 14 | 18 | HeaderMin14_HeaderMax18 | 14 | 3 | 12 | [29 empty] | INVALID
460 | 100 | 8020-5/6-4P-250HP KPVS | KPVS_8020-5/6_4P_250HP_14.05_BRZ | 5650.2 | 5650.2 | 5650.2 | 1 | 1 | 2 | D | KPVS_SplitCase | 12 | 8 | 12 | 18 | BranchMin12_BranchMax18 | 16 | 4 | 14 | 18 | HeaderMin14_HeaderMax18 | 16 | 3 | 12 | [29 empty] | INVALID
460 | 100 | 8020-5/6-4P-250HP KPVS | KPVS_8020-5/6_4P_250HP_14.05_BRZ | 5650.2 | 5650.2 | 5650.2 | 1 | 1 | 2 | D | KPVS_SplitCase | 12 | 8 | 12 | 18 | BranchMin12_BranchMax18 | 16 | 4 | 14 | 18 | HeaderMin14_HeaderMax18 | 18 | 3 | 12
460 | 100 | 8020-5/6-4P-250HP KPVS | KPVS_8020-5/6_4P_250HP_14.05_BRZ | 5650.2 | 5650.2 | 5650.2 | 1 | 1 | 2 | D | KPVS_SplitCase | 12 | 8 | 12 | 18 | BranchMin12_BranchMax18 | 18 | 4 | 14 | 18 | HeaderMin14_HeaderMax18 | 14 | 3 | 12 | [29 empty] | INVALID
460 | 100 | 8020-5/6-4P-250HP KPVS | KPVS_8020-5/6_4P_250HP_14.05_BRZ | 5650.2 | 5650.2 | 5650.2 | 1 | 1 | 2 | D | KPVS_SplitCase | 12 | 8 | 12 | 18 | BranchMin12_BranchMax18 | 18 | 4 | 14 | 18 | HeaderMin14_HeaderMax18 | 16 | 3 | 12 | [29 empty] | INVALID
460 | 100 | 8020-5/6-4P-250HP KPVS | KPVS_8020-5/6_4P_250HP_14.05_BRZ | 5650.2 | 5650.2 | 5650.2 | 1 | 1 | 2 | D | KPVS_SplitCase | 12 | 8 | 12 | 18 | BranchMin12_BranchMax18 | 18 | 4 | 14 | 18 | HeaderMin14_HeaderMax18 | 18 | 3 | 12 | [29 empty] | INVALID
461 | 101 | 8020-5/6-4P-300HP KPVS | KPVS_8020-5/6_4P_300HP_14.81_BRZ | 5920 | 5920 | 5920 | 1 | 1 | 2 | D | KPVS_SplitCase | 12 | 8 | 12 | 18 | BranchMin12_BranchMax18 | 12 | 4 | 14 | 18 | HeaderMin14_HeaderMax18 | 14 | 3 | 12
461 | 101 | 8020-5/6-4P-300HP KPVS | KPVS_8020-5/6_4P_300HP_14.81_BRZ | 5920 | 5920 | 5920 | 1 | 1 | 2 | D | KPVS_SplitCase | 12 | 8 | 12 | 18 | BranchMin12_BranchMax18 | 12 | 4 | 14 | 18 | HeaderMin14_HeaderMax18 | 16 | 3 | 12
461 | 101 | 8020-5/6-4P-300HP KPVS | KPVS_8020-5/6_4P_300HP_14.81_BRZ | 5920 | 5920 | 5920 | 1 | 1 | 2 | D | KPVS_SplitCase | 12 | 8 | 12 | 18 | BranchMin12_BranchMax18 | 12 | 4 | 14 | 18 | HeaderMin14_HeaderMax18 | 18 | 3 | 12
461 | 101 | 8020-5/6-4P-300HP KPVS | KPVS_8020-5/6_4P_300HP_14.81_BRZ | 5920 | 5920 | 5920 | 1 | 1 | 2 | D | KPVS_SplitCase | 12 | 8 | 12 | 18 | BranchMin12_BranchMax18 | 14 | 4 | 14 | 18 | HeaderMin14_HeaderMax18 | 14 | 3 | 12 | [29 empty] | INVALID
461 | 101 | 8020-5/6-4P-300HP KPVS | KPVS_8020-5/6_4P_300HP_14.81_BRZ | 5920 | 5920 | 5920 | 1 | 1 | 2 | D | KPVS_SplitCase | 12 | 8 | 12 | 18 | BranchMin12_BranchMax18 | 14 | 4 | 14 | 18 | HeaderMin14_HeaderMax18 | 16 | 3 | 12
461 | 101 | 8020-5/6-4P-300HP KPVS | KPVS_8020-5/6_4P_300HP_14.81_BRZ | 5920 | 5920 | 5920 | 1 | 1 | 2 | D | KPVS_SplitCase | 12 | 8 | 12 | 18 | BranchMin12_BranchMax18 | 14 | 4 | 14 | 18 | HeaderMin14_HeaderMax18 | 18 | 3 | 12
461 | 101 | 8020-5/6-4P-300HP KPVS | KPVS_8020-5/6_4P_300HP_14.81_BRZ | 5920 | 5920 | 5920 | 1 | 1 | 2 | D | KPVS_SplitCase | 12 | 8 | 12 | 18 | BranchMin12_BranchMax18 | 16 | 4 | 14 | 18 | HeaderMin14_HeaderMax18 | 14 | 3 | 12 | [29 empty] | INVALID
461 | 101 | 8020-5/6-4P-300HP KPVS | KPVS_8020-5/6_4P_300HP_14.81_BRZ | 5920 | 5920 | 5920 | 1 | 1 | 2 | D | KPVS_SplitCase | 12 | 8 | 12 | 18 | BranchMin12_BranchMax18 | 16 | 4 | 14 | 18 | HeaderMin14_HeaderMax18 | 16 | 3 | 12 | [29 empty] | INVALID
461 | 101 | 8020-5/6-4P-300HP KPVS | KPVS_8020-5/6_4P_300HP_14.81_BRZ | 5920 | 5920 | 5920 | 1 | 1 | 2 | D | KPVS_SplitCase | 12 | 8 | 12 | 18 | BranchMin12_BranchMax18 | 16 | 4 | 14 | 18 | HeaderMin14_HeaderMax18 | 18 | 3 | 12
461 | 101 | 8020-5/6-4P-300HP KPVS | KPVS_8020-5/6_4P_300HP_14.81_BRZ | 5920 | 5920 | 5920 | 1 | 1 | 2 | D | KPVS_SplitCase | 12 | 8 | 12 | 18 | BranchMin12_BranchMax18 | 18 | 4 | 14 | 18 | HeaderMin14_HeaderMax18 | 14 | 3 | 12 | [29 empty] | INVALID
461 | 101 | 8020-5/6-4P-300HP KPVS | KPVS_8020-5/6_4P_300HP_14.81_BRZ | 5920 | 5920 | 5920 | 1 | 1 | 2 | D | KPVS_SplitCase | 12 | 8 | 12 | 18 | BranchMin12_BranchMax18 | 18 | 4 | 14 | 18 | HeaderMin14_HeaderMax18 | 16 | 3 | 12 | [29 empty] | INVALID
461 | 101 | 8020-5/6-4P-300HP KPVS | KPVS_8020-5/6_4P_300HP_14.81_BRZ | 5920 | 5920 | 5920 | 1 | 1 | 2 | D | KPVS_SplitCase | 12 | 8 | 12 | 18 | BranchMin12_BranchMax18 | 18 | 4 | 14 | 18 | HeaderMin14_HeaderMax18 | 18 | 3 | 12 | [29 empty] | INVALID
462 | 102 | 1012-1/2-4P-60HP KPVS | KPVS_1012-1/2_4P_60HP_8.54_BRZ | 4880.8 | 4880.8 | 4880.8 | 1 | 1 | 2 | D | KPVS_SplitCase | 12 | 10 | 12 | 16 | BranchMin12_BranchMax16 | 12 | 3 | 14 | 16 | HeaderMin14_HeaderMax16 | 14 | 2 | 6
462 | 102 | 1012-1/2-4P-60HP KPVS | KPVS_1012-1/2_4P_60HP_8.54_BRZ | 4880.8 | 4880.8 | 4880.8 | 1 | 1 | 2 | D | KPVS_SplitCase | 12 | 10 | 12 | 16 | BranchMin12_BranchMax16 | 12 | 3 | 14 | 16 | HeaderMin14_HeaderMax16 | 16 | 2 | 6
462 | 102 | 1012-1/2-4P-60HP KPVS | KPVS_1012-1/2_4P_60HP_8.54_BRZ | 4880.8 | 4880.8 | 4880.8 | 1 | 1 | 2 | D | KPVS_SplitCase | 12 | 10 | 12 | 16 | BranchMin12_BranchMax16 | 14 | 3 | 14 | 16 | HeaderMin14_HeaderMax16 | 14 | 2 | 6 | [29 empty] | INVALID
462 | 102 | 1012-1/2-4P-60HP KPVS | KPVS_1012-1/2_4P_60HP_8.54_BRZ | 4880.8 | 4880.8 | 4880.8 | 1 | 1 | 2 | D | KPVS_SplitCase | 12 | 10 | 12 | 16 | BranchMin12_BranchMax16 | 14 | 3 | 14 | 16 | HeaderMin14_HeaderMax16 | 16 | 2 | 6
462 | 102 | 1012-1/2-4P-60HP KPVS | KPVS_1012-1/2_4P_60HP_8.54_BRZ | 4880.8 | 4880.8 | 4880.8 | 1 | 1 | 2 | D | KPVS_SplitCase | 12 | 10 | 12 | 16 | BranchMin12_BranchMax16 | 16 | 3 | 14 | 16 | HeaderMin14_HeaderMax16 | 14 | 2 | 6 | [29 empty] | INVALID
462 | 102 | 1012-1/2-4P-60HP KPVS | KPVS_1012-1/2_4P_60HP_8.54_BRZ | 4880.8 | 4880.8 | 4880.8 | 1 | 1 | 2 | D | KPVS_SplitCase | 12 | 10 | 12 | 16 | BranchMin12_BranchMax16 | 16 | 3 | 14 | 16 | HeaderMin14_HeaderMax16 | 16 | 2 | 6 | [29 empty] | INVALID
463 | 103 | 1012-1/2-4P-75HP KPVS | KPVS_1012-1/2_4P_75HP_9.30_BRZ | 5233.9 | 5233.9 | 5233.9 | 1 | 1 | 2 | D | KPVS_SplitCase | 12 | 10 | 12 | 16 | BranchMin12_BranchMax16 | 12 | 3 | 14 | 16 | HeaderMin14_HeaderMax16 | 14 | 2 | 6
463 | 103 | 1012-1/2-4P-75HP KPVS | KPVS_1012-1/2_4P_75HP_9.30_BRZ | 5233.9 | 5233.9 | 5233.9 | 1 | 1 | 2 | D | KPVS_SplitCase | 12 | 10 | 12 | 16 | BranchMin12_BranchMax16 | 12 | 3 | 14 | 16 | HeaderMin14_HeaderMax16 | 16 | 2 | 6
463 | 103 | 1012-1/2-4P-75HP KPVS | KPVS_1012-1/2_4P_75HP_9.30_BRZ | 5233.9 | 5233.9 | 5233.9 | 1 | 1 | 2 | D | KPVS_SplitCase | 12 | 10 | 12 | 16 | BranchMin12_BranchMax16 | 14 | 3 | 14 | 16 | HeaderMin14_HeaderMax16 | 14 | 2 | 6 | [29 empty] | INVALID
463 | 103 | 1012-1/2-4P-75HP KPVS | KPVS_1012-1/2_4P_75HP_9.30_BRZ | 5233.9 | 5233.9 | 5233.9 | 1 | 1 | 2 | D | KPVS_SplitCase | 12 | 10 | 12 | 16 | BranchMin12_BranchMax16 | 14 | 3 | 14 | 16 | HeaderMin14_HeaderMax16 | 16 | 2 | 6
463 | 103 | 1012-1/2-4P-75HP KPVS | KPVS_1012-1/2_4P_75HP_9.30_BRZ | 5233.9 | 5233.9 | 5233.9 | 1 | 1 | 2 | D | KPVS_SplitCase | 12 | 10 | 12 | 16 | BranchMin12_BranchMax16 | 16 | 3 | 14 | 16 | HeaderMin14_HeaderMax16 | 14 | 2 | 6 | [29 empty] | INVALID
463 | 103 | 1012-1/2-4P-75HP KPVS | KPVS_1012-1/2_4P_75HP_9.30_BRZ | 5233.9 | 5233.9 | 5233.9 | 1 | 1 | 2 | D | KPVS_SplitCase | 12 | 10 | 12 | 16 | BranchMin12_BranchMax16 | 16 | 3 | 14 | 16 | HeaderMin14_HeaderMax16 | 16 | 2 | 6 | [29 empty] | INVALID
464 | 104 | 1012-1/2-4P-100HP KPVS | KPVS_1012-1/2_4P_100HP_10.20_BRZ | 5663.7 | 5663.7 | 5663.7 | 1 | 1 | 2 | D | KPVS_SplitCase | 12 | 10 | 12 | 18 | BranchMin12_BranchMax18 | 12 | 4 | 14 | 18 | HeaderMin14_HeaderMax18 | 14 | 3 | 12
464 | 104 | 1012-1/2-4P-100HP KPVS | KPVS_1012-1/2_4P_100HP_10.20_BRZ | 5663.7 | 5663.7 | 5663.7 | 1 | 1 | 2 | D | KPVS_SplitCase | 12 | 10 | 12 | 18 | BranchMin12_BranchMax18 | 12 | 4 | 14 | 18 | HeaderMin14_HeaderMax18 | 16 | 3 | 12
464 | 104 | 1012-1/2-4P-100HP KPVS | KPVS_1012-1/2_4P_100HP_10.20_BRZ | 5663.7 | 5663.7 | 5663.7 | 1 | 1 | 2 | D | KPVS_SplitCase | 12 | 10 | 12 | 18 | BranchMin12_BranchMax18 | 12 | 4 | 14 | 18 | HeaderMin14_HeaderMax18 | 18 | 3 | 12
464 | 104 | 1012-1/2-4P-100HP KPVS | KPVS_1012-1/2_4P_100HP_10.20_BRZ | 5663.7 | 5663.7 | 5663.7 | 1 | 1 | 2 | D | KPVS_SplitCase | 12 | 10 | 12 | 18 | BranchMin12_BranchMax18 | 14 | 4 | 14 | 18 | HeaderMin14_HeaderMax18 | 14 | 3 | 12 | [29 empty] | INVALID
464 | 104 | 1012-1/2-4P-100HP KPVS | KPVS_1012-1/2_4P_100HP_10.20_BRZ | 5663.7 | 5663.7 | 5663.7 | 1 | 1 | 2 | D | KPVS_SplitCase | 12 | 10 | 12 | 18 | BranchMin12_BranchMax18 | 14 | 4 | 14 | 18 | HeaderMin14_HeaderMax18 | 16 | 3 | 12
464 | 104 | 1012-1/2-4P-100HP KPVS | KPVS_1012-1/2_4P_100HP_10.20_BRZ | 5663.7 | 5663.7 | 5663.7 | 1 | 1 | 2 | D | KPVS_SplitCase | 12 | 10 | 12 | 18 | BranchMin12_BranchMax18 | 14 | 4 | 14 | 18 | HeaderMin14_HeaderMax18 | 18 | 3 | 12
464 | 104 | 1012-1/2-4P-100HP KPVS | KPVS_1012-1/2_4P_100HP_10.20_BRZ | 5663.7 | 5663.7 | 5663.7 | 1 | 1 | 2 | D | KPVS_SplitCase | 12 | 10 | 12 | 18 | BranchMin12_BranchMax18 | 16 | 4 | 14 | 18 | HeaderMin14_HeaderMax18 | 14 | 3 | 12 | [29 empty] | INVALID
464 | 104 | 1012-1/2-4P-100HP KPVS | KPVS_1012-1/2_4P_100HP_10.20_BRZ | 5663.7 | 5663.7 | 5663.7 | 1 | 1 | 2 | D | KPVS_SplitCase | 12 | 10 | 12 | 18 | BranchMin12_BranchMax18 | 16 | 4 | 14 | 18 | HeaderMin14_HeaderMax18 | 16 | 3 | 12 | [29 empty] | INVALID
464 | 104 | 1012-1/2-4P-100HP KPVS | KPVS_1012-1/2_4P_100HP_10.20_BRZ | 5663.7 | 5663.7 | 5663.7 | 1 | 1 | 2 | D | KPVS_SplitCase | 12 | 10 | 12 | 18 | BranchMin12_BranchMax18 | 16 | 4 | 14 | 18 | HeaderMin14_HeaderMax18 | 18 | 3 | 12
464 | 104 | 1012-1/2-4P-100HP KPVS | KPVS_1012-1/2_4P_100HP_10.20_BRZ | 5663.7 | 5663.7 | 5663.7 | 1 | 1 | 2 | D | KPVS_SplitCase | 12 | 10 | 12 | 18 | BranchMin12_BranchMax18 | 18 | 4 | 14 | 18 | HeaderMin14_HeaderMax18 | 14 | 3 | 12 | [29 empty] | INVALID
464 | 104 | 1012-1/2-4P-100HP KPVS | KPVS_1012-1/2_4P_100HP_10.20_BRZ | 5663.7 | 5663.7 | 5663.7 | 1 | 1 | 2 | D | KPVS_SplitCase | 12 | 10 | 12 | 18 | BranchMin12_BranchMax18 | 18 | 4 | 14 | 18 | HeaderMin14_HeaderMax18 | 16 | 3 | 12 | [29 empty] | INVALID
464 | 104 | 1012-1/2-4P-100HP KPVS | KPVS_1012-1/2_4P_100HP_10.20_BRZ | 5663.7 | 5663.7 | 5663.7 | 1 | 1 | 2 | D | KPVS_SplitCase | 12 | 10 | 12 | 18 | BranchMin12_BranchMax18 | 18 | 4 | 14 | 18 | HeaderMin14_HeaderMax18 | 18 | 3 | 12 | [29 empty] | INVALID
465 | 105 | 1012-1/2-4P-125HP KPVS | KPVS_1012-1/2_4P_125HP_10.79_BRZ | 6091.7 | 6091.7 | 6091.7 | 1 | 1 | 2 | D | KPVS_SplitCase | 12 | 10 | 12 | 18 | BranchMin12_BranchMax18 | 12 | 4 | 14 | 18 | HeaderMin14_HeaderMax18 | 14 | 3 | 12
465 | 105 | 1012-1/2-4P-125HP KPVS | KPVS_1012-1/2_4P_125HP_10.79_BRZ | 6091.7 | 6091.7 | 6091.7 | 1 | 1 | 2 | D | KPVS_SplitCase | 12 | 10 | 12 | 18 | BranchMin12_BranchMax18 | 12 | 4 | 14 | 18 | HeaderMin14_HeaderMax18 | 16 | 3 | 12
465 | 105 | 1012-1/2-4P-125HP KPVS | KPVS_1012-1/2_4P_125HP_10.79_BRZ | 6091.7 | 6091.7 | 6091.7 | 1 | 1 | 2 | D | KPVS_SplitCase | 12 | 10 | 12 | 18 | BranchMin12_BranchMax18 | 12 | 4 | 14 | 18 | HeaderMin14_HeaderMax18 | 18 | 3 | 12
465 | 105 | 1012-1/2-4P-125HP KPVS | KPVS_1012-1/2_4P_125HP_10.79_BRZ | 6091.7 | 6091.7 | 6091.7 | 1 | 1 | 2 | D | KPVS_SplitCase | 12 | 10 | 12 | 18 | BranchMin12_BranchMax18 | 14 | 4 | 14 | 18 | HeaderMin14_HeaderMax18 | 14 | 3 | 12 | [29 empty] | INVALID
465 | 105 | 1012-1/2-4P-125HP KPVS | KPVS_1012-1/2_4P_125HP_10.79_BRZ | 6091.7 | 6091.7 | 6091.7 | 1 | 1 | 2 | D | KPVS_SplitCase | 12 | 10 | 12 | 18 | BranchMin12_BranchMax18 | 14 | 4 | 14 | 18 | HeaderMin14_HeaderMax18 | 16 | 3 | 12
465 | 105 | 1012-1/2-4P-125HP KPVS | KPVS_1012-1/2_4P_125HP_10.79_BRZ | 6091.7 | 6091.7 | 6091.7 | 1 | 1 | 2 | D | KPVS_SplitCase | 12 | 10 | 12 | 18 | BranchMin12_BranchMax18 | 14 | 4 | 14 | 18 | HeaderMin14_HeaderMax18 | 18 | 3 | 12
465 | 105 | 1012-1/2-4P-125HP KPVS | KPVS_1012-1/2_4P_125HP_10.79_BRZ | 6091.7 | 6091.7 | 6091.7 | 1 | 1 | 2 | D | KPVS_SplitCase | 12 | 10 | 12 | 18 | BranchMin12_BranchMax18 | 16 | 4 | 14 | 18 | HeaderMin14_HeaderMax18 | 14 | 3 | 12 | [29 empty] | INVALID
465 | 105 | 1012-1/2-4P-125HP KPVS | KPVS_1012-1/2_4P_125HP_10.79_BRZ | 6091.7 | 6091.7 | 6091.7 | 1 | 1 | 2 | D | KPVS_SplitCase | 12 | 10 | 12 | 18 | BranchMin12_BranchMax18 | 16 | 4 | 14 | 18 | HeaderMin14_HeaderMax18 | 16 | 3 | 12 | [29 empty] | INVALID
465 | 105 | 1012-1/2-4P-125HP KPVS | KPVS_1012-1/2_4P_125HP_10.79_BRZ | 6091.7 | 6091.7 | 6091.7 | 1 | 1 | 2 | D | KPVS_SplitCase | 12 | 10 | 12 | 18 | BranchMin12_BranchMax18 | 16 | 4 | 14 | 18 | HeaderMin14_HeaderMax18 | 18 | 3 | 12
465 | 105 | 1012-1/2-4P-125HP KPVS | KPVS_1012-1/2_4P_125HP_10.79_BRZ | 6091.7 | 6091.7 | 6091.7 | 1 | 1 | 2 | D | KPVS_SplitCase | 12 | 10 | 12 | 18 | BranchMin12_BranchMax18 | 18 | 4 | 14 | 18 | HeaderMin14_HeaderMax18 | 14 | 3 | 12 | [29 empty] | INVALID
465 | 105 | 1012-1/2-4P-125HP KPVS | KPVS_1012-1/2_4P_125HP_10.79_BRZ | 6091.7 | 6091.7 | 6091.7 | 1 | 1 | 2 | D | KPVS_SplitCase | 12 | 10 | 12 | 18 | BranchMin12_BranchMax18 | 18 | 4 | 14 | 18 | HeaderMin14_HeaderMax18 | 16 | 3 | 12 | [29 empty] | INVALID
465 | 105 | 1012-1/2-4P-125HP KPVS | KPVS_1012-1/2_4P_125HP_10.79_BRZ | 6091.7 | 6091.7 | 6091.7 | 1 | 1 | 2 | D | KPVS_SplitCase | 12 | 10 | 12 | 18 | BranchMin12_BranchMax18 | 18 | 4 | 14 | 18 | HeaderMin14_HeaderMax18 | 18 | 3 | 12 | [29 empty] | INVALID
466 | 106 | 1012-1/2-4P-150HP KPVS | KPVS_1012-1/2_4P_150HP_11.42_BRZ | 6598.6 | 6598.6 | 6598.6 | 1 | 1 | 2 | D | KPVS_SplitCase | 12 | 10 | 12 | 18 | BranchMin12_BranchMax18 | 12 | 4 | 14 | 18 | HeaderMin14_HeaderMax18 | 14 | 3 | 12
466 | 106 | 1012-1/2-4P-150HP KPVS | KPVS_1012-1/2_4P_150HP_11.42_BRZ | 6598.6 | 6598.6 | 6598.6 | 1 | 1 | 2 | D | KPVS_SplitCase | 12 | 10 | 12 | 18 | BranchMin12_BranchMax18 | 12 | 4 | 14 | 18 | HeaderMin14_HeaderMax18 | 16 | 3 | 12
466 | 106 | 1012-1/2-4P-150HP KPVS | KPVS_1012-1/2_4P_150HP_11.42_BRZ | 6598.6 | 6598.6 | 6598.6 | 1 | 1 | 2 | D | KPVS_SplitCase | 12 | 10 | 12 | 18 | BranchMin12_BranchMax18 | 12 | 4 | 14 | 18 | HeaderMin14_HeaderMax18 | 18 | 3 | 12
466 | 106 | 1012-1/2-4P-150HP KPVS | KPVS_1012-1/2_4P_150HP_11.42_BRZ | 6598.6 | 6598.6 | 6598.6 | 1 | 1 | 2 | D | KPVS_SplitCase | 12 | 10 | 12 | 18 | BranchMin12_BranchMax18 | 14 | 4 | 14 | 18 | HeaderMin14_HeaderMax18 | 14 | 3 | 12 | [29 empty] | INVALID
466 | 106 | 1012-1/2-4P-150HP KPVS | KPVS_1012-1/2_4P_150HP_11.42_BRZ | 6598.6 | 6598.6 | 6598.6 | 1 | 1 | 2 | D | KPVS_SplitCase | 12 | 10 | 12 | 18 | BranchMin12_BranchMax18 | 14 | 4 | 14 | 18 | HeaderMin14_HeaderMax18 | 16 | 3 | 12
466 | 106 | 1012-1/2-4P-150HP KPVS | KPVS_1012-1/2_4P_150HP_11.42_BRZ | 6598.6 | 6598.6 | 6598.6 | 1 | 1 | 2 | D | KPVS_SplitCase | 12 | 10 | 12 | 18 | BranchMin12_BranchMax18 | 14 | 4 | 14 | 18 | HeaderMin14_HeaderMax18 | 18 | 3 | 12
466 | 106 | 1012-1/2-4P-150HP KPVS | KPVS_1012-1/2_4P_150HP_11.42_BRZ | 6598.6 | 6598.6 | 6598.6 | 1 | 1 | 2 | D | KPVS_SplitCase | 12 | 10 | 12 | 18 | BranchMin12_BranchMax18 | 16 | 4 | 14 | 18 | HeaderMin14_HeaderMax18 | 14 | 3 | 12 | [29 empty] | INVALID
466 | 106 | 1012-1/2-4P-150HP KPVS | KPVS_1012-1/2_4P_150HP_11.42_BRZ | 6598.6 | 6598.6 | 6598.6 | 1 | 1 | 2 | D | KPVS_SplitCase | 12 | 10 | 12 | 18 | BranchMin12_BranchMax18 | 16 | 4 | 14 | 18 | HeaderMin14_HeaderMax18 | 16 | 3 | 12 | [29 empty] | INVALID
466 | 106 | 1012-1/2-4P-150HP KPVS | KPVS_1012-1/2_4P_150HP_11.42_BRZ | 6598.6 | 6598.6 | 6598.6 | 1 | 1 | 2 | D | KPVS_SplitCase | 12 | 10 | 12 | 18 | BranchMin12_BranchMax18 | 16 | 4 | 14 | 18 | HeaderMin14_HeaderMax18 | 18 | 3 | 12
466 | 106 | 1012-1/2-4P-150HP KPVS | KPVS_1012-1/2_4P_150HP_11.42_BRZ | 6598.6 | 6598.6 | 6598.6 | 1 | 1 | 2 | D | KPVS_SplitCase | 12 | 10 | 12 | 18 | BranchMin12_BranchMax18 | 18 | 4 | 14 | 18 | HeaderMin14_HeaderMax18 | 14 | 3 | 12 | [29 empty] | INVALID
466 | 106 | 1012-1/2-4P-150HP KPVS | KPVS_1012-1/2_4P_150HP_11.42_BRZ | 6598.6 | 6598.6 | 6598.6 | 1 | 1 | 2 | D | KPVS_SplitCase | 12 | 10 | 12 | 18 | BranchMin12_BranchMax18 | 18 | 4 | 14 | 18 | HeaderMin14_HeaderMax18 | 16 | 3 | 12 | [29 empty] | INVALID
466 | 106 | 1012-1/2-4P-150HP KPVS | KPVS_1012-1/2_4P_150HP_11.42_BRZ | 6598.6 | 6598.6 | 6598.6 | 1 | 1 | 2 | D | KPVS_SplitCase | 12 | 10 | 12 | 18 | BranchMin12_BranchMax18 | 18 | 4 | 14 | 18 | HeaderMin14_HeaderMax18 | 18 | 3 | 12 | [29 empty] | INVALID
467 | 107 | 1012-1/2-4P-200HP KPVS | KPVS_1012-1/2_4P_200HP_12.00_BRZ | 7035 | 7035 | 7035 | 1 | 1 | 2 | D | KPVS_SplitCase | 12 | 10 | 12 | 18 | BranchMin12_BranchMax18 | 12 | 4 | 14 | 18 | HeaderMin14_HeaderMax18 | 14 | 3 | 12
467 | 107 | 1012-1/2-4P-200HP KPVS | KPVS_1012-1/2_4P_200HP_12.00_BRZ | 7035 | 7035 | 7035 | 1 | 1 | 2 | D | KPVS_SplitCase | 12 | 10 | 12 | 18 | BranchMin12_BranchMax18 | 12 | 4 | 14 | 18 | HeaderMin14_HeaderMax18 | 16 | 3 | 12
467 | 107 | 1012-1/2-4P-200HP KPVS | KPVS_1012-1/2_4P_200HP_12.00_BRZ | 7035 | 7035 | 7035 | 1 | 1 | 2 | D | KPVS_SplitCase | 12 | 10 | 12 | 18 | BranchMin12_BranchMax18 | 12 | 4 | 14 | 18 | HeaderMin14_HeaderMax18 | 18 | 3 | 12
467 | 107 | 1012-1/2-4P-200HP KPVS | KPVS_1012-1/2_4P_200HP_12.00_BRZ | 7035 | 7035 | 7035 | 1 | 1 | 2 | D | KPVS_SplitCase | 12 | 10 | 12 | 18 | BranchMin12_BranchMax18 | 14 | 4 | 14 | 18 | HeaderMin14_HeaderMax18 | 14 | 3 | 12 | [29 empty] | INVALID
467 | 107 | 1012-1/2-4P-200HP KPVS | KPVS_1012-1/2_4P_200HP_12.00_BRZ | 7035 | 7035 | 7035 | 1 | 1 | 2 | D | KPVS_SplitCase | 12 | 10 | 12 | 18 | BranchMin12_BranchMax18 | 14 | 4 | 14 | 18 | HeaderMin14_HeaderMax18 | 16 | 3 | 12
467 | 107 | 1012-1/2-4P-200HP KPVS | KPVS_1012-1/2_4P_200HP_12.00_BRZ | 7035 | 7035 | 7035 | 1 | 1 | 2 | D | KPVS_SplitCase | 12 | 10 | 12 | 18 | BranchMin12_BranchMax18 | 14 | 4 | 14 | 18 | HeaderMin14_HeaderMax18 | 18 | 3 | 12
467 | 107 | 1012-1/2-4P-200HP KPVS | KPVS_1012-1/2_4P_200HP_12.00_BRZ | 7035 | 7035 | 7035 | 1 | 1 | 2 | D | KPVS_SplitCase | 12 | 10 | 12 | 18 | BranchMin12_BranchMax18 | 16 | 4 | 14 | 18 | HeaderMin14_HeaderMax18 | 14 | 3 | 12 | [29 empty] | INVALID
467 | 107 | 1012-1/2-4P-200HP KPVS | KPVS_1012-1/2_4P_200HP_12.00_BRZ | 7035 | 7035 | 7035 | 1 | 1 | 2 | D | KPVS_SplitCase | 12 | 10 | 12 | 18 | BranchMin12_BranchMax18 | 16 | 4 | 14 | 18 | HeaderMin14_HeaderMax18 | 16 | 3 | 12 | [29 empty] | INVALID
467 | 107 | 1012-1/2-4P-200HP KPVS | KPVS_1012-1/2_4P_200HP_12.00_BRZ | 7035 | 7035 | 7035 | 1 | 1 | 2 | D | KPVS_SplitCase | 12 | 10 | 12 | 18 | BranchMin12_BranchMax18 | 16 | 4 | 14 | 18 | HeaderMin14_HeaderMax18 | 18 | 3 | 12
467 | 107 | 1012-1/2-4P-200HP KPVS | KPVS_1012-1/2_4P_200HP_12.00_BRZ | 7035 | 7035 | 7035 | 1 | 1 | 2 | D | KPVS_SplitCase | 12 | 10 | 12 | 18 | BranchMin12_BranchMax18 | 18 | 4 | 14 | 18 | HeaderMin14_HeaderMax18 | 14 | 3 | 12 | [29 empty] | INVALID
467 | 107 | 1012-1/2-4P-200HP KPVS | KPVS_1012-1/2_4P_200HP_12.00_BRZ | 7035 | 7035 | 7035 | 1 | 1 | 2 | D | KPVS_SplitCase | 12 | 10 | 12 | 18 | BranchMin12_BranchMax18 | 18 | 4 | 14 | 18 | HeaderMin14_HeaderMax18 | 16 | 3 | 12 | [29 empty] | INVALID
467 | 107 | 1012-1/2-4P-200HP KPVS | KPVS_1012-1/2_4P_200HP_12.00_BRZ | 7035 | 7035 | 7035 | 1 | 1 | 2 | D | KPVS_SplitCase | 12 | 10 | 12 | 18 | BranchMin12_BranchMax18 | 18 | 4 | 14 | 18 | HeaderMin14_HeaderMax18 | 18 | 3 | 12 | [29 empty] | INVALID
468 | 108 | 1015-3/4-4P-125HP KPVS | KPVS_1015-3/4_4P_125HP_11.26_BRZ | 5646.6 | 5646.6 | 5646.6 | 1 | 1 | 2 | D | KPVS_SplitCase | 12 | 10 | 12 | 18 | BranchMin12_BranchMax18 | 12 | 4 | 14 | 18 | HeaderMin14_HeaderMax18 | 14 | 3 | 12
468 | 108 | 1015-3/4-4P-125HP KPVS | KPVS_1015-3/4_4P_125HP_11.26_BRZ | 5646.6 | 5646.6 | 5646.6 | 1 | 1 | 2 | D | KPVS_SplitCase | 12 | 10 | 12 | 18 | BranchMin12_BranchMax18 | 12 | 4 | 14 | 18 | HeaderMin14_HeaderMax18 | 16 | 3 | 12
468 | 108 | 1015-3/4-4P-125HP KPVS | KPVS_1015-3/4_4P_125HP_11.26_BRZ | 5646.6 | 5646.6 | 5646.6 | 1 | 1 | 2 | D | KPVS_SplitCase | 12 | 10 | 12 | 18 | BranchMin12_BranchMax18 | 12 | 4 | 14 | 18 | HeaderMin14_HeaderMax18 | 18 | 3 | 12
468 | 108 | 1015-3/4-4P-125HP KPVS | KPVS_1015-3/4_4P_125HP_11.26_BRZ | 5646.6 | 5646.6 | 5646.6 | 1 | 1 | 2 | D | KPVS_SplitCase | 12 | 10 | 12 | 18 | BranchMin12_BranchMax18 | 14 | 4 | 14 | 18 | HeaderMin14_HeaderMax18 | 14 | 3 | 12 | [29 empty] | INVALID
468 | 108 | 1015-3/4-4P-125HP KPVS | KPVS_1015-3/4_4P_125HP_11.26_BRZ | 5646.6 | 5646.6 | 5646.6 | 1 | 1 | 2 | D | KPVS_SplitCase | 12 | 10 | 12 | 18 | BranchMin12_BranchMax18 | 14 | 4 | 14 | 18 | HeaderMin14_HeaderMax18 | 16 | 3 | 12
468 | 108 | 1015-3/4-4P-125HP KPVS | KPVS_1015-3/4_4P_125HP_11.26_BRZ | 5646.6 | 5646.6 | 5646.6 | 1 | 1 | 2 | D | KPVS_SplitCase | 12 | 10 | 12 | 18 | BranchMin12_BranchMax18 | 14 | 4 | 14 | 18 | HeaderMin14_HeaderMax18 | 18 | 3 | 12
468 | 108 | 1015-3/4-4P-125HP KPVS | KPVS_1015-3/4_4P_125HP_11.26_BRZ | 5646.6 | 5646.6 | 5646.6 | 1 | 1 | 2 | D | KPVS_SplitCase | 12 | 10 | 12 | 18 | BranchMin12_BranchMax18 | 16 | 4 | 14 | 18 | HeaderMin14_HeaderMax18 | 14 | 3 | 12 | [29 empty] | INVALID
468 | 108 | 1015-3/4-4P-125HP KPVS | KPVS_1015-3/4_4P_125HP_11.26_BRZ | 5646.6 | 5646.6 | 5646.6 | 1 | 1 | 2 | D | KPVS_SplitCase | 12 | 10 | 12 | 18 | BranchMin12_BranchMax18 | 16 | 4 | 14 | 18 | HeaderMin14_HeaderMax18 | 16 | 3 | 12 | [29 empty] | INVALID
468 | 108 | 1015-3/4-4P-125HP KPVS | KPVS_1015-3/4_4P_125HP_11.26_BRZ | 5646.6 | 5646.6 | 5646.6 | 1 | 1 | 2 | D | KPVS_SplitCase | 12 | 10 | 12 | 18 | BranchMin12_BranchMax18 | 16 | 4 | 14 | 18 | HeaderMin14_HeaderMax18 | 18 | 3 | 12
468 | 108 | 1015-3/4-4P-125HP KPVS | KPVS_1015-3/4_4P_125HP_11.26_BRZ | 5646.6 | 5646.6 | 5646.6 | 1 | 1 | 2 | D | KPVS_SplitCase | 12 | 10 | 12 | 18 | BranchMin12_BranchMax18 | 18 | 4 | 14 | 18 | HeaderMin14_HeaderMax18 | 14 | 3 | 12 | [29 empty] | INVALID
468 | 108 | 1015-3/4-4P-125HP KPVS | KPVS_1015-3/4_4P_125HP_11.26_BRZ | 5646.6 | 5646.6 | 5646.6 | 1 | 1 | 2 | D | KPVS_SplitCase | 12 | 10 | 12 | 18 | BranchMin12_BranchMax18 | 18 | 4 | 14 | 18 | HeaderMin14_HeaderMax18 | 16 | 3 | 12 | [29 empty] | INVALID
468 | 108 | 1015-3/4-4P-125HP KPVS | KPVS_1015-3/4_4P_125HP_11.26_BRZ | 5646.6 | 5646.6 | 5646.6 | 1 | 1 | 2 | D | KPVS_SplitCase | 12 | 10 | 12 | 18 | BranchMin12_BranchMax18 | 18 | 4 | 14 | 18 | HeaderMin14_HeaderMax18 | 18 | 3 | 12 | [29 empty] | INVALID
469 | 109 | 1015-3/4-4P-150HP KPVS | KPVS_1015-3/4_4P_150HP_11.96_BRZ | 6108.6 | 6108.6 | 6108.6 | 1 | 1 | 2 | D | KPVS_SplitCase | 12 | 10 | 12 | 18 | BranchMin12_BranchMax18 | 12 | 4 | 14 | 18 | HeaderMin14_HeaderMax18 | 14 | 3 | 12
469 | 109 | 1015-3/4-4P-150HP KPVS | KPVS_1015-3/4_4P_150HP_11.96_BRZ | 6108.6 | 6108.6 | 6108.6 | 1 | 1 | 2 | D | KPVS_SplitCase | 12 | 10 | 12 | 18 | BranchMin12_BranchMax18 | 12 | 4 | 14 | 18 | HeaderMin14_HeaderMax18 | 16 | 3 | 12
469 | 109 | 1015-3/4-4P-150HP KPVS | KPVS_1015-3/4_4P_150HP_11.96_BRZ | 6108.6 | 6108.6 | 6108.6 | 1 | 1 | 2 | D | KPVS_SplitCase | 12 | 10 | 12 | 18 | BranchMin12_BranchMax18 | 12 | 4 | 14 | 18 | HeaderMin14_HeaderMax18 | 18 | 3 | 12
469 | 109 | 1015-3/4-4P-150HP KPVS | KPVS_1015-3/4_4P_150HP_11.96_BRZ | 6108.6 | 6108.6 | 6108.6 | 1 | 1 | 2 | D | KPVS_SplitCase | 12 | 10 | 12 | 18 | BranchMin12_BranchMax18 | 14 | 4 | 14 | 18 | HeaderMin14_HeaderMax18 | 14 | 3 | 12 | [29 empty] | INVALID
469 | 109 | 1015-3/4-4P-150HP KPVS | KPVS_1015-3/4_4P_150HP_11.96_BRZ | 6108.6 | 6108.6 | 6108.6 | 1 | 1 | 2 | D | KPVS_SplitCase | 12 | 10 | 12 | 18 | BranchMin12_BranchMax18 | 14 | 4 | 14 | 18 | HeaderMin14_HeaderMax18 | 16 | 3 | 12
469 | 109 | 1015-3/4-4P-150HP KPVS | KPVS_1015-3/4_4P_150HP_11.96_BRZ | 6108.6 | 6108.6 | 6108.6 | 1 | 1 | 2 | D | KPVS_SplitCase | 12 | 10 | 12 | 18 | BranchMin12_BranchMax18 | 14 | 4 | 14 | 18 | HeaderMin14_HeaderMax18 | 18 | 3 | 12
469 | 109 | 1015-3/4-4P-150HP KPVS | KPVS_1015-3/4_4P_150HP_11.96_BRZ | 6108.6 | 6108.6 | 6108.6 | 1 | 1 | 2 | D | KPVS_SplitCase | 12 | 10 | 12 | 18 | BranchMin12_BranchMax18 | 16 | 4 | 14 | 18 | HeaderMin14_HeaderMax18 | 14 | 3 | 12 | [29 empty] | INVALID
469 | 109 | 1015-3/4-4P-150HP KPVS | KPVS_1015-3/4_4P_150HP_11.96_BRZ | 6108.6 | 6108.6 | 6108.6 | 1 | 1 | 2 | D | KPVS_SplitCase | 12 | 10 | 12 | 18 | BranchMin12_BranchMax18 | 16 | 4 | 14 | 18 | HeaderMin14_HeaderMax18 | 16 | 3 | 12 | [29 empty] | INVALID
469 | 109 | 1015-3/4-4P-150HP KPVS | KPVS_1015-3/4_4P_150HP_11.96_BRZ | 6108.6 | 6108.6 | 6108.6 | 1 | 1 | 2 | D | KPVS_SplitCase | 12 | 10 | 12 | 18 | BranchMin12_BranchMax18 | 16 | 4 | 14 | 18 | HeaderMin14_HeaderMax18 | 18 | 3 | 12
469 | 109 | 1015-3/4-4P-150HP KPVS | KPVS_1015-3/4_4P_150HP_11.96_BRZ | 6108.6 | 6108.6 | 6108.6 | 1 | 1 | 2 | D | KPVS_SplitCase | 12 | 10 | 12 | 18 | BranchMin12_BranchMax18 | 18 | 4 | 14 | 18 | HeaderMin14_HeaderMax18 | 14 | 3 | 12 | [29 empty] | INVALID
469 | 109 | 1015-3/4-4P-150HP KPVS | KPVS_1015-3/4_4P_150HP_11.96_BRZ | 6108.6 | 6108.6 | 6108.6 | 1 | 1 | 2 | D | KPVS_SplitCase | 12 | 10 | 12 | 18 | BranchMin12_BranchMax18 | 18 | 4 | 14 | 18 | HeaderMin14_HeaderMax18 | 16 | 3 | 12 | [29 empty] | INVALID
469 | 109 | 1015-3/4-4P-150HP KPVS | KPVS_1015-3/4_4P_150HP_11.96_BRZ | 6108.6 | 6108.6 | 6108.6 | 1 | 1 | 2 | D | KPVS_SplitCase | 12 | 10 | 12 | 18 | BranchMin12_BranchMax18 | 18 | 4 | 14 | 18 | HeaderMin14_HeaderMax18 | 18 | 3 | 12 | [29 empty] | INVALID
470 | 110 | 1015-3/4-4P-200HP KPVS | KPVS_1015-3/4_4P_200HP_12.89_BRZ | 6722.4 | 6722.4 | 6722.4 | 1 | 1 | 2 | D | KPVS_SplitCase | 12 | 10 | 12 | 18 | BranchMin12_BranchMax18 | 12 | 4 | 14 | 18 | HeaderMin14_HeaderMax18 | 14 | 3 | 12
470 | 110 | 1015-3/4-4P-200HP KPVS | KPVS_1015-3/4_4P_200HP_12.89_BRZ | 6722.4 | 6722.4 | 6722.4 | 1 | 1 | 2 | D | KPVS_SplitCase | 12 | 10 | 12 | 18 | BranchMin12_BranchMax18 | 12 | 4 | 14 | 18 | HeaderMin14_HeaderMax18 | 16 | 3 | 12
470 | 110 | 1015-3/4-4P-200HP KPVS | KPVS_1015-3/4_4P_200HP_12.89_BRZ | 6722.4 | 6722.4 | 6722.4 | 1 | 1 | 2 | D | KPVS_SplitCase | 12 | 10 | 12 | 18 | BranchMin12_BranchMax18 | 12 | 4 | 14 | 18 | HeaderMin14_HeaderMax18 | 18 | 3 | 12
470 | 110 | 1015-3/4-4P-200HP KPVS | KPVS_1015-3/4_4P_200HP_12.89_BRZ | 6722.4 | 6722.4 | 6722.4 | 1 | 1 | 2 | D | KPVS_SplitCase | 12 | 10 | 12 | 18 | BranchMin12_BranchMax18 | 14 | 4 | 14 | 18 | HeaderMin14_HeaderMax18 | 14 | 3 | 12 | [29 empty] | INVALID
470 | 110 | 1015-3/4-4P-200HP KPVS | KPVS_1015-3/4_4P_200HP_12.89_BRZ | 6722.4 | 6722.4 | 6722.4 | 1 | 1 | 2 | D | KPVS_SplitCase | 12 | 10 | 12 | 18 | BranchMin12_BranchMax18 | 14 | 4 | 14 | 18 | HeaderMin14_HeaderMax18 | 16 | 3 | 12
470 | 110 | 1015-3/4-4P-200HP KPVS | KPVS_1015-3/4_4P_200HP_12.89_BRZ | 6722.4 | 6722.4 | 6722.4 | 1 | 1 | 2 | D | KPVS_SplitCase | 12 | 10 | 12 | 18 | BranchMin12_BranchMax18 | 14 | 4 | 14 | 18 | HeaderMin14_HeaderMax18 | 18 | 3 | 12
470 | 110 | 1015-3/4-4P-200HP KPVS | KPVS_1015-3/4_4P_200HP_12.89_BRZ | 6722.4 | 6722.4 | 6722.4 | 1 | 1 | 2 | D | KPVS_SplitCase | 12 | 10 | 12 | 18 | BranchMin12_BranchMax18 | 16 | 4 | 14 | 18 | HeaderMin14_HeaderMax18 | 14 | 3 | 12 | [29 empty] | INVALID
470 | 110 | 1015-3/4-4P-200HP KPVS | KPVS_1015-3/4_4P_200HP_12.89_BRZ | 6722.4 | 6722.4 | 6722.4 | 1 | 1 | 2 | D | KPVS_SplitCase | 12 | 10 | 12 | 18 | BranchMin12_BranchMax18 | 16 | 4 | 14 | 18 | HeaderMin14_HeaderMax18 | 16 | 3 | 12 | [29 empty] | INVALID
470 | 110 | 1015-3/4-4P-200HP KPVS | KPVS_1015-3/4_4P_200HP_12.89_BRZ | 6722.4 | 6722.4 | 6722.4 | 1 | 1 | 2 | D | KPVS_SplitCase | 12 | 10 | 12 | 18 | BranchMin12_BranchMax18 | 16 | 4 | 14 | 18 | HeaderMin14_HeaderMax18 | 18 | 3 | 12
470 | 110 | 1015-3/4-4P-200HP KPVS | KPVS_1015-3/4_4P_200HP_12.89_BRZ | 6722.4 | 6722.4 | 6722.4 | 1 | 1 | 2 | D | KPVS_SplitCase | 12 | 10 | 12 | 18 | BranchMin12_BranchMax18 | 18 | 4 | 14 | 18 | HeaderMin14_HeaderMax18 | 14 | 3 | 12 | [29 empty] | INVALID
470 | 110 | 1015-3/4-4P-200HP KPVS | KPVS_1015-3/4_4P_200HP_12.89_BRZ | 6722.4 | 6722.4 | 6722.4 | 1 | 1 | 2 | D | KPVS_SplitCase | 12 | 10 | 12 | 18 | BranchMin12_BranchMax18 | 18 | 4 | 14 | 18 | HeaderMin14_HeaderMax18 | 16 | 3 | 12 | [29 empty] | INVALID
470 | 110 | 1015-3/4-4P-200HP KPVS | KPVS_1015-3/4_4P_200HP_12.89_BRZ | 6722.4 | 6722.4 | 6722.4 | 1 | 1 | 2 | D | KPVS_SplitCase | 12 | 10 | 12 | 18 | BranchMin12_BranchMax18 | 18 | 4 | 14 | 18 | HeaderMin14_HeaderMax18 | 18 | 3 | 12 | [29 empty] | INVALID
471 | 111 | 1015-3/4-4P-250HP KPVS | KPVS_1015-3/4_4P_250HP_13.52_BRZ | 7055.6 | 7055.6 | 7055.6 | 1 | 1 | 2 | D | KPVS_SplitCase | 12 | 10 | 12 | 20 | BranchMin12_BranchMax20 | 12 | 5 | 14 | 20 | HeaderMin14_HeaderMax20 | 14 | 3 | 15
471 | 111 | 1015-3/4-4P-250HP KPVS | KPVS_1015-3/4_4P_250HP_13.52_BRZ | 7055.6 | 7055.6 | 7055.6 | 1 | 1 | 2 | D | KPVS_SplitCase | 12 | 10 | 12 | 20 | BranchMin12_BranchMax20 | 12 | 5 | 14 | 20 | HeaderMin14_HeaderMax20 | 16 | 3 | 15
471 | 111 | 1015-3/4-4P-250HP KPVS | KPVS_1015-3/4_4P_250HP_13.52_BRZ | 7055.6 | 7055.6 | 7055.6 | 1 | 1 | 2 | D | KPVS_SplitCase | 12 | 10 | 12 | 20 | BranchMin12_BranchMax20 | 12 | 5 | 14 | 20 | HeaderMin14_HeaderMax20 | 18 | 3 | 15
471 | 111 | 1015-3/4-4P-250HP KPVS | KPVS_1015-3/4_4P_250HP_13.52_BRZ | 7055.6 | 7055.6 | 7055.6 | 1 | 1 | 2 | D | KPVS_SplitCase | 12 | 10 | 12 | 20 | BranchMin12_BranchMax20 | 14 | 5 | 14 | 20 | HeaderMin14_HeaderMax20 | 14 | 3 | 15 | [29 empty] | INVALID
471 | 111 | 1015-3/4-4P-250HP KPVS | KPVS_1015-3/4_4P_250HP_13.52_BRZ | 7055.6 | 7055.6 | 7055.6 | 1 | 1 | 2 | D | KPVS_SplitCase | 12 | 10 | 12 | 20 | BranchMin12_BranchMax20 | 14 | 5 | 14 | 20 | HeaderMin14_HeaderMax20 | 16 | 3 | 15
471 | 111 | 1015-3/4-4P-250HP KPVS | KPVS_1015-3/4_4P_250HP_13.52_BRZ | 7055.6 | 7055.6 | 7055.6 | 1 | 1 | 2 | D | KPVS_SplitCase | 12 | 10 | 12 | 20 | BranchMin12_BranchMax20 | 14 | 5 | 14 | 20 | HeaderMin14_HeaderMax20 | 18 | 3 | 15
471 | 111 | 1015-3/4-4P-250HP KPVS | KPVS_1015-3/4_4P_250HP_13.52_BRZ | 7055.6 | 7055.6 | 7055.6 | 1 | 1 | 2 | D | KPVS_SplitCase | 12 | 10 | 12 | 20 | BranchMin12_BranchMax20 | 16 | 5 | 14 | 20 | HeaderMin14_HeaderMax20 | 14 | 3 | 15 | [29 empty] | INVALID
471 | 111 | 1015-3/4-4P-250HP KPVS | KPVS_1015-3/4_4P_250HP_13.52_BRZ | 7055.6 | 7055.6 | 7055.6 | 1 | 1 | 2 | D | KPVS_SplitCase | 12 | 10 | 12 | 20 | BranchMin12_BranchMax20 | 16 | 5 | 14 | 20 | HeaderMin14_HeaderMax20 | 16 | 3 | 15 | [29 empty] | INVALID
471 | 111 | 1015-3/4-4P-250HP KPVS | KPVS_1015-3/4_4P_250HP_13.52_BRZ | 7055.6 | 7055.6 | 7055.6 | 1 | 1 | 2 | D | KPVS_SplitCase | 12 | 10 | 12 | 20 | BranchMin12_BranchMax20 | 16 | 5 | 14 | 20 | HeaderMin14_HeaderMax20 | 18 | 3 | 15
471 | 111 | 1015-3/4-4P-250HP KPVS | KPVS_1015-3/4_4P_250HP_13.52_BRZ | 7055.6 | 7055.6 | 7055.6 | 1 | 1 | 2 | D | KPVS_SplitCase | 12 | 10 | 12 | 20 | BranchMin12_BranchMax20 | 18 | 5 | 14 | 20 | HeaderMin14_HeaderMax20 | 14 | 3 | 15 | [29 empty] | INVALID
471 | 111 | 1015-3/4-4P-250HP KPVS | KPVS_1015-3/4_4P_250HP_13.52_BRZ | 7055.6 | 7055.6 | 7055.6 | 1 | 1 | 2 | D | KPVS_SplitCase | 12 | 10 | 12 | 20 | BranchMin12_BranchMax20 | 18 | 5 | 14 | 20 | HeaderMin14_HeaderMax20 | 16 | 3 | 15 | [29 empty] | INVALID
471 | 111 | 1015-3/4-4P-250HP KPVS | KPVS_1015-3/4_4P_250HP_13.52_BRZ | 7055.6 | 7055.6 | 7055.6 | 1 | 1 | 2 | D | KPVS_SplitCase | 12 | 10 | 12 | 20 | BranchMin12_BranchMax20 | 18 | 5 | 14 | 20 | HeaderMin14_HeaderMax20 | 18 | 3 | 15 | [29 empty] | INVALID
471 | 111 | 1015-3/4-4P-250HP KPVS | KPVS_1015-3/4_4P_250HP_13.52_BRZ | 7055.6 | 7055.6 | 7055.6 | 1 | 1 | 2 | D | KPVS_SplitCase | 12 | 10 | 12 | 20 | BranchMin12_BranchMax20 | 20 | 5 | 14 | 20 | HeaderMin14_HeaderMax20 | 14 | 3 | 15 | [29 empty] | INVALID
471 | 111 | 1015-3/4-4P-250HP KPVS | KPVS_1015-3/4_4P_250HP_13.52_BRZ | 7055.6 | 7055.6 | 7055.6 | 1 | 1 | 2 | D | KPVS_SplitCase | 12 | 10 | 12 | 20 | BranchMin12_BranchMax20 | 20 | 5 | 14 | 20 | HeaderMin14_HeaderMax20 | 16 | 3 | 15 | [29 empty] | INVALID
471 | 111 | 1015-3/4-4P-250HP KPVS | KPVS_1015-3/4_4P_250HP_13.52_BRZ | 7055.6 | 7055.6 | 7055.6 | 1 | 1 | 2 | D | KPVS_SplitCase | 12 | 10 | 12 | 20 | BranchMin12_BranchMax20 | 20 | 5 | 14 | 20 | HeaderMin14_HeaderMax20 | 18 | 3 | 15 | [29 empty] | INVALID
472 | 112 | 1015-3/4-4P-300HP KPVS | KPVS_1015-3/4_4P_300HP_14.03_BRZ | 7256.3 | 7256.3 | 7256.3 | 1 | 1 | 2 | D | KPVS_SplitCase | 12 | 10 | 12 | 20 | BranchMin12_BranchMax20 | 12 | 5 | 14 | 20 | HeaderMin14_HeaderMax20 | 14 | 3 | 15
472 | 112 | 1015-3/4-4P-300HP KPVS | KPVS_1015-3/4_4P_300HP_14.03_BRZ | 7256.3 | 7256.3 | 7256.3 | 1 | 1 | 2 | D | KPVS_SplitCase | 12 | 10 | 12 | 20 | BranchMin12_BranchMax20 | 12 | 5 | 14 | 20 | HeaderMin14_HeaderMax20 | 16 | 3 | 15
472 | 112 | 1015-3/4-4P-300HP KPVS | KPVS_1015-3/4_4P_300HP_14.03_BRZ | 7256.3 | 7256.3 | 7256.3 | 1 | 1 | 2 | D | KPVS_SplitCase | 12 | 10 | 12 | 20 | BranchMin12_BranchMax20 | 12 | 5 | 14 | 20 | HeaderMin14_HeaderMax20 | 18 | 3 | 15
472 | 112 | 1015-3/4-4P-300HP KPVS | KPVS_1015-3/4_4P_300HP_14.03_BRZ | 7256.3 | 7256.3 | 7256.3 | 1 | 1 | 2 | D | KPVS_SplitCase | 12 | 10 | 12 | 20 | BranchMin12_BranchMax20 | 14 | 5 | 14 | 20 | HeaderMin14_HeaderMax20 | 14 | 3 | 15 | [29 empty] | INVALID
472 | 112 | 1015-3/4-4P-300HP KPVS | KPVS_1015-3/4_4P_300HP_14.03_BRZ | 7256.3 | 7256.3 | 7256.3 | 1 | 1 | 2 | D | KPVS_SplitCase | 12 | 10 | 12 | 20 | BranchMin12_BranchMax20 | 14 | 5 | 14 | 20 | HeaderMin14_HeaderMax20 | 16 | 3 | 15
472 | 112 | 1015-3/4-4P-300HP KPVS | KPVS_1015-3/4_4P_300HP_14.03_BRZ | 7256.3 | 7256.3 | 7256.3 | 1 | 1 | 2 | D | KPVS_SplitCase | 12 | 10 | 12 | 20 | BranchMin12_BranchMax20 | 14 | 5 | 14 | 20 | HeaderMin14_HeaderMax20 | 18 | 3 | 15
472 | 112 | 1015-3/4-4P-300HP KPVS | KPVS_1015-3/4_4P_300HP_14.03_BRZ | 7256.3 | 7256.3 | 7256.3 | 1 | 1 | 2 | D | KPVS_SplitCase | 12 | 10 | 12 | 20 | BranchMin12_BranchMax20 | 16 | 5 | 14 | 20 | HeaderMin14_HeaderMax20 | 14 | 3 | 15 | [29 empty] | INVALID
472 | 112 | 1015-3/4-4P-300HP KPVS | KPVS_1015-3/4_4P_300HP_14.03_BRZ | 7256.3 | 7256.3 | 7256.3 | 1 | 1 | 2 | D | KPVS_SplitCase | 12 | 10 | 12 | 20 | BranchMin12_BranchMax20 | 16 | 5 | 14 | 20 | HeaderMin14_HeaderMax20 | 16 | 3 | 15 | [29 empty] | INVALID
472 | 112 | 1015-3/4-4P-300HP KPVS | KPVS_1015-3/4_4P_300HP_14.03_BRZ | 7256.3 | 7256.3 | 7256.3 | 1 | 1 | 2 | D | KPVS_SplitCase | 12 | 10 | 12 | 20 | BranchMin12_BranchMax20 | 16 | 5 | 14 | 20 | HeaderMin14_HeaderMax20 | 18 | 3 | 15
472 | 112 | 1015-3/4-4P-300HP KPVS | KPVS_1015-3/4_4P_300HP_14.03_BRZ | 7256.3 | 7256.3 | 7256.3 | 1 | 1 | 2 | D | KPVS_SplitCase | 12 | 10 | 12 | 20 | BranchMin12_BranchMax20 | 18 | 5 | 14 | 20 | HeaderMin14_HeaderMax20 | 14 | 3 | 15 | [29 empty] | INVALID
472 | 112 | 1015-3/4-4P-300HP KPVS | KPVS_1015-3/4_4P_300HP_14.03_BRZ | 7256.3 | 7256.3 | 7256.3 | 1 | 1 | 2 | D | KPVS_SplitCase | 12 | 10 | 12 | 20 | BranchMin12_BranchMax20 | 18 | 5 | 14 | 20 | HeaderMin14_HeaderMax20 | 16 | 3 | 15 | [29 empty] | INVALID
472 | 112 | 1015-3/4-4P-300HP KPVS | KPVS_1015-3/4_4P_300HP_14.03_BRZ | 7256.3 | 7256.3 | 7256.3 | 1 | 1 | 2 | D | KPVS_SplitCase | 12 | 10 | 12 | 20 | BranchMin12_BranchMax20 | 18 | 5 | 14 | 20 | HeaderMin14_HeaderMax20 | 18 | 3 | 15 | [29 empty] | INVALID
472 | 112 | 1015-3/4-4P-300HP KPVS | KPVS_1015-3/4_4P_300HP_14.03_BRZ | 7256.3 | 7256.3 | 7256.3 | 1 | 1 | 2 | D | KPVS_SplitCase | 12 | 10 | 12 | 20 | BranchMin12_BranchMax20 | 20 | 5 | 14 | 20 | HeaderMin14_HeaderMax20 | 14 | 3 | 15 | [29 empty] | INVALID
472 | 112 | 1015-3/4-4P-300HP KPVS | KPVS_1015-3/4_4P_300HP_14.03_BRZ | 7256.3 | 7256.3 | 7256.3 | 1 | 1 | 2 | D | KPVS_SplitCase | 12 | 10 | 12 | 20 | BranchMin12_BranchMax20 | 20 | 5 | 14 | 20 | HeaderMin14_HeaderMax20 | 16 | 3 | 15 | [29 empty] | INVALID
472 | 112 | 1015-3/4-4P-300HP KPVS | KPVS_1015-3/4_4P_300HP_14.03_BRZ | 7256.3 | 7256.3 | 7256.3 | 1 | 1 | 2 | D | KPVS_SplitCase | 12 | 10 | 12 | 20 | BranchMin12_BranchMax20 | 20 | 5 | 14 | 20 | HeaderMin14_HeaderMax20 | 18 | 3 | 15 | [29 empty] | INVALID
473 | 113 | 1220-5/6-6P-125HP KPVS | KPVS_1220-5/6_6P_125HP_13.61_BRZ | 7208.6 | 7208.6 | 7208.6 | 1 | 1 | 2 | D | KPVS_SplitCase | 14 | 12 | 14 | 20 | BranchMin14_BranchMax20 | 14 | 4 | 16 | 20 | HeaderMin16_HeaderMax20 | 16 | 3 | 12
473 | 113 | 1220-5/6-6P-125HP KPVS | KPVS_1220-5/6_6P_125HP_13.61_BRZ | 7208.6 | 7208.6 | 7208.6 | 1 | 1 | 2 | D | KPVS_SplitCase | 14 | 12 | 14 | 20 | BranchMin14_BranchMax20 | 14 | 4 | 16 | 20 | HeaderMin16_HeaderMax20 | 18 | 3 | 12
473 | 113 | 1220-5/6-6P-125HP KPVS | KPVS_1220-5/6_6P_125HP_13.61_BRZ | 7208.6 | 7208.6 | 7208.6 | 1 | 1 | 2 | D | KPVS_SplitCase | 14 | 12 | 14 | 20 | BranchMin14_BranchMax20 | 14 | 4 | 16 | 20 | HeaderMin16_HeaderMax20 | 20 | 3 | 12
473 | 113 | 1220-5/6-6P-125HP KPVS | KPVS_1220-5/6_6P_125HP_13.61_BRZ | 7208.6 | 7208.6 | 7208.6 | 1 | 1 | 2 | D | KPVS_SplitCase | 14 | 12 | 14 | 20 | BranchMin14_BranchMax20 | 16 | 4 | 16 | 20 | HeaderMin16_HeaderMax20 | 16 | 3 | 12 | [29 empty] | INVALID
473 | 113 | 1220-5/6-6P-125HP KPVS | KPVS_1220-5/6_6P_125HP_13.61_BRZ | 7208.6 | 7208.6 | 7208.6 | 1 | 1 | 2 | D | KPVS_SplitCase | 14 | 12 | 14 | 20 | BranchMin14_BranchMax20 | 16 | 4 | 16 | 20 | HeaderMin16_HeaderMax20 | 18 | 3 | 12
473 | 113 | 1220-5/6-6P-125HP KPVS | KPVS_1220-5/6_6P_125HP_13.61_BRZ | 7208.6 | 7208.6 | 7208.6 | 1 | 1 | 2 | D | KPVS_SplitCase | 14 | 12 | 14 | 20 | BranchMin14_BranchMax20 | 16 | 4 | 16 | 20 | HeaderMin16_HeaderMax20 | 20 | 3 | 12
473 | 113 | 1220-5/6-6P-125HP KPVS | KPVS_1220-5/6_6P_125HP_13.61_BRZ | 7208.6 | 7208.6 | 7208.6 | 1 | 1 | 2 | D | KPVS_SplitCase | 14 | 12 | 14 | 20 | BranchMin14_BranchMax20 | 18 | 4 | 16 | 20 | HeaderMin16_HeaderMax20 | 16 | 3 | 12 | [29 empty] | INVALID
473 | 113 | 1220-5/6-6P-125HP KPVS | KPVS_1220-5/6_6P_125HP_13.61_BRZ | 7208.6 | 7208.6 | 7208.6 | 1 | 1 | 2 | D | KPVS_SplitCase | 14 | 12 | 14 | 20 | BranchMin14_BranchMax20 | 18 | 4 | 16 | 20 | HeaderMin16_HeaderMax20 | 18 | 3 | 12 | [29 empty] | INVALID
473 | 113 | 1220-5/6-6P-125HP KPVS | KPVS_1220-5/6_6P_125HP_13.61_BRZ | 7208.6 | 7208.6 | 7208.6 | 1 | 1 | 2 | D | KPVS_SplitCase | 14 | 12 | 14 | 20 | BranchMin14_BranchMax20 | 18 | 4 | 16 | 20 | HeaderMin16_HeaderMax20 | 20 | 3 | 12
473 | 113 | 1220-5/6-6P-125HP KPVS | KPVS_1220-5/6_6P_125HP_13.61_BRZ | 7208.6 | 7208.6 | 7208.6 | 1 | 1 | 2 | D | KPVS_SplitCase | 14 | 12 | 14 | 20 | BranchMin14_BranchMax20 | 20 | 4 | 16 | 20 | HeaderMin16_HeaderMax20 | 16 | 3 | 12 | [29 empty] | INVALID
473 | 113 | 1220-5/6-6P-125HP KPVS | KPVS_1220-5/6_6P_125HP_13.61_BRZ | 7208.6 | 7208.6 | 7208.6 | 1 | 1 | 2 | D | KPVS_SplitCase | 14 | 12 | 14 | 20 | BranchMin14_BranchMax20 | 20 | 4 | 16 | 20 | HeaderMin16_HeaderMax20 | 18 | 3 | 12 | [29 empty] | INVALID
473 | 113 | 1220-5/6-6P-125HP KPVS | KPVS_1220-5/6_6P_125HP_13.61_BRZ | 7208.6 | 7208.6 | 7208.6 | 1 | 1 | 2 | D | KPVS_SplitCase | 14 | 12 | 14 | 20 | BranchMin14_BranchMax20 | 20 | 4 | 16 | 20 | HeaderMin16_HeaderMax20 | 20 | 3 | 12 | [29 empty] | INVALID
474 | 114 | 1220-5/6-6P-150HP KPVS | KPVS_1220-5/6_6P_150HP_14.41_BRZ | 7821.9 | 7821.9 | 7821.9 | 1 | 1 | 2 | D | KPVS_SplitCase | 14 | 12 | 14 | 20 | BranchMin14_BranchMax20 | 14 | 4 | 16 | 20 | HeaderMin16_HeaderMax20 | 16 | 3 | 12
474 | 114 | 1220-5/6-6P-150HP KPVS | KPVS_1220-5/6_6P_150HP_14.41_BRZ | 7821.9 | 7821.9 | 7821.9 | 1 | 1 | 2 | D | KPVS_SplitCase | 14 | 12 | 14 | 20 | BranchMin14_BranchMax20 | 14 | 4 | 16 | 20 | HeaderMin16_HeaderMax20 | 18 | 3 | 12
474 | 114 | 1220-5/6-6P-150HP KPVS | KPVS_1220-5/6_6P_150HP_14.41_BRZ | 7821.9 | 7821.9 | 7821.9 | 1 | 1 | 2 | D | KPVS_SplitCase | 14 | 12 | 14 | 20 | BranchMin14_BranchMax20 | 14 | 4 | 16 | 20 | HeaderMin16_HeaderMax20 | 20 | 3 | 12
474 | 114 | 1220-5/6-6P-150HP KPVS | KPVS_1220-5/6_6P_150HP_14.41_BRZ | 7821.9 | 7821.9 | 7821.9 | 1 | 1 | 2 | D | KPVS_SplitCase | 14 | 12 | 14 | 20 | BranchMin14_BranchMax20 | 16 | 4 | 16 | 20 | HeaderMin16_HeaderMax20 | 16 | 3 | 12 | [29 empty] | INVALID
474 | 114 | 1220-5/6-6P-150HP KPVS | KPVS_1220-5/6_6P_150HP_14.41_BRZ | 7821.9 | 7821.9 | 7821.9 | 1 | 1 | 2 | D | KPVS_SplitCase | 14 | 12 | 14 | 20 | BranchMin14_BranchMax20 | 16 | 4 | 16 | 20 | HeaderMin16_HeaderMax20 | 18 | 3 | 12
474 | 114 | 1220-5/6-6P-150HP KPVS | KPVS_1220-5/6_6P_150HP_14.41_BRZ | 7821.9 | 7821.9 | 7821.9 | 1 | 1 | 2 | D | KPVS_SplitCase | 14 | 12 | 14 | 20 | BranchMin14_BranchMax20 | 16 | 4 | 16 | 20 | HeaderMin16_HeaderMax20 | 20 | 3 | 12
474 | 114 | 1220-5/6-6P-150HP KPVS | KPVS_1220-5/6_6P_150HP_14.41_BRZ | 7821.9 | 7821.9 | 7821.9 | 1 | 1 | 2 | D | KPVS_SplitCase | 14 | 12 | 14 | 20 | BranchMin14_BranchMax20 | 18 | 4 | 16 | 20 | HeaderMin16_HeaderMax20 | 16 | 3 | 12 | [29 empty] | INVALID
474 | 114 | 1220-5/6-6P-150HP KPVS | KPVS_1220-5/6_6P_150HP_14.41_BRZ | 7821.9 | 7821.9 | 7821.9 | 1 | 1 | 2 | D | KPVS_SplitCase | 14 | 12 | 14 | 20 | BranchMin14_BranchMax20 | 18 | 4 | 16 | 20 | HeaderMin16_HeaderMax20 | 18 | 3 | 12 | [29 empty] | INVALID
474 | 114 | 1220-5/6-6P-150HP KPVS | KPVS_1220-5/6_6P_150HP_14.41_BRZ | 7821.9 | 7821.9 | 7821.9 | 1 | 1 | 2 | D | KPVS_SplitCase | 14 | 12 | 14 | 20 | BranchMin14_BranchMax20 | 18 | 4 | 16 | 20 | HeaderMin16_HeaderMax20 | 20 | 3 | 12
474 | 114 | 1220-5/6-6P-150HP KPVS | KPVS_1220-5/6_6P_150HP_14.41_BRZ | 7821.9 | 7821.9 | 7821.9 | 1 | 1 | 2 | D | KPVS_SplitCase | 14 | 12 | 14 | 20 | BranchMin14_BranchMax20 | 20 | 4 | 16 | 20 | HeaderMin16_HeaderMax20 | 16 | 3 | 12 | [29 empty] | INVALID
474 | 114 | 1220-5/6-6P-150HP KPVS | KPVS_1220-5/6_6P_150HP_14.41_BRZ | 7821.9 | 7821.9 | 7821.9 | 1 | 1 | 2 | D | KPVS_SplitCase | 14 | 12 | 14 | 20 | BranchMin14_BranchMax20 | 20 | 4 | 16 | 20 | HeaderMin16_HeaderMax20 | 18 | 3 | 12 | [29 empty] | INVALID
474 | 114 | 1220-5/6-6P-150HP KPVS | KPVS_1220-5/6_6P_150HP_14.41_BRZ | 7821.9 | 7821.9 | 7821.9 | 1 | 1 | 2 | D | KPVS_SplitCase | 14 | 12 | 14 | 20 | BranchMin14_BranchMax20 | 20 | 4 | 16 | 20 | HeaderMin16_HeaderMax20 | 20 | 3 | 12 | [29 empty] | INVALID
475 | 115 | 1220-5/6-6P-200HP KPVS | KPVS_1220-5/6_6P_200HP_16.03_BRZ | 9109.1 | 9109.1 | 9109.1 | 1 | 1 | 2 | D | KPVS_SplitCase | 14 | 12 | 14 | 24 | BranchMin14_BranchMax24 | 14 | 5 | 16 | 24 | HeaderMin16_HeaderMax24 | 16 | 4 | 20
475 | 115 | 1220-5/6-6P-200HP KPVS | KPVS_1220-5/6_6P_200HP_16.03_BRZ | 9109.1 | 9109.1 | 9109.1 | 1 | 1 | 2 | D | KPVS_SplitCase | 14 | 12 | 14 | 24 | BranchMin14_BranchMax24 | 14 | 5 | 16 | 24 | HeaderMin16_HeaderMax24 | 18 | 4 | 20
475 | 115 | 1220-5/6-6P-200HP KPVS | KPVS_1220-5/6_6P_200HP_16.03_BRZ | 9109.1 | 9109.1 | 9109.1 | 1 | 1 | 2 | D | KPVS_SplitCase | 14 | 12 | 14 | 24 | BranchMin14_BranchMax24 | 14 | 5 | 16 | 24 | HeaderMin16_HeaderMax24 | 20 | 4 | 20
475 | 115 | 1220-5/6-6P-200HP KPVS | KPVS_1220-5/6_6P_200HP_16.03_BRZ | 9109.1 | 9109.1 | 9109.1 | 1 | 1 | 2 | D | KPVS_SplitCase | 14 | 12 | 14 | 24 | BranchMin14_BranchMax24 | 14 | 5 | 16 | 24 | HeaderMin16_HeaderMax24 | 24 | 4 | 20
475 | 115 | 1220-5/6-6P-200HP KPVS | KPVS_1220-5/6_6P_200HP_16.03_BRZ | 9109.1 | 9109.1 | 9109.1 | 1 | 1 | 2 | D | KPVS_SplitCase | 14 | 12 | 14 | 24 | BranchMin14_BranchMax24 | 16 | 5 | 16 | 24 | HeaderMin16_HeaderMax24 | 16 | 4 | 20 | [29 empty] | INVALID
475 | 115 | 1220-5/6-6P-200HP KPVS | KPVS_1220-5/6_6P_200HP_16.03_BRZ | 9109.1 | 9109.1 | 9109.1 | 1 | 1 | 2 | D | KPVS_SplitCase | 14 | 12 | 14 | 24 | BranchMin14_BranchMax24 | 16 | 5 | 16 | 24 | HeaderMin16_HeaderMax24 | 18 | 4 | 20
475 | 115 | 1220-5/6-6P-200HP KPVS | KPVS_1220-5/6_6P_200HP_16.03_BRZ | 9109.1 | 9109.1 | 9109.1 | 1 | 1 | 2 | D | KPVS_SplitCase | 14 | 12 | 14 | 24 | BranchMin14_BranchMax24 | 16 | 5 | 16 | 24 | HeaderMin16_HeaderMax24 | 20 | 4 | 20
475 | 115 | 1220-5/6-6P-200HP KPVS | KPVS_1220-5/6_6P_200HP_16.03_BRZ | 9109.1 | 9109.1 | 9109.1 | 1 | 1 | 2 | D | KPVS_SplitCase | 14 | 12 | 14 | 24 | BranchMin14_BranchMax24 | 16 | 5 | 16 | 24 | HeaderMin16_HeaderMax24 | 24 | 4 | 20
475 | 115 | 1220-5/6-6P-200HP KPVS | KPVS_1220-5/6_6P_200HP_16.03_BRZ | 9109.1 | 9109.1 | 9109.1 | 1 | 1 | 2 | D | KPVS_SplitCase | 14 | 12 | 14 | 24 | BranchMin14_BranchMax24 | 18 | 5 | 16 | 24 | HeaderMin16_HeaderMax24 | 16 | 4 | 20 | [29 empty] | INVALID
475 | 115 | 1220-5/6-6P-200HP KPVS | KPVS_1220-5/6_6P_200HP_16.03_BRZ | 9109.1 | 9109.1 | 9109.1 | 1 | 1 | 2 | D | KPVS_SplitCase | 14 | 12 | 14 | 24 | BranchMin14_BranchMax24 | 18 | 5 | 16 | 24 | HeaderMin16_HeaderMax24 | 18 | 4 | 20 | [29 empty] | INVALID
475 | 115 | 1220-5/6-6P-200HP KPVS | KPVS_1220-5/6_6P_200HP_16.03_BRZ | 9109.1 | 9109.1 | 9109.1 | 1 | 1 | 2 | D | KPVS_SplitCase | 14 | 12 | 14 | 24 | BranchMin14_BranchMax24 | 18 | 5 | 16 | 24 | HeaderMin16_HeaderMax24 | 20 | 4 | 20
475 | 115 | 1220-5/6-6P-200HP KPVS | KPVS_1220-5/6_6P_200HP_16.03_BRZ | 9109.1 | 9109.1 | 9109.1 | 1 | 1 | 2 | D | KPVS_SplitCase | 14 | 12 | 14 | 24 | BranchMin14_BranchMax24 | 18 | 5 | 16 | 24 | HeaderMin16_HeaderMax24 | 24 | 4 | 20
475 | 115 | 1220-5/6-6P-200HP KPVS | KPVS_1220-5/6_6P_200HP_16.03_BRZ | 9109.1 | 9109.1 | 9109.1 | 1 | 1 | 2 | D | KPVS_SplitCase | 14 | 12 | 14 | 24 | BranchMin14_BranchMax24 | 20 | 5 | 16 | 24 | HeaderMin16_HeaderMax24 | 16 | 4 | 20 | [29 empty] | INVALID
475 | 115 | 1220-5/6-6P-200HP KPVS | KPVS_1220-5/6_6P_200HP_16.03_BRZ | 9109.1 | 9109.1 | 9109.1 | 1 | 1 | 2 | D | KPVS_SplitCase | 14 | 12 | 14 | 24 | BranchMin14_BranchMax24 | 20 | 5 | 16 | 24 | HeaderMin16_HeaderMax24 | 18 | 4 | 20 | [29 empty] | INVALID
475 | 115 | 1220-5/6-6P-200HP KPVS | KPVS_1220-5/6_6P_200HP_16.03_BRZ | 9109.1 | 9109.1 | 9109.1 | 1 | 1 | 2 | D | KPVS_SplitCase | 14 | 12 | 14 | 24 | BranchMin14_BranchMax24 | 20 | 5 | 16 | 24 | HeaderMin16_HeaderMax24 | 20 | 4 | 20 | [29 empty] | INVALID
475 | 115 | 1220-5/6-6P-200HP KPVS | KPVS_1220-5/6_6P_200HP_16.03_BRZ | 9109.1 | 9109.1 | 9109.1 | 1 | 1 | 2 | D | KPVS_SplitCase | 14 | 12 | 14 | 24 | BranchMin14_BranchMax24 | 20 | 5 | 16 | 24 | HeaderMin16_HeaderMax24 | 24 | 4 | 20
475 | 115 | 1220-5/6-6P-200HP KPVS | KPVS_1220-5/6_6P_200HP_16.03_BRZ | 9109.1 | 9109.1 | 9109.1 | 1 | 1 | 2 | D | KPVS_SplitCase | 14 | 12 | 14 | 24 | BranchMin14_BranchMax24 | 24 | 5 | 16 | 24 | HeaderMin16_HeaderMax24 | 16 | 4 | 20 | [29 empty] | INVALID
475 | 115 | 1220-5/6-6P-200HP KPVS | KPVS_1220-5/6_6P_200HP_16.03_BRZ | 9109.1 | 9109.1 | 9109.1 | 1 | 1 | 2 | D | KPVS_SplitCase | 14 | 12 | 14 | 24 | BranchMin14_BranchMax24 | 24 | 5 | 16 | 24 | HeaderMin16_HeaderMax24 | 18 | 4 | 20 | [29 empty] | INVALID
475 | 115 | 1220-5/6-6P-200HP KPVS | KPVS_1220-5/6_6P_200HP_16.03_BRZ | 9109.1 | 9109.1 | 9109.1 | 1 | 1 | 2 | D | KPVS_SplitCase | 14 | 12 | 14 | 24 | BranchMin14_BranchMax24 | 24 | 5 | 16 | 24 | HeaderMin16_HeaderMax24 | 20 | 4 | 20 | [29 empty] | INVALID
475 | 115 | 1220-5/6-6P-200HP KPVS | KPVS_1220-5/6_6P_200HP_16.03_BRZ | 9109.1 | 9109.1 | 9109.1 | 1 | 1 | 2 | D | KPVS_SplitCase | 14 | 12 | 14 | 24 | BranchMin14_BranchMax24 | 24 | 5 | 16 | 24 | HeaderMin16_HeaderMax24 | 24 | 4 | 20 | [29 empty] | INVALID
476 | 116 | 1220-5/6-6P-250HP KPVS | KPVS_1220-5/6_6P_250HP_17.26_BRZ | 10125.3 | 10125.3 | 10125.3 | 1 | 1 | 2 | D | KPVS_SplitCase | 14 | 12 | 14 | 24 | BranchMin14_BranchMax24 | 14 | 5 | 16 | 24 | HeaderMin16_HeaderMax24 | 16 | 4 | 20
476 | 116 | 1220-5/6-6P-250HP KPVS | KPVS_1220-5/6_6P_250HP_17.26_BRZ | 10125.3 | 10125.3 | 10125.3 | 1 | 1 | 2 | D | KPVS_SplitCase | 14 | 12 | 14 | 24 | BranchMin14_BranchMax24 | 14 | 5 | 16 | 24 | HeaderMin16_HeaderMax24 | 18 | 4 | 20
476 | 116 | 1220-5/6-6P-250HP KPVS | KPVS_1220-5/6_6P_250HP_17.26_BRZ | 10125.3 | 10125.3 | 10125.3 | 1 | 1 | 2 | D | KPVS_SplitCase | 14 | 12 | 14 | 24 | BranchMin14_BranchMax24 | 14 | 5 | 16 | 24 | HeaderMin16_HeaderMax24 | 20 | 4 | 20
476 | 116 | 1220-5/6-6P-250HP KPVS | KPVS_1220-5/6_6P_250HP_17.26_BRZ | 10125.3 | 10125.3 | 10125.3 | 1 | 1 | 2 | D | KPVS_SplitCase | 14 | 12 | 14 | 24 | BranchMin14_BranchMax24 | 14 | 5 | 16 | 24 | HeaderMin16_HeaderMax24 | 24 | 4 | 20
476 | 116 | 1220-5/6-6P-250HP KPVS | KPVS_1220-5/6_6P_250HP_17.26_BRZ | 10125.3 | 10125.3 | 10125.3 | 1 | 1 | 2 | D | KPVS_SplitCase | 14 | 12 | 14 | 24 | BranchMin14_BranchMax24 | 16 | 5 | 16 | 24 | HeaderMin16_HeaderMax24 | 16 | 4 | 20 | [29 empty] | INVALID
476 | 116 | 1220-5/6-6P-250HP KPVS | KPVS_1220-5/6_6P_250HP_17.26_BRZ | 10125.3 | 10125.3 | 10125.3 | 1 | 1 | 2 | D | KPVS_SplitCase | 14 | 12 | 14 | 24 | BranchMin14_BranchMax24 | 16 | 5 | 16 | 24 | HeaderMin16_HeaderMax24 | 18 | 4 | 20
476 | 116 | 1220-5/6-6P-250HP KPVS | KPVS_1220-5/6_6P_250HP_17.26_BRZ | 10125.3 | 10125.3 | 10125.3 | 1 | 1 | 2 | D | KPVS_SplitCase | 14 | 12 | 14 | 24 | BranchMin14_BranchMax24 | 16 | 5 | 16 | 24 | HeaderMin16_HeaderMax24 | 20 | 4 | 20
476 | 116 | 1220-5/6-6P-250HP KPVS | KPVS_1220-5/6_6P_250HP_17.26_BRZ | 10125.3 | 10125.3 | 10125.3 | 1 | 1 | 2 | D | KPVS_SplitCase | 14 | 12 | 14 | 24 | BranchMin14_BranchMax24 | 16 | 5 | 16 | 24 | HeaderMin16_HeaderMax24 | 24 | 4 | 20
476 | 116 | 1220-5/6-6P-250HP KPVS | KPVS_1220-5/6_6P_250HP_17.26_BRZ | 10125.3 | 10125.3 | 10125.3 | 1 | 1 | 2 | D | KPVS_SplitCase | 14 | 12 | 14 | 24 | BranchMin14_BranchMax24 | 18 | 5 | 16 | 24 | HeaderMin16_HeaderMax24 | 16 | 4 | 20 | [29 empty] | INVALID
476 | 116 | 1220-5/6-6P-250HP KPVS | KPVS_1220-5/6_6P_250HP_17.26_BRZ | 10125.3 | 10125.3 | 10125.3 | 1 | 1 | 2 | D | KPVS_SplitCase | 14 | 12 | 14 | 24 | BranchMin14_BranchMax24 | 18 | 5 | 16 | 24 | HeaderMin16_HeaderMax24 | 18 | 4 | 20 | [29 empty] | INVALID
476 | 116 | 1220-5/6-6P-250HP KPVS | KPVS_1220-5/6_6P_250HP_17.26_BRZ | 10125.3 | 10125.3 | 10125.3 | 1 | 1 | 2 | D | KPVS_SplitCase | 14 | 12 | 14 | 24 | BranchMin14_BranchMax24 | 18 | 5 | 16 | 24 | HeaderMin16_HeaderMax24 | 20 | 4 | 20
476 | 116 | 1220-5/6-6P-250HP KPVS | KPVS_1220-5/6_6P_250HP_17.26_BRZ | 10125.3 | 10125.3 | 10125.3 | 1 | 1 | 2 | D | KPVS_SplitCase | 14 | 12 | 14 | 24 | BranchMin14_BranchMax24 | 18 | 5 | 16 | 24 | HeaderMin16_HeaderMax24 | 24 | 4 | 20
476 | 116 | 1220-5/6-6P-250HP KPVS | KPVS_1220-5/6_6P_250HP_17.26_BRZ | 10125.3 | 10125.3 | 10125.3 | 1 | 1 | 2 | D | KPVS_SplitCase | 14 | 12 | 14 | 24 | BranchMin14_BranchMax24 | 20 | 5 | 16 | 24 | HeaderMin16_HeaderMax24 | 16 | 4 | 20 | [29 empty] | INVALID
476 | 116 | 1220-5/6-6P-250HP KPVS | KPVS_1220-5/6_6P_250HP_17.26_BRZ | 10125.3 | 10125.3 | 10125.3 | 1 | 1 | 2 | D | KPVS_SplitCase | 14 | 12 | 14 | 24 | BranchMin14_BranchMax24 | 20 | 5 | 16 | 24 | HeaderMin16_HeaderMax24 | 18 | 4 | 20 | [29 empty] | INVALID
476 | 116 | 1220-5/6-6P-250HP KPVS | KPVS_1220-5/6_6P_250HP_17.26_BRZ | 10125.3 | 10125.3 | 10125.3 | 1 | 1 | 2 | D | KPVS_SplitCase | 14 | 12 | 14 | 24 | BranchMin14_BranchMax24 | 20 | 5 | 16 | 24 | HeaderMin16_HeaderMax24 | 20 | 4 | 20 | [29 empty] | INVALID
476 | 116 | 1220-5/6-6P-250HP KPVS | KPVS_1220-5/6_6P_250HP_17.26_BRZ | 10125.3 | 10125.3 | 10125.3 | 1 | 1 | 2 | D | KPVS_SplitCase | 14 | 12 | 14 | 24 | BranchMin14_BranchMax24 | 20 | 5 | 16 | 24 | HeaderMin16_HeaderMax24 | 24 | 4 | 20
476 | 116 | 1220-5/6-6P-250HP KPVS | KPVS_1220-5/6_6P_250HP_17.26_BRZ | 10125.3 | 10125.3 | 10125.3 | 1 | 1 | 2 | D | KPVS_SplitCase | 14 | 12 | 14 | 24 | BranchMin14_BranchMax24 | 24 | 5 | 16 | 24 | HeaderMin16_HeaderMax24 | 16 | 4 | 20 | [29 empty] | INVALID
476 | 116 | 1220-5/6-6P-250HP KPVS | KPVS_1220-5/6_6P_250HP_17.26_BRZ | 10125.3 | 10125.3 | 10125.3 | 1 | 1 | 2 | D | KPVS_SplitCase | 14 | 12 | 14 | 24 | BranchMin14_BranchMax24 | 24 | 5 | 16 | 24 | HeaderMin16_HeaderMax24 | 18 | 4 | 20 | [29 empty] | INVALID
476 | 116 | 1220-5/6-6P-250HP KPVS | KPVS_1220-5/6_6P_250HP_17.26_BRZ | 10125.3 | 10125.3 | 10125.3 | 1 | 1 | 2 | D | KPVS_SplitCase | 14 | 12 | 14 | 24 | BranchMin14_BranchMax24 | 24 | 5 | 16 | 24 | HeaderMin16_HeaderMax24 | 20 | 4 | 20 | [29 empty] | INVALID
476 | 116 | 1220-5/6-6P-250HP KPVS | KPVS_1220-5/6_6P_250HP_17.26_BRZ | 10125.3 | 10125.3 | 10125.3 | 1 | 1 | 2 | D | KPVS_SplitCase | 14 | 12 | 14 | 24 | BranchMin14_BranchMax24 | 24 | 5 | 16 | 24 | HeaderMin16_HeaderMax24 | 24 | 4 | 20 | [29 empty] | INVALID
477 | 117 | 1220-5/6-6P-300HP KPVS | KPVS_1220-5/6_6P_300HP_18.18_BRZ | 10905.9 | 10905.9 | 10905.9 | 1 | 1 | 2 | D | KPVS_SplitCase | 14 | 12 | 14 | 24 | BranchMin14_BranchMax24 | 14 | 5 | 16 | 24 | HeaderMin16_HeaderMax24 | 16 | 4 | 20
477 | 117 | 1220-5/6-6P-300HP KPVS | KPVS_1220-5/6_6P_300HP_18.18_BRZ | 10905.9 | 10905.9 | 10905.9 | 1 | 1 | 2 | D | KPVS_SplitCase | 14 | 12 | 14 | 24 | BranchMin14_BranchMax24 | 14 | 5 | 16 | 24 | HeaderMin16_HeaderMax24 | 18 | 4 | 20
477 | 117 | 1220-5/6-6P-300HP KPVS | KPVS_1220-5/6_6P_300HP_18.18_BRZ | 10905.9 | 10905.9 | 10905.9 | 1 | 1 | 2 | D | KPVS_SplitCase | 14 | 12 | 14 | 24 | BranchMin14_BranchMax24 | 14 | 5 | 16 | 24 | HeaderMin16_HeaderMax24 | 20 | 4 | 20
477 | 117 | 1220-5/6-6P-300HP KPVS | KPVS_1220-5/6_6P_300HP_18.18_BRZ | 10905.9 | 10905.9 | 10905.9 | 1 | 1 | 2 | D | KPVS_SplitCase | 14 | 12 | 14 | 24 | BranchMin14_BranchMax24 | 14 | 5 | 16 | 24 | HeaderMin16_HeaderMax24 | 24 | 4 | 20
477 | 117 | 1220-5/6-6P-300HP KPVS | KPVS_1220-5/6_6P_300HP_18.18_BRZ | 10905.9 | 10905.9 | 10905.9 | 1 | 1 | 2 | D | KPVS_SplitCase | 14 | 12 | 14 | 24 | BranchMin14_BranchMax24 | 16 | 5 | 16 | 24 | HeaderMin16_HeaderMax24 | 16 | 4 | 20 | [29 empty] | INVALID
477 | 117 | 1220-5/6-6P-300HP KPVS | KPVS_1220-5/6_6P_300HP_18.18_BRZ | 10905.9 | 10905.9 | 10905.9 | 1 | 1 | 2 | D | KPVS_SplitCase | 14 | 12 | 14 | 24 | BranchMin14_BranchMax24 | 16 | 5 | 16 | 24 | HeaderMin16_HeaderMax24 | 18 | 4 | 20
477 | 117 | 1220-5/6-6P-300HP KPVS | KPVS_1220-5/6_6P_300HP_18.18_BRZ | 10905.9 | 10905.9 | 10905.9 | 1 | 1 | 2 | D | KPVS_SplitCase | 14 | 12 | 14 | 24 | BranchMin14_BranchMax24 | 16 | 5 | 16 | 24 | HeaderMin16_HeaderMax24 | 20 | 4 | 20
477 | 117 | 1220-5/6-6P-300HP KPVS | KPVS_1220-5/6_6P_300HP_18.18_BRZ | 10905.9 | 10905.9 | 10905.9 | 1 | 1 | 2 | D | KPVS_SplitCase | 14 | 12 | 14 | 24 | BranchMin14_BranchMax24 | 16 | 5 | 16 | 24 | HeaderMin16_HeaderMax24 | 24 | 4 | 20
477 | 117 | 1220-5/6-6P-300HP KPVS | KPVS_1220-5/6_6P_300HP_18.18_BRZ | 10905.9 | 10905.9 | 10905.9 | 1 | 1 | 2 | D | KPVS_SplitCase | 14 | 12 | 14 | 24 | BranchMin14_BranchMax24 | 18 | 5 | 16 | 24 | HeaderMin16_HeaderMax24 | 16 | 4 | 20 | [29 empty] | INVALID
477 | 117 | 1220-5/6-6P-300HP KPVS | KPVS_1220-5/6_6P_300HP_18.18_BRZ | 10905.9 | 10905.9 | 10905.9 | 1 | 1 | 2 | D | KPVS_SplitCase | 14 | 12 | 14 | 24 | BranchMin14_BranchMax24 | 18 | 5 | 16 | 24 | HeaderMin16_HeaderMax24 | 18 | 4 | 20 | [29 empty] | INVALID
477 | 117 | 1220-5/6-6P-300HP KPVS | KPVS_1220-5/6_6P_300HP_18.18_BRZ | 10905.9 | 10905.9 | 10905.9 | 1 | 1 | 2 | D | KPVS_SplitCase | 14 | 12 | 14 | 24 | BranchMin14_BranchMax24 | 18 | 5 | 16 | 24 | HeaderMin16_HeaderMax24 | 20 | 4 | 20
477 | 117 | 1220-5/6-6P-300HP KPVS | KPVS_1220-5/6_6P_300HP_18.18_BRZ | 10905.9 | 10905.9 | 10905.9 | 1 | 1 | 2 | D | KPVS_SplitCase | 14 | 12 | 14 | 24 | BranchMin14_BranchMax24 | 18 | 5 | 16 | 24 | HeaderMin16_HeaderMax24 | 24 | 4 | 20
477 | 117 | 1220-5/6-6P-300HP KPVS | KPVS_1220-5/6_6P_300HP_18.18_BRZ | 10905.9 | 10905.9 | 10905.9 | 1 | 1 | 2 | D | KPVS_SplitCase | 14 | 12 | 14 | 24 | BranchMin14_BranchMax24 | 20 | 5 | 16 | 24 | HeaderMin16_HeaderMax24 | 16 | 4 | 20 | [29 empty] | INVALID
477 | 117 | 1220-5/6-6P-300HP KPVS | KPVS_1220-5/6_6P_300HP_18.18_BRZ | 10905.9 | 10905.9 | 10905.9 | 1 | 1 | 2 | D | KPVS_SplitCase | 14 | 12 | 14 | 24 | BranchMin14_BranchMax24 | 20 | 5 | 16 | 24 | HeaderMin16_HeaderMax24 | 18 | 4 | 20 | [29 empty] | INVALID
477 | 117 | 1220-5/6-6P-300HP KPVS | KPVS_1220-5/6_6P_300HP_18.18_BRZ | 10905.9 | 10905.9 | 10905.9 | 1 | 1 | 2 | D | KPVS_SplitCase | 14 | 12 | 14 | 24 | BranchMin14_BranchMax24 | 20 | 5 | 16 | 24 | HeaderMin16_HeaderMax24 | 20 | 4 | 20 | [29 empty] | INVALID
477 | 117 | 1220-5/6-6P-300HP KPVS | KPVS_1220-5/6_6P_300HP_18.18_BRZ | 10905.9 | 10905.9 | 10905.9 | 1 | 1 | 2 | D | KPVS_SplitCase | 14 | 12 | 14 | 24 | BranchMin14_BranchMax24 | 20 | 5 | 16 | 24 | HeaderMin16_HeaderMax24 | 24 | 4 | 20
477 | 117 | 1220-5/6-6P-300HP KPVS | KPVS_1220-5/6_6P_300HP_18.18_BRZ | 10905.9 | 10905.9 | 10905.9 | 1 | 1 | 2 | D | KPVS_SplitCase | 14 | 12 | 14 | 24 | BranchMin14_BranchMax24 | 24 | 5 | 16 | 24 | HeaderMin16_HeaderMax24 | 16 | 4 | 20 | [29 empty] | INVALID
477 | 117 | 1220-5/6-6P-300HP KPVS | KPVS_1220-5/6_6P_300HP_18.18_BRZ | 10905.9 | 10905.9 | 10905.9 | 1 | 1 | 2 | D | KPVS_SplitCase | 14 | 12 | 14 | 24 | BranchMin14_BranchMax24 | 24 | 5 | 16 | 24 | HeaderMin16_HeaderMax24 | 18 | 4 | 20 | [29 empty] | INVALID
477 | 117 | 1220-5/6-6P-300HP KPVS | KPVS_1220-5/6_6P_300HP_18.18_BRZ | 10905.9 | 10905.9 | 10905.9 | 1 | 1 | 2 | D | KPVS_SplitCase | 14 | 12 | 14 | 24 | BranchMin14_BranchMax24 | 24 | 5 | 16 | 24 | HeaderMin16_HeaderMax24 | 20 | 4 | 20 | [29 empty] | INVALID
477 | 117 | 1220-5/6-6P-300HP KPVS | KPVS_1220-5/6_6P_300HP_18.18_BRZ | 10905.9 | 10905.9 | 10905.9 | 1 | 1 | 2 | D | KPVS_SplitCase | 14 | 12 | 14 | 24 | BranchMin14_BranchMax24 | 24 | 5 | 16 | 24 | HeaderMin16_HeaderMax24 | 24 | 4 | 20 | [29 empty] | INVALID
478 | 118 | 1415-1/2-4P-250HP KPVS | KPVS_1415-1/2_4P_250HP_12.73_BRZ | 10473.9 | 10473.9 | 10473.9 | 1 | 1 | 2 | D | KPVS_SplitCase | 16 | 14 | 16 | 24 | BranchMin16_BranchMax24 | 16 | 4 | 18 | 24 | HeaderMin18_HeaderMax24 | 18 | 3 | 12
478 | 118 | 1415-1/2-4P-250HP KPVS | KPVS_1415-1/2_4P_250HP_12.73_BRZ | 10473.9 | 10473.9 | 10473.9 | 1 | 1 | 2 | D | KPVS_SplitCase | 16 | 14 | 16 | 24 | BranchMin16_BranchMax24 | 16 | 4 | 18 | 24 | HeaderMin18_HeaderMax24 | 20 | 3 | 12
478 | 118 | 1415-1/2-4P-250HP KPVS | KPVS_1415-1/2_4P_250HP_12.73_BRZ | 10473.9 | 10473.9 | 10473.9 | 1 | 1 | 2 | D | KPVS_SplitCase | 16 | 14 | 16 | 24 | BranchMin16_BranchMax24 | 16 | 4 | 18 | 24 | HeaderMin18_HeaderMax24 | 24 | 3 | 12
478 | 118 | 1415-1/2-4P-250HP KPVS | KPVS_1415-1/2_4P_250HP_12.73_BRZ | 10473.9 | 10473.9 | 10473.9 | 1 | 1 | 2 | D | KPVS_SplitCase | 16 | 14 | 16 | 24 | BranchMin16_BranchMax24 | 18 | 4 | 18 | 24 | HeaderMin18_HeaderMax24 | 18 | 3 | 12 | [29 empty] | INVALID
478 | 118 | 1415-1/2-4P-250HP KPVS | KPVS_1415-1/2_4P_250HP_12.73_BRZ | 10473.9 | 10473.9 | 10473.9 | 1 | 1 | 2 | D | KPVS_SplitCase | 16 | 14 | 16 | 24 | BranchMin16_BranchMax24 | 18 | 4 | 18 | 24 | HeaderMin18_HeaderMax24 | 20 | 3 | 12
478 | 118 | 1415-1/2-4P-250HP KPVS | KPVS_1415-1/2_4P_250HP_12.73_BRZ | 10473.9 | 10473.9 | 10473.9 | 1 | 1 | 2 | D | KPVS_SplitCase | 16 | 14 | 16 | 24 | BranchMin16_BranchMax24 | 18 | 4 | 18 | 24 | HeaderMin18_HeaderMax24 | 24 | 3 | 12
478 | 118 | 1415-1/2-4P-250HP KPVS | KPVS_1415-1/2_4P_250HP_12.73_BRZ | 10473.9 | 10473.9 | 10473.9 | 1 | 1 | 2 | D | KPVS_SplitCase | 16 | 14 | 16 | 24 | BranchMin16_BranchMax24 | 20 | 4 | 18 | 24 | HeaderMin18_HeaderMax24 | 18 | 3 | 12 | [29 empty] | INVALID
478 | 118 | 1415-1/2-4P-250HP KPVS | KPVS_1415-1/2_4P_250HP_12.73_BRZ | 10473.9 | 10473.9 | 10473.9 | 1 | 1 | 2 | D | KPVS_SplitCase | 16 | 14 | 16 | 24 | BranchMin16_BranchMax24 | 20 | 4 | 18 | 24 | HeaderMin18_HeaderMax24 | 20 | 3 | 12 | [29 empty] | INVALID
478 | 118 | 1415-1/2-4P-250HP KPVS | KPVS_1415-1/2_4P_250HP_12.73_BRZ | 10473.9 | 10473.9 | 10473.9 | 1 | 1 | 2 | D | KPVS_SplitCase | 16 | 14 | 16 | 24 | BranchMin16_BranchMax24 | 20 | 4 | 18 | 24 | HeaderMin18_HeaderMax24 | 24 | 3 | 12
478 | 118 | 1415-1/2-4P-250HP KPVS | KPVS_1415-1/2_4P_250HP_12.73_BRZ | 10473.9 | 10473.9 | 10473.9 | 1 | 1 | 2 | D | KPVS_SplitCase | 16 | 14 | 16 | 24 | BranchMin16_BranchMax24 | 24 | 4 | 18 | 24 | HeaderMin18_HeaderMax24 | 18 | 3 | 12 | [29 empty] | INVALID
478 | 118 | 1415-1/2-4P-250HP KPVS | KPVS_1415-1/2_4P_250HP_12.73_BRZ | 10473.9 | 10473.9 | 10473.9 | 1 | 1 | 2 | D | KPVS_SplitCase | 16 | 14 | 16 | 24 | BranchMin16_BranchMax24 | 24 | 4 | 18 | 24 | HeaderMin18_HeaderMax24 | 20 | 3 | 12 | [29 empty] | INVALID
478 | 118 | 1415-1/2-4P-250HP KPVS | KPVS_1415-1/2_4P_250HP_12.73_BRZ | 10473.9 | 10473.9 | 10473.9 | 1 | 1 | 2 | D | KPVS_SplitCase | 16 | 14 | 16 | 24 | BranchMin16_BranchMax24 | 24 | 4 | 18 | 24 | HeaderMin18_HeaderMax24 | 24 | 3 | 12 | [29 empty] | INVALID
479 | 119 | 1415-1/2-4P-300HP KPVS | KPVS_1415-1/2_4P_300HP_13.48_BRZ | 11367.6 | 11367.6 | 11367.6 | 1 | 1 | 2 | D | KPVS_SplitCase | 16 | 14 | 16 | 24 | BranchMin16_BranchMax24 | 16 | 4 | 18 | 24 | HeaderMin18_HeaderMax24 | 18 | 3 | 12
479 | 119 | 1415-1/2-4P-300HP KPVS | KPVS_1415-1/2_4P_300HP_13.48_BRZ | 11367.6 | 11367.6 | 11367.6 | 1 | 1 | 2 | D | KPVS_SplitCase | 16 | 14 | 16 | 24 | BranchMin16_BranchMax24 | 16 | 4 | 18 | 24 | HeaderMin18_HeaderMax24 | 20 | 3 | 12
479 | 119 | 1415-1/2-4P-300HP KPVS | KPVS_1415-1/2_4P_300HP_13.48_BRZ | 11367.6 | 11367.6 | 11367.6 | 1 | 1 | 2 | D | KPVS_SplitCase | 16 | 14 | 16 | 24 | BranchMin16_BranchMax24 | 16 | 4 | 18 | 24 | HeaderMin18_HeaderMax24 | 24 | 3 | 12
479 | 119 | 1415-1/2-4P-300HP KPVS | KPVS_1415-1/2_4P_300HP_13.48_BRZ | 11367.6 | 11367.6 | 11367.6 | 1 | 1 | 2 | D | KPVS_SplitCase | 16 | 14 | 16 | 24 | BranchMin16_BranchMax24 | 18 | 4 | 18 | 24 | HeaderMin18_HeaderMax24 | 18 | 3 | 12 | [29 empty] | INVALID
479 | 119 | 1415-1/2-4P-300HP KPVS | KPVS_1415-1/2_4P_300HP_13.48_BRZ | 11367.6 | 11367.6 | 11367.6 | 1 | 1 | 2 | D | KPVS_SplitCase | 16 | 14 | 16 | 24 | BranchMin16_BranchMax24 | 18 | 4 | 18 | 24 | HeaderMin18_HeaderMax24 | 20 | 3 | 12
479 | 119 | 1415-1/2-4P-300HP KPVS | KPVS_1415-1/2_4P_300HP_13.48_BRZ | 11367.6 | 11367.6 | 11367.6 | 1 | 1 | 2 | D | KPVS_SplitCase | 16 | 14 | 16 | 24 | BranchMin16_BranchMax24 | 18 | 4 | 18 | 24 | HeaderMin18_HeaderMax24 | 24 | 3 | 12
479 | 119 | 1415-1/2-4P-300HP KPVS | KPVS_1415-1/2_4P_300HP_13.48_BRZ | 11367.6 | 11367.6 | 11367.6 | 1 | 1 | 2 | D | KPVS_SplitCase | 16 | 14 | 16 | 24 | BranchMin16_BranchMax24 | 20 | 4 | 18 | 24 | HeaderMin18_HeaderMax24 | 18 | 3 | 12 | [29 empty] | INVALID
479 | 119 | 1415-1/2-4P-300HP KPVS | KPVS_1415-1/2_4P_300HP_13.48_BRZ | 11367.6 | 11367.6 | 11367.6 | 1 | 1 | 2 | D | KPVS_SplitCase | 16 | 14 | 16 | 24 | BranchMin16_BranchMax24 | 20 | 4 | 18 | 24 | HeaderMin18_HeaderMax24 | 20 | 3 | 12 | [29 empty] | INVALID
479 | 119 | 1415-1/2-4P-300HP KPVS | KPVS_1415-1/2_4P_300HP_13.48_BRZ | 11367.6 | 11367.6 | 11367.6 | 1 | 1 | 2 | D | KPVS_SplitCase | 16 | 14 | 16 | 24 | BranchMin16_BranchMax24 | 20 | 4 | 18 | 24 | HeaderMin18_HeaderMax24 | 24 | 3 | 12
479 | 119 | 1415-1/2-4P-300HP KPVS | KPVS_1415-1/2_4P_300HP_13.48_BRZ | 11367.6 | 11367.6 | 11367.6 | 1 | 1 | 2 | D | KPVS_SplitCase | 16 | 14 | 16 | 24 | BranchMin16_BranchMax24 | 24 | 4 | 18 | 24 | HeaderMin18_HeaderMax24 | 18 | 3 | 12 | [29 empty] | INVALID
479 | 119 | 1415-1/2-4P-300HP KPVS | KPVS_1415-1/2_4P_300HP_13.48_BRZ | 11367.6 | 11367.6 | 11367.6 | 1 | 1 | 2 | D | KPVS_SplitCase | 16 | 14 | 16 | 24 | BranchMin16_BranchMax24 | 24 | 4 | 18 | 24 | HeaderMin18_HeaderMax24 | 20 | 3 | 12 | [29 empty] | INVALID
479 | 119 | 1415-1/2-4P-300HP KPVS | KPVS_1415-1/2_4P_300HP_13.48_BRZ | 11367.6 | 11367.6 | 11367.6 | 1 | 1 | 2 | D | KPVS_SplitCase | 16 | 14 | 16 | 24 | BranchMin16_BranchMax24 | 24 | 4 | 18 | 24 | HeaderMin18_HeaderMax24 | 24 | 3 | 12 | [29 empty] | INVALID
480 | 120 | 1415-3/4-4P-300HP KPVS | KPVS_1415-3/4_4P_300HP_13.24_BRZ | 11554.5 | 11554.5 | 11554.5 | 1 | 1 | 2 | D | KPVS_SplitCase | 18 | 14 | 18 | 24 | BranchMin18_BranchMax24 | 18 | 3 | 20 | 24 | HeaderMin20_HeaderMax24 | 20 | 2 | 6
480 | 120 | 1415-3/4-4P-300HP KPVS | KPVS_1415-3/4_4P_300HP_13.24_BRZ | 11554.5 | 11554.5 | 11554.5 | 1 | 1 | 2 | D | KPVS_SplitCase | 18 | 14 | 18 | 24 | BranchMin18_BranchMax24 | 18 | 3 | 20 | 24 | HeaderMin20_HeaderMax24 | 24 | 2 | 6
480 | 120 | 1415-3/4-4P-300HP KPVS | KPVS_1415-3/4_4P_300HP_13.24_BRZ | 11554.5 | 11554.5 | 11554.5 | 1 | 1 | 2 | D | KPVS_SplitCase | 18 | 14 | 18 | 24 | BranchMin18_BranchMax24 | 20 | 3 | 20 | 24 | HeaderMin20_HeaderMax24 | 20 | 2 | 6 | [29 empty] | INVALID
480 | 120 | 1415-3/4-4P-300HP KPVS | KPVS_1415-3/4_4P_300HP_13.24_BRZ | 11554.5 | 11554.5 | 11554.5 | 1 | 1 | 2 | D | KPVS_SplitCase | 18 | 14 | 18 | 24 | BranchMin18_BranchMax24 | 20 | 3 | 20 | 24 | HeaderMin20_HeaderMax24 | 24 | 2 | 6
480 | 120 | 1415-3/4-4P-300HP KPVS | KPVS_1415-3/4_4P_300HP_13.24_BRZ | 11554.5 | 11554.5 | 11554.5 | 1 | 1 | 2 | D | KPVS_SplitCase | 18 | 14 | 18 | 24 | BranchMin18_BranchMax24 | 24 | 3 | 20 | 24 | HeaderMin20_HeaderMax24 | 20 | 2 | 6 | [29 empty] | INVALID
480 | 120 | 1415-3/4-4P-300HP KPVS | KPVS_1415-3/4_4P_300HP_13.24_BRZ | 11554.5 | 11554.5 | 11554.5 | 1 | 1 | 2 | D | KPVS_SplitCase | 18 | 14 | 18 | 24 | BranchMin18_BranchMax24 | 24 | 3 | 20 | 24 | HeaderMin20_HeaderMax24 | 24 | 2 | 6 | [29 empty] | INVALID
481 | 1 | 2095-1/2-2P-20HP KPVS | KPVS_2095-1/2_2P_25HP_7.19_BRZ | 404.6 | 404.6 | 809.2 | 2 | 1 | 3 | E | KPVS_SplitCase | 2.5 | 2 | 2.5 | 5 | BranchMin2.5_BranchMax5 | 2.5 | 4 | 3 | 6 | HeaderMin3_HeaderMax6 | 3 | 4 | 16
481 | 1 | 2095-1/2-2P-20HP KPVS | KPVS_2095-1/2_2P_25HP_7.19_BRZ | 404.6 | 404.6 | 809.2 | 2 | 1 | 3 | E | KPVS_SplitCase | 2.5 | 2 | 2.5 | 5 | BranchMin2.5_BranchMax5 | 2.5 | 4 | 3 | 6 | HeaderMin3_HeaderMax6 | 4 | 4 | 16
481 | 1 | 2095-1/2-2P-20HP KPVS | KPVS_2095-1/2_2P_25HP_7.19_BRZ | 404.6 | 404.6 | 809.2 | 2 | 1 | 3 | E | KPVS_SplitCase | 2.5 | 2 | 2.5 | 5 | BranchMin2.5_BranchMax5 | 2.5 | 4 | 3 | 6 | HeaderMin3_HeaderMax6 | 5 | 4 | 16
481 | 1 | 2095-1/2-2P-20HP KPVS | KPVS_2095-1/2_2P_25HP_7.19_BRZ | 404.6 | 404.6 | 809.2 | 2 | 1 | 3 | E | KPVS_SplitCase | 2.5 | 2 | 2.5 | 5 | BranchMin2.5_BranchMax5 | 2.5 | 4 | 3 | 6 | HeaderMin3_HeaderMax6 | 6 | 4 | 16
481 | 1 | 2095-1/2-2P-20HP KPVS | KPVS_2095-1/2_2P_25HP_7.19_BRZ | 404.6 | 404.6 | 809.2 | 2 | 1 | 3 | E | KPVS_SplitCase | 2.5 | 2 | 2.5 | 5 | BranchMin2.5_BranchMax5 | 3 | 4 | 3 | 6 | HeaderMin3_HeaderMax6 | 3 | 4 | 16 | [29 empty] | INVALID
481 | 1 | 2095-1/2-2P-20HP KPVS | KPVS_2095-1/2_2P_25HP_7.19_BRZ | 404.6 | 404.6 | 809.2 | 2 | 1 | 3 | E | KPVS_SplitCase | 2.5 | 2 | 2.5 | 5 | BranchMin2.5_BranchMax5 | 3 | 4 | 3 | 6 | HeaderMin3_HeaderMax6 | 4 | 4 | 16
481 | 1 | 2095-1/2-2P-20HP KPVS | KPVS_2095-1/2_2P_25HP_7.19_BRZ | 404.6 | 404.6 | 809.2 | 2 | 1 | 3 | E | KPVS_SplitCase | 2.5 | 2 | 2.5 | 5 | BranchMin2.5_BranchMax5 | 3 | 4 | 3 | 6 | HeaderMin3_HeaderMax6 | 5 | 4 | 16
481 | 1 | 2095-1/2-2P-20HP KPVS | KPVS_2095-1/2_2P_25HP_7.19_BRZ | 404.6 | 404.6 | 809.2 | 2 | 1 | 3 | E | KPVS_SplitCase | 2.5 | 2 | 2.5 | 5 | BranchMin2.5_BranchMax5 | 3 | 4 | 3 | 6 | HeaderMin3_HeaderMax6 | 6 | 4 | 16
481 | 1 | 2095-1/2-2P-20HP KPVS | KPVS_2095-1/2_2P_25HP_7.19_BRZ | 404.6 | 404.6 | 809.2 | 2 | 1 | 3 | E | KPVS_SplitCase | 2.5 | 2 | 2.5 | 5 | BranchMin2.5_BranchMax5 | 4 | 4 | 3 | 6 | HeaderMin3_HeaderMax6 | 3 | 4 | 16 | [29 empty] | INVALID
481 | 1 | 2095-1/2-2P-20HP KPVS | KPVS_2095-1/2_2P_25HP_7.19_BRZ | 404.6 | 404.6 | 809.2 | 2 | 1 | 3 | E | KPVS_SplitCase | 2.5 | 2 | 2.5 | 5 | BranchMin2.5_BranchMax5 | 4 | 4 | 3 | 6 | HeaderMin3_HeaderMax6 | 4 | 4 | 16 | [29 empty] | INVALID
481 | 1 | 2095-1/2-2P-20HP KPVS | KPVS_2095-1/2_2P_25HP_7.19_BRZ | 404.6 | 404.6 | 809.2 | 2 | 1 | 3 | E | KPVS_SplitCase | 2.5 | 2 | 2.5 | 5 | BranchMin2.5_BranchMax5 | 4 | 4 | 3 | 6 | HeaderMin3_HeaderMax6 | 5 | 4 | 16
481 | 1 | 2095-1/2-2P-20HP KPVS | KPVS_2095-1/2_2P_25HP_7.19_BRZ | 404.6 | 404.6 | 809.2 | 2 | 1 | 3 | E | KPVS_SplitCase | 2.5 | 2 | 2.5 | 5 | BranchMin2.5_BranchMax5 | 4 | 4 | 3 | 6 | HeaderMin3_HeaderMax6 | 6 | 4 | 16
481 | 1 | 2095-1/2-2P-20HP KPVS | KPVS_2095-1/2_2P_25HP_7.19_BRZ | 404.6 | 404.6 | 809.2 | 2 | 1 | 3 | E | KPVS_SplitCase | 2.5 | 2 | 2.5 | 5 | BranchMin2.5_BranchMax5 | 5 | 4 | 3 | 6 | HeaderMin3_HeaderMax6 | 3 | 4 | 16 | [29 empty] | INVALID
481 | 1 | 2095-1/2-2P-20HP KPVS | KPVS_2095-1/2_2P_25HP_7.19_BRZ | 404.6 | 404.6 | 809.2 | 2 | 1 | 3 | E | KPVS_SplitCase | 2.5 | 2 | 2.5 | 5 | BranchMin2.5_BranchMax5 | 5 | 4 | 3 | 6 | HeaderMin3_HeaderMax6 | 4 | 4 | 16 | [29 empty] | INVALID
481 | 1 | 2095-1/2-2P-20HP KPVS | KPVS_2095-1/2_2P_25HP_7.19_BRZ | 404.6 | 404.6 | 809.2 | 2 | 1 | 3 | E | KPVS_SplitCase | 2.5 | 2 | 2.5 | 5 | BranchMin2.5_BranchMax5 | 5 | 4 | 3 | 6 | HeaderMin3_HeaderMax6 | 5 | 4 | 16 | [29 empty] | INVALID
481 | 1 | 2095-1/2-2P-20HP KPVS | KPVS_2095-1/2_2P_25HP_7.19_BRZ | 404.6 | 404.6 | 809.2 | 2 | 1 | 3 | E | KPVS_SplitCase | 2.5 | 2 | 2.5 | 5 | BranchMin2.5_BranchMax5 | 5 | 4 | 3 | 6 | HeaderMin3_HeaderMax6 | 6 | 4 | 16
482 | 2 | 2095-1/2-2P-25HP KPVS | KPVS_2095-1/2_2P_30HP_7.57_BRZ | 435.2 | 435.2 | 870.4 | 2 | 1 | 3 | E | KPVS_SplitCase | 2.5 | 2 | 2.5 | 5 | BranchMin2.5_BranchMax5 | 2.5 | 4 | 3 | 6 | HeaderMin3_HeaderMax6 | 3 | 4 | 16
482 | 2 | 2095-1/2-2P-25HP KPVS | KPVS_2095-1/2_2P_30HP_7.57_BRZ | 435.2 | 435.2 | 870.4 | 2 | 1 | 3 | E | KPVS_SplitCase | 2.5 | 2 | 2.5 | 5 | BranchMin2.5_BranchMax5 | 2.5 | 4 | 3 | 6 | HeaderMin3_HeaderMax6 | 4 | 4 | 16
482 | 2 | 2095-1/2-2P-25HP KPVS | KPVS_2095-1/2_2P_30HP_7.57_BRZ | 435.2 | 435.2 | 870.4 | 2 | 1 | 3 | E | KPVS_SplitCase | 2.5 | 2 | 2.5 | 5 | BranchMin2.5_BranchMax5 | 2.5 | 4 | 3 | 6 | HeaderMin3_HeaderMax6 | 5 | 4 | 16
482 | 2 | 2095-1/2-2P-25HP KPVS | KPVS_2095-1/2_2P_30HP_7.57_BRZ | 435.2 | 435.2 | 870.4 | 2 | 1 | 3 | E | KPVS_SplitCase | 2.5 | 2 | 2.5 | 5 | BranchMin2.5_BranchMax5 | 2.5 | 4 | 3 | 6 | HeaderMin3_HeaderMax6 | 6 | 4 | 16
482 | 2 | 2095-1/2-2P-25HP KPVS | KPVS_2095-1/2_2P_30HP_7.57_BRZ | 435.2 | 435.2 | 870.4 | 2 | 1 | 3 | E | KPVS_SplitCase | 2.5 | 2 | 2.5 | 5 | BranchMin2.5_BranchMax5 | 3 | 4 | 3 | 6 | HeaderMin3_HeaderMax6 | 3 | 4 | 16 | [29 empty] | INVALID
482 | 2 | 2095-1/2-2P-25HP KPVS | KPVS_2095-1/2_2P_30HP_7.57_BRZ | 435.2 | 435.2 | 870.4 | 2 | 1 | 3 | E | KPVS_SplitCase | 2.5 | 2 | 2.5 | 5 | BranchMin2.5_BranchMax5 | 3 | 4 | 3 | 6 | HeaderMin3_HeaderMax6 | 4 | 4 | 16
482 | 2 | 2095-1/2-2P-25HP KPVS | KPVS_2095-1/2_2P_30HP_7.57_BRZ | 435.2 | 435.2 | 870.4 | 2 | 1 | 3 | E | KPVS_SplitCase | 2.5 | 2 | 2.5 | 5 | BranchMin2.5_BranchMax5 | 3 | 4 | 3 | 6 | HeaderMin3_HeaderMax6 | 5 | 4 | 16
482 | 2 | 2095-1/2-2P-25HP KPVS | KPVS_2095-1/2_2P_30HP_7.57_BRZ | 435.2 | 435.2 | 870.4 | 2 | 1 | 3 | E | KPVS_SplitCase | 2.5 | 2 | 2.5 | 5 | BranchMin2.5_BranchMax5 | 3 | 4 | 3 | 6 | HeaderMin3_HeaderMax6 | 6 | 4 | 16
482 | 2 | 2095-1/2-2P-25HP KPVS | KPVS_2095-1/2_2P_30HP_7.57_BRZ | 435.2 | 435.2 | 870.4 | 2 | 1 | 3 | E | KPVS_SplitCase | 2.5 | 2 | 2.5 | 5 | BranchMin2.5_BranchMax5 | 4 | 4 | 3 | 6 | HeaderMin3_HeaderMax6 | 3 | 4 | 16 | [29 empty] | INVALID
482 | 2 | 2095-1/2-2P-25HP KPVS | KPVS_2095-1/2_2P_30HP_7.57_BRZ | 435.2 | 435.2 | 870.4 | 2 | 1 | 3 | E | KPVS_SplitCase | 2.5 | 2 | 2.5 | 5 | BranchMin2.5_BranchMax5 | 4 | 4 | 3 | 6 | HeaderMin3_HeaderMax6 | 4 | 4 | 16 | [29 empty] | INVALID
482 | 2 | 2095-1/2-2P-25HP KPVS | KPVS_2095-1/2_2P_30HP_7.57_BRZ | 435.2 | 435.2 | 870.4 | 2 | 1 | 3 | E | KPVS_SplitCase | 2.5 | 2 | 2.5 | 5 | BranchMin2.5_BranchMax5 | 4 | 4 | 3 | 6 | HeaderMin3_HeaderMax6 | 5 | 4 | 16
482 | 2 | 2095-1/2-2P-25HP KPVS | KPVS_2095-1/2_2P_30HP_7.57_BRZ | 435.2 | 435.2 | 870.4 | 2 | 1 | 3 | E | KPVS_SplitCase | 2.5 | 2 | 2.5 | 5 | BranchMin2.5_BranchMax5 | 4 | 4 | 3 | 6 | HeaderMin3_HeaderMax6 | 6 | 4 | 16
482 | 2 | 2095-1/2-2P-25HP KPVS | KPVS_2095-1/2_2P_30HP_7.57_BRZ | 435.2 | 435.2 | 870.4 | 2 | 1 | 3 | E | KPVS_SplitCase | 2.5 | 2 | 2.5 | 5 | BranchMin2.5_BranchMax5 | 5 | 4 | 3 | 6 | HeaderMin3_HeaderMax6 | 3 | 4 | 16 | [29 empty] | INVALID
482 | 2 | 2095-1/2-2P-25HP KPVS | KPVS_2095-1/2_2P_30HP_7.57_BRZ | 435.2 | 435.2 | 870.4 | 2 | 1 | 3 | E | KPVS_SplitCase | 2.5 | 2 | 2.5 | 5 | BranchMin2.5_BranchMax5 | 5 | 4 | 3 | 6 | HeaderMin3_HeaderMax6 | 4 | 4 | 16 | [29 empty] | INVALID
482 | 2 | 2095-1/2-2P-25HP KPVS | KPVS_2095-1/2_2P_30HP_7.57_BRZ | 435.2 | 435.2 | 870.4 | 2 | 1 | 3 | E | KPVS_SplitCase | 2.5 | 2 | 2.5 | 5 | BranchMin2.5_BranchMax5 | 5 | 4 | 3 | 6 | HeaderMin3_HeaderMax6 | 5 | 4 | 16 | [29 empty] | INVALID
482 | 2 | 2095-1/2-2P-25HP KPVS | KPVS_2095-1/2_2P_30HP_7.57_BRZ | 435.2 | 435.2 | 870.4 | 2 | 1 | 3 | E | KPVS_SplitCase | 2.5 | 2 | 2.5 | 5 | BranchMin2.5_BranchMax5 | 5 | 4 | 3 | 6 | HeaderMin3_HeaderMax6 | 6 | 4 | 16
483 | 3 | 2095-1/2-2P-30HP KPVS | KPVS_2095-1/2_2P_40HP_8.07_BRZ | 476.1 | 476.1 | 952.2 | 2 | 1 | 3 | E | KPVS_SplitCase | 2.5 | 2 | 2.5 | 5 | BranchMin2.5_BranchMax5 | 2.5 | 4 | 3 | 8 | HeaderMin3_HeaderMax8 | 3 | 5 | 20
483 | 3 | 2095-1/2-2P-30HP KPVS | KPVS_2095-1/2_2P_40HP_8.07_BRZ | 476.1 | 476.1 | 952.2 | 2 | 1 | 3 | E | KPVS_SplitCase | 2.5 | 2 | 2.5 | 5 | BranchMin2.5_BranchMax5 | 2.5 | 4 | 3 | 8 | HeaderMin3_HeaderMax8 | 4 | 5 | 20
483 | 3 | 2095-1/2-2P-30HP KPVS | KPVS_2095-1/2_2P_40HP_8.07_BRZ | 476.1 | 476.1 | 952.2 | 2 | 1 | 3 | E | KPVS_SplitCase | 2.5 | 2 | 2.5 | 5 | BranchMin2.5_BranchMax5 | 2.5 | 4 | 3 | 8 | HeaderMin3_HeaderMax8 | 5 | 5 | 20
483 | 3 | 2095-1/2-2P-30HP KPVS | KPVS_2095-1/2_2P_40HP_8.07_BRZ | 476.1 | 476.1 | 952.2 | 2 | 1 | 3 | E | KPVS_SplitCase | 2.5 | 2 | 2.5 | 5 | BranchMin2.5_BranchMax5 | 2.5 | 4 | 3 | 8 | HeaderMin3_HeaderMax8 | 6 | 5 | 20
483 | 3 | 2095-1/2-2P-30HP KPVS | KPVS_2095-1/2_2P_40HP_8.07_BRZ | 476.1 | 476.1 | 952.2 | 2 | 1 | 3 | E | KPVS_SplitCase | 2.5 | 2 | 2.5 | 5 | BranchMin2.5_BranchMax5 | 2.5 | 4 | 3 | 8 | HeaderMin3_HeaderMax8 | 8 | 5 | 20
483 | 3 | 2095-1/2-2P-30HP KPVS | KPVS_2095-1/2_2P_40HP_8.07_BRZ | 476.1 | 476.1 | 952.2 | 2 | 1 | 3 | E | KPVS_SplitCase | 2.5 | 2 | 2.5 | 5 | BranchMin2.5_BranchMax5 | 3 | 4 | 3 | 8 | HeaderMin3_HeaderMax8 | 3 | 5 | 20 | [29 empty] | INVALID
483 | 3 | 2095-1/2-2P-30HP KPVS | KPVS_2095-1/2_2P_40HP_8.07_BRZ | 476.1 | 476.1 | 952.2 | 2 | 1 | 3 | E | KPVS_SplitCase | 2.5 | 2 | 2.5 | 5 | BranchMin2.5_BranchMax5 | 3 | 4 | 3 | 8 | HeaderMin3_HeaderMax8 | 4 | 5 | 20
483 | 3 | 2095-1/2-2P-30HP KPVS | KPVS_2095-1/2_2P_40HP_8.07_BRZ | 476.1 | 476.1 | 952.2 | 2 | 1 | 3 | E | KPVS_SplitCase | 2.5 | 2 | 2.5 | 5 | BranchMin2.5_BranchMax5 | 3 | 4 | 3 | 8 | HeaderMin3_HeaderMax8 | 5 | 5 | 20
483 | 3 | 2095-1/2-2P-30HP KPVS | KPVS_2095-1/2_2P_40HP_8.07_BRZ | 476.1 | 476.1 | 952.2 | 2 | 1 | 3 | E | KPVS_SplitCase | 2.5 | 2 | 2.5 | 5 | BranchMin2.5_BranchMax5 | 3 | 4 | 3 | 8 | HeaderMin3_HeaderMax8 | 6 | 5 | 20
483 | 3 | 2095-1/2-2P-30HP KPVS | KPVS_2095-1/2_2P_40HP_8.07_BRZ | 476.1 | 476.1 | 952.2 | 2 | 1 | 3 | E | KPVS_SplitCase | 2.5 | 2 | 2.5 | 5 | BranchMin2.5_BranchMax5 | 3 | 4 | 3 | 8 | HeaderMin3_HeaderMax8 | 8 | 5 | 20
483 | 3 | 2095-1/2-2P-30HP KPVS | KPVS_2095-1/2_2P_40HP_8.07_BRZ | 476.1 | 476.1 | 952.2 | 2 | 1 | 3 | E | KPVS_SplitCase | 2.5 | 2 | 2.5 | 5 | BranchMin2.5_BranchMax5 | 4 | 4 | 3 | 8 | HeaderMin3_HeaderMax8 | 3 | 5 | 20 | [29 empty] | INVALID
483 | 3 | 2095-1/2-2P-30HP KPVS | KPVS_2095-1/2_2P_40HP_8.07_BRZ | 476.1 | 476.1 | 952.2 | 2 | 1 | 3 | E | KPVS_SplitCase | 2.5 | 2 | 2.5 | 5 | BranchMin2.5_BranchMax5 | 4 | 4 | 3 | 8 | HeaderMin3_HeaderMax8 | 4 | 5 | 20 | [29 empty] | INVALID
483 | 3 | 2095-1/2-2P-30HP KPVS | KPVS_2095-1/2_2P_40HP_8.07_BRZ | 476.1 | 476.1 | 952.2 | 2 | 1 | 3 | E | KPVS_SplitCase | 2.5 | 2 | 2.5 | 5 | BranchMin2.5_BranchMax5 | 4 | 4 | 3 | 8 | HeaderMin3_HeaderMax8 | 5 | 5 | 20
483 | 3 | 2095-1/2-2P-30HP KPVS | KPVS_2095-1/2_2P_40HP_8.07_BRZ | 476.1 | 476.1 | 952.2 | 2 | 1 | 3 | E | KPVS_SplitCase | 2.5 | 2 | 2.5 | 5 | BranchMin2.5_BranchMax5 | 4 | 4 | 3 | 8 | HeaderMin3_HeaderMax8 | 6 | 5 | 20
483 | 3 | 2095-1/2-2P-30HP KPVS | KPVS_2095-1/2_2P_40HP_8.07_BRZ | 476.1 | 476.1 | 952.2 | 2 | 1 | 3 | E | KPVS_SplitCase | 2.5 | 2 | 2.5 | 5 | BranchMin2.5_BranchMax5 | 4 | 4 | 3 | 8 | HeaderMin3_HeaderMax8 | 8 | 5 | 20
483 | 3 | 2095-1/2-2P-30HP KPVS | KPVS_2095-1/2_2P_40HP_8.07_BRZ | 476.1 | 476.1 | 952.2 | 2 | 1 | 3 | E | KPVS_SplitCase | 2.5 | 2 | 2.5 | 5 | BranchMin2.5_BranchMax5 | 5 | 4 | 3 | 8 | HeaderMin3_HeaderMax8 | 3 | 5 | 20 | [29 empty] | INVALID
483 | 3 | 2095-1/2-2P-30HP KPVS | KPVS_2095-1/2_2P_40HP_8.07_BRZ | 476.1 | 476.1 | 952.2 | 2 | 1 | 3 | E | KPVS_SplitCase | 2.5 | 2 | 2.5 | 5 | BranchMin2.5_BranchMax5 | 5 | 4 | 3 | 8 | HeaderMin3_HeaderMax8 | 4 | 5 | 20 | [29 empty] | INVALID
483 | 3 | 2095-1/2-2P-30HP KPVS | KPVS_2095-1/2_2P_40HP_8.07_BRZ | 476.1 | 476.1 | 952.2 | 2 | 1 | 3 | E | KPVS_SplitCase | 2.5 | 2 | 2.5 | 5 | BranchMin2.5_BranchMax5 | 5 | 4 | 3 | 8 | HeaderMin3_HeaderMax8 | 5 | 5 | 20 | [29 empty] | INVALID
483 | 3 | 2095-1/2-2P-30HP KPVS | KPVS_2095-1/2_2P_40HP_8.07_BRZ | 476.1 | 476.1 | 952.2 | 2 | 1 | 3 | E | KPVS_SplitCase | 2.5 | 2 | 2.5 | 5 | BranchMin2.5_BranchMax5 | 5 | 4 | 3 | 8 | HeaderMin3_HeaderMax8 | 6 | 5 | 20
483 | 3 | 2095-1/2-2P-30HP KPVS | KPVS_2095-1/2_2P_40HP_8.07_BRZ | 476.1 | 476.1 | 952.2 | 2 | 1 | 3 | E | KPVS_SplitCase | 2.5 | 2 | 2.5 | 5 | BranchMin2.5_BranchMax5 | 5 | 4 | 3 | 8 | HeaderMin3_HeaderMax8 | 8 | 5 | 20
484 | 4 | 2095-1/2-2P-40HP KPVS | KPVS_2095-1/2_2P_50HP_8.60_BRZ | 521.2 | 521.2 | 1042.4 | 2 | 1 | 3 | E | KPVS_SplitCase | 2.5 | 2 | 2.5 | 5 | BranchMin2.5_BranchMax5 | 2.5 | 4 | 3 | 8 | HeaderMin3_HeaderMax8 | 3 | 5 | 20
484 | 4 | 2095-1/2-2P-40HP KPVS | KPVS_2095-1/2_2P_50HP_8.60_BRZ | 521.2 | 521.2 | 1042.4 | 2 | 1 | 3 | E | KPVS_SplitCase | 2.5 | 2 | 2.5 | 5 | BranchMin2.5_BranchMax5 | 2.5 | 4 | 3 | 8 | HeaderMin3_HeaderMax8 | 4 | 5 | 20
484 | 4 | 2095-1/2-2P-40HP KPVS | KPVS_2095-1/2_2P_50HP_8.60_BRZ | 521.2 | 521.2 | 1042.4 | 2 | 1 | 3 | E | KPVS_SplitCase | 2.5 | 2 | 2.5 | 5 | BranchMin2.5_BranchMax5 | 2.5 | 4 | 3 | 8 | HeaderMin3_HeaderMax8 | 5 | 5 | 20
484 | 4 | 2095-1/2-2P-40HP KPVS | KPVS_2095-1/2_2P_50HP_8.60_BRZ | 521.2 | 521.2 | 1042.4 | 2 | 1 | 3 | E | KPVS_SplitCase | 2.5 | 2 | 2.5 | 5 | BranchMin2.5_BranchMax5 | 2.5 | 4 | 3 | 8 | HeaderMin3_HeaderMax8 | 6 | 5 | 20
484 | 4 | 2095-1/2-2P-40HP KPVS | KPVS_2095-1/2_2P_50HP_8.60_BRZ | 521.2 | 521.2 | 1042.4 | 2 | 1 | 3 | E | KPVS_SplitCase | 2.5 | 2 | 2.5 | 5 | BranchMin2.5_BranchMax5 | 2.5 | 4 | 3 | 8 | HeaderMin3_HeaderMax8 | 8 | 5 | 20
484 | 4 | 2095-1/2-2P-40HP KPVS | KPVS_2095-1/2_2P_50HP_8.60_BRZ | 521.2 | 521.2 | 1042.4 | 2 | 1 | 3 | E | KPVS_SplitCase | 2.5 | 2 | 2.5 | 5 | BranchMin2.5_BranchMax5 | 3 | 4 | 3 | 8 | HeaderMin3_HeaderMax8 | 3 | 5 | 20 | [29 empty] | INVALID
484 | 4 | 2095-1/2-2P-40HP KPVS | KPVS_2095-1/2_2P_50HP_8.60_BRZ | 521.2 | 521.2 | 1042.4 | 2 | 1 | 3 | E | KPVS_SplitCase | 2.5 | 2 | 2.5 | 5 | BranchMin2.5_BranchMax5 | 3 | 4 | 3 | 8 | HeaderMin3_HeaderMax8 | 4 | 5 | 20
484 | 4 | 2095-1/2-2P-40HP KPVS | KPVS_2095-1/2_2P_50HP_8.60_BRZ | 521.2 | 521.2 | 1042.4 | 2 | 1 | 3 | E | KPVS_SplitCase | 2.5 | 2 | 2.5 | 5 | BranchMin2.5_BranchMax5 | 3 | 4 | 3 | 8 | HeaderMin3_HeaderMax8 | 5 | 5 | 20
484 | 4 | 2095-1/2-2P-40HP KPVS | KPVS_2095-1/2_2P_50HP_8.60_BRZ | 521.2 | 521.2 | 1042.4 | 2 | 1 | 3 | E | KPVS_SplitCase | 2.5 | 2 | 2.5 | 5 | BranchMin2.5_BranchMax5 | 3 | 4 | 3 | 8 | HeaderMin3_HeaderMax8 | 6 | 5 | 20
484 | 4 | 2095-1/2-2P-40HP KPVS | KPVS_2095-1/2_2P_50HP_8.60_BRZ | 521.2 | 521.2 | 1042.4 | 2 | 1 | 3 | E | KPVS_SplitCase | 2.5 | 2 | 2.5 | 5 | BranchMin2.5_BranchMax5 | 3 | 4 | 3 | 8 | HeaderMin3_HeaderMax8 | 8 | 5 | 20
484 | 4 | 2095-1/2-2P-40HP KPVS | KPVS_2095-1/2_2P_50HP_8.60_BRZ | 521.2 | 521.2 | 1042.4 | 2 | 1 | 3 | E | KPVS_SplitCase | 2.5 | 2 | 2.5 | 5 | BranchMin2.5_BranchMax5 | 4 | 4 | 3 | 8 | HeaderMin3_HeaderMax8 | 3 | 5 | 20 | [29 empty] | INVALID
484 | 4 | 2095-1/2-2P-40HP KPVS | KPVS_2095-1/2_2P_50HP_8.60_BRZ | 521.2 | 521.2 | 1042.4 | 2 | 1 | 3 | E | KPVS_SplitCase | 2.5 | 2 | 2.5 | 5 | BranchMin2.5_BranchMax5 | 4 | 4 | 3 | 8 | HeaderMin3_HeaderMax8 | 4 | 5 | 20 | [29 empty] | INVALID
484 | 4 | 2095-1/2-2P-40HP KPVS | KPVS_2095-1/2_2P_50HP_8.60_BRZ | 521.2 | 521.2 | 1042.4 | 2 | 1 | 3 | E | KPVS_SplitCase | 2.5 | 2 | 2.5 | 5 | BranchMin2.5_BranchMax5 | 4 | 4 | 3 | 8 | HeaderMin3_HeaderMax8 | 5 | 5 | 20
484 | 4 | 2095-1/2-2P-40HP KPVS | KPVS_2095-1/2_2P_50HP_8.60_BRZ | 521.2 | 521.2 | 1042.4 | 2 | 1 | 3 | E | KPVS_SplitCase | 2.5 | 2 | 2.5 | 5 | BranchMin2.5_BranchMax5 | 4 | 4 | 3 | 8 | HeaderMin3_HeaderMax8 | 6 | 5 | 20
484 | 4 | 2095-1/2-2P-40HP KPVS | KPVS_2095-1/2_2P_50HP_8.60_BRZ | 521.2 | 521.2 | 1042.4 | 2 | 1 | 3 | E | KPVS_SplitCase | 2.5 | 2 | 2.5 | 5 | BranchMin2.5_BranchMax5 | 4 | 4 | 3 | 8 | HeaderMin3_HeaderMax8 | 8 | 5 | 20
484 | 4 | 2095-1/2-2P-40HP KPVS | KPVS_2095-1/2_2P_50HP_8.60_BRZ | 521.2 | 521.2 | 1042.4 | 2 | 1 | 3 | E | KPVS_SplitCase | 2.5 | 2 | 2.5 | 5 | BranchMin2.5_BranchMax5 | 5 | 4 | 3 | 8 | HeaderMin3_HeaderMax8 | 3 | 5 | 20 | [29 empty] | INVALID
484 | 4 | 2095-1/2-2P-40HP KPVS | KPVS_2095-1/2_2P_50HP_8.60_BRZ | 521.2 | 521.2 | 1042.4 | 2 | 1 | 3 | E | KPVS_SplitCase | 2.5 | 2 | 2.5 | 5 | BranchMin2.5_BranchMax5 | 5 | 4 | 3 | 8 | HeaderMin3_HeaderMax8 | 4 | 5 | 20 | [29 empty] | INVALID
484 | 4 | 2095-1/2-2P-40HP KPVS | KPVS_2095-1/2_2P_50HP_8.60_BRZ | 521.2 | 521.2 | 1042.4 | 2 | 1 | 3 | E | KPVS_SplitCase | 2.5 | 2 | 2.5 | 5 | BranchMin2.5_BranchMax5 | 5 | 4 | 3 | 8 | HeaderMin3_HeaderMax8 | 5 | 5 | 20 | [29 empty] | INVALID
484 | 4 | 2095-1/2-2P-40HP KPVS | KPVS_2095-1/2_2P_50HP_8.60_BRZ | 521.2 | 521.2 | 1042.4 | 2 | 1 | 3 | E | KPVS_SplitCase | 2.5 | 2 | 2.5 | 5 | BranchMin2.5_BranchMax5 | 5 | 4 | 3 | 8 | HeaderMin3_HeaderMax8 | 6 | 5 | 20
484 | 4 | 2095-1/2-2P-40HP KPVS | KPVS_2095-1/2_2P_50HP_8.60_BRZ | 521.2 | 521.2 | 1042.4 | 2 | 1 | 3 | E | KPVS_SplitCase | 2.5 | 2 | 2.5 | 5 | BranchMin2.5_BranchMax5 | 5 | 4 | 3 | 8 | HeaderMin3_HeaderMax8 | 8 | 5 | 20
485 | 5 | 2095-1/2-2P-50HP KPVS | KPVS_2095-1/2_2P_60HP_9.11_BRZ | 565.7 | 565.7 | 1131.4 | 2 | 1 | 3 | E | KPVS_SplitCase | 2.5 | 2 | 2.5 | 5 | BranchMin2.5_BranchMax5 | 2.5 | 4 | 3 | 8 | HeaderMin3_HeaderMax8 | 3 | 5 | 20
485 | 5 | 2095-1/2-2P-50HP KPVS | KPVS_2095-1/2_2P_60HP_9.11_BRZ | 565.7 | 565.7 | 1131.4 | 2 | 1 | 3 | E | KPVS_SplitCase | 2.5 | 2 | 2.5 | 5 | BranchMin2.5_BranchMax5 | 2.5 | 4 | 3 | 8 | HeaderMin3_HeaderMax8 | 4 | 5 | 20
485 | 5 | 2095-1/2-2P-50HP KPVS | KPVS_2095-1/2_2P_60HP_9.11_BRZ | 565.7 | 565.7 | 1131.4 | 2 | 1 | 3 | E | KPVS_SplitCase | 2.5 | 2 | 2.5 | 5 | BranchMin2.5_BranchMax5 | 2.5 | 4 | 3 | 8 | HeaderMin3_HeaderMax8 | 5 | 5 | 20
485 | 5 | 2095-1/2-2P-50HP KPVS | KPVS_2095-1/2_2P_60HP_9.11_BRZ | 565.7 | 565.7 | 1131.4 | 2 | 1 | 3 | E | KPVS_SplitCase | 2.5 | 2 | 2.5 | 5 | BranchMin2.5_BranchMax5 | 2.5 | 4 | 3 | 8 | HeaderMin3_HeaderMax8 | 6 | 5 | 20
485 | 5 | 2095-1/2-2P-50HP KPVS | KPVS_2095-1/2_2P_60HP_9.11_BRZ | 565.7 | 565.7 | 1131.4 | 2 | 1 | 3 | E | KPVS_SplitCase | 2.5 | 2 | 2.5 | 5 | BranchMin2.5_BranchMax5 | 2.5 | 4 | 3 | 8 | HeaderMin3_HeaderMax8 | 8 | 5 | 20
485 | 5 | 2095-1/2-2P-50HP KPVS | KPVS_2095-1/2_2P_60HP_9.11_BRZ | 565.7 | 565.7 | 1131.4 | 2 | 1 | 3 | E | KPVS_SplitCase | 2.5 | 2 | 2.5 | 5 | BranchMin2.5_BranchMax5 | 3 | 4 | 3 | 8 | HeaderMin3_HeaderMax8 | 3 | 5 | 20 | [29 empty] | INVALID
485 | 5 | 2095-1/2-2P-50HP KPVS | KPVS_2095-1/2_2P_60HP_9.11_BRZ | 565.7 | 565.7 | 1131.4 | 2 | 1 | 3 | E | KPVS_SplitCase | 2.5 | 2 | 2.5 | 5 | BranchMin2.5_BranchMax5 | 3 | 4 | 3 | 8 | HeaderMin3_HeaderMax8 | 4 | 5 | 20
485 | 5 | 2095-1/2-2P-50HP KPVS | KPVS_2095-1/2_2P_60HP_9.11_BRZ | 565.7 | 565.7 | 1131.4 | 2 | 1 | 3 | E | KPVS_SplitCase | 2.5 | 2 | 2.5 | 5 | BranchMin2.5_BranchMax5 | 3 | 4 | 3 | 8 | HeaderMin3_HeaderMax8 | 5 | 5 | 20
485 | 5 | 2095-1/2-2P-50HP KPVS | KPVS_2095-1/2_2P_60HP_9.11_BRZ | 565.7 | 565.7 | 1131.4 | 2 | 1 | 3 | E | KPVS_SplitCase | 2.5 | 2 | 2.5 | 5 | BranchMin2.5_BranchMax5 | 3 | 4 | 3 | 8 | HeaderMin3_HeaderMax8 | 6 | 5 | 20
485 | 5 | 2095-1/2-2P-50HP KPVS | KPVS_2095-1/2_2P_60HP_9.11_BRZ | 565.7 | 565.7 | 1131.4 | 2 | 1 | 3 | E | KPVS_SplitCase | 2.5 | 2 | 2.5 | 5 | BranchMin2.5_BranchMax5 | 3 | 4 | 3 | 8 | HeaderMin3_HeaderMax8 | 8 | 5 | 20
485 | 5 | 2095-1/2-2P-50HP KPVS | KPVS_2095-1/2_2P_60HP_9.11_BRZ | 565.7 | 565.7 | 1131.4 | 2 | 1 | 3 | E | KPVS_SplitCase | 2.5 | 2 | 2.5 | 5 | BranchMin2.5_BranchMax5 | 4 | 4 | 3 | 8 | HeaderMin3_HeaderMax8 | 3 | 5 | 20 | [29 empty] | INVALID
485 | 5 | 2095-1/2-2P-50HP KPVS | KPVS_2095-1/2_2P_60HP_9.11_BRZ | 565.7 | 565.7 | 1131.4 | 2 | 1 | 3 | E | KPVS_SplitCase | 2.5 | 2 | 2.5 | 5 | BranchMin2.5_BranchMax5 | 4 | 4 | 3 | 8 | HeaderMin3_HeaderMax8 | 4 | 5 | 20 | [29 empty] | INVALID
485 | 5 | 2095-1/2-2P-50HP KPVS | KPVS_2095-1/2_2P_60HP_9.11_BRZ | 565.7 | 565.7 | 1131.4 | 2 | 1 | 3 | E | KPVS_SplitCase | 2.5 | 2 | 2.5 | 5 | BranchMin2.5_BranchMax5 | 4 | 4 | 3 | 8 | HeaderMin3_HeaderMax8 | 5 | 5 | 20
485 | 5 | 2095-1/2-2P-50HP KPVS | KPVS_2095-1/2_2P_60HP_9.11_BRZ | 565.7 | 565.7 | 1131.4 | 2 | 1 | 3 | E | KPVS_SplitCase | 2.5 | 2 | 2.5 | 5 | BranchMin2.5_BranchMax5 | 4 | 4 | 3 | 8 | HeaderMin3_HeaderMax8 | 6 | 5 | 20
485 | 5 | 2095-1/2-2P-50HP KPVS | KPVS_2095-1/2_2P_60HP_9.11_BRZ | 565.7 | 565.7 | 1131.4 | 2 | 1 | 3 | E | KPVS_SplitCase | 2.5 | 2 | 2.5 | 5 | BranchMin2.5_BranchMax5 | 4 | 4 | 3 | 8 | HeaderMin3_HeaderMax8 | 8 | 5 | 20
485 | 5 | 2095-1/2-2P-50HP KPVS | KPVS_2095-1/2_2P_60HP_9.11_BRZ | 565.7 | 565.7 | 1131.4 | 2 | 1 | 3 | E | KPVS_SplitCase | 2.5 | 2 | 2.5 | 5 | BranchMin2.5_BranchMax5 | 5 | 4 | 3 | 8 | HeaderMin3_HeaderMax8 | 3 | 5 | 20 | [29 empty] | INVALID
485 | 5 | 2095-1/2-2P-50HP KPVS | KPVS_2095-1/2_2P_60HP_9.11_BRZ | 565.7 | 565.7 | 1131.4 | 2 | 1 | 3 | E | KPVS_SplitCase | 2.5 | 2 | 2.5 | 5 | BranchMin2.5_BranchMax5 | 5 | 4 | 3 | 8 | HeaderMin3_HeaderMax8 | 4 | 5 | 20 | [29 empty] | INVALID
485 | 5 | 2095-1/2-2P-50HP KPVS | KPVS_2095-1/2_2P_60HP_9.11_BRZ | 565.7 | 565.7 | 1131.4 | 2 | 1 | 3 | E | KPVS_SplitCase | 2.5 | 2 | 2.5 | 5 | BranchMin2.5_BranchMax5 | 5 | 4 | 3 | 8 | HeaderMin3_HeaderMax8 | 5 | 5 | 20 | [29 empty] | INVALID
485 | 5 | 2095-1/2-2P-50HP KPVS | KPVS_2095-1/2_2P_60HP_9.11_BRZ | 565.7 | 565.7 | 1131.4 | 2 | 1 | 3 | E | KPVS_SplitCase | 2.5 | 2 | 2.5 | 5 | BranchMin2.5_BranchMax5 | 5 | 4 | 3 | 8 | HeaderMin3_HeaderMax8 | 6 | 5 | 20
485 | 5 | 2095-1/2-2P-50HP KPVS | KPVS_2095-1/2_2P_60HP_9.11_BRZ | 565.7 | 565.7 | 1131.4 | 2 | 1 | 3 | E | KPVS_SplitCase | 2.5 | 2 | 2.5 | 5 | BranchMin2.5_BranchMax5 | 5 | 4 | 3 | 8 | HeaderMin3_HeaderMax8 | 8 | 5 | 20
486 | 6 | 2095-1/2-2P-60HP KPVS | KPVS_2095-1/2_2P_75HP_9.50_BRZ | 600 | 600 | 1200 | 2 | 1 | 3 | E | KPVS_SplitCase | 2.5 | 2 | 2.5 | 5 | BranchMin2.5_BranchMax5 | 2.5 | 4 | 3 | 8 | HeaderMin3_HeaderMax8 | 3 | 5 | 20
486 | 6 | 2095-1/2-2P-60HP KPVS | KPVS_2095-1/2_2P_75HP_9.50_BRZ | 600 | 600 | 1200 | 2 | 1 | 3 | E | KPVS_SplitCase | 2.5 | 2 | 2.5 | 5 | BranchMin2.5_BranchMax5 | 2.5 | 4 | 3 | 8 | HeaderMin3_HeaderMax8 | 4 | 5 | 20
486 | 6 | 2095-1/2-2P-60HP KPVS | KPVS_2095-1/2_2P_75HP_9.50_BRZ | 600 | 600 | 1200 | 2 | 1 | 3 | E | KPVS_SplitCase | 2.5 | 2 | 2.5 | 5 | BranchMin2.5_BranchMax5 | 2.5 | 4 | 3 | 8 | HeaderMin3_HeaderMax8 | 5 | 5 | 20
486 | 6 | 2095-1/2-2P-60HP KPVS | KPVS_2095-1/2_2P_75HP_9.50_BRZ | 600 | 600 | 1200 | 2 | 1 | 3 | E | KPVS_SplitCase | 2.5 | 2 | 2.5 | 5 | BranchMin2.5_BranchMax5 | 2.5 | 4 | 3 | 8 | HeaderMin3_HeaderMax8 | 6 | 5 | 20
486 | 6 | 2095-1/2-2P-60HP KPVS | KPVS_2095-1/2_2P_75HP_9.50_BRZ | 600 | 600 | 1200 | 2 | 1 | 3 | E | KPVS_SplitCase | 2.5 | 2 | 2.5 | 5 | BranchMin2.5_BranchMax5 | 2.5 | 4 | 3 | 8 | HeaderMin3_HeaderMax8 | 8 | 5 | 20
486 | 6 | 2095-1/2-2P-60HP KPVS | KPVS_2095-1/2_2P_75HP_9.50_BRZ | 600 | 600 | 1200 | 2 | 1 | 3 | E | KPVS_SplitCase | 2.5 | 2 | 2.5 | 5 | BranchMin2.5_BranchMax5 | 3 | 4 | 3 | 8 | HeaderMin3_HeaderMax8 | 3 | 5 | 20 | [29 empty] | INVALID
486 | 6 | 2095-1/2-2P-60HP KPVS | KPVS_2095-1/2_2P_75HP_9.50_BRZ | 600 | 600 | 1200 | 2 | 1 | 3 | E | KPVS_SplitCase | 2.5 | 2 | 2.5 | 5 | BranchMin2.5_BranchMax5 | 3 | 4 | 3 | 8 | HeaderMin3_HeaderMax8 | 4 | 5 | 20
486 | 6 | 2095-1/2-2P-60HP KPVS | KPVS_2095-1/2_2P_75HP_9.50_BRZ | 600 | 600 | 1200 | 2 | 1 | 3 | E | KPVS_SplitCase | 2.5 | 2 | 2.5 | 5 | BranchMin2.5_BranchMax5 | 3 | 4 | 3 | 8 | HeaderMin3_HeaderMax8 | 5 | 5 | 20
486 | 6 | 2095-1/2-2P-60HP KPVS | KPVS_2095-1/2_2P_75HP_9.50_BRZ | 600 | 600 | 1200 | 2 | 1 | 3 | E | KPVS_SplitCase | 2.5 | 2 | 2.5 | 5 | BranchMin2.5_BranchMax5 | 3 | 4 | 3 | 8 | HeaderMin3_HeaderMax8 | 6 | 5 | 20
486 | 6 | 2095-1/2-2P-60HP KPVS | KPVS_2095-1/2_2P_75HP_9.50_BRZ | 600 | 600 | 1200 | 2 | 1 | 3 | E | KPVS_SplitCase | 2.5 | 2 | 2.5 | 5 | BranchMin2.5_BranchMax5 | 3 | 4 | 3 | 8 | HeaderMin3_HeaderMax8 | 8 | 5 | 20
486 | 6 | 2095-1/2-2P-60HP KPVS | KPVS_2095-1/2_2P_75HP_9.50_BRZ | 600 | 600 | 1200 | 2 | 1 | 3 | E | KPVS_SplitCase | 2.5 | 2 | 2.5 | 5 | BranchMin2.5_BranchMax5 | 4 | 4 | 3 | 8 | HeaderMin3_HeaderMax8 | 3 | 5 | 20 | [29 empty] | INVALID
486 | 6 | 2095-1/2-2P-60HP KPVS | KPVS_2095-1/2_2P_75HP_9.50_BRZ | 600 | 600 | 1200 | 2 | 1 | 3 | E | KPVS_SplitCase | 2.5 | 2 | 2.5 | 5 | BranchMin2.5_BranchMax5 | 4 | 4 | 3 | 8 | HeaderMin3_HeaderMax8 | 4 | 5 | 20 | [29 empty] | INVALID
486 | 6 | 2095-1/2-2P-60HP KPVS | KPVS_2095-1/2_2P_75HP_9.50_BRZ | 600 | 600 | 1200 | 2 | 1 | 3 | E | KPVS_SplitCase | 2.5 | 2 | 2.5 | 5 | BranchMin2.5_BranchMax5 | 4 | 4 | 3 | 8 | HeaderMin3_HeaderMax8 | 5 | 5 | 20
486 | 6 | 2095-1/2-2P-60HP KPVS | KPVS_2095-1/2_2P_75HP_9.50_BRZ | 600 | 600 | 1200 | 2 | 1 | 3 | E | KPVS_SplitCase | 2.5 | 2 | 2.5 | 5 | BranchMin2.5_BranchMax5 | 4 | 4 | 3 | 8 | HeaderMin3_HeaderMax8 | 6 | 5 | 20
486 | 6 | 2095-1/2-2P-60HP KPVS | KPVS_2095-1/2_2P_75HP_9.50_BRZ | 600 | 600 | 1200 | 2 | 1 | 3 | E | KPVS_SplitCase | 2.5 | 2 | 2.5 | 5 | BranchMin2.5_BranchMax5 | 4 | 4 | 3 | 8 | HeaderMin3_HeaderMax8 | 8 | 5 | 20
486 | 6 | 2095-1/2-2P-60HP KPVS | KPVS_2095-1/2_2P_75HP_9.50_BRZ | 600 | 600 | 1200 | 2 | 1 | 3 | E | KPVS_SplitCase | 2.5 | 2 | 2.5 | 5 | BranchMin2.5_BranchMax5 | 5 | 4 | 3 | 8 | HeaderMin3_HeaderMax8 | 3 | 5 | 20 | [29 empty] | INVALID
486 | 6 | 2095-1/2-2P-60HP KPVS | KPVS_2095-1/2_2P_75HP_9.50_BRZ | 600 | 600 | 1200 | 2 | 1 | 3 | E | KPVS_SplitCase | 2.5 | 2 | 2.5 | 5 | BranchMin2.5_BranchMax5 | 5 | 4 | 3 | 8 | HeaderMin3_HeaderMax8 | 4 | 5 | 20 | [29 empty] | INVALID
486 | 6 | 2095-1/2-2P-60HP KPVS | KPVS_2095-1/2_2P_75HP_9.50_BRZ | 600 | 600 | 1200 | 2 | 1 | 3 | E | KPVS_SplitCase | 2.5 | 2 | 2.5 | 5 | BranchMin2.5_BranchMax5 | 5 | 4 | 3 | 8 | HeaderMin3_HeaderMax8 | 5 | 5 | 20 | [29 empty] | INVALID
486 | 6 | 2095-1/2-2P-60HP KPVS | KPVS_2095-1/2_2P_75HP_9.50_BRZ | 600 | 600 | 1200 | 2 | 1 | 3 | E | KPVS_SplitCase | 2.5 | 2 | 2.5 | 5 | BranchMin2.5_BranchMax5 | 5 | 4 | 3 | 8 | HeaderMin3_HeaderMax8 | 6 | 5 | 20
486 | 6 | 2095-1/2-2P-60HP KPVS | KPVS_2095-1/2_2P_75HP_9.50_BRZ | 600 | 600 | 1200 | 2 | 1 | 3 | E | KPVS_SplitCase | 2.5 | 2 | 2.5 | 5 | BranchMin2.5_BranchMax5 | 5 | 4 | 3 | 8 | HeaderMin3_HeaderMax8 | 8 | 5 | 20
487 | 7 | 2095-1/2-2P-75HP KPVS | KPVS_2095-1/2_2P_40HP_8.07_BRZ | 476.1 | 476.1 | 952.2 | 2 | 1 | 3 | E | KPVS_SplitCase | 2.5 | 2 | 2.5 | 5 | BranchMin2.5_BranchMax5 | 2.5 | 4 | 3 | 8 | HeaderMin3_HeaderMax8 | 3 | 5 | 20
487 | 7 | 2095-1/2-2P-75HP KPVS | KPVS_2095-1/2_2P_40HP_8.07_BRZ | 476.1 | 476.1 | 952.2 | 2 | 1 | 3 | E | KPVS_SplitCase | 2.5 | 2 | 2.5 | 5 | BranchMin2.5_BranchMax5 | 2.5 | 4 | 3 | 8 | HeaderMin3_HeaderMax8 | 4 | 5 | 20
487 | 7 | 2095-1/2-2P-75HP KPVS | KPVS_2095-1/2_2P_40HP_8.07_BRZ | 476.1 | 476.1 | 952.2 | 2 | 1 | 3 | E | KPVS_SplitCase | 2.5 | 2 | 2.5 | 5 | BranchMin2.5_BranchMax5 | 2.5 | 4 | 3 | 8 | HeaderMin3_HeaderMax8 | 5 | 5 | 20
487 | 7 | 2095-1/2-2P-75HP KPVS | KPVS_2095-1/2_2P_40HP_8.07_BRZ | 476.1 | 476.1 | 952.2 | 2 | 1 | 3 | E | KPVS_SplitCase | 2.5 | 2 | 2.5 | 5 | BranchMin2.5_BranchMax5 | 2.5 | 4 | 3 | 8 | HeaderMin3_HeaderMax8 | 6 | 5 | 20
487 | 7 | 2095-1/2-2P-75HP KPVS | KPVS_2095-1/2_2P_40HP_8.07_BRZ | 476.1 | 476.1 | 952.2 | 2 | 1 | 3 | E | KPVS_SplitCase | 2.5 | 2 | 2.5 | 5 | BranchMin2.5_BranchMax5 | 2.5 | 4 | 3 | 8 | HeaderMin3_HeaderMax8 | 8 | 5 | 20
487 | 7 | 2095-1/2-2P-75HP KPVS | KPVS_2095-1/2_2P_40HP_8.07_BRZ | 476.1 | 476.1 | 952.2 | 2 | 1 | 3 | E | KPVS_SplitCase | 2.5 | 2 | 2.5 | 5 | BranchMin2.5_BranchMax5 | 3 | 4 | 3 | 8 | HeaderMin3_HeaderMax8 | 3 | 5 | 20 | [29 empty] | INVALID
487 | 7 | 2095-1/2-2P-75HP KPVS | KPVS_2095-1/2_2P_40HP_8.07_BRZ | 476.1 | 476.1 | 952.2 | 2 | 1 | 3 | E | KPVS_SplitCase | 2.5 | 2 | 2.5 | 5 | BranchMin2.5_BranchMax5 | 3 | 4 | 3 | 8 | HeaderMin3_HeaderMax8 | 4 | 5 | 20
487 | 7 | 2095-1/2-2P-75HP KPVS | KPVS_2095-1/2_2P_40HP_8.07_BRZ | 476.1 | 476.1 | 952.2 | 2 | 1 | 3 | E | KPVS_SplitCase | 2.5 | 2 | 2.5 | 5 | BranchMin2.5_BranchMax5 | 3 | 4 | 3 | 8 | HeaderMin3_HeaderMax8 | 5 | 5 | 20
487 | 7 | 2095-1/2-2P-75HP KPVS | KPVS_2095-1/2_2P_40HP_8.07_BRZ | 476.1 | 476.1 | 952.2 | 2 | 1 | 3 | E | KPVS_SplitCase | 2.5 | 2 | 2.5 | 5 | BranchMin2.5_BranchMax5 | 3 | 4 | 3 | 8 | HeaderMin3_HeaderMax8 | 6 | 5 | 20
487 | 7 | 2095-1/2-2P-75HP KPVS | KPVS_2095-1/2_2P_40HP_8.07_BRZ | 476.1 | 476.1 | 952.2 | 2 | 1 | 3 | E | KPVS_SplitCase | 2.5 | 2 | 2.5 | 5 | BranchMin2.5_BranchMax5 | 3 | 4 | 3 | 8 | HeaderMin3_HeaderMax8 | 8 | 5 | 20
487 | 7 | 2095-1/2-2P-75HP KPVS | KPVS_2095-1/2_2P_40HP_8.07_BRZ | 476.1 | 476.1 | 952.2 | 2 | 1 | 3 | E | KPVS_SplitCase | 2.5 | 2 | 2.5 | 5 | BranchMin2.5_BranchMax5 | 4 | 4 | 3 | 8 | HeaderMin3_HeaderMax8 | 3 | 5 | 20 | [29 empty] | INVALID
487 | 7 | 2095-1/2-2P-75HP KPVS | KPVS_2095-1/2_2P_40HP_8.07_BRZ | 476.1 | 476.1 | 952.2 | 2 | 1 | 3 | E | KPVS_SplitCase | 2.5 | 2 | 2.5 | 5 | BranchMin2.5_BranchMax5 | 4 | 4 | 3 | 8 | HeaderMin3_HeaderMax8 | 4 | 5 | 20 | [29 empty] | INVALID
487 | 7 | 2095-1/2-2P-75HP KPVS | KPVS_2095-1/2_2P_40HP_8.07_BRZ | 476.1 | 476.1 | 952.2 | 2 | 1 | 3 | E | KPVS_SplitCase | 2.5 | 2 | 2.5 | 5 | BranchMin2.5_BranchMax5 | 4 | 4 | 3 | 8 | HeaderMin3_HeaderMax8 | 5 | 5 | 20
487 | 7 | 2095-1/2-2P-75HP KPVS | KPVS_2095-1/2_2P_40HP_8.07_BRZ | 476.1 | 476.1 | 952.2 | 2 | 1 | 3 | E | KPVS_SplitCase | 2.5 | 2 | 2.5 | 5 | BranchMin2.5_BranchMax5 | 4 | 4 | 3 | 8 | HeaderMin3_HeaderMax8 | 6 | 5 | 20
487 | 7 | 2095-1/2-2P-75HP KPVS | KPVS_2095-1/2_2P_40HP_8.07_BRZ | 476.1 | 476.1 | 952.2 | 2 | 1 | 3 | E | KPVS_SplitCase | 2.5 | 2 | 2.5 | 5 | BranchMin2.5_BranchMax5 | 4 | 4 | 3 | 8 | HeaderMin3_HeaderMax8 | 8 | 5 | 20
487 | 7 | 2095-1/2-2P-75HP KPVS | KPVS_2095-1/2_2P_40HP_8.07_BRZ | 476.1 | 476.1 | 952.2 | 2 | 1 | 3 | E | KPVS_SplitCase | 2.5 | 2 | 2.5 | 5 | BranchMin2.5_BranchMax5 | 5 | 4 | 3 | 8 | HeaderMin3_HeaderMax8 | 3 | 5 | 20 | [29 empty] | INVALID
487 | 7 | 2095-1/2-2P-75HP KPVS | KPVS_2095-1/2_2P_40HP_8.07_BRZ | 476.1 | 476.1 | 952.2 | 2 | 1 | 3 | E | KPVS_SplitCase | 2.5 | 2 | 2.5 | 5 | BranchMin2.5_BranchMax5 | 5 | 4 | 3 | 8 | HeaderMin3_HeaderMax8 | 4 | 5 | 20 | [29 empty] | INVALID
487 | 7 | 2095-1/2-2P-75HP KPVS | KPVS_2095-1/2_2P_40HP_8.07_BRZ | 476.1 | 476.1 | 952.2 | 2 | 1 | 3 | E | KPVS_SplitCase | 2.5 | 2 | 2.5 | 5 | BranchMin2.5_BranchMax5 | 5 | 4 | 3 | 8 | HeaderMin3_HeaderMax8 | 5 | 5 | 20 | [29 empty] | INVALID
487 | 7 | 2095-1/2-2P-75HP KPVS | KPVS_2095-1/2_2P_40HP_8.07_BRZ | 476.1 | 476.1 | 952.2 | 2 | 1 | 3 | E | KPVS_SplitCase | 2.5 | 2 | 2.5 | 5 | BranchMin2.5_BranchMax5 | 5 | 4 | 3 | 8 | HeaderMin3_HeaderMax8 | 6 | 5 | 20
487 | 7 | 2095-1/2-2P-75HP KPVS | KPVS_2095-1/2_2P_40HP_8.07_BRZ | 476.1 | 476.1 | 952.2 | 2 | 1 | 3 | E | KPVS_SplitCase | 2.5 | 2 | 2.5 | 5 | BranchMin2.5_BranchMax5 | 5 | 4 | 3 | 8 | HeaderMin3_HeaderMax8 | 8 | 5 | 20
488 | 8 | 2013-5/6-4P-10HP KPVS | KPVS_2013-5/6_4P_10HP_9.49_SS | 309.5 | 309.5 | 619 | 2 | 1 | 3 | E | KPVS_SplitCase | 2.5 | 2 | 2.5 | 4 | BranchMin2.5_BranchMax4 | 2.5 | 3 | 3 | 5 | HeaderMin3_HeaderMax5 | 3 | 3 | 9
488 | 8 | 2013-5/6-4P-10HP KPVS | KPVS_2013-5/6_4P_10HP_9.49_SS | 309.5 | 309.5 | 619 | 2 | 1 | 3 | E | KPVS_SplitCase | 2.5 | 2 | 2.5 | 4 | BranchMin2.5_BranchMax4 | 2.5 | 3 | 3 | 5 | HeaderMin3_HeaderMax5 | 4 | 3 | 9
488 | 8 | 2013-5/6-4P-10HP KPVS | KPVS_2013-5/6_4P_10HP_9.49_SS | 309.5 | 309.5 | 619 | 2 | 1 | 3 | E | KPVS_SplitCase | 2.5 | 2 | 2.5 | 4 | BranchMin2.5_BranchMax4 | 2.5 | 3 | 3 | 5 | HeaderMin3_HeaderMax5 | 5 | 3 | 9
488 | 8 | 2013-5/6-4P-10HP KPVS | KPVS_2013-5/6_4P_10HP_9.49_SS | 309.5 | 309.5 | 619 | 2 | 1 | 3 | E | KPVS_SplitCase | 2.5 | 2 | 2.5 | 4 | BranchMin2.5_BranchMax4 | 3 | 3 | 3 | 5 | HeaderMin3_HeaderMax5 | 3 | 3 | 9 | [29 empty] | INVALID
488 | 8 | 2013-5/6-4P-10HP KPVS | KPVS_2013-5/6_4P_10HP_9.49_SS | 309.5 | 309.5 | 619 | 2 | 1 | 3 | E | KPVS_SplitCase | 2.5 | 2 | 2.5 | 4 | BranchMin2.5_BranchMax4 | 3 | 3 | 3 | 5 | HeaderMin3_HeaderMax5 | 4 | 3 | 9
488 | 8 | 2013-5/6-4P-10HP KPVS | KPVS_2013-5/6_4P_10HP_9.49_SS | 309.5 | 309.5 | 619 | 2 | 1 | 3 | E | KPVS_SplitCase | 2.5 | 2 | 2.5 | 4 | BranchMin2.5_BranchMax4 | 3 | 3 | 3 | 5 | HeaderMin3_HeaderMax5 | 5 | 3 | 9
488 | 8 | 2013-5/6-4P-10HP KPVS | KPVS_2013-5/6_4P_10HP_9.49_SS | 309.5 | 309.5 | 619 | 2 | 1 | 3 | E | KPVS_SplitCase | 2.5 | 2 | 2.5 | 4 | BranchMin2.5_BranchMax4 | 4 | 3 | 3 | 5 | HeaderMin3_HeaderMax5 | 3 | 3 | 9 | [29 empty] | INVALID
488 | 8 | 2013-5/6-4P-10HP KPVS | KPVS_2013-5/6_4P_10HP_9.49_SS | 309.5 | 309.5 | 619 | 2 | 1 | 3 | E | KPVS_SplitCase | 2.5 | 2 | 2.5 | 4 | BranchMin2.5_BranchMax4 | 4 | 3 | 3 | 5 | HeaderMin3_HeaderMax5 | 4 | 3 | 9 | [29 empty] | INVALID
488 | 8 | 2013-5/6-4P-10HP KPVS | KPVS_2013-5/6_4P_10HP_9.49_SS | 309.5 | 309.5 | 619 | 2 | 1 | 3 | E | KPVS_SplitCase | 2.5 | 2 | 2.5 | 4 | BranchMin2.5_BranchMax4 | 4 | 3 | 3 | 5 | HeaderMin3_HeaderMax5 | 5 | 3 | 9
489 | 9 | 2013-5/6-4P-15HP KPVS | KPVS_2013-5/6_4P_15HP_10.92_SS | 366.2 | 366.2 | 732.4 | 2 | 1 | 3 | E | KPVS_SplitCase | 2.5 | 2 | 2.5 | 4 | BranchMin2.5_BranchMax4 | 2.5 | 3 | 3 | 6 | HeaderMin3_HeaderMax6 | 3 | 4 | 12
489 | 9 | 2013-5/6-4P-15HP KPVS | KPVS_2013-5/6_4P_15HP_10.92_SS | 366.2 | 366.2 | 732.4 | 2 | 1 | 3 | E | KPVS_SplitCase | 2.5 | 2 | 2.5 | 4 | BranchMin2.5_BranchMax4 | 2.5 | 3 | 3 | 6 | HeaderMin3_HeaderMax6 | 4 | 4 | 12
489 | 9 | 2013-5/6-4P-15HP KPVS | KPVS_2013-5/6_4P_15HP_10.92_SS | 366.2 | 366.2 | 732.4 | 2 | 1 | 3 | E | KPVS_SplitCase | 2.5 | 2 | 2.5 | 4 | BranchMin2.5_BranchMax4 | 2.5 | 3 | 3 | 6 | HeaderMin3_HeaderMax6 | 5 | 4 | 12
489 | 9 | 2013-5/6-4P-15HP KPVS | KPVS_2013-5/6_4P_15HP_10.92_SS | 366.2 | 366.2 | 732.4 | 2 | 1 | 3 | E | KPVS_SplitCase | 2.5 | 2 | 2.5 | 4 | BranchMin2.5_BranchMax4 | 2.5 | 3 | 3 | 6 | HeaderMin3_HeaderMax6 | 6 | 4 | 12
489 | 9 | 2013-5/6-4P-15HP KPVS | KPVS_2013-5/6_4P_15HP_10.92_SS | 366.2 | 366.2 | 732.4 | 2 | 1 | 3 | E | KPVS_SplitCase | 2.5 | 2 | 2.5 | 4 | BranchMin2.5_BranchMax4 | 3 | 3 | 3 | 6 | HeaderMin3_HeaderMax6 | 3 | 4 | 12 | [29 empty] | INVALID
489 | 9 | 2013-5/6-4P-15HP KPVS | KPVS_2013-5/6_4P_15HP_10.92_SS | 366.2 | 366.2 | 732.4 | 2 | 1 | 3 | E | KPVS_SplitCase | 2.5 | 2 | 2.5 | 4 | BranchMin2.5_BranchMax4 | 3 | 3 | 3 | 6 | HeaderMin3_HeaderMax6 | 4 | 4 | 12
489 | 9 | 2013-5/6-4P-15HP KPVS | KPVS_2013-5/6_4P_15HP_10.92_SS | 366.2 | 366.2 | 732.4 | 2 | 1 | 3 | E | KPVS_SplitCase | 2.5 | 2 | 2.5 | 4 | BranchMin2.5_BranchMax4 | 3 | 3 | 3 | 6 | HeaderMin3_HeaderMax6 | 5 | 4 | 12
489 | 9 | 2013-5/6-4P-15HP KPVS | KPVS_2013-5/6_4P_15HP_10.92_SS | 366.2 | 366.2 | 732.4 | 2 | 1 | 3 | E | KPVS_SplitCase | 2.5 | 2 | 2.5 | 4 | BranchMin2.5_BranchMax4 | 3 | 3 | 3 | 6 | HeaderMin3_HeaderMax6 | 6 | 4 | 12
489 | 9 | 2013-5/6-4P-15HP KPVS | KPVS_2013-5/6_4P_15HP_10.92_SS | 366.2 | 366.2 | 732.4 | 2 | 1 | 3 | E | KPVS_SplitCase | 2.5 | 2 | 2.5 | 4 | BranchMin2.5_BranchMax4 | 4 | 3 | 3 | 6 | HeaderMin3_HeaderMax6 | 3 | 4 | 12 | [29 empty] | INVALID
489 | 9 | 2013-5/6-4P-15HP KPVS | KPVS_2013-5/6_4P_15HP_10.92_SS | 366.2 | 366.2 | 732.4 | 2 | 1 | 3 | E | KPVS_SplitCase | 2.5 | 2 | 2.5 | 4 | BranchMin2.5_BranchMax4 | 4 | 3 | 3 | 6 | HeaderMin3_HeaderMax6 | 4 | 4 | 12 | [29 empty] | INVALID
489 | 9 | 2013-5/6-4P-15HP KPVS | KPVS_2013-5/6_4P_15HP_10.92_SS | 366.2 | 366.2 | 732.4 | 2 | 1 | 3 | E | KPVS_SplitCase | 2.5 | 2 | 2.5 | 4 | BranchMin2.5_BranchMax4 | 4 | 3 | 3 | 6 | HeaderMin3_HeaderMax6 | 5 | 4 | 12
489 | 9 | 2013-5/6-4P-15HP KPVS | KPVS_2013-5/6_4P_15HP_10.92_SS | 366.2 | 366.2 | 732.4 | 2 | 1 | 3 | E | KPVS_SplitCase | 2.5 | 2 | 2.5 | 4 | BranchMin2.5_BranchMax4 | 4 | 3 | 3 | 6 | HeaderMin3_HeaderMax6 | 6 | 4 | 12
490 | 10 | 2013-5/6-4P-20HP KPVS | KPVS_2013-5/6_4P_20HP_12.03_SS | 405.9 | 405.9 | 811.8 | 2 | 1 | 3 | E | KPVS_SplitCase | 2.5 | 2 | 2.5 | 5 | BranchMin2.5_BranchMax5 | 2.5 | 4 | 3 | 6 | HeaderMin3_HeaderMax6 | 3 | 4 | 16
490 | 10 | 2013-5/6-4P-20HP KPVS | KPVS_2013-5/6_4P_20HP_12.03_SS | 405.9 | 405.9 | 811.8 | 2 | 1 | 3 | E | KPVS_SplitCase | 2.5 | 2 | 2.5 | 5 | BranchMin2.5_BranchMax5 | 2.5 | 4 | 3 | 6 | HeaderMin3_HeaderMax6 | 4 | 4 | 16
490 | 10 | 2013-5/6-4P-20HP KPVS | KPVS_2013-5/6_4P_20HP_12.03_SS | 405.9 | 405.9 | 811.8 | 2 | 1 | 3 | E | KPVS_SplitCase | 2.5 | 2 | 2.5 | 5 | BranchMin2.5_BranchMax5 | 2.5 | 4 | 3 | 6 | HeaderMin3_HeaderMax6 | 5 | 4 | 16
490 | 10 | 2013-5/6-4P-20HP KPVS | KPVS_2013-5/6_4P_20HP_12.03_SS | 405.9 | 405.9 | 811.8 | 2 | 1 | 3 | E | KPVS_SplitCase | 2.5 | 2 | 2.5 | 5 | BranchMin2.5_BranchMax5 | 2.5 | 4 | 3 | 6 | HeaderMin3_HeaderMax6 | 6 | 4 | 16
490 | 10 | 2013-5/6-4P-20HP KPVS | KPVS_2013-5/6_4P_20HP_12.03_SS | 405.9 | 405.9 | 811.8 | 2 | 1 | 3 | E | KPVS_SplitCase | 2.5 | 2 | 2.5 | 5 | BranchMin2.5_BranchMax5 | 3 | 4 | 3 | 6 | HeaderMin3_HeaderMax6 | 3 | 4 | 16 | [29 empty] | INVALID
490 | 10 | 2013-5/6-4P-20HP KPVS | KPVS_2013-5/6_4P_20HP_12.03_SS | 405.9 | 405.9 | 811.8 | 2 | 1 | 3 | E | KPVS_SplitCase | 2.5 | 2 | 2.5 | 5 | BranchMin2.5_BranchMax5 | 3 | 4 | 3 | 6 | HeaderMin3_HeaderMax6 | 4 | 4 | 16
490 | 10 | 2013-5/6-4P-20HP KPVS | KPVS_2013-5/6_4P_20HP_12.03_SS | 405.9 | 405.9 | 811.8 | 2 | 1 | 3 | E | KPVS_SplitCase | 2.5 | 2 | 2.5 | 5 | BranchMin2.5_BranchMax5 | 3 | 4 | 3 | 6 | HeaderMin3_HeaderMax6 | 5 | 4 | 16
490 | 10 | 2013-5/6-4P-20HP KPVS | KPVS_2013-5/6_4P_20HP_12.03_SS | 405.9 | 405.9 | 811.8 | 2 | 1 | 3 | E | KPVS_SplitCase | 2.5 | 2 | 2.5 | 5 | BranchMin2.5_BranchMax5 | 3 | 4 | 3 | 6 | HeaderMin3_HeaderMax6 | 6 | 4 | 16
490 | 10 | 2013-5/6-4P-20HP KPVS | KPVS_2013-5/6_4P_20HP_12.03_SS | 405.9 | 405.9 | 811.8 | 2 | 1 | 3 | E | KPVS_SplitCase | 2.5 | 2 | 2.5 | 5 | BranchMin2.5_BranchMax5 | 4 | 4 | 3 | 6 | HeaderMin3_HeaderMax6 | 3 | 4 | 16 | [29 empty] | INVALID
490 | 10 | 2013-5/6-4P-20HP KPVS | KPVS_2013-5/6_4P_20HP_12.03_SS | 405.9 | 405.9 | 811.8 | 2 | 1 | 3 | E | KPVS_SplitCase | 2.5 | 2 | 2.5 | 5 | BranchMin2.5_BranchMax5 | 4 | 4 | 3 | 6 | HeaderMin3_HeaderMax6 | 4 | 4 | 16 | [29 empty] | INVALID
490 | 10 | 2013-5/6-4P-20HP KPVS | KPVS_2013-5/6_4P_20HP_12.03_SS | 405.9 | 405.9 | 811.8 | 2 | 1 | 3 | E | KPVS_SplitCase | 2.5 | 2 | 2.5 | 5 | BranchMin2.5_BranchMax5 | 4 | 4 | 3 | 6 | HeaderMin3_HeaderMax6 | 5 | 4 | 16
490 | 10 | 2013-5/6-4P-20HP KPVS | KPVS_2013-5/6_4P_20HP_12.03_SS | 405.9 | 405.9 | 811.8 | 2 | 1 | 3 | E | KPVS_SplitCase | 2.5 | 2 | 2.5 | 5 | BranchMin2.5_BranchMax5 | 4 | 4 | 3 | 6 | HeaderMin3_HeaderMax6 | 6 | 4 | 16
490 | 10 | 2013-5/6-4P-20HP KPVS | KPVS_2013-5/6_4P_20HP_12.03_SS | 405.9 | 405.9 | 811.8 | 2 | 1 | 3 | E | KPVS_SplitCase | 2.5 | 2 | 2.5 | 5 | BranchMin2.5_BranchMax5 | 5 | 4 | 3 | 6 | HeaderMin3_HeaderMax6 | 3 | 4 | 16 | [29 empty] | INVALID
490 | 10 | 2013-5/6-4P-20HP KPVS | KPVS_2013-5/6_4P_20HP_12.03_SS | 405.9 | 405.9 | 811.8 | 2 | 1 | 3 | E | KPVS_SplitCase | 2.5 | 2 | 2.5 | 5 | BranchMin2.5_BranchMax5 | 5 | 4 | 3 | 6 | HeaderMin3_HeaderMax6 | 4 | 4 | 16 | [29 empty] | INVALID
490 | 10 | 2013-5/6-4P-20HP KPVS | KPVS_2013-5/6_4P_20HP_12.03_SS | 405.9 | 405.9 | 811.8 | 2 | 1 | 3 | E | KPVS_SplitCase | 2.5 | 2 | 2.5 | 5 | BranchMin2.5_BranchMax5 | 5 | 4 | 3 | 6 | HeaderMin3_HeaderMax6 | 5 | 4 | 16 | [29 empty] | INVALID
490 | 10 | 2013-5/6-4P-20HP KPVS | KPVS_2013-5/6_4P_20HP_12.03_SS | 405.9 | 405.9 | 811.8 | 2 | 1 | 3 | E | KPVS_SplitCase | 2.5 | 2 | 2.5 | 5 | BranchMin2.5_BranchMax5 | 5 | 4 | 3 | 6 | HeaderMin3_HeaderMax6 | 6 | 4 | 16
491 | 11 | 2013-5/6-4P-25HP KPVS | KPVS_2013-5/6_4P_25HP_13.00_SS | 441.1 | 441.1 | 882.2 | 2 | 1 | 3 | E | KPVS_SplitCase | 2.5 | 2 | 2.5 | 5 | BranchMin2.5_BranchMax5 | 2.5 | 4 | 3 | 6 | HeaderMin3_HeaderMax6 | 3 | 4 | 16
491 | 11 | 2013-5/6-4P-25HP KPVS | KPVS_2013-5/6_4P_25HP_13.00_SS | 441.1 | 441.1 | 882.2 | 2 | 1 | 3 | E | KPVS_SplitCase | 2.5 | 2 | 2.5 | 5 | BranchMin2.5_BranchMax5 | 2.5 | 4 | 3 | 6 | HeaderMin3_HeaderMax6 | 4 | 4 | 16
491 | 11 | 2013-5/6-4P-25HP KPVS | KPVS_2013-5/6_4P_25HP_13.00_SS | 441.1 | 441.1 | 882.2 | 2 | 1 | 3 | E | KPVS_SplitCase | 2.5 | 2 | 2.5 | 5 | BranchMin2.5_BranchMax5 | 2.5 | 4 | 3 | 6 | HeaderMin3_HeaderMax6 | 5 | 4 | 16
491 | 11 | 2013-5/6-4P-25HP KPVS | KPVS_2013-5/6_4P_25HP_13.00_SS | 441.1 | 441.1 | 882.2 | 2 | 1 | 3 | E | KPVS_SplitCase | 2.5 | 2 | 2.5 | 5 | BranchMin2.5_BranchMax5 | 2.5 | 4 | 3 | 6 | HeaderMin3_HeaderMax6 | 6 | 4 | 16
491 | 11 | 2013-5/6-4P-25HP KPVS | KPVS_2013-5/6_4P_25HP_13.00_SS | 441.1 | 441.1 | 882.2 | 2 | 1 | 3 | E | KPVS_SplitCase | 2.5 | 2 | 2.5 | 5 | BranchMin2.5_BranchMax5 | 3 | 4 | 3 | 6 | HeaderMin3_HeaderMax6 | 3 | 4 | 16 | [29 empty] | INVALID
491 | 11 | 2013-5/6-4P-25HP KPVS | KPVS_2013-5/6_4P_25HP_13.00_SS | 441.1 | 441.1 | 882.2 | 2 | 1 | 3 | E | KPVS_SplitCase | 2.5 | 2 | 2.5 | 5 | BranchMin2.5_BranchMax5 | 3 | 4 | 3 | 6 | HeaderMin3_HeaderMax6 | 4 | 4 | 16
491 | 11 | 2013-5/6-4P-25HP KPVS | KPVS_2013-5/6_4P_25HP_13.00_SS | 441.1 | 441.1 | 882.2 | 2 | 1 | 3 | E | KPVS_SplitCase | 2.5 | 2 | 2.5 | 5 | BranchMin2.5_BranchMax5 | 3 | 4 | 3 | 6 | HeaderMin3_HeaderMax6 | 5 | 4 | 16
491 | 11 | 2013-5/6-4P-25HP KPVS | KPVS_2013-5/6_4P_25HP_13.00_SS | 441.1 | 441.1 | 882.2 | 2 | 1 | 3 | E | KPVS_SplitCase | 2.5 | 2 | 2.5 | 5 | BranchMin2.5_BranchMax5 | 3 | 4 | 3 | 6 | HeaderMin3_HeaderMax6 | 6 | 4 | 16
491 | 11 | 2013-5/6-4P-25HP KPVS | KPVS_2013-5/6_4P_25HP_13.00_SS | 441.1 | 441.1 | 882.2 | 2 | 1 | 3 | E | KPVS_SplitCase | 2.5 | 2 | 2.5 | 5 | BranchMin2.5_BranchMax5 | 4 | 4 | 3 | 6 | HeaderMin3_HeaderMax6 | 3 | 4 | 16 | [29 empty] | INVALID
491 | 11 | 2013-5/6-4P-25HP KPVS | KPVS_2013-5/6_4P_25HP_13.00_SS | 441.1 | 441.1 | 882.2 | 2 | 1 | 3 | E | KPVS_SplitCase | 2.5 | 2 | 2.5 | 5 | BranchMin2.5_BranchMax5 | 4 | 4 | 3 | 6 | HeaderMin3_HeaderMax6 | 4 | 4 | 16 | [29 empty] | INVALID
491 | 11 | 2013-5/6-4P-25HP KPVS | KPVS_2013-5/6_4P_25HP_13.00_SS | 441.1 | 441.1 | 882.2 | 2 | 1 | 3 | E | KPVS_SplitCase | 2.5 | 2 | 2.5 | 5 | BranchMin2.5_BranchMax5 | 4 | 4 | 3 | 6 | HeaderMin3_HeaderMax6 | 5 | 4 | 16
491 | 11 | 2013-5/6-4P-25HP KPVS | KPVS_2013-5/6_4P_25HP_13.00_SS | 441.1 | 441.1 | 882.2 | 2 | 1 | 3 | E | KPVS_SplitCase | 2.5 | 2 | 2.5 | 5 | BranchMin2.5_BranchMax5 | 4 | 4 | 3 | 6 | HeaderMin3_HeaderMax6 | 6 | 4 | 16
491 | 11 | 2013-5/6-4P-25HP KPVS | KPVS_2013-5/6_4P_25HP_13.00_SS | 441.1 | 441.1 | 882.2 | 2 | 1 | 3 | E | KPVS_SplitCase | 2.5 | 2 | 2.5 | 5 | BranchMin2.5_BranchMax5 | 5 | 4 | 3 | 6 | HeaderMin3_HeaderMax6 | 3 | 4 | 16 | [29 empty] | INVALID
491 | 11 | 2013-5/6-4P-25HP KPVS | KPVS_2013-5/6_4P_25HP_13.00_SS | 441.1 | 441.1 | 882.2 | 2 | 1 | 3 | E | KPVS_SplitCase | 2.5 | 2 | 2.5 | 5 | BranchMin2.5_BranchMax5 | 5 | 4 | 3 | 6 | HeaderMin3_HeaderMax6 | 4 | 4 | 16 | [29 empty] | INVALID
491 | 11 | 2013-5/6-4P-25HP KPVS | KPVS_2013-5/6_4P_25HP_13.00_SS | 441.1 | 441.1 | 882.2 | 2 | 1 | 3 | E | KPVS_SplitCase | 2.5 | 2 | 2.5 | 5 | BranchMin2.5_BranchMax5 | 5 | 4 | 3 | 6 | HeaderMin3_HeaderMax6 | 5 | 4 | 16 | [29 empty] | INVALID
491 | 11 | 2013-5/6-4P-25HP KPVS | KPVS_2013-5/6_4P_25HP_13.00_SS | 441.1 | 441.1 | 882.2 | 2 | 1 | 3 | E | KPVS_SplitCase | 2.5 | 2 | 2.5 | 5 | BranchMin2.5_BranchMax5 | 5 | 4 | 3 | 6 | HeaderMin3_HeaderMax6 | 6 | 4 | 16
492 | 12 | 3095-7/8-2P-40HP KPVS | KPVS_3095-7/8_2P_40HP_6.83_BRZ | 844.1 | 844.1 | 1688.2 | 2 | 1 | 3 | E | KPVS_SplitCase | 4 | 3 | 4 | 6 | BranchMin4_BranchMax6 | 4 | 3 | 5 | 10 | HeaderMin5_HeaderMax10 | 5 | 4 | 12
492 | 12 | 3095-7/8-2P-40HP KPVS | KPVS_3095-7/8_2P_40HP_6.83_BRZ | 844.1 | 844.1 | 1688.2 | 2 | 1 | 3 | E | KPVS_SplitCase | 4 | 3 | 4 | 6 | BranchMin4_BranchMax6 | 4 | 3 | 5 | 10 | HeaderMin5_HeaderMax10 | 6 | 4 | 12
492 | 12 | 3095-7/8-2P-40HP KPVS | KPVS_3095-7/8_2P_40HP_6.83_BRZ | 844.1 | 844.1 | 1688.2 | 2 | 1 | 3 | E | KPVS_SplitCase | 4 | 3 | 4 | 6 | BranchMin4_BranchMax6 | 4 | 3 | 5 | 10 | HeaderMin5_HeaderMax10 | 8 | 4 | 12
492 | 12 | 3095-7/8-2P-40HP KPVS | KPVS_3095-7/8_2P_40HP_6.83_BRZ | 844.1 | 844.1 | 1688.2 | 2 | 1 | 3 | E | KPVS_SplitCase | 4 | 3 | 4 | 6 | BranchMin4_BranchMax6 | 4 | 3 | 5 | 10 | HeaderMin5_HeaderMax10 | 10 | 4 | 12
492 | 12 | 3095-7/8-2P-40HP KPVS | KPVS_3095-7/8_2P_40HP_6.83_BRZ | 844.1 | 844.1 | 1688.2 | 2 | 1 | 3 | E | KPVS_SplitCase | 4 | 3 | 4 | 6 | BranchMin4_BranchMax6 | 5 | 3 | 5 | 10 | HeaderMin5_HeaderMax10 | 5 | 4 | 12 | [29 empty] | INVALID
492 | 12 | 3095-7/8-2P-40HP KPVS | KPVS_3095-7/8_2P_40HP_6.83_BRZ | 844.1 | 844.1 | 1688.2 | 2 | 1 | 3 | E | KPVS_SplitCase | 4 | 3 | 4 | 6 | BranchMin4_BranchMax6 | 5 | 3 | 5 | 10 | HeaderMin5_HeaderMax10 | 6 | 4 | 12
492 | 12 | 3095-7/8-2P-40HP KPVS | KPVS_3095-7/8_2P_40HP_6.83_BRZ | 844.1 | 844.1 | 1688.2 | 2 | 1 | 3 | E | KPVS_SplitCase | 4 | 3 | 4 | 6 | BranchMin4_BranchMax6 | 5 | 3 | 5 | 10 | HeaderMin5_HeaderMax10 | 8 | 4 | 12
492 | 12 | 3095-7/8-2P-40HP KPVS | KPVS_3095-7/8_2P_40HP_6.83_BRZ | 844.1 | 844.1 | 1688.2 | 2 | 1 | 3 | E | KPVS_SplitCase | 4 | 3 | 4 | 6 | BranchMin4_BranchMax6 | 5 | 3 | 5 | 10 | HeaderMin5_HeaderMax10 | 10 | 4 | 12
492 | 12 | 3095-7/8-2P-40HP KPVS | KPVS_3095-7/8_2P_40HP_6.83_BRZ | 844.1 | 844.1 | 1688.2 | 2 | 1 | 3 | E | KPVS_SplitCase | 4 | 3 | 4 | 6 | BranchMin4_BranchMax6 | 6 | 3 | 5 | 10 | HeaderMin5_HeaderMax10 | 5 | 4 | 12 | [29 empty] | INVALID
492 | 12 | 3095-7/8-2P-40HP KPVS | KPVS_3095-7/8_2P_40HP_6.83_BRZ | 844.1 | 844.1 | 1688.2 | 2 | 1 | 3 | E | KPVS_SplitCase | 4 | 3 | 4 | 6 | BranchMin4_BranchMax6 | 6 | 3 | 5 | 10 | HeaderMin5_HeaderMax10 | 6 | 4 | 12 | [29 empty] | INVALID
492 | 12 | 3095-7/8-2P-40HP KPVS | KPVS_3095-7/8_2P_40HP_6.83_BRZ | 844.1 | 844.1 | 1688.2 | 2 | 1 | 3 | E | KPVS_SplitCase | 4 | 3 | 4 | 6 | BranchMin4_BranchMax6 | 6 | 3 | 5 | 10 | HeaderMin5_HeaderMax10 | 8 | 4 | 12
492 | 12 | 3095-7/8-2P-40HP KPVS | KPVS_3095-7/8_2P_40HP_6.83_BRZ | 844.1 | 844.1 | 1688.2 | 2 | 1 | 3 | E | KPVS_SplitCase | 4 | 3 | 4 | 6 | BranchMin4_BranchMax6 | 6 | 3 | 5 | 10 | HeaderMin5_HeaderMax10 | 10 | 4 | 12
493 | 13 | 3095-7/8-2P-50HP KPVS | KPVS_3095-7/8_2P_50HP_7.31_BRZ | 888.7 | 888.7 | 1777.4 | 2 | 1 | 3 | E | KPVS_SplitCase | 4 | 3 | 4 | 6 | BranchMin4_BranchMax6 | 4 | 3 | 5 | 10 | HeaderMin5_HeaderMax10 | 5 | 4 | 12
493 | 13 | 3095-7/8-2P-50HP KPVS | KPVS_3095-7/8_2P_50HP_7.31_BRZ | 888.7 | 888.7 | 1777.4 | 2 | 1 | 3 | E | KPVS_SplitCase | 4 | 3 | 4 | 6 | BranchMin4_BranchMax6 | 4 | 3 | 5 | 10 | HeaderMin5_HeaderMax10 | 6 | 4 | 12
493 | 13 | 3095-7/8-2P-50HP KPVS | KPVS_3095-7/8_2P_50HP_7.31_BRZ | 888.7 | 888.7 | 1777.4 | 2 | 1 | 3 | E | KPVS_SplitCase | 4 | 3 | 4 | 6 | BranchMin4_BranchMax6 | 4 | 3 | 5 | 10 | HeaderMin5_HeaderMax10 | 8 | 4 | 12
493 | 13 | 3095-7/8-2P-50HP KPVS | KPVS_3095-7/8_2P_50HP_7.31_BRZ | 888.7 | 888.7 | 1777.4 | 2 | 1 | 3 | E | KPVS_SplitCase | 4 | 3 | 4 | 6 | BranchMin4_BranchMax6 | 4 | 3 | 5 | 10 | HeaderMin5_HeaderMax10 | 10 | 4 | 12
493 | 13 | 3095-7/8-2P-50HP KPVS | KPVS_3095-7/8_2P_50HP_7.31_BRZ | 888.7 | 888.7 | 1777.4 | 2 | 1 | 3 | E | KPVS_SplitCase | 4 | 3 | 4 | 6 | BranchMin4_BranchMax6 | 5 | 3 | 5 | 10 | HeaderMin5_HeaderMax10 | 5 | 4 | 12 | [29 empty] | INVALID
493 | 13 | 3095-7/8-2P-50HP KPVS | KPVS_3095-7/8_2P_50HP_7.31_BRZ | 888.7 | 888.7 | 1777.4 | 2 | 1 | 3 | E | KPVS_SplitCase | 4 | 3 | 4 | 6 | BranchMin4_BranchMax6 | 5 | 3 | 5 | 10 | HeaderMin5_HeaderMax10 | 6 | 4 | 12
493 | 13 | 3095-7/8-2P-50HP KPVS | KPVS_3095-7/8_2P_50HP_7.31_BRZ | 888.7 | 888.7 | 1777.4 | 2 | 1 | 3 | E | KPVS_SplitCase | 4 | 3 | 4 | 6 | BranchMin4_BranchMax6 | 5 | 3 | 5 | 10 | HeaderMin5_HeaderMax10 | 8 | 4 | 12
493 | 13 | 3095-7/8-2P-50HP KPVS | KPVS_3095-7/8_2P_50HP_7.31_BRZ | 888.7 | 888.7 | 1777.4 | 2 | 1 | 3 | E | KPVS_SplitCase | 4 | 3 | 4 | 6 | BranchMin4_BranchMax6 | 5 | 3 | 5 | 10 | HeaderMin5_HeaderMax10 | 10 | 4 | 12
493 | 13 | 3095-7/8-2P-50HP KPVS | KPVS_3095-7/8_2P_50HP_7.31_BRZ | 888.7 | 888.7 | 1777.4 | 2 | 1 | 3 | E | KPVS_SplitCase | 4 | 3 | 4 | 6 | BranchMin4_BranchMax6 | 6 | 3 | 5 | 10 | HeaderMin5_HeaderMax10 | 5 | 4 | 12 | [29 empty] | INVALID
493 | 13 | 3095-7/8-2P-50HP KPVS | KPVS_3095-7/8_2P_50HP_7.31_BRZ | 888.7 | 888.7 | 1777.4 | 2 | 1 | 3 | E | KPVS_SplitCase | 4 | 3 | 4 | 6 | BranchMin4_BranchMax6 | 6 | 3 | 5 | 10 | HeaderMin5_HeaderMax10 | 6 | 4 | 12 | [29 empty] | INVALID
493 | 13 | 3095-7/8-2P-50HP KPVS | KPVS_3095-7/8_2P_50HP_7.31_BRZ | 888.7 | 888.7 | 1777.4 | 2 | 1 | 3 | E | KPVS_SplitCase | 4 | 3 | 4 | 6 | BranchMin4_BranchMax6 | 6 | 3 | 5 | 10 | HeaderMin5_HeaderMax10 | 8 | 4 | 12
493 | 13 | 3095-7/8-2P-50HP KPVS | KPVS_3095-7/8_2P_50HP_7.31_BRZ | 888.7 | 888.7 | 1777.4 | 2 | 1 | 3 | E | KPVS_SplitCase | 4 | 3 | 4 | 6 | BranchMin4_BranchMax6 | 6 | 3 | 5 | 10 | HeaderMin5_HeaderMax10 | 10 | 4 | 12
494 | 14 | 3095-7/8-2P-60HP KPVS | KPVS_3095-7/8_2P_60HP_7.80_BRZ | 910.5 | 910.5 | 1821 | 2 | 1 | 3 | E | KPVS_SplitCase | 4 | 3 | 4 | 6 | BranchMin4_BranchMax6 | 4 | 3 | 5 | 10 | HeaderMin5_HeaderMax10 | 5 | 4 | 12
494 | 14 | 3095-7/8-2P-60HP KPVS | KPVS_3095-7/8_2P_60HP_7.80_BRZ | 910.5 | 910.5 | 1821 | 2 | 1 | 3 | E | KPVS_SplitCase | 4 | 3 | 4 | 6 | BranchMin4_BranchMax6 | 4 | 3 | 5 | 10 | HeaderMin5_HeaderMax10 | 6 | 4 | 12
494 | 14 | 3095-7/8-2P-60HP KPVS | KPVS_3095-7/8_2P_60HP_7.80_BRZ | 910.5 | 910.5 | 1821 | 2 | 1 | 3 | E | KPVS_SplitCase | 4 | 3 | 4 | 6 | BranchMin4_BranchMax6 | 4 | 3 | 5 | 10 | HeaderMin5_HeaderMax10 | 8 | 4 | 12
494 | 14 | 3095-7/8-2P-60HP KPVS | KPVS_3095-7/8_2P_60HP_7.80_BRZ | 910.5 | 910.5 | 1821 | 2 | 1 | 3 | E | KPVS_SplitCase | 4 | 3 | 4 | 6 | BranchMin4_BranchMax6 | 4 | 3 | 5 | 10 | HeaderMin5_HeaderMax10 | 10 | 4 | 12
494 | 14 | 3095-7/8-2P-60HP KPVS | KPVS_3095-7/8_2P_60HP_7.80_BRZ | 910.5 | 910.5 | 1821 | 2 | 1 | 3 | E | KPVS_SplitCase | 4 | 3 | 4 | 6 | BranchMin4_BranchMax6 | 5 | 3 | 5 | 10 | HeaderMin5_HeaderMax10 | 5 | 4 | 12 | [29 empty] | INVALID
494 | 14 | 3095-7/8-2P-60HP KPVS | KPVS_3095-7/8_2P_60HP_7.80_BRZ | 910.5 | 910.5 | 1821 | 2 | 1 | 3 | E | KPVS_SplitCase | 4 | 3 | 4 | 6 | BranchMin4_BranchMax6 | 5 | 3 | 5 | 10 | HeaderMin5_HeaderMax10 | 6 | 4 | 12
494 | 14 | 3095-7/8-2P-60HP KPVS | KPVS_3095-7/8_2P_60HP_7.80_BRZ | 910.5 | 910.5 | 1821 | 2 | 1 | 3 | E | KPVS_SplitCase | 4 | 3 | 4 | 6 | BranchMin4_BranchMax6 | 5 | 3 | 5 | 10 | HeaderMin5_HeaderMax10 | 8 | 4 | 12
494 | 14 | 3095-7/8-2P-60HP KPVS | KPVS_3095-7/8_2P_60HP_7.80_BRZ | 910.5 | 910.5 | 1821 | 2 | 1 | 3 | E | KPVS_SplitCase | 4 | 3 | 4 | 6 | BranchMin4_BranchMax6 | 5 | 3 | 5 | 10 | HeaderMin5_HeaderMax10 | 10 | 4 | 12
494 | 14 | 3095-7/8-2P-60HP KPVS | KPVS_3095-7/8_2P_60HP_7.80_BRZ | 910.5 | 910.5 | 1821 | 2 | 1 | 3 | E | KPVS_SplitCase | 4 | 3 | 4 | 6 | BranchMin4_BranchMax6 | 6 | 3 | 5 | 10 | HeaderMin5_HeaderMax10 | 5 | 4 | 12 | [29 empty] | INVALID
494 | 14 | 3095-7/8-2P-60HP KPVS | KPVS_3095-7/8_2P_60HP_7.80_BRZ | 910.5 | 910.5 | 1821 | 2 | 1 | 3 | E | KPVS_SplitCase | 4 | 3 | 4 | 6 | BranchMin4_BranchMax6 | 6 | 3 | 5 | 10 | HeaderMin5_HeaderMax10 | 6 | 4 | 12 | [29 empty] | INVALID
494 | 14 | 3095-7/8-2P-60HP KPVS | KPVS_3095-7/8_2P_60HP_7.80_BRZ | 910.5 | 910.5 | 1821 | 2 | 1 | 3 | E | KPVS_SplitCase | 4 | 3 | 4 | 6 | BranchMin4_BranchMax6 | 6 | 3 | 5 | 10 | HeaderMin5_HeaderMax10 | 8 | 4 | 12
494 | 14 | 3095-7/8-2P-60HP KPVS | KPVS_3095-7/8_2P_60HP_7.80_BRZ | 910.5 | 910.5 | 1821 | 2 | 1 | 3 | E | KPVS_SplitCase | 4 | 3 | 4 | 6 | BranchMin4_BranchMax6 | 6 | 3 | 5 | 10 | HeaderMin5_HeaderMax10 | 10 | 4 | 12
495 | 15 | 3095-7/8-2P-75HP KPVS | KPVS_3095-7/8_2P_75HP_8.47_BRZ | 901.5 | 901.5 | 1803 | 2 | 1 | 3 | E | KPVS_SplitCase | 4 | 3 | 4 | 6 | BranchMin4_BranchMax6 | 4 | 3 | 5 | 10 | HeaderMin5_HeaderMax10 | 5 | 4 | 12
495 | 15 | 3095-7/8-2P-75HP KPVS | KPVS_3095-7/8_2P_75HP_8.47_BRZ | 901.5 | 901.5 | 1803 | 2 | 1 | 3 | E | KPVS_SplitCase | 4 | 3 | 4 | 6 | BranchMin4_BranchMax6 | 4 | 3 | 5 | 10 | HeaderMin5_HeaderMax10 | 6 | 4 | 12
495 | 15 | 3095-7/8-2P-75HP KPVS | KPVS_3095-7/8_2P_75HP_8.47_BRZ | 901.5 | 901.5 | 1803 | 2 | 1 | 3 | E | KPVS_SplitCase | 4 | 3 | 4 | 6 | BranchMin4_BranchMax6 | 4 | 3 | 5 | 10 | HeaderMin5_HeaderMax10 | 8 | 4 | 12
495 | 15 | 3095-7/8-2P-75HP KPVS | KPVS_3095-7/8_2P_75HP_8.47_BRZ | 901.5 | 901.5 | 1803 | 2 | 1 | 3 | E | KPVS_SplitCase | 4 | 3 | 4 | 6 | BranchMin4_BranchMax6 | 4 | 3 | 5 | 10 | HeaderMin5_HeaderMax10 | 10 | 4 | 12
495 | 15 | 3095-7/8-2P-75HP KPVS | KPVS_3095-7/8_2P_75HP_8.47_BRZ | 901.5 | 901.5 | 1803 | 2 | 1 | 3 | E | KPVS_SplitCase | 4 | 3 | 4 | 6 | BranchMin4_BranchMax6 | 5 | 3 | 5 | 10 | HeaderMin5_HeaderMax10 | 5 | 4 | 12 | [29 empty] | INVALID
495 | 15 | 3095-7/8-2P-75HP KPVS | KPVS_3095-7/8_2P_75HP_8.47_BRZ | 901.5 | 901.5 | 1803 | 2 | 1 | 3 | E | KPVS_SplitCase | 4 | 3 | 4 | 6 | BranchMin4_BranchMax6 | 5 | 3 | 5 | 10 | HeaderMin5_HeaderMax10 | 6 | 4 | 12
495 | 15 | 3095-7/8-2P-75HP KPVS | KPVS_3095-7/8_2P_75HP_8.47_BRZ | 901.5 | 901.5 | 1803 | 2 | 1 | 3 | E | KPVS_SplitCase | 4 | 3 | 4 | 6 | BranchMin4_BranchMax6 | 5 | 3 | 5 | 10 | HeaderMin5_HeaderMax10 | 8 | 4 | 12
495 | 15 | 3095-7/8-2P-75HP KPVS | KPVS_3095-7/8_2P_75HP_8.47_BRZ | 901.5 | 901.5 | 1803 | 2 | 1 | 3 | E | KPVS_SplitCase | 4 | 3 | 4 | 6 | BranchMin4_BranchMax6 | 5 | 3 | 5 | 10 | HeaderMin5_HeaderMax10 | 10 | 4 | 12
495 | 15 | 3095-7/8-2P-75HP KPVS | KPVS_3095-7/8_2P_75HP_8.47_BRZ | 901.5 | 901.5 | 1803 | 2 | 1 | 3 | E | KPVS_SplitCase | 4 | 3 | 4 | 6 | BranchMin4_BranchMax6 | 6 | 3 | 5 | 10 | HeaderMin5_HeaderMax10 | 5 | 4 | 12 | [29 empty] | INVALID
495 | 15 | 3095-7/8-2P-75HP KPVS | KPVS_3095-7/8_2P_75HP_8.47_BRZ | 901.5 | 901.5 | 1803 | 2 | 1 | 3 | E | KPVS_SplitCase | 4 | 3 | 4 | 6 | BranchMin4_BranchMax6 | 6 | 3 | 5 | 10 | HeaderMin5_HeaderMax10 | 6 | 4 | 12 | [29 empty] | INVALID
495 | 15 | 3095-7/8-2P-75HP KPVS | KPVS_3095-7/8_2P_75HP_8.47_BRZ | 901.5 | 901.5 | 1803 | 2 | 1 | 3 | E | KPVS_SplitCase | 4 | 3 | 4 | 6 | BranchMin4_BranchMax6 | 6 | 3 | 5 | 10 | HeaderMin5_HeaderMax10 | 8 | 4 | 12
495 | 15 | 3095-7/8-2P-75HP KPVS | KPVS_3095-7/8_2P_75HP_8.47_BRZ | 901.5 | 901.5 | 1803 | 2 | 1 | 3 | E | KPVS_SplitCase | 4 | 3 | 4 | 6 | BranchMin4_BranchMax6 | 6 | 3 | 5 | 10 | HeaderMin5_HeaderMax10 | 10 | 4 | 12
496 | 16 | 3095-7/8-2P-100HP KPVS | KPVS_3095-7/8_2P_100HP_9.24_BRZ | 964.4 | 964.4 | 1928.8 | 2 | 1 | 3 | E | KPVS_SplitCase | 4 | 3 | 4 | 8 | BranchMin4_BranchMax8 | 4 | 4 | 5 | 10 | HeaderMin5_HeaderMax10 | 5 | 4 | 16
496 | 16 | 3095-7/8-2P-100HP KPVS | KPVS_3095-7/8_2P_100HP_9.24_BRZ | 964.4 | 964.4 | 1928.8 | 2 | 1 | 3 | E | KPVS_SplitCase | 4 | 3 | 4 | 8 | BranchMin4_BranchMax8 | 4 | 4 | 5 | 10 | HeaderMin5_HeaderMax10 | 6 | 4 | 16
496 | 16 | 3095-7/8-2P-100HP KPVS | KPVS_3095-7/8_2P_100HP_9.24_BRZ | 964.4 | 964.4 | 1928.8 | 2 | 1 | 3 | E | KPVS_SplitCase | 4 | 3 | 4 | 8 | BranchMin4_BranchMax8 | 4 | 4 | 5 | 10 | HeaderMin5_HeaderMax10 | 8 | 4 | 16
496 | 16 | 3095-7/8-2P-100HP KPVS | KPVS_3095-7/8_2P_100HP_9.24_BRZ | 964.4 | 964.4 | 1928.8 | 2 | 1 | 3 | E | KPVS_SplitCase | 4 | 3 | 4 | 8 | BranchMin4_BranchMax8 | 4 | 4 | 5 | 10 | HeaderMin5_HeaderMax10 | 10 | 4 | 16
496 | 16 | 3095-7/8-2P-100HP KPVS | KPVS_3095-7/8_2P_100HP_9.24_BRZ | 964.4 | 964.4 | 1928.8 | 2 | 1 | 3 | E | KPVS_SplitCase | 4 | 3 | 4 | 8 | BranchMin4_BranchMax8 | 5 | 4 | 5 | 10 | HeaderMin5_HeaderMax10 | 5 | 4 | 16 | [29 empty] | INVALID
496 | 16 | 3095-7/8-2P-100HP KPVS | KPVS_3095-7/8_2P_100HP_9.24_BRZ | 964.4 | 964.4 | 1928.8 | 2 | 1 | 3 | E | KPVS_SplitCase | 4 | 3 | 4 | 8 | BranchMin4_BranchMax8 | 5 | 4 | 5 | 10 | HeaderMin5_HeaderMax10 | 6 | 4 | 16
496 | 16 | 3095-7/8-2P-100HP KPVS | KPVS_3095-7/8_2P_100HP_9.24_BRZ | 964.4 | 964.4 | 1928.8 | 2 | 1 | 3 | E | KPVS_SplitCase | 4 | 3 | 4 | 8 | BranchMin4_BranchMax8 | 5 | 4 | 5 | 10 | HeaderMin5_HeaderMax10 | 8 | 4 | 16
496 | 16 | 3095-7/8-2P-100HP KPVS | KPVS_3095-7/8_2P_100HP_9.24_BRZ | 964.4 | 964.4 | 1928.8 | 2 | 1 | 3 | E | KPVS_SplitCase | 4 | 3 | 4 | 8 | BranchMin4_BranchMax8 | 5 | 4 | 5 | 10 | HeaderMin5_HeaderMax10 | 10 | 4 | 16
496 | 16 | 3095-7/8-2P-100HP KPVS | KPVS_3095-7/8_2P_100HP_9.24_BRZ | 964.4 | 964.4 | 1928.8 | 2 | 1 | 3 | E | KPVS_SplitCase | 4 | 3 | 4 | 8 | BranchMin4_BranchMax8 | 6 | 4 | 5 | 10 | HeaderMin5_HeaderMax10 | 5 | 4 | 16 | [29 empty] | INVALID
496 | 16 | 3095-7/8-2P-100HP KPVS | KPVS_3095-7/8_2P_100HP_9.24_BRZ | 964.4 | 964.4 | 1928.8 | 2 | 1 | 3 | E | KPVS_SplitCase | 4 | 3 | 4 | 8 | BranchMin4_BranchMax8 | 6 | 4 | 5 | 10 | HeaderMin5_HeaderMax10 | 6 | 4 | 16 | [29 empty] | INVALID
496 | 16 | 3095-7/8-2P-100HP KPVS | KPVS_3095-7/8_2P_100HP_9.24_BRZ | 964.4 | 964.4 | 1928.8 | 2 | 1 | 3 | E | KPVS_SplitCase | 4 | 3 | 4 | 8 | BranchMin4_BranchMax8 | 6 | 4 | 5 | 10 | HeaderMin5_HeaderMax10 | 8 | 4 | 16
496 | 16 | 3095-7/8-2P-100HP KPVS | KPVS_3095-7/8_2P_100HP_9.24_BRZ | 964.4 | 964.4 | 1928.8 | 2 | 1 | 3 | E | KPVS_SplitCase | 4 | 3 | 4 | 8 | BranchMin4_BranchMax8 | 6 | 4 | 5 | 10 | HeaderMin5_HeaderMax10 | 10 | 4 | 16
496 | 16 | 3095-7/8-2P-100HP KPVS | KPVS_3095-7/8_2P_100HP_9.24_BRZ | 964.4 | 964.4 | 1928.8 | 2 | 1 | 3 | E | KPVS_SplitCase | 4 | 3 | 4 | 8 | BranchMin4_BranchMax8 | 8 | 4 | 5 | 10 | HeaderMin5_HeaderMax10 | 5 | 4 | 16 | [29 empty] | INVALID
496 | 16 | 3095-7/8-2P-100HP KPVS | KPVS_3095-7/8_2P_100HP_9.24_BRZ | 964.4 | 964.4 | 1928.8 | 2 | 1 | 3 | E | KPVS_SplitCase | 4 | 3 | 4 | 8 | BranchMin4_BranchMax8 | 8 | 4 | 5 | 10 | HeaderMin5_HeaderMax10 | 6 | 4 | 16 | [29 empty] | INVALID
496 | 16 | 3095-7/8-2P-100HP KPVS | KPVS_3095-7/8_2P_100HP_9.24_BRZ | 964.4 | 964.4 | 1928.8 | 2 | 1 | 3 | E | KPVS_SplitCase | 4 | 3 | 4 | 8 | BranchMin4_BranchMax8 | 8 | 4 | 5 | 10 | HeaderMin5_HeaderMax10 | 8 | 4 | 16 | [29 empty] | INVALID
496 | 16 | 3095-7/8-2P-100HP KPVS | KPVS_3095-7/8_2P_100HP_9.24_BRZ | 964.4 | 964.4 | 1928.8 | 2 | 1 | 3 | E | KPVS_SplitCase | 4 | 3 | 4 | 8 | BranchMin4_BranchMax8 | 8 | 4 | 5 | 10 | HeaderMin5_HeaderMax10 | 10 | 4 | 16
497 | 17 | 3095-7/8-2P-125HP KPVS | KPVS_3095-7/8_2P_125HP_9.50_BRZ | 1000 | 1000 | 2000 | 2 | 1 | 3 | E | KPVS_SplitCase | 4 | 3 | 4 | 8 | BranchMin4_BranchMax8 | 4 | 4 | 5 | 10 | HeaderMin5_HeaderMax10 | 5 | 4 | 16
497 | 17 | 3095-7/8-2P-125HP KPVS | KPVS_3095-7/8_2P_125HP_9.50_BRZ | 1000 | 1000 | 2000 | 2 | 1 | 3 | E | KPVS_SplitCase | 4 | 3 | 4 | 8 | BranchMin4_BranchMax8 | 4 | 4 | 5 | 10 | HeaderMin5_HeaderMax10 | 6 | 4 | 16
497 | 17 | 3095-7/8-2P-125HP KPVS | KPVS_3095-7/8_2P_125HP_9.50_BRZ | 1000 | 1000 | 2000 | 2 | 1 | 3 | E | KPVS_SplitCase | 4 | 3 | 4 | 8 | BranchMin4_BranchMax8 | 4 | 4 | 5 | 10 | HeaderMin5_HeaderMax10 | 8 | 4 | 16
497 | 17 | 3095-7/8-2P-125HP KPVS | KPVS_3095-7/8_2P_125HP_9.50_BRZ | 1000 | 1000 | 2000 | 2 | 1 | 3 | E | KPVS_SplitCase | 4 | 3 | 4 | 8 | BranchMin4_BranchMax8 | 4 | 4 | 5 | 10 | HeaderMin5_HeaderMax10 | 10 | 4 | 16
497 | 17 | 3095-7/8-2P-125HP KPVS | KPVS_3095-7/8_2P_125HP_9.50_BRZ | 1000 | 1000 | 2000 | 2 | 1 | 3 | E | KPVS_SplitCase | 4 | 3 | 4 | 8 | BranchMin4_BranchMax8 | 5 | 4 | 5 | 10 | HeaderMin5_HeaderMax10 | 5 | 4 | 16 | [29 empty] | INVALID
497 | 17 | 3095-7/8-2P-125HP KPVS | KPVS_3095-7/8_2P_125HP_9.50_BRZ | 1000 | 1000 | 2000 | 2 | 1 | 3 | E | KPVS_SplitCase | 4 | 3 | 4 | 8 | BranchMin4_BranchMax8 | 5 | 4 | 5 | 10 | HeaderMin5_HeaderMax10 | 6 | 4 | 16
497 | 17 | 3095-7/8-2P-125HP KPVS | KPVS_3095-7/8_2P_125HP_9.50_BRZ | 1000 | 1000 | 2000 | 2 | 1 | 3 | E | KPVS_SplitCase | 4 | 3 | 4 | 8 | BranchMin4_BranchMax8 | 5 | 4 | 5 | 10 | HeaderMin5_HeaderMax10 | 8 | 4 | 16
497 | 17 | 3095-7/8-2P-125HP KPVS | KPVS_3095-7/8_2P_125HP_9.50_BRZ | 1000 | 1000 | 2000 | 2 | 1 | 3 | E | KPVS_SplitCase | 4 | 3 | 4 | 8 | BranchMin4_BranchMax8 | 5 | 4 | 5 | 10 | HeaderMin5_HeaderMax10 | 10 | 4 | 16
497 | 17 | 3095-7/8-2P-125HP KPVS | KPVS_3095-7/8_2P_125HP_9.50_BRZ | 1000 | 1000 | 2000 | 2 | 1 | 3 | E | KPVS_SplitCase | 4 | 3 | 4 | 8 | BranchMin4_BranchMax8 | 6 | 4 | 5 | 10 | HeaderMin5_HeaderMax10 | 5 | 4 | 16 | [29 empty] | INVALID
497 | 17 | 3095-7/8-2P-125HP KPVS | KPVS_3095-7/8_2P_125HP_9.50_BRZ | 1000 | 1000 | 2000 | 2 | 1 | 3 | E | KPVS_SplitCase | 4 | 3 | 4 | 8 | BranchMin4_BranchMax8 | 6 | 4 | 5 | 10 | HeaderMin5_HeaderMax10 | 6 | 4 | 16 | [29 empty] | INVALID
497 | 17 | 3095-7/8-2P-125HP KPVS | KPVS_3095-7/8_2P_125HP_9.50_BRZ | 1000 | 1000 | 2000 | 2 | 1 | 3 | E | KPVS_SplitCase | 4 | 3 | 4 | 8 | BranchMin4_BranchMax8 | 6 | 4 | 5 | 10 | HeaderMin5_HeaderMax10 | 8 | 4 | 16
497 | 17 | 3095-7/8-2P-125HP KPVS | KPVS_3095-7/8_2P_125HP_9.50_BRZ | 1000 | 1000 | 2000 | 2 | 1 | 3 | E | KPVS_SplitCase | 4 | 3 | 4 | 8 | BranchMin4_BranchMax8 | 6 | 4 | 5 | 10 | HeaderMin5_HeaderMax10 | 10 | 4 | 16
497 | 17 | 3095-7/8-2P-125HP KPVS | KPVS_3095-7/8_2P_125HP_9.50_BRZ | 1000 | 1000 | 2000 | 2 | 1 | 3 | E | KPVS_SplitCase | 4 | 3 | 4 | 8 | BranchMin4_BranchMax8 | 8 | 4 | 5 | 10 | HeaderMin5_HeaderMax10 | 5 | 4 | 16 | [29 empty] | INVALID
497 | 17 | 3095-7/8-2P-125HP KPVS | KPVS_3095-7/8_2P_125HP_9.50_BRZ | 1000 | 1000 | 2000 | 2 | 1 | 3 | E | KPVS_SplitCase | 4 | 3 | 4 | 8 | BranchMin4_BranchMax8 | 8 | 4 | 5 | 10 | HeaderMin5_HeaderMax10 | 6 | 4 | 16 | [29 empty] | INVALID
497 | 17 | 3095-7/8-2P-125HP KPVS | KPVS_3095-7/8_2P_125HP_9.50_BRZ | 1000 | 1000 | 2000 | 2 | 1 | 3 | E | KPVS_SplitCase | 4 | 3 | 4 | 8 | BranchMin4_BranchMax8 | 8 | 4 | 5 | 10 | HeaderMin5_HeaderMax10 | 8 | 4 | 16 | [29 empty] | INVALID
497 | 17 | 3095-7/8-2P-125HP KPVS | KPVS_3095-7/8_2P_125HP_9.50_BRZ | 1000 | 1000 | 2000 | 2 | 1 | 3 | E | KPVS_SplitCase | 4 | 3 | 4 | 8 | BranchMin4_BranchMax8 | 8 | 4 | 5 | 10 | HeaderMin5_HeaderMax10 | 10 | 4 | 16
498 | 18 | 3014-7/8-4P-20HP KPVS | KPVS_3014-7/8_4P_20HP_10.51_BRZ | 597.3 | 597.3 | 1194.6 | 2 | 1 | 3 | E | KPVS_SplitCase | 4 | 3 | 4 | 5 | BranchMin4_BranchMax5 | 4 | 2 | 5 | 8 | HeaderMin5_HeaderMax8 | 5 | 3 | 6
498 | 18 | 3014-7/8-4P-20HP KPVS | KPVS_3014-7/8_4P_20HP_10.51_BRZ | 597.3 | 597.3 | 1194.6 | 2 | 1 | 3 | E | KPVS_SplitCase | 4 | 3 | 4 | 5 | BranchMin4_BranchMax5 | 4 | 2 | 5 | 8 | HeaderMin5_HeaderMax8 | 6 | 3 | 6
498 | 18 | 3014-7/8-4P-20HP KPVS | KPVS_3014-7/8_4P_20HP_10.51_BRZ | 597.3 | 597.3 | 1194.6 | 2 | 1 | 3 | E | KPVS_SplitCase | 4 | 3 | 4 | 5 | BranchMin4_BranchMax5 | 4 | 2 | 5 | 8 | HeaderMin5_HeaderMax8 | 8 | 3 | 6
498 | 18 | 3014-7/8-4P-20HP KPVS | KPVS_3014-7/8_4P_20HP_10.51_BRZ | 597.3 | 597.3 | 1194.6 | 2 | 1 | 3 | E | KPVS_SplitCase | 4 | 3 | 4 | 5 | BranchMin4_BranchMax5 | 5 | 2 | 5 | 8 | HeaderMin5_HeaderMax8 | 5 | 3 | 6 | [29 empty] | INVALID
498 | 18 | 3014-7/8-4P-20HP KPVS | KPVS_3014-7/8_4P_20HP_10.51_BRZ | 597.3 | 597.3 | 1194.6 | 2 | 1 | 3 | E | KPVS_SplitCase | 4 | 3 | 4 | 5 | BranchMin4_BranchMax5 | 5 | 2 | 5 | 8 | HeaderMin5_HeaderMax8 | 6 | 3 | 6
498 | 18 | 3014-7/8-4P-20HP KPVS | KPVS_3014-7/8_4P_20HP_10.51_BRZ | 597.3 | 597.3 | 1194.6 | 2 | 1 | 3 | E | KPVS_SplitCase | 4 | 3 | 4 | 5 | BranchMin4_BranchMax5 | 5 | 2 | 5 | 8 | HeaderMin5_HeaderMax8 | 8 | 3 | 6
499 | 19 | 3014-7/8-4P-25HP KPVS | KPVS_3014-7/8_4P_25HP_11.23_BRZ | 656.6 | 656.6 | 1313.2 | 2 | 1 | 3 | E | KPVS_SplitCase | 4 | 3 | 4 | 6 | BranchMin4_BranchMax6 | 4 | 3 | 5 | 8 | HeaderMin5_HeaderMax8 | 5 | 3 | 9
499 | 19 | 3014-7/8-4P-25HP KPVS | KPVS_3014-7/8_4P_25HP_11.23_BRZ | 656.6 | 656.6 | 1313.2 | 2 | 1 | 3 | E | KPVS_SplitCase | 4 | 3 | 4 | 6 | BranchMin4_BranchMax6 | 4 | 3 | 5 | 8 | HeaderMin5_HeaderMax8 | 6 | 3 | 9
499 | 19 | 3014-7/8-4P-25HP KPVS | KPVS_3014-7/8_4P_25HP_11.23_BRZ | 656.6 | 656.6 | 1313.2 | 2 | 1 | 3 | E | KPVS_SplitCase | 4 | 3 | 4 | 6 | BranchMin4_BranchMax6 | 4 | 3 | 5 | 8 | HeaderMin5_HeaderMax8 | 8 | 3 | 9
499 | 19 | 3014-7/8-4P-25HP KPVS | KPVS_3014-7/8_4P_25HP_11.23_BRZ | 656.6 | 656.6 | 1313.2 | 2 | 1 | 3 | E | KPVS_SplitCase | 4 | 3 | 4 | 6 | BranchMin4_BranchMax6 | 5 | 3 | 5 | 8 | HeaderMin5_HeaderMax8 | 5 | 3 | 9 | [29 empty] | INVALID
499 | 19 | 3014-7/8-4P-25HP KPVS | KPVS_3014-7/8_4P_25HP_11.23_BRZ | 656.6 | 656.6 | 1313.2 | 2 | 1 | 3 | E | KPVS_SplitCase | 4 | 3 | 4 | 6 | BranchMin4_BranchMax6 | 5 | 3 | 5 | 8 | HeaderMin5_HeaderMax8 | 6 | 3 | 9
499 | 19 | 3014-7/8-4P-25HP KPVS | KPVS_3014-7/8_4P_25HP_11.23_BRZ | 656.6 | 656.6 | 1313.2 | 2 | 1 | 3 | E | KPVS_SplitCase | 4 | 3 | 4 | 6 | BranchMin4_BranchMax6 | 5 | 3 | 5 | 8 | HeaderMin5_HeaderMax8 | 8 | 3 | 9
499 | 19 | 3014-7/8-4P-25HP KPVS | KPVS_3014-7/8_4P_25HP_11.23_BRZ | 656.6 | 656.6 | 1313.2 | 2 | 1 | 3 | E | KPVS_SplitCase | 4 | 3 | 4 | 6 | BranchMin4_BranchMax6 | 6 | 3 | 5 | 8 | HeaderMin5_HeaderMax8 | 5 | 3 | 9 | [29 empty] | INVALID
499 | 19 | 3014-7/8-4P-25HP KPVS | KPVS_3014-7/8_4P_25HP_11.23_BRZ | 656.6 | 656.6 | 1313.2 | 2 | 1 | 3 | E | KPVS_SplitCase | 4 | 3 | 4 | 6 | BranchMin4_BranchMax6 | 6 | 3 | 5 | 8 | HeaderMin5_HeaderMax8 | 6 | 3 | 9 | [29 empty] | INVALID
499 | 19 | 3014-7/8-4P-25HP KPVS | KPVS_3014-7/8_4P_25HP_11.23_BRZ | 656.6 | 656.6 | 1313.2 | 2 | 1 | 3 | E | KPVS_SplitCase | 4 | 3 | 4 | 6 | BranchMin4_BranchMax6 | 6 | 3 | 5 | 8 | HeaderMin5_HeaderMax8 | 8 | 3 | 9
500 | 20 | 3014-7/8-4P-30HP KPVS | KPVS_3014-7/8_4P_30HP_11.86_BRZ | 710 | 710 | 1420 | 2 | 1 | 3 | E | KPVS_SplitCase | 4 | 3 | 4 | 6 | BranchMin4_BranchMax6 | 4 | 3 | 5 | 8 | HeaderMin5_HeaderMax8 | 5 | 3 | 9
500 | 20 | 3014-7/8-4P-30HP KPVS | KPVS_3014-7/8_4P_30HP_11.86_BRZ | 710 | 710 | 1420 | 2 | 1 | 3 | E | KPVS_SplitCase | 4 | 3 | 4 | 6 | BranchMin4_BranchMax6 | 4 | 3 | 5 | 8 | HeaderMin5_HeaderMax8 | 6 | 3 | 9
500 | 20 | 3014-7/8-4P-30HP KPVS | KPVS_3014-7/8_4P_30HP_11.86_BRZ | 710 | 710 | 1420 | 2 | 1 | 3 | E | KPVS_SplitCase | 4 | 3 | 4 | 6 | BranchMin4_BranchMax6 | 4 | 3 | 5 | 8 | HeaderMin5_HeaderMax8 | 8 | 3 | 9
500 | 20 | 3014-7/8-4P-30HP KPVS | KPVS_3014-7/8_4P_30HP_11.86_BRZ | 710 | 710 | 1420 | 2 | 1 | 3 | E | KPVS_SplitCase | 4 | 3 | 4 | 6 | BranchMin4_BranchMax6 | 5 | 3 | 5 | 8 | HeaderMin5_HeaderMax8 | 5 | 3 | 9 | [29 empty] | INVALID
500 | 20 | 3014-7/8-4P-30HP KPVS | KPVS_3014-7/8_4P_30HP_11.86_BRZ | 710 | 710 | 1420 | 2 | 1 | 3 | E | KPVS_SplitCase | 4 | 3 | 4 | 6 | BranchMin4_BranchMax6 | 5 | 3 | 5 | 8 | HeaderMin5_HeaderMax8 | 6 | 3 | 9
500 | 20 | 3014-7/8-4P-30HP KPVS | KPVS_3014-7/8_4P_30HP_11.86_BRZ | 710 | 710 | 1420 | 2 | 1 | 3 | E | KPVS_SplitCase | 4 | 3 | 4 | 6 | BranchMin4_BranchMax6 | 5 | 3 | 5 | 8 | HeaderMin5_HeaderMax8 | 8 | 3 | 9
500 | 20 | 3014-7/8-4P-30HP KPVS | KPVS_3014-7/8_4P_30HP_11.86_BRZ | 710 | 710 | 1420 | 2 | 1 | 3 | E | KPVS_SplitCase | 4 | 3 | 4 | 6 | BranchMin4_BranchMax6 | 6 | 3 | 5 | 8 | HeaderMin5_HeaderMax8 | 5 | 3 | 9 | [29 empty] | INVALID
500 | 20 | 3014-7/8-4P-30HP KPVS | KPVS_3014-7/8_4P_30HP_11.86_BRZ | 710 | 710 | 1420 | 2 | 1 | 3 | E | KPVS_SplitCase | 4 | 3 | 4 | 6 | BranchMin4_BranchMax6 | 6 | 3 | 5 | 8 | HeaderMin5_HeaderMax8 | 6 | 3 | 9 | [29 empty] | INVALID
500 | 20 | 3014-7/8-4P-30HP KPVS | KPVS_3014-7/8_4P_30HP_11.86_BRZ | 710 | 710 | 1420 | 2 | 1 | 3 | E | KPVS_SplitCase | 4 | 3 | 4 | 6 | BranchMin4_BranchMax6 | 6 | 3 | 5 | 8 | HeaderMin5_HeaderMax8 | 8 | 3 | 9
501 | 21 | 3014-7/8-4P-40HP KPVS | KPVS_3014-7/8_4P_40HP_12.92_BRZ | 802.4 | 802.4 | 1604.8 | 2 | 1 | 3 | E | KPVS_SplitCase | 4 | 3 | 4 | 6 | BranchMin4_BranchMax6 | 4 | 3 | 5 | 10 | HeaderMin5_HeaderMax10 | 5 | 4 | 12
501 | 21 | 3014-7/8-4P-40HP KPVS | KPVS_3014-7/8_4P_40HP_12.92_BRZ | 802.4 | 802.4 | 1604.8 | 2 | 1 | 3 | E | KPVS_SplitCase | 4 | 3 | 4 | 6 | BranchMin4_BranchMax6 | 4 | 3 | 5 | 10 | HeaderMin5_HeaderMax10 | 6 | 4 | 12
501 | 21 | 3014-7/8-4P-40HP KPVS | KPVS_3014-7/8_4P_40HP_12.92_BRZ | 802.4 | 802.4 | 1604.8 | 2 | 1 | 3 | E | KPVS_SplitCase | 4 | 3 | 4 | 6 | BranchMin4_BranchMax6 | 4 | 3 | 5 | 10 | HeaderMin5_HeaderMax10 | 8 | 4 | 12
501 | 21 | 3014-7/8-4P-40HP KPVS | KPVS_3014-7/8_4P_40HP_12.92_BRZ | 802.4 | 802.4 | 1604.8 | 2 | 1 | 3 | E | KPVS_SplitCase | 4 | 3 | 4 | 6 | BranchMin4_BranchMax6 | 4 | 3 | 5 | 10 | HeaderMin5_HeaderMax10 | 10 | 4 | 12
501 | 21 | 3014-7/8-4P-40HP KPVS | KPVS_3014-7/8_4P_40HP_12.92_BRZ | 802.4 | 802.4 | 1604.8 | 2 | 1 | 3 | E | KPVS_SplitCase | 4 | 3 | 4 | 6 | BranchMin4_BranchMax6 | 5 | 3 | 5 | 10 | HeaderMin5_HeaderMax10 | 5 | 4 | 12 | [29 empty] | INVALID
501 | 21 | 3014-7/8-4P-40HP KPVS | KPVS_3014-7/8_4P_40HP_12.92_BRZ | 802.4 | 802.4 | 1604.8 | 2 | 1 | 3 | E | KPVS_SplitCase | 4 | 3 | 4 | 6 | BranchMin4_BranchMax6 | 5 | 3 | 5 | 10 | HeaderMin5_HeaderMax10 | 6 | 4 | 12
501 | 21 | 3014-7/8-4P-40HP KPVS | KPVS_3014-7/8_4P_40HP_12.92_BRZ | 802.4 | 802.4 | 1604.8 | 2 | 1 | 3 | E | KPVS_SplitCase | 4 | 3 | 4 | 6 | BranchMin4_BranchMax6 | 5 | 3 | 5 | 10 | HeaderMin5_HeaderMax10 | 8 | 4 | 12
501 | 21 | 3014-7/8-4P-40HP KPVS | KPVS_3014-7/8_4P_40HP_12.92_BRZ | 802.4 | 802.4 | 1604.8 | 2 | 1 | 3 | E | KPVS_SplitCase | 4 | 3 | 4 | 6 | BranchMin4_BranchMax6 | 5 | 3 | 5 | 10 | HeaderMin5_HeaderMax10 | 10 | 4 | 12
501 | 21 | 3014-7/8-4P-40HP KPVS | KPVS_3014-7/8_4P_40HP_12.92_BRZ | 802.4 | 802.4 | 1604.8 | 2 | 1 | 3 | E | KPVS_SplitCase | 4 | 3 | 4 | 6 | BranchMin4_BranchMax6 | 6 | 3 | 5 | 10 | HeaderMin5_HeaderMax10 | 5 | 4 | 12 | [29 empty] | INVALID
501 | 21 | 3014-7/8-4P-40HP KPVS | KPVS_3014-7/8_4P_40HP_12.92_BRZ | 802.4 | 802.4 | 1604.8 | 2 | 1 | 3 | E | KPVS_SplitCase | 4 | 3 | 4 | 6 | BranchMin4_BranchMax6 | 6 | 3 | 5 | 10 | HeaderMin5_HeaderMax10 | 6 | 4 | 12 | [29 empty] | INVALID
501 | 21 | 3014-7/8-4P-40HP KPVS | KPVS_3014-7/8_4P_40HP_12.92_BRZ | 802.4 | 802.4 | 1604.8 | 2 | 1 | 3 | E | KPVS_SplitCase | 4 | 3 | 4 | 6 | BranchMin4_BranchMax6 | 6 | 3 | 5 | 10 | HeaderMin5_HeaderMax10 | 8 | 4 | 12
501 | 21 | 3014-7/8-4P-40HP KPVS | KPVS_3014-7/8_4P_40HP_12.92_BRZ | 802.4 | 802.4 | 1604.8 | 2 | 1 | 3 | E | KPVS_SplitCase | 4 | 3 | 4 | 6 | BranchMin4_BranchMax6 | 6 | 3 | 5 | 10 | HeaderMin5_HeaderMax10 | 10 | 4 | 12
502 | 22 | 3014-7/8-4P-50HP KPVS | KPVS_3014-7/8_4P_50HP_13.79_BRZ | 880.7 | 880.7 | 1761.4 | 2 | 1 | 3 | E | KPVS_SplitCase | 4 | 3 | 4 | 6 | BranchMin4_BranchMax6 | 4 | 3 | 5 | 10 | HeaderMin5_HeaderMax10 | 5 | 4 | 12
502 | 22 | 3014-7/8-4P-50HP KPVS | KPVS_3014-7/8_4P_50HP_13.79_BRZ | 880.7 | 880.7 | 1761.4 | 2 | 1 | 3 | E | KPVS_SplitCase | 4 | 3 | 4 | 6 | BranchMin4_BranchMax6 | 4 | 3 | 5 | 10 | HeaderMin5_HeaderMax10 | 6 | 4 | 12
502 | 22 | 3014-7/8-4P-50HP KPVS | KPVS_3014-7/8_4P_50HP_13.79_BRZ | 880.7 | 880.7 | 1761.4 | 2 | 1 | 3 | E | KPVS_SplitCase | 4 | 3 | 4 | 6 | BranchMin4_BranchMax6 | 4 | 3 | 5 | 10 | HeaderMin5_HeaderMax10 | 8 | 4 | 12
502 | 22 | 3014-7/8-4P-50HP KPVS | KPVS_3014-7/8_4P_50HP_13.79_BRZ | 880.7 | 880.7 | 1761.4 | 2 | 1 | 3 | E | KPVS_SplitCase | 4 | 3 | 4 | 6 | BranchMin4_BranchMax6 | 4 | 3 | 5 | 10 | HeaderMin5_HeaderMax10 | 10 | 4 | 12
502 | 22 | 3014-7/8-4P-50HP KPVS | KPVS_3014-7/8_4P_50HP_13.79_BRZ | 880.7 | 880.7 | 1761.4 | 2 | 1 | 3 | E | KPVS_SplitCase | 4 | 3 | 4 | 6 | BranchMin4_BranchMax6 | 5 | 3 | 5 | 10 | HeaderMin5_HeaderMax10 | 5 | 4 | 12 | [29 empty] | INVALID
502 | 22 | 3014-7/8-4P-50HP KPVS | KPVS_3014-7/8_4P_50HP_13.79_BRZ | 880.7 | 880.7 | 1761.4 | 2 | 1 | 3 | E | KPVS_SplitCase | 4 | 3 | 4 | 6 | BranchMin4_BranchMax6 | 5 | 3 | 5 | 10 | HeaderMin5_HeaderMax10 | 6 | 4 | 12
502 | 22 | 3014-7/8-4P-50HP KPVS | KPVS_3014-7/8_4P_50HP_13.79_BRZ | 880.7 | 880.7 | 1761.4 | 2 | 1 | 3 | E | KPVS_SplitCase | 4 | 3 | 4 | 6 | BranchMin4_BranchMax6 | 5 | 3 | 5 | 10 | HeaderMin5_HeaderMax10 | 8 | 4 | 12
502 | 22 | 3014-7/8-4P-50HP KPVS | KPVS_3014-7/8_4P_50HP_13.79_BRZ | 880.7 | 880.7 | 1761.4 | 2 | 1 | 3 | E | KPVS_SplitCase | 4 | 3 | 4 | 6 | BranchMin4_BranchMax6 | 5 | 3 | 5 | 10 | HeaderMin5_HeaderMax10 | 10 | 4 | 12
502 | 22 | 3014-7/8-4P-50HP KPVS | KPVS_3014-7/8_4P_50HP_13.79_BRZ | 880.7 | 880.7 | 1761.4 | 2 | 1 | 3 | E | KPVS_SplitCase | 4 | 3 | 4 | 6 | BranchMin4_BranchMax6 | 6 | 3 | 5 | 10 | HeaderMin5_HeaderMax10 | 5 | 4 | 12 | [29 empty] | INVALID
502 | 22 | 3014-7/8-4P-50HP KPVS | KPVS_3014-7/8_4P_50HP_13.79_BRZ | 880.7 | 880.7 | 1761.4 | 2 | 1 | 3 | E | KPVS_SplitCase | 4 | 3 | 4 | 6 | BranchMin4_BranchMax6 | 6 | 3 | 5 | 10 | HeaderMin5_HeaderMax10 | 6 | 4 | 12 | [29 empty] | INVALID
502 | 22 | 3014-7/8-4P-50HP KPVS | KPVS_3014-7/8_4P_50HP_13.79_BRZ | 880.7 | 880.7 | 1761.4 | 2 | 1 | 3 | E | KPVS_SplitCase | 4 | 3 | 4 | 6 | BranchMin4_BranchMax6 | 6 | 3 | 5 | 10 | HeaderMin5_HeaderMax10 | 8 | 4 | 12
502 | 22 | 3014-7/8-4P-50HP KPVS | KPVS_3014-7/8_4P_50HP_13.79_BRZ | 880.7 | 880.7 | 1761.4 | 2 | 1 | 3 | E | KPVS_SplitCase | 4 | 3 | 4 | 6 | BranchMin4_BranchMax6 | 6 | 3 | 5 | 10 | HeaderMin5_HeaderMax10 | 10 | 4 | 12
503 | 23 | 3014-7/8-4P-60HP KPVS | KPVS_3014-7/8_4P_60HP_14.00_BRZ | 900 | 900 | 1800 | 2 | 1 | 3 | E | KPVS_SplitCase | 4 | 3 | 4 | 6 | BranchMin4_BranchMax6 | 4 | 3 | 5 | 10 | HeaderMin5_HeaderMax10 | 5 | 4 | 12
503 | 23 | 3014-7/8-4P-60HP KPVS | KPVS_3014-7/8_4P_60HP_14.00_BRZ | 900 | 900 | 1800 | 2 | 1 | 3 | E | KPVS_SplitCase | 4 | 3 | 4 | 6 | BranchMin4_BranchMax6 | 4 | 3 | 5 | 10 | HeaderMin5_HeaderMax10 | 6 | 4 | 12
503 | 23 | 3014-7/8-4P-60HP KPVS | KPVS_3014-7/8_4P_60HP_14.00_BRZ | 900 | 900 | 1800 | 2 | 1 | 3 | E | KPVS_SplitCase | 4 | 3 | 4 | 6 | BranchMin4_BranchMax6 | 4 | 3 | 5 | 10 | HeaderMin5_HeaderMax10 | 8 | 4 | 12
503 | 23 | 3014-7/8-4P-60HP KPVS | KPVS_3014-7/8_4P_60HP_14.00_BRZ | 900 | 900 | 1800 | 2 | 1 | 3 | E | KPVS_SplitCase | 4 | 3 | 4 | 6 | BranchMin4_BranchMax6 | 4 | 3 | 5 | 10 | HeaderMin5_HeaderMax10 | 10 | 4 | 12
503 | 23 | 3014-7/8-4P-60HP KPVS | KPVS_3014-7/8_4P_60HP_14.00_BRZ | 900 | 900 | 1800 | 2 | 1 | 3 | E | KPVS_SplitCase | 4 | 3 | 4 | 6 | BranchMin4_BranchMax6 | 5 | 3 | 5 | 10 | HeaderMin5_HeaderMax10 | 5 | 4 | 12 | [29 empty] | INVALID
503 | 23 | 3014-7/8-4P-60HP KPVS | KPVS_3014-7/8_4P_60HP_14.00_BRZ | 900 | 900 | 1800 | 2 | 1 | 3 | E | KPVS_SplitCase | 4 | 3 | 4 | 6 | BranchMin4_BranchMax6 | 5 | 3 | 5 | 10 | HeaderMin5_HeaderMax10 | 6 | 4 | 12
503 | 23 | 3014-7/8-4P-60HP KPVS | KPVS_3014-7/8_4P_60HP_14.00_BRZ | 900 | 900 | 1800 | 2 | 1 | 3 | E | KPVS_SplitCase | 4 | 3 | 4 | 6 | BranchMin4_BranchMax6 | 5 | 3 | 5 | 10 | HeaderMin5_HeaderMax10 | 8 | 4 | 12
503 | 23 | 3014-7/8-4P-60HP KPVS | KPVS_3014-7/8_4P_60HP_14.00_BRZ | 900 | 900 | 1800 | 2 | 1 | 3 | E | KPVS_SplitCase | 4 | 3 | 4 | 6 | BranchMin4_BranchMax6 | 5 | 3 | 5 | 10 | HeaderMin5_HeaderMax10 | 10 | 4 | 12
503 | 23 | 3014-7/8-4P-60HP KPVS | KPVS_3014-7/8_4P_60HP_14.00_BRZ | 900 | 900 | 1800 | 2 | 1 | 3 | E | KPVS_SplitCase | 4 | 3 | 4 | 6 | BranchMin4_BranchMax6 | 6 | 3 | 5 | 10 | HeaderMin5_HeaderMax10 | 5 | 4 | 12 | [29 empty] | INVALID
503 | 23 | 3014-7/8-4P-60HP KPVS | KPVS_3014-7/8_4P_60HP_14.00_BRZ | 900 | 900 | 1800 | 2 | 1 | 3 | E | KPVS_SplitCase | 4 | 3 | 4 | 6 | BranchMin4_BranchMax6 | 6 | 3 | 5 | 10 | HeaderMin5_HeaderMax10 | 6 | 4 | 12 | [29 empty] | INVALID
503 | 23 | 3014-7/8-4P-60HP KPVS | KPVS_3014-7/8_4P_60HP_14.00_BRZ | 900 | 900 | 1800 | 2 | 1 | 3 | E | KPVS_SplitCase | 4 | 3 | 4 | 6 | BranchMin4_BranchMax6 | 6 | 3 | 5 | 10 | HeaderMin5_HeaderMax10 | 8 | 4 | 12
503 | 23 | 3014-7/8-4P-60HP KPVS | KPVS_3014-7/8_4P_60HP_14.00_BRZ | 900 | 900 | 1800 | 2 | 1 | 3 | E | KPVS_SplitCase | 4 | 3 | 4 | 6 | BranchMin4_BranchMax6 | 6 | 3 | 5 | 10 | HeaderMin5_HeaderMax10 | 10 | 4 | 12
504 | 24 | 4012-1/2-4P-5HP KPVS | KPVS_4012-1/2_4P_5HP_6.82_BRZ | 532.4 | 532.4 | 1064.8 | 2 | 1 | 3 | E | KPVS_SplitCase | 5 | 4 | 5 | 5 | BranchMin5_BranchMax5 | 5 | 1 | 6 | 8 | HeaderMin6_HeaderMax8 | 6 | 2 | 2
504 | 24 | 4012-1/2-4P-5HP KPVS | KPVS_4012-1/2_4P_5HP_6.82_BRZ | 532.4 | 532.4 | 1064.8 | 2 | 1 | 3 | E | KPVS_SplitCase | 5 | 4 | 5 | 5 | BranchMin5_BranchMax5 | 5 | 1 | 6 | 8 | HeaderMin6_HeaderMax8 | 8 | 2 | 2
505 | 25 | 4012-1/2-4P-7.5HP KPVS | KPVS_4012-1/2_4P_7.5HP_7.70_BRZ | 625.2 | 625.2 | 1250.4 | 2 | 1 | 3 | E | KPVS_SplitCase | 5 | 4 | 5 | 5 | BranchMin5_BranchMax5 | 5 | 1 | 6 | 8 | HeaderMin6_HeaderMax8 | 6 | 2 | 2
505 | 25 | 4012-1/2-4P-7.5HP KPVS | KPVS_4012-1/2_4P_7.5HP_7.70_BRZ | 625.2 | 625.2 | 1250.4 | 2 | 1 | 3 | E | KPVS_SplitCase | 5 | 4 | 5 | 5 | BranchMin5_BranchMax5 | 5 | 1 | 6 | 8 | HeaderMin6_HeaderMax8 | 8 | 2 | 2
506 | 26 | 4012-1/2-4P-10HP KPVS | KPVS_4012-1/2_4P_10HP_8.39_BRZ | 696.4 | 696.4 | 1392.8 | 2 | 1 | 3 | E | KPVS_SplitCase | 5 | 4 | 5 | 6 | BranchMin5_BranchMax6 | 5 | 2 | 6 | 8 | HeaderMin6_HeaderMax8 | 6 | 2 | 4
506 | 26 | 4012-1/2-4P-10HP KPVS | KPVS_4012-1/2_4P_10HP_8.39_BRZ | 696.4 | 696.4 | 1392.8 | 2 | 1 | 3 | E | KPVS_SplitCase | 5 | 4 | 5 | 6 | BranchMin5_BranchMax6 | 5 | 2 | 6 | 8 | HeaderMin6_HeaderMax8 | 8 | 2 | 4
506 | 26 | 4012-1/2-4P-10HP KPVS | KPVS_4012-1/2_4P_10HP_8.39_BRZ | 696.4 | 696.4 | 1392.8 | 2 | 1 | 3 | E | KPVS_SplitCase | 5 | 4 | 5 | 6 | BranchMin5_BranchMax6 | 6 | 2 | 6 | 8 | HeaderMin6_HeaderMax8 | 6 | 2 | 4 | [29 empty] | INVALID
506 | 26 | 4012-1/2-4P-10HP KPVS | KPVS_4012-1/2_4P_10HP_8.39_BRZ | 696.4 | 696.4 | 1392.8 | 2 | 1 | 3 | E | KPVS_SplitCase | 5 | 4 | 5 | 6 | BranchMin5_BranchMax6 | 6 | 2 | 6 | 8 | HeaderMin6_HeaderMax8 | 8 | 2 | 4
507 | 27 | 4012-1/2-4P-15HP KPVS | KPVS_4012-1/2_4P_15HP_9.28_BRZ | 775.8 | 775.8 | 1551.6 | 2 | 1 | 3 | E | KPVS_SplitCase | 5 | 4 | 5 | 6 | BranchMin5_BranchMax6 | 5 | 2 | 6 | 8 | HeaderMin6_HeaderMax8 | 6 | 2 | 4
507 | 27 | 4012-1/2-4P-15HP KPVS | KPVS_4012-1/2_4P_15HP_9.28_BRZ | 775.8 | 775.8 | 1551.6 | 2 | 1 | 3 | E | KPVS_SplitCase | 5 | 4 | 5 | 6 | BranchMin5_BranchMax6 | 5 | 2 | 6 | 8 | HeaderMin6_HeaderMax8 | 8 | 2 | 4
507 | 27 | 4012-1/2-4P-15HP KPVS | KPVS_4012-1/2_4P_15HP_9.28_BRZ | 775.8 | 775.8 | 1551.6 | 2 | 1 | 3 | E | KPVS_SplitCase | 5 | 4 | 5 | 6 | BranchMin5_BranchMax6 | 6 | 2 | 6 | 8 | HeaderMin6_HeaderMax8 | 6 | 2 | 4 | [29 empty] | INVALID
507 | 27 | 4012-1/2-4P-15HP KPVS | KPVS_4012-1/2_4P_15HP_9.28_BRZ | 775.8 | 775.8 | 1551.6 | 2 | 1 | 3 | E | KPVS_SplitCase | 5 | 4 | 5 | 6 | BranchMin5_BranchMax6 | 6 | 2 | 6 | 8 | HeaderMin6_HeaderMax8 | 8 | 2 | 4
508 | 28 | 4012-1/2-4P-20HP KPVS | KPVS_4012-1/2_4P_20HP_10.04_BRZ | 829.7 | 829.7 | 1659.4 | 2 | 1 | 3 | E | KPVS_SplitCase | 5 | 4 | 5 | 6 | BranchMin5_BranchMax6 | 5 | 2 | 6 | 10 | HeaderMin6_HeaderMax10 | 6 | 3 | 6
508 | 28 | 4012-1/2-4P-20HP KPVS | KPVS_4012-1/2_4P_20HP_10.04_BRZ | 829.7 | 829.7 | 1659.4 | 2 | 1 | 3 | E | KPVS_SplitCase | 5 | 4 | 5 | 6 | BranchMin5_BranchMax6 | 5 | 2 | 6 | 10 | HeaderMin6_HeaderMax10 | 8 | 3 | 6
508 | 28 | 4012-1/2-4P-20HP KPVS | KPVS_4012-1/2_4P_20HP_10.04_BRZ | 829.7 | 829.7 | 1659.4 | 2 | 1 | 3 | E | KPVS_SplitCase | 5 | 4 | 5 | 6 | BranchMin5_BranchMax6 | 5 | 2 | 6 | 10 | HeaderMin6_HeaderMax10 | 10 | 3 | 6
508 | 28 | 4012-1/2-4P-20HP KPVS | KPVS_4012-1/2_4P_20HP_10.04_BRZ | 829.7 | 829.7 | 1659.4 | 2 | 1 | 3 | E | KPVS_SplitCase | 5 | 4 | 5 | 6 | BranchMin5_BranchMax6 | 6 | 2 | 6 | 10 | HeaderMin6_HeaderMax10 | 6 | 3 | 6 | [29 empty] | INVALID
508 | 28 | 4012-1/2-4P-20HP KPVS | KPVS_4012-1/2_4P_20HP_10.04_BRZ | 829.7 | 829.7 | 1659.4 | 2 | 1 | 3 | E | KPVS_SplitCase | 5 | 4 | 5 | 6 | BranchMin5_BranchMax6 | 6 | 2 | 6 | 10 | HeaderMin6_HeaderMax10 | 8 | 3 | 6
508 | 28 | 4012-1/2-4P-20HP KPVS | KPVS_4012-1/2_4P_20HP_10.04_BRZ | 829.7 | 829.7 | 1659.4 | 2 | 1 | 3 | E | KPVS_SplitCase | 5 | 4 | 5 | 6 | BranchMin5_BranchMax6 | 6 | 2 | 6 | 10 | HeaderMin6_HeaderMax10 | 10 | 3 | 6
509 | 29 | 4012-1/2-4P-25HP KPVS | KPVS_4012-1/2_4P_25HP_10.91_BRZ | 914.4 | 914.4 | 1828.8 | 2 | 1 | 3 | E | KPVS_SplitCase | 5 | 4 | 5 | 6 | BranchMin5_BranchMax6 | 5 | 2 | 6 | 10 | HeaderMin6_HeaderMax10 | 6 | 3 | 6
509 | 29 | 4012-1/2-4P-25HP KPVS | KPVS_4012-1/2_4P_25HP_10.91_BRZ | 914.4 | 914.4 | 1828.8 | 2 | 1 | 3 | E | KPVS_SplitCase | 5 | 4 | 5 | 6 | BranchMin5_BranchMax6 | 5 | 2 | 6 | 10 | HeaderMin6_HeaderMax10 | 8 | 3 | 6
509 | 29 | 4012-1/2-4P-25HP KPVS | KPVS_4012-1/2_4P_25HP_10.91_BRZ | 914.4 | 914.4 | 1828.8 | 2 | 1 | 3 | E | KPVS_SplitCase | 5 | 4 | 5 | 6 | BranchMin5_BranchMax6 | 5 | 2 | 6 | 10 | HeaderMin6_HeaderMax10 | 10 | 3 | 6
509 | 29 | 4012-1/2-4P-25HP KPVS | KPVS_4012-1/2_4P_25HP_10.91_BRZ | 914.4 | 914.4 | 1828.8 | 2 | 1 | 3 | E | KPVS_SplitCase | 5 | 4 | 5 | 6 | BranchMin5_BranchMax6 | 6 | 2 | 6 | 10 | HeaderMin6_HeaderMax10 | 6 | 3 | 6 | [29 empty] | INVALID
509 | 29 | 4012-1/2-4P-25HP KPVS | KPVS_4012-1/2_4P_25HP_10.91_BRZ | 914.4 | 914.4 | 1828.8 | 2 | 1 | 3 | E | KPVS_SplitCase | 5 | 4 | 5 | 6 | BranchMin5_BranchMax6 | 6 | 2 | 6 | 10 | HeaderMin6_HeaderMax10 | 8 | 3 | 6
509 | 29 | 4012-1/2-4P-25HP KPVS | KPVS_4012-1/2_4P_25HP_10.91_BRZ | 914.4 | 914.4 | 1828.8 | 2 | 1 | 3 | E | KPVS_SplitCase | 5 | 4 | 5 | 6 | BranchMin5_BranchMax6 | 6 | 2 | 6 | 10 | HeaderMin6_HeaderMax10 | 10 | 3 | 6
510 | 30 | 4012-1/2-4P-30HP KPVS | KPVS_4012-1/2_4P_30HP_11.00_BRZ | 924 | 924 | 1848 | 2 | 1 | 3 | E | KPVS_SplitCase | 5 | 4 | 5 | 6 | BranchMin5_BranchMax6 | 5 | 2 | 6 | 10 | HeaderMin6_HeaderMax10 | 6 | 3 | 6
510 | 30 | 4012-1/2-4P-30HP KPVS | KPVS_4012-1/2_4P_30HP_11.00_BRZ | 924 | 924 | 1848 | 2 | 1 | 3 | E | KPVS_SplitCase | 5 | 4 | 5 | 6 | BranchMin5_BranchMax6 | 5 | 2 | 6 | 10 | HeaderMin6_HeaderMax10 | 8 | 3 | 6
510 | 30 | 4012-1/2-4P-30HP KPVS | KPVS_4012-1/2_4P_30HP_11.00_BRZ | 924 | 924 | 1848 | 2 | 1 | 3 | E | KPVS_SplitCase | 5 | 4 | 5 | 6 | BranchMin5_BranchMax6 | 5 | 2 | 6 | 10 | HeaderMin6_HeaderMax10 | 10 | 3 | 6
510 | 30 | 4012-1/2-4P-30HP KPVS | KPVS_4012-1/2_4P_30HP_11.00_BRZ | 924 | 924 | 1848 | 2 | 1 | 3 | E | KPVS_SplitCase | 5 | 4 | 5 | 6 | BranchMin5_BranchMax6 | 6 | 2 | 6 | 10 | HeaderMin6_HeaderMax10 | 6 | 3 | 6 | [29 empty] | INVALID
510 | 30 | 4012-1/2-4P-30HP KPVS | KPVS_4012-1/2_4P_30HP_11.00_BRZ | 924 | 924 | 1848 | 2 | 1 | 3 | E | KPVS_SplitCase | 5 | 4 | 5 | 6 | BranchMin5_BranchMax6 | 6 | 2 | 6 | 10 | HeaderMin6_HeaderMax10 | 8 | 3 | 6
510 | 30 | 4012-1/2-4P-30HP KPVS | KPVS_4012-1/2_4P_30HP_11.00_BRZ | 924 | 924 | 1848 | 2 | 1 | 3 | E | KPVS_SplitCase | 5 | 4 | 5 | 6 | BranchMin5_BranchMax6 | 6 | 2 | 6 | 10 | HeaderMin6_HeaderMax10 | 10 | 3 | 6
511 | 31 | 4012-7/8-4P-10HP KPVS | KPVS_4012-7/8_4P_10HP_7.56_BRZ | 887.5 | 887.5 | 1775 | 2 | 1 | 3 | E | KPVS_SplitCase | 5 | 4 | 5 | 6 | BranchMin5_BranchMax6 | 5 | 2 | 6 | 10 | HeaderMin6_HeaderMax10 | 6 | 3 | 6
511 | 31 | 4012-7/8-4P-10HP KPVS | KPVS_4012-7/8_4P_10HP_7.56_BRZ | 887.5 | 887.5 | 1775 | 2 | 1 | 3 | E | KPVS_SplitCase | 5 | 4 | 5 | 6 | BranchMin5_BranchMax6 | 5 | 2 | 6 | 10 | HeaderMin6_HeaderMax10 | 8 | 3 | 6
511 | 31 | 4012-7/8-4P-10HP KPVS | KPVS_4012-7/8_4P_10HP_7.56_BRZ | 887.5 | 887.5 | 1775 | 2 | 1 | 3 | E | KPVS_SplitCase | 5 | 4 | 5 | 6 | BranchMin5_BranchMax6 | 5 | 2 | 6 | 10 | HeaderMin6_HeaderMax10 | 10 | 3 | 6
511 | 31 | 4012-7/8-4P-10HP KPVS | KPVS_4012-7/8_4P_10HP_7.56_BRZ | 887.5 | 887.5 | 1775 | 2 | 1 | 3 | E | KPVS_SplitCase | 5 | 4 | 5 | 6 | BranchMin5_BranchMax6 | 6 | 2 | 6 | 10 | HeaderMin6_HeaderMax10 | 6 | 3 | 6 | [29 empty] | INVALID
511 | 31 | 4012-7/8-4P-10HP KPVS | KPVS_4012-7/8_4P_10HP_7.56_BRZ | 887.5 | 887.5 | 1775 | 2 | 1 | 3 | E | KPVS_SplitCase | 5 | 4 | 5 | 6 | BranchMin5_BranchMax6 | 6 | 2 | 6 | 10 | HeaderMin6_HeaderMax10 | 8 | 3 | 6
511 | 31 | 4012-7/8-4P-10HP KPVS | KPVS_4012-7/8_4P_10HP_7.56_BRZ | 887.5 | 887.5 | 1775 | 2 | 1 | 3 | E | KPVS_SplitCase | 5 | 4 | 5 | 6 | BranchMin5_BranchMax6 | 6 | 2 | 6 | 10 | HeaderMin6_HeaderMax10 | 10 | 3 | 6
512 | 32 | 4012-7/8-4P-15HP KPVS | KPVS_4012-7/8_4P_15HP_8.57_BRZ | 976.3 | 976.3 | 1952.6 | 2 | 1 | 3 | E | KPVS_SplitCase | 5 | 4 | 5 | 8 | BranchMin5_BranchMax8 | 5 | 3 | 6 | 10 | HeaderMin6_HeaderMax10 | 6 | 3 | 9
512 | 32 | 4012-7/8-4P-15HP KPVS | KPVS_4012-7/8_4P_15HP_8.57_BRZ | 976.3 | 976.3 | 1952.6 | 2 | 1 | 3 | E | KPVS_SplitCase | 5 | 4 | 5 | 8 | BranchMin5_BranchMax8 | 5 | 3 | 6 | 10 | HeaderMin6_HeaderMax10 | 8 | 3 | 9
512 | 32 | 4012-7/8-4P-15HP KPVS | KPVS_4012-7/8_4P_15HP_8.57_BRZ | 976.3 | 976.3 | 1952.6 | 2 | 1 | 3 | E | KPVS_SplitCase | 5 | 4 | 5 | 8 | BranchMin5_BranchMax8 | 5 | 3 | 6 | 10 | HeaderMin6_HeaderMax10 | 10 | 3 | 9
512 | 32 | 4012-7/8-4P-15HP KPVS | KPVS_4012-7/8_4P_15HP_8.57_BRZ | 976.3 | 976.3 | 1952.6 | 2 | 1 | 3 | E | KPVS_SplitCase | 5 | 4 | 5 | 8 | BranchMin5_BranchMax8 | 6 | 3 | 6 | 10 | HeaderMin6_HeaderMax10 | 6 | 3 | 9 | [29 empty] | INVALID
512 | 32 | 4012-7/8-4P-15HP KPVS | KPVS_4012-7/8_4P_15HP_8.57_BRZ | 976.3 | 976.3 | 1952.6 | 2 | 1 | 3 | E | KPVS_SplitCase | 5 | 4 | 5 | 8 | BranchMin5_BranchMax8 | 6 | 3 | 6 | 10 | HeaderMin6_HeaderMax10 | 8 | 3 | 9
512 | 32 | 4012-7/8-4P-15HP KPVS | KPVS_4012-7/8_4P_15HP_8.57_BRZ | 976.3 | 976.3 | 1952.6 | 2 | 1 | 3 | E | KPVS_SplitCase | 5 | 4 | 5 | 8 | BranchMin5_BranchMax8 | 6 | 3 | 6 | 10 | HeaderMin6_HeaderMax10 | 10 | 3 | 9
512 | 32 | 4012-7/8-4P-15HP KPVS | KPVS_4012-7/8_4P_15HP_8.57_BRZ | 976.3 | 976.3 | 1952.6 | 2 | 1 | 3 | E | KPVS_SplitCase | 5 | 4 | 5 | 8 | BranchMin5_BranchMax8 | 8 | 3 | 6 | 10 | HeaderMin6_HeaderMax10 | 6 | 3 | 9 | [29 empty] | INVALID
512 | 32 | 4012-7/8-4P-15HP KPVS | KPVS_4012-7/8_4P_15HP_8.57_BRZ | 976.3 | 976.3 | 1952.6 | 2 | 1 | 3 | E | KPVS_SplitCase | 5 | 4 | 5 | 8 | BranchMin5_BranchMax8 | 8 | 3 | 6 | 10 | HeaderMin6_HeaderMax10 | 8 | 3 | 9 | [29 empty] | INVALID
512 | 32 | 4012-7/8-4P-15HP KPVS | KPVS_4012-7/8_4P_15HP_8.57_BRZ | 976.3 | 976.3 | 1952.6 | 2 | 1 | 3 | E | KPVS_SplitCase | 5 | 4 | 5 | 8 | BranchMin5_BranchMax8 | 8 | 3 | 6 | 10 | HeaderMin6_HeaderMax10 | 10 | 3 | 9
513 | 33 | 4012-7/8-4P-20HP KPVS | KPVS_4012-7/8_4P_20HP_9.35_BRZ | 1058.8 | 1058.8 | 2117.6 | 2 | 1 | 3 | E | KPVS_SplitCase | 5 | 4 | 5 | 8 | BranchMin5_BranchMax8 | 5 | 3 | 6 | 10 | HeaderMin6_HeaderMax10 | 6 | 3 | 9
513 | 33 | 4012-7/8-4P-20HP KPVS | KPVS_4012-7/8_4P_20HP_9.35_BRZ | 1058.8 | 1058.8 | 2117.6 | 2 | 1 | 3 | E | KPVS_SplitCase | 5 | 4 | 5 | 8 | BranchMin5_BranchMax8 | 5 | 3 | 6 | 10 | HeaderMin6_HeaderMax10 | 8 | 3 | 9
513 | 33 | 4012-7/8-4P-20HP KPVS | KPVS_4012-7/8_4P_20HP_9.35_BRZ | 1058.8 | 1058.8 | 2117.6 | 2 | 1 | 3 | E | KPVS_SplitCase | 5 | 4 | 5 | 8 | BranchMin5_BranchMax8 | 5 | 3 | 6 | 10 | HeaderMin6_HeaderMax10 | 10 | 3 | 9
513 | 33 | 4012-7/8-4P-20HP KPVS | KPVS_4012-7/8_4P_20HP_9.35_BRZ | 1058.8 | 1058.8 | 2117.6 | 2 | 1 | 3 | E | KPVS_SplitCase | 5 | 4 | 5 | 8 | BranchMin5_BranchMax8 | 6 | 3 | 6 | 10 | HeaderMin6_HeaderMax10 | 6 | 3 | 9 | [29 empty] | INVALID
513 | 33 | 4012-7/8-4P-20HP KPVS | KPVS_4012-7/8_4P_20HP_9.35_BRZ | 1058.8 | 1058.8 | 2117.6 | 2 | 1 | 3 | E | KPVS_SplitCase | 5 | 4 | 5 | 8 | BranchMin5_BranchMax8 | 6 | 3 | 6 | 10 | HeaderMin6_HeaderMax10 | 8 | 3 | 9
513 | 33 | 4012-7/8-4P-20HP KPVS | KPVS_4012-7/8_4P_20HP_9.35_BRZ | 1058.8 | 1058.8 | 2117.6 | 2 | 1 | 3 | E | KPVS_SplitCase | 5 | 4 | 5 | 8 | BranchMin5_BranchMax8 | 6 | 3 | 6 | 10 | HeaderMin6_HeaderMax10 | 10 | 3 | 9
513 | 33 | 4012-7/8-4P-20HP KPVS | KPVS_4012-7/8_4P_20HP_9.35_BRZ | 1058.8 | 1058.8 | 2117.6 | 2 | 1 | 3 | E | KPVS_SplitCase | 5 | 4 | 5 | 8 | BranchMin5_BranchMax8 | 8 | 3 | 6 | 10 | HeaderMin6_HeaderMax10 | 6 | 3 | 9 | [29 empty] | INVALID
513 | 33 | 4012-7/8-4P-20HP KPVS | KPVS_4012-7/8_4P_20HP_9.35_BRZ | 1058.8 | 1058.8 | 2117.6 | 2 | 1 | 3 | E | KPVS_SplitCase | 5 | 4 | 5 | 8 | BranchMin5_BranchMax8 | 8 | 3 | 6 | 10 | HeaderMin6_HeaderMax10 | 8 | 3 | 9 | [29 empty] | INVALID
513 | 33 | 4012-7/8-4P-20HP KPVS | KPVS_4012-7/8_4P_20HP_9.35_BRZ | 1058.8 | 1058.8 | 2117.6 | 2 | 1 | 3 | E | KPVS_SplitCase | 5 | 4 | 5 | 8 | BranchMin5_BranchMax8 | 8 | 3 | 6 | 10 | HeaderMin6_HeaderMax10 | 10 | 3 | 9
514 | 34 | 4012-7/8-4P-25HP KPVS | KPVS_4012-7/8_4P_25HP_9.91_BRZ | 1105.4 | 1105.4 | 2210.8 | 2 | 1 | 3 | E | KPVS_SplitCase | 5 | 4 | 5 | 8 | BranchMin5_BranchMax8 | 5 | 3 | 6 | 10 | HeaderMin6_HeaderMax10 | 6 | 3 | 9
514 | 34 | 4012-7/8-4P-25HP KPVS | KPVS_4012-7/8_4P_25HP_9.91_BRZ | 1105.4 | 1105.4 | 2210.8 | 2 | 1 | 3 | E | KPVS_SplitCase | 5 | 4 | 5 | 8 | BranchMin5_BranchMax8 | 5 | 3 | 6 | 10 | HeaderMin6_HeaderMax10 | 8 | 3 | 9
514 | 34 | 4012-7/8-4P-25HP KPVS | KPVS_4012-7/8_4P_25HP_9.91_BRZ | 1105.4 | 1105.4 | 2210.8 | 2 | 1 | 3 | E | KPVS_SplitCase | 5 | 4 | 5 | 8 | BranchMin5_BranchMax8 | 5 | 3 | 6 | 10 | HeaderMin6_HeaderMax10 | 10 | 3 | 9
514 | 34 | 4012-7/8-4P-25HP KPVS | KPVS_4012-7/8_4P_25HP_9.91_BRZ | 1105.4 | 1105.4 | 2210.8 | 2 | 1 | 3 | E | KPVS_SplitCase | 5 | 4 | 5 | 8 | BranchMin5_BranchMax8 | 6 | 3 | 6 | 10 | HeaderMin6_HeaderMax10 | 6 | 3 | 9 | [29 empty] | INVALID
514 | 34 | 4012-7/8-4P-25HP KPVS | KPVS_4012-7/8_4P_25HP_9.91_BRZ | 1105.4 | 1105.4 | 2210.8 | 2 | 1 | 3 | E | KPVS_SplitCase | 5 | 4 | 5 | 8 | BranchMin5_BranchMax8 | 6 | 3 | 6 | 10 | HeaderMin6_HeaderMax10 | 8 | 3 | 9
514 | 34 | 4012-7/8-4P-25HP KPVS | KPVS_4012-7/8_4P_25HP_9.91_BRZ | 1105.4 | 1105.4 | 2210.8 | 2 | 1 | 3 | E | KPVS_SplitCase | 5 | 4 | 5 | 8 | BranchMin5_BranchMax8 | 6 | 3 | 6 | 10 | HeaderMin6_HeaderMax10 | 10 | 3 | 9
514 | 34 | 4012-7/8-4P-25HP KPVS | KPVS_4012-7/8_4P_25HP_9.91_BRZ | 1105.4 | 1105.4 | 2210.8 | 2 | 1 | 3 | E | KPVS_SplitCase | 5 | 4 | 5 | 8 | BranchMin5_BranchMax8 | 8 | 3 | 6 | 10 | HeaderMin6_HeaderMax10 | 6 | 3 | 9 | [29 empty] | INVALID
514 | 34 | 4012-7/8-4P-25HP KPVS | KPVS_4012-7/8_4P_25HP_9.91_BRZ | 1105.4 | 1105.4 | 2210.8 | 2 | 1 | 3 | E | KPVS_SplitCase | 5 | 4 | 5 | 8 | BranchMin5_BranchMax8 | 8 | 3 | 6 | 10 | HeaderMin6_HeaderMax10 | 8 | 3 | 9 | [29 empty] | INVALID
514 | 34 | 4012-7/8-4P-25HP KPVS | KPVS_4012-7/8_4P_25HP_9.91_BRZ | 1105.4 | 1105.4 | 2210.8 | 2 | 1 | 3 | E | KPVS_SplitCase | 5 | 4 | 5 | 8 | BranchMin5_BranchMax8 | 8 | 3 | 6 | 10 | HeaderMin6_HeaderMax10 | 10 | 3 | 9
515 | 35 | 4012-7/8-4P-30HP KPVS | KPVS_4012-7/8_4P_30HP_10.38_BRZ | 1130.9 | 1130.9 | 2261.8 | 2 | 1 | 3 | E | KPVS_SplitCase | 5 | 4 | 5 | 8 | BranchMin5_BranchMax8 | 5 | 3 | 6 | 10 | HeaderMin6_HeaderMax10 | 6 | 3 | 9
515 | 35 | 4012-7/8-4P-30HP KPVS | KPVS_4012-7/8_4P_30HP_10.38_BRZ | 1130.9 | 1130.9 | 2261.8 | 2 | 1 | 3 | E | KPVS_SplitCase | 5 | 4 | 5 | 8 | BranchMin5_BranchMax8 | 5 | 3 | 6 | 10 | HeaderMin6_HeaderMax10 | 8 | 3 | 9
515 | 35 | 4012-7/8-4P-30HP KPVS | KPVS_4012-7/8_4P_30HP_10.38_BRZ | 1130.9 | 1130.9 | 2261.8 | 2 | 1 | 3 | E | KPVS_SplitCase | 5 | 4 | 5 | 8 | BranchMin5_BranchMax8 | 5 | 3 | 6 | 10 | HeaderMin6_HeaderMax10 | 10 | 3 | 9
515 | 35 | 4012-7/8-4P-30HP KPVS | KPVS_4012-7/8_4P_30HP_10.38_BRZ | 1130.9 | 1130.9 | 2261.8 | 2 | 1 | 3 | E | KPVS_SplitCase | 5 | 4 | 5 | 8 | BranchMin5_BranchMax8 | 6 | 3 | 6 | 10 | HeaderMin6_HeaderMax10 | 6 | 3 | 9 | [29 empty] | INVALID
515 | 35 | 4012-7/8-4P-30HP KPVS | KPVS_4012-7/8_4P_30HP_10.38_BRZ | 1130.9 | 1130.9 | 2261.8 | 2 | 1 | 3 | E | KPVS_SplitCase | 5 | 4 | 5 | 8 | BranchMin5_BranchMax8 | 6 | 3 | 6 | 10 | HeaderMin6_HeaderMax10 | 8 | 3 | 9
515 | 35 | 4012-7/8-4P-30HP KPVS | KPVS_4012-7/8_4P_30HP_10.38_BRZ | 1130.9 | 1130.9 | 2261.8 | 2 | 1 | 3 | E | KPVS_SplitCase | 5 | 4 | 5 | 8 | BranchMin5_BranchMax8 | 6 | 3 | 6 | 10 | HeaderMin6_HeaderMax10 | 10 | 3 | 9
515 | 35 | 4012-7/8-4P-30HP KPVS | KPVS_4012-7/8_4P_30HP_10.38_BRZ | 1130.9 | 1130.9 | 2261.8 | 2 | 1 | 3 | E | KPVS_SplitCase | 5 | 4 | 5 | 8 | BranchMin5_BranchMax8 | 8 | 3 | 6 | 10 | HeaderMin6_HeaderMax10 | 6 | 3 | 9 | [29 empty] | INVALID
515 | 35 | 4012-7/8-4P-30HP KPVS | KPVS_4012-7/8_4P_30HP_10.38_BRZ | 1130.9 | 1130.9 | 2261.8 | 2 | 1 | 3 | E | KPVS_SplitCase | 5 | 4 | 5 | 8 | BranchMin5_BranchMax8 | 8 | 3 | 6 | 10 | HeaderMin6_HeaderMax10 | 8 | 3 | 9 | [29 empty] | INVALID
515 | 35 | 4012-7/8-4P-30HP KPVS | KPVS_4012-7/8_4P_30HP_10.38_BRZ | 1130.9 | 1130.9 | 2261.8 | 2 | 1 | 3 | E | KPVS_SplitCase | 5 | 4 | 5 | 8 | BranchMin5_BranchMax8 | 8 | 3 | 6 | 10 | HeaderMin6_HeaderMax10 | 10 | 3 | 9
516 | 36 | 4012-7/8-4P-40HP KPVS | KPVS_4012-7/8_4P_40HP_11.39_BRZ | 1197.7 | 1197.7 | 2395.4 | 2 | 1 | 3 | E | KPVS_SplitCase | 5 | 4 | 5 | 8 | BranchMin5_BranchMax8 | 5 | 3 | 6 | 10 | HeaderMin6_HeaderMax10 | 6 | 3 | 9
516 | 36 | 4012-7/8-4P-40HP KPVS | KPVS_4012-7/8_4P_40HP_11.39_BRZ | 1197.7 | 1197.7 | 2395.4 | 2 | 1 | 3 | E | KPVS_SplitCase | 5 | 4 | 5 | 8 | BranchMin5_BranchMax8 | 5 | 3 | 6 | 10 | HeaderMin6_HeaderMax10 | 8 | 3 | 9
516 | 36 | 4012-7/8-4P-40HP KPVS | KPVS_4012-7/8_4P_40HP_11.39_BRZ | 1197.7 | 1197.7 | 2395.4 | 2 | 1 | 3 | E | KPVS_SplitCase | 5 | 4 | 5 | 8 | BranchMin5_BranchMax8 | 5 | 3 | 6 | 10 | HeaderMin6_HeaderMax10 | 10 | 3 | 9
516 | 36 | 4012-7/8-4P-40HP KPVS | KPVS_4012-7/8_4P_40HP_11.39_BRZ | 1197.7 | 1197.7 | 2395.4 | 2 | 1 | 3 | E | KPVS_SplitCase | 5 | 4 | 5 | 8 | BranchMin5_BranchMax8 | 6 | 3 | 6 | 10 | HeaderMin6_HeaderMax10 | 6 | 3 | 9 | [29 empty] | INVALID
516 | 36 | 4012-7/8-4P-40HP KPVS | KPVS_4012-7/8_4P_40HP_11.39_BRZ | 1197.7 | 1197.7 | 2395.4 | 2 | 1 | 3 | E | KPVS_SplitCase | 5 | 4 | 5 | 8 | BranchMin5_BranchMax8 | 6 | 3 | 6 | 10 | HeaderMin6_HeaderMax10 | 8 | 3 | 9
516 | 36 | 4012-7/8-4P-40HP KPVS | KPVS_4012-7/8_4P_40HP_11.39_BRZ | 1197.7 | 1197.7 | 2395.4 | 2 | 1 | 3 | E | KPVS_SplitCase | 5 | 4 | 5 | 8 | BranchMin5_BranchMax8 | 6 | 3 | 6 | 10 | HeaderMin6_HeaderMax10 | 10 | 3 | 9
516 | 36 | 4012-7/8-4P-40HP KPVS | KPVS_4012-7/8_4P_40HP_11.39_BRZ | 1197.7 | 1197.7 | 2395.4 | 2 | 1 | 3 | E | KPVS_SplitCase | 5 | 4 | 5 | 8 | BranchMin5_BranchMax8 | 8 | 3 | 6 | 10 | HeaderMin6_HeaderMax10 | 6 | 3 | 9 | [29 empty] | INVALID
516 | 36 | 4012-7/8-4P-40HP KPVS | KPVS_4012-7/8_4P_40HP_11.39_BRZ | 1197.7 | 1197.7 | 2395.4 | 2 | 1 | 3 | E | KPVS_SplitCase | 5 | 4 | 5 | 8 | BranchMin5_BranchMax8 | 8 | 3 | 6 | 10 | HeaderMin6_HeaderMax10 | 8 | 3 | 9 | [29 empty] | INVALID
516 | 36 | 4012-7/8-4P-40HP KPVS | KPVS_4012-7/8_4P_40HP_11.39_BRZ | 1197.7 | 1197.7 | 2395.4 | 2 | 1 | 3 | E | KPVS_SplitCase | 5 | 4 | 5 | 8 | BranchMin5_BranchMax8 | 8 | 3 | 6 | 10 | HeaderMin6_HeaderMax10 | 10 | 3 | 9
517 | 37 | 4012-7/8-4P-50HP KPVS | KPVS_4012-7/8_4P_50HP_12.00_BRZ | 1259 | 1259 | 2518 | 2 | 1 | 3 | E | KPVS_SplitCase | 5 | 4 | 5 | 8 | BranchMin5_BranchMax8 | 5 | 3 | 6 | 12 | HeaderMin6_HeaderMax12 | 6 | 4 | 12
517 | 37 | 4012-7/8-4P-50HP KPVS | KPVS_4012-7/8_4P_50HP_12.00_BRZ | 1259 | 1259 | 2518 | 2 | 1 | 3 | E | KPVS_SplitCase | 5 | 4 | 5 | 8 | BranchMin5_BranchMax8 | 5 | 3 | 6 | 12 | HeaderMin6_HeaderMax12 | 8 | 4 | 12
517 | 37 | 4012-7/8-4P-50HP KPVS | KPVS_4012-7/8_4P_50HP_12.00_BRZ | 1259 | 1259 | 2518 | 2 | 1 | 3 | E | KPVS_SplitCase | 5 | 4 | 5 | 8 | BranchMin5_BranchMax8 | 5 | 3 | 6 | 12 | HeaderMin6_HeaderMax12 | 10 | 4 | 12
517 | 37 | 4012-7/8-4P-50HP KPVS | KPVS_4012-7/8_4P_50HP_12.00_BRZ | 1259 | 1259 | 2518 | 2 | 1 | 3 | E | KPVS_SplitCase | 5 | 4 | 5 | 8 | BranchMin5_BranchMax8 | 5 | 3 | 6 | 12 | HeaderMin6_HeaderMax12 | 12 | 4 | 12
517 | 37 | 4012-7/8-4P-50HP KPVS | KPVS_4012-7/8_4P_50HP_12.00_BRZ | 1259 | 1259 | 2518 | 2 | 1 | 3 | E | KPVS_SplitCase | 5 | 4 | 5 | 8 | BranchMin5_BranchMax8 | 6 | 3 | 6 | 12 | HeaderMin6_HeaderMax12 | 6 | 4 | 12 | [29 empty] | INVALID
517 | 37 | 4012-7/8-4P-50HP KPVS | KPVS_4012-7/8_4P_50HP_12.00_BRZ | 1259 | 1259 | 2518 | 2 | 1 | 3 | E | KPVS_SplitCase | 5 | 4 | 5 | 8 | BranchMin5_BranchMax8 | 6 | 3 | 6 | 12 | HeaderMin6_HeaderMax12 | 8 | 4 | 12
517 | 37 | 4012-7/8-4P-50HP KPVS | KPVS_4012-7/8_4P_50HP_12.00_BRZ | 1259 | 1259 | 2518 | 2 | 1 | 3 | E | KPVS_SplitCase | 5 | 4 | 5 | 8 | BranchMin5_BranchMax8 | 6 | 3 | 6 | 12 | HeaderMin6_HeaderMax12 | 10 | 4 | 12
517 | 37 | 4012-7/8-4P-50HP KPVS | KPVS_4012-7/8_4P_50HP_12.00_BRZ | 1259 | 1259 | 2518 | 2 | 1 | 3 | E | KPVS_SplitCase | 5 | 4 | 5 | 8 | BranchMin5_BranchMax8 | 6 | 3 | 6 | 12 | HeaderMin6_HeaderMax12 | 12 | 4 | 12
517 | 37 | 4012-7/8-4P-50HP KPVS | KPVS_4012-7/8_4P_50HP_12.00_BRZ | 1259 | 1259 | 2518 | 2 | 1 | 3 | E | KPVS_SplitCase | 5 | 4 | 5 | 8 | BranchMin5_BranchMax8 | 8 | 3 | 6 | 12 | HeaderMin6_HeaderMax12 | 6 | 4 | 12 | [29 empty] | INVALID
517 | 37 | 4012-7/8-4P-50HP KPVS | KPVS_4012-7/8_4P_50HP_12.00_BRZ | 1259 | 1259 | 2518 | 2 | 1 | 3 | E | KPVS_SplitCase | 5 | 4 | 5 | 8 | BranchMin5_BranchMax8 | 8 | 3 | 6 | 12 | HeaderMin6_HeaderMax12 | 8 | 4 | 12 | [29 empty] | INVALID
517 | 37 | 4012-7/8-4P-50HP KPVS | KPVS_4012-7/8_4P_50HP_12.00_BRZ | 1259 | 1259 | 2518 | 2 | 1 | 3 | E | KPVS_SplitCase | 5 | 4 | 5 | 8 | BranchMin5_BranchMax8 | 8 | 3 | 6 | 12 | HeaderMin6_HeaderMax12 | 10 | 4 | 12
517 | 37 | 4012-7/8-4P-50HP KPVS | KPVS_4012-7/8_4P_50HP_12.00_BRZ | 1259 | 1259 | 2518 | 2 | 1 | 3 | E | KPVS_SplitCase | 5 | 4 | 5 | 8 | BranchMin5_BranchMax8 | 8 | 3 | 6 | 12 | HeaderMin6_HeaderMax12 | 12 | 4 | 12
518 | 38 | 4015-9/0-4P-25HP KPVS | KPVS_4015-9/0_4P_25HP_9.71_BRZ | 786.3 | 786.3 | 1572.6 | 2 | 1 | 3 | E | KPVS_SplitCase | 5 | 4 | 5 | 6 | BranchMin5_BranchMax6 | 5 | 2 | 6 | 8 | HeaderMin6_HeaderMax8 | 6 | 2 | 4
518 | 38 | 4015-9/0-4P-25HP KPVS | KPVS_4015-9/0_4P_25HP_9.71_BRZ | 786.3 | 786.3 | 1572.6 | 2 | 1 | 3 | E | KPVS_SplitCase | 5 | 4 | 5 | 6 | BranchMin5_BranchMax6 | 5 | 2 | 6 | 8 | HeaderMin6_HeaderMax8 | 8 | 2 | 4
518 | 38 | 4015-9/0-4P-25HP KPVS | KPVS_4015-9/0_4P_25HP_9.71_BRZ | 786.3 | 786.3 | 1572.6 | 2 | 1 | 3 | E | KPVS_SplitCase | 5 | 4 | 5 | 6 | BranchMin5_BranchMax6 | 6 | 2 | 6 | 8 | HeaderMin6_HeaderMax8 | 6 | 2 | 4 | [29 empty] | INVALID
518 | 38 | 4015-9/0-4P-25HP KPVS | KPVS_4015-9/0_4P_25HP_9.71_BRZ | 786.3 | 786.3 | 1572.6 | 2 | 1 | 3 | E | KPVS_SplitCase | 5 | 4 | 5 | 6 | BranchMin5_BranchMax6 | 6 | 2 | 6 | 8 | HeaderMin6_HeaderMax8 | 8 | 2 | 4
519 | 39 | 4015-9/0-4P-30HP KPVS | KPVS_4015-9/0_4P_30HP_10.24_BRZ | 848.4 | 848.4 | 1696.8 | 2 | 1 | 3 | E | KPVS_SplitCase | 5 | 4 | 5 | 6 | BranchMin5_BranchMax6 | 5 | 2 | 6 | 10 | HeaderMin6_HeaderMax10 | 6 | 3 | 6
519 | 39 | 4015-9/0-4P-30HP KPVS | KPVS_4015-9/0_4P_30HP_10.24_BRZ | 848.4 | 848.4 | 1696.8 | 2 | 1 | 3 | E | KPVS_SplitCase | 5 | 4 | 5 | 6 | BranchMin5_BranchMax6 | 5 | 2 | 6 | 10 | HeaderMin6_HeaderMax10 | 8 | 3 | 6
519 | 39 | 4015-9/0-4P-30HP KPVS | KPVS_4015-9/0_4P_30HP_10.24_BRZ | 848.4 | 848.4 | 1696.8 | 2 | 1 | 3 | E | KPVS_SplitCase | 5 | 4 | 5 | 6 | BranchMin5_BranchMax6 | 5 | 2 | 6 | 10 | HeaderMin6_HeaderMax10 | 10 | 3 | 6
519 | 39 | 4015-9/0-4P-30HP KPVS | KPVS_4015-9/0_4P_30HP_10.24_BRZ | 848.4 | 848.4 | 1696.8 | 2 | 1 | 3 | E | KPVS_SplitCase | 5 | 4 | 5 | 6 | BranchMin5_BranchMax6 | 6 | 2 | 6 | 10 | HeaderMin6_HeaderMax10 | 6 | 3 | 6 | [29 empty] | INVALID
519 | 39 | 4015-9/0-4P-30HP KPVS | KPVS_4015-9/0_4P_30HP_10.24_BRZ | 848.4 | 848.4 | 1696.8 | 2 | 1 | 3 | E | KPVS_SplitCase | 5 | 4 | 5 | 6 | BranchMin5_BranchMax6 | 6 | 2 | 6 | 10 | HeaderMin6_HeaderMax10 | 8 | 3 | 6
519 | 39 | 4015-9/0-4P-30HP KPVS | KPVS_4015-9/0_4P_30HP_10.24_BRZ | 848.4 | 848.4 | 1696.8 | 2 | 1 | 3 | E | KPVS_SplitCase | 5 | 4 | 5 | 6 | BranchMin5_BranchMax6 | 6 | 2 | 6 | 10 | HeaderMin6_HeaderMax10 | 10 | 3 | 6
520 | 40 | 4015-9/0-4P-40HP KPVS | KPVS_4015-9/0_4P_40HP_11.17_BRZ | 960.9 | 960.9 | 1921.8 | 2 | 1 | 3 | E | KPVS_SplitCase | 5 | 4 | 5 | 8 | BranchMin5_BranchMax8 | 5 | 3 | 6 | 10 | HeaderMin6_HeaderMax10 | 6 | 3 | 9
520 | 40 | 4015-9/0-4P-40HP KPVS | KPVS_4015-9/0_4P_40HP_11.17_BRZ | 960.9 | 960.9 | 1921.8 | 2 | 1 | 3 | E | KPVS_SplitCase | 5 | 4 | 5 | 8 | BranchMin5_BranchMax8 | 5 | 3 | 6 | 10 | HeaderMin6_HeaderMax10 | 8 | 3 | 9
520 | 40 | 4015-9/0-4P-40HP KPVS | KPVS_4015-9/0_4P_40HP_11.17_BRZ | 960.9 | 960.9 | 1921.8 | 2 | 1 | 3 | E | KPVS_SplitCase | 5 | 4 | 5 | 8 | BranchMin5_BranchMax8 | 5 | 3 | 6 | 10 | HeaderMin6_HeaderMax10 | 10 | 3 | 9
520 | 40 | 4015-9/0-4P-40HP KPVS | KPVS_4015-9/0_4P_40HP_11.17_BRZ | 960.9 | 960.9 | 1921.8 | 2 | 1 | 3 | E | KPVS_SplitCase | 5 | 4 | 5 | 8 | BranchMin5_BranchMax8 | 6 | 3 | 6 | 10 | HeaderMin6_HeaderMax10 | 6 | 3 | 9 | [29 empty] | INVALID
520 | 40 | 4015-9/0-4P-40HP KPVS | KPVS_4015-9/0_4P_40HP_11.17_BRZ | 960.9 | 960.9 | 1921.8 | 2 | 1 | 3 | E | KPVS_SplitCase | 5 | 4 | 5 | 8 | BranchMin5_BranchMax8 | 6 | 3 | 6 | 10 | HeaderMin6_HeaderMax10 | 8 | 3 | 9
520 | 40 | 4015-9/0-4P-40HP KPVS | KPVS_4015-9/0_4P_40HP_11.17_BRZ | 960.9 | 960.9 | 1921.8 | 2 | 1 | 3 | E | KPVS_SplitCase | 5 | 4 | 5 | 8 | BranchMin5_BranchMax8 | 6 | 3 | 6 | 10 | HeaderMin6_HeaderMax10 | 10 | 3 | 9
520 | 40 | 4015-9/0-4P-40HP KPVS | KPVS_4015-9/0_4P_40HP_11.17_BRZ | 960.9 | 960.9 | 1921.8 | 2 | 1 | 3 | E | KPVS_SplitCase | 5 | 4 | 5 | 8 | BranchMin5_BranchMax8 | 8 | 3 | 6 | 10 | HeaderMin6_HeaderMax10 | 6 | 3 | 9 | [29 empty] | INVALID
520 | 40 | 4015-9/0-4P-40HP KPVS | KPVS_4015-9/0_4P_40HP_11.17_BRZ | 960.9 | 960.9 | 1921.8 | 2 | 1 | 3 | E | KPVS_SplitCase | 5 | 4 | 5 | 8 | BranchMin5_BranchMax8 | 8 | 3 | 6 | 10 | HeaderMin6_HeaderMax10 | 8 | 3 | 9 | [29 empty] | INVALID
520 | 40 | 4015-9/0-4P-40HP KPVS | KPVS_4015-9/0_4P_40HP_11.17_BRZ | 960.9 | 960.9 | 1921.8 | 2 | 1 | 3 | E | KPVS_SplitCase | 5 | 4 | 5 | 8 | BranchMin5_BranchMax8 | 8 | 3 | 6 | 10 | HeaderMin6_HeaderMax10 | 10 | 3 | 9
521 | 41 | 4015-9/0-4P-50HP KPVS | KPVS_4015-9/0_4P_50HP_11.92_BRZ | 1054.6 | 1054.6 | 2109.2 | 2 | 1 | 3 | E | KPVS_SplitCase | 5 | 4 | 5 | 8 | BranchMin5_BranchMax8 | 5 | 3 | 6 | 10 | HeaderMin6_HeaderMax10 | 6 | 3 | 9
521 | 41 | 4015-9/0-4P-50HP KPVS | KPVS_4015-9/0_4P_50HP_11.92_BRZ | 1054.6 | 1054.6 | 2109.2 | 2 | 1 | 3 | E | KPVS_SplitCase | 5 | 4 | 5 | 8 | BranchMin5_BranchMax8 | 5 | 3 | 6 | 10 | HeaderMin6_HeaderMax10 | 8 | 3 | 9
521 | 41 | 4015-9/0-4P-50HP KPVS | KPVS_4015-9/0_4P_50HP_11.92_BRZ | 1054.6 | 1054.6 | 2109.2 | 2 | 1 | 3 | E | KPVS_SplitCase | 5 | 4 | 5 | 8 | BranchMin5_BranchMax8 | 5 | 3 | 6 | 10 | HeaderMin6_HeaderMax10 | 10 | 3 | 9
521 | 41 | 4015-9/0-4P-50HP KPVS | KPVS_4015-9/0_4P_50HP_11.92_BRZ | 1054.6 | 1054.6 | 2109.2 | 2 | 1 | 3 | E | KPVS_SplitCase | 5 | 4 | 5 | 8 | BranchMin5_BranchMax8 | 6 | 3 | 6 | 10 | HeaderMin6_HeaderMax10 | 6 | 3 | 9 | [29 empty] | INVALID
521 | 41 | 4015-9/0-4P-50HP KPVS | KPVS_4015-9/0_4P_50HP_11.92_BRZ | 1054.6 | 1054.6 | 2109.2 | 2 | 1 | 3 | E | KPVS_SplitCase | 5 | 4 | 5 | 8 | BranchMin5_BranchMax8 | 6 | 3 | 6 | 10 | HeaderMin6_HeaderMax10 | 8 | 3 | 9
521 | 41 | 4015-9/0-4P-50HP KPVS | KPVS_4015-9/0_4P_50HP_11.92_BRZ | 1054.6 | 1054.6 | 2109.2 | 2 | 1 | 3 | E | KPVS_SplitCase | 5 | 4 | 5 | 8 | BranchMin5_BranchMax8 | 6 | 3 | 6 | 10 | HeaderMin6_HeaderMax10 | 10 | 3 | 9
521 | 41 | 4015-9/0-4P-50HP KPVS | KPVS_4015-9/0_4P_50HP_11.92_BRZ | 1054.6 | 1054.6 | 2109.2 | 2 | 1 | 3 | E | KPVS_SplitCase | 5 | 4 | 5 | 8 | BranchMin5_BranchMax8 | 8 | 3 | 6 | 10 | HeaderMin6_HeaderMax10 | 6 | 3 | 9 | [29 empty] | INVALID
521 | 41 | 4015-9/0-4P-50HP KPVS | KPVS_4015-9/0_4P_50HP_11.92_BRZ | 1054.6 | 1054.6 | 2109.2 | 2 | 1 | 3 | E | KPVS_SplitCase | 5 | 4 | 5 | 8 | BranchMin5_BranchMax8 | 8 | 3 | 6 | 10 | HeaderMin6_HeaderMax10 | 8 | 3 | 9 | [29 empty] | INVALID
521 | 41 | 4015-9/0-4P-50HP KPVS | KPVS_4015-9/0_4P_50HP_11.92_BRZ | 1054.6 | 1054.6 | 2109.2 | 2 | 1 | 3 | E | KPVS_SplitCase | 5 | 4 | 5 | 8 | BranchMin5_BranchMax8 | 8 | 3 | 6 | 10 | HeaderMin6_HeaderMax10 | 10 | 3 | 9
522 | 42 | 4015-9/0-4P-60HP KPVS | KPVS_4015-9/0_4P_60HP_12.56_BRZ | 1137.7 | 1137.7 | 2275.4 | 2 | 1 | 3 | E | KPVS_SplitCase | 5 | 4 | 5 | 8 | BranchMin5_BranchMax8 | 5 | 3 | 6 | 10 | HeaderMin6_HeaderMax10 | 6 | 3 | 9
522 | 42 | 4015-9/0-4P-60HP KPVS | KPVS_4015-9/0_4P_60HP_12.56_BRZ | 1137.7 | 1137.7 | 2275.4 | 2 | 1 | 3 | E | KPVS_SplitCase | 5 | 4 | 5 | 8 | BranchMin5_BranchMax8 | 5 | 3 | 6 | 10 | HeaderMin6_HeaderMax10 | 8 | 3 | 9
522 | 42 | 4015-9/0-4P-60HP KPVS | KPVS_4015-9/0_4P_60HP_12.56_BRZ | 1137.7 | 1137.7 | 2275.4 | 2 | 1 | 3 | E | KPVS_SplitCase | 5 | 4 | 5 | 8 | BranchMin5_BranchMax8 | 5 | 3 | 6 | 10 | HeaderMin6_HeaderMax10 | 10 | 3 | 9
522 | 42 | 4015-9/0-4P-60HP KPVS | KPVS_4015-9/0_4P_60HP_12.56_BRZ | 1137.7 | 1137.7 | 2275.4 | 2 | 1 | 3 | E | KPVS_SplitCase | 5 | 4 | 5 | 8 | BranchMin5_BranchMax8 | 6 | 3 | 6 | 10 | HeaderMin6_HeaderMax10 | 6 | 3 | 9 | [29 empty] | INVALID
522 | 42 | 4015-9/0-4P-60HP KPVS | KPVS_4015-9/0_4P_60HP_12.56_BRZ | 1137.7 | 1137.7 | 2275.4 | 2 | 1 | 3 | E | KPVS_SplitCase | 5 | 4 | 5 | 8 | BranchMin5_BranchMax8 | 6 | 3 | 6 | 10 | HeaderMin6_HeaderMax10 | 8 | 3 | 9
522 | 42 | 4015-9/0-4P-60HP KPVS | KPVS_4015-9/0_4P_60HP_12.56_BRZ | 1137.7 | 1137.7 | 2275.4 | 2 | 1 | 3 | E | KPVS_SplitCase | 5 | 4 | 5 | 8 | BranchMin5_BranchMax8 | 6 | 3 | 6 | 10 | HeaderMin6_HeaderMax10 | 10 | 3 | 9
522 | 42 | 4015-9/0-4P-60HP KPVS | KPVS_4015-9/0_4P_60HP_12.56_BRZ | 1137.7 | 1137.7 | 2275.4 | 2 | 1 | 3 | E | KPVS_SplitCase | 5 | 4 | 5 | 8 | BranchMin5_BranchMax8 | 8 | 3 | 6 | 10 | HeaderMin6_HeaderMax10 | 6 | 3 | 9 | [29 empty] | INVALID
522 | 42 | 4015-9/0-4P-60HP KPVS | KPVS_4015-9/0_4P_60HP_12.56_BRZ | 1137.7 | 1137.7 | 2275.4 | 2 | 1 | 3 | E | KPVS_SplitCase | 5 | 4 | 5 | 8 | BranchMin5_BranchMax8 | 8 | 3 | 6 | 10 | HeaderMin6_HeaderMax10 | 8 | 3 | 9 | [29 empty] | INVALID
522 | 42 | 4015-9/0-4P-60HP KPVS | KPVS_4015-9/0_4P_60HP_12.56_BRZ | 1137.7 | 1137.7 | 2275.4 | 2 | 1 | 3 | E | KPVS_SplitCase | 5 | 4 | 5 | 8 | BranchMin5_BranchMax8 | 8 | 3 | 6 | 10 | HeaderMin6_HeaderMax10 | 10 | 3 | 9
523 | 43 | 4015-9/0-4P-75HP KPVS | KPVS_4015-9/0_4P_75HP_13.30_BRZ | 1251.5 | 1251.5 | 2503 | 2 | 1 | 3 | E | KPVS_SplitCase | 5 | 4 | 5 | 8 | BranchMin5_BranchMax8 | 5 | 3 | 6 | 12 | HeaderMin6_HeaderMax12 | 6 | 4 | 12
523 | 43 | 4015-9/0-4P-75HP KPVS | KPVS_4015-9/0_4P_75HP_13.30_BRZ | 1251.5 | 1251.5 | 2503 | 2 | 1 | 3 | E | KPVS_SplitCase | 5 | 4 | 5 | 8 | BranchMin5_BranchMax8 | 5 | 3 | 6 | 12 | HeaderMin6_HeaderMax12 | 8 | 4 | 12
523 | 43 | 4015-9/0-4P-75HP KPVS | KPVS_4015-9/0_4P_75HP_13.30_BRZ | 1251.5 | 1251.5 | 2503 | 2 | 1 | 3 | E | KPVS_SplitCase | 5 | 4 | 5 | 8 | BranchMin5_BranchMax8 | 5 | 3 | 6 | 12 | HeaderMin6_HeaderMax12 | 10 | 4 | 12
523 | 43 | 4015-9/0-4P-75HP KPVS | KPVS_4015-9/0_4P_75HP_13.30_BRZ | 1251.5 | 1251.5 | 2503 | 2 | 1 | 3 | E | KPVS_SplitCase | 5 | 4 | 5 | 8 | BranchMin5_BranchMax8 | 5 | 3 | 6 | 12 | HeaderMin6_HeaderMax12 | 12 | 4 | 12
523 | 43 | 4015-9/0-4P-75HP KPVS | KPVS_4015-9/0_4P_75HP_13.30_BRZ | 1251.5 | 1251.5 | 2503 | 2 | 1 | 3 | E | KPVS_SplitCase | 5 | 4 | 5 | 8 | BranchMin5_BranchMax8 | 6 | 3 | 6 | 12 | HeaderMin6_HeaderMax12 | 6 | 4 | 12 | [29 empty] | INVALID
523 | 43 | 4015-9/0-4P-75HP KPVS | KPVS_4015-9/0_4P_75HP_13.30_BRZ | 1251.5 | 1251.5 | 2503 | 2 | 1 | 3 | E | KPVS_SplitCase | 5 | 4 | 5 | 8 | BranchMin5_BranchMax8 | 6 | 3 | 6 | 12 | HeaderMin6_HeaderMax12 | 8 | 4 | 12
523 | 43 | 4015-9/0-4P-75HP KPVS | KPVS_4015-9/0_4P_75HP_13.30_BRZ | 1251.5 | 1251.5 | 2503 | 2 | 1 | 3 | E | KPVS_SplitCase | 5 | 4 | 5 | 8 | BranchMin5_BranchMax8 | 6 | 3 | 6 | 12 | HeaderMin6_HeaderMax12 | 10 | 4 | 12
523 | 43 | 4015-9/0-4P-75HP KPVS | KPVS_4015-9/0_4P_75HP_13.30_BRZ | 1251.5 | 1251.5 | 2503 | 2 | 1 | 3 | E | KPVS_SplitCase | 5 | 4 | 5 | 8 | BranchMin5_BranchMax8 | 6 | 3 | 6 | 12 | HeaderMin6_HeaderMax12 | 12 | 4 | 12
523 | 43 | 4015-9/0-4P-75HP KPVS | KPVS_4015-9/0_4P_75HP_13.30_BRZ | 1251.5 | 1251.5 | 2503 | 2 | 1 | 3 | E | KPVS_SplitCase | 5 | 4 | 5 | 8 | BranchMin5_BranchMax8 | 8 | 3 | 6 | 12 | HeaderMin6_HeaderMax12 | 6 | 4 | 12 | [29 empty] | INVALID
523 | 43 | 4015-9/0-4P-75HP KPVS | KPVS_4015-9/0_4P_75HP_13.30_BRZ | 1251.5 | 1251.5 | 2503 | 2 | 1 | 3 | E | KPVS_SplitCase | 5 | 4 | 5 | 8 | BranchMin5_BranchMax8 | 8 | 3 | 6 | 12 | HeaderMin6_HeaderMax12 | 8 | 4 | 12 | [29 empty] | INVALID
523 | 43 | 4015-9/0-4P-75HP KPVS | KPVS_4015-9/0_4P_75HP_13.30_BRZ | 1251.5 | 1251.5 | 2503 | 2 | 1 | 3 | E | KPVS_SplitCase | 5 | 4 | 5 | 8 | BranchMin5_BranchMax8 | 8 | 3 | 6 | 12 | HeaderMin6_HeaderMax12 | 10 | 4 | 12
523 | 43 | 4015-9/0-4P-75HP KPVS | KPVS_4015-9/0_4P_75HP_13.30_BRZ | 1251.5 | 1251.5 | 2503 | 2 | 1 | 3 | E | KPVS_SplitCase | 5 | 4 | 5 | 8 | BranchMin5_BranchMax8 | 8 | 3 | 6 | 12 | HeaderMin6_HeaderMax12 | 12 | 4 | 12
524 | 44 | 4015-9/0-4P-100HP KPVS | KPVS_4015-9/0_4P_100HP_14.44_BRZ | 1415.3 | 1415.3 | 2830.6 | 2 | 1 | 3 | E | KPVS_SplitCase | 5 | 4 | 5 | 8 | BranchMin5_BranchMax8 | 5 | 3 | 6 | 12 | HeaderMin6_HeaderMax12 | 6 | 4 | 12
524 | 44 | 4015-9/0-4P-100HP KPVS | KPVS_4015-9/0_4P_100HP_14.44_BRZ | 1415.3 | 1415.3 | 2830.6 | 2 | 1 | 3 | E | KPVS_SplitCase | 5 | 4 | 5 | 8 | BranchMin5_BranchMax8 | 5 | 3 | 6 | 12 | HeaderMin6_HeaderMax12 | 8 | 4 | 12
524 | 44 | 4015-9/0-4P-100HP KPVS | KPVS_4015-9/0_4P_100HP_14.44_BRZ | 1415.3 | 1415.3 | 2830.6 | 2 | 1 | 3 | E | KPVS_SplitCase | 5 | 4 | 5 | 8 | BranchMin5_BranchMax8 | 5 | 3 | 6 | 12 | HeaderMin6_HeaderMax12 | 10 | 4 | 12
524 | 44 | 4015-9/0-4P-100HP KPVS | KPVS_4015-9/0_4P_100HP_14.44_BRZ | 1415.3 | 1415.3 | 2830.6 | 2 | 1 | 3 | E | KPVS_SplitCase | 5 | 4 | 5 | 8 | BranchMin5_BranchMax8 | 5 | 3 | 6 | 12 | HeaderMin6_HeaderMax12 | 12 | 4 | 12
524 | 44 | 4015-9/0-4P-100HP KPVS | KPVS_4015-9/0_4P_100HP_14.44_BRZ | 1415.3 | 1415.3 | 2830.6 | 2 | 1 | 3 | E | KPVS_SplitCase | 5 | 4 | 5 | 8 | BranchMin5_BranchMax8 | 6 | 3 | 6 | 12 | HeaderMin6_HeaderMax12 | 6 | 4 | 12 | [29 empty] | INVALID
524 | 44 | 4015-9/0-4P-100HP KPVS | KPVS_4015-9/0_4P_100HP_14.44_BRZ | 1415.3 | 1415.3 | 2830.6 | 2 | 1 | 3 | E | KPVS_SplitCase | 5 | 4 | 5 | 8 | BranchMin5_BranchMax8 | 6 | 3 | 6 | 12 | HeaderMin6_HeaderMax12 | 8 | 4 | 12
524 | 44 | 4015-9/0-4P-100HP KPVS | KPVS_4015-9/0_4P_100HP_14.44_BRZ | 1415.3 | 1415.3 | 2830.6 | 2 | 1 | 3 | E | KPVS_SplitCase | 5 | 4 | 5 | 8 | BranchMin5_BranchMax8 | 6 | 3 | 6 | 12 | HeaderMin6_HeaderMax12 | 10 | 4 | 12
524 | 44 | 4015-9/0-4P-100HP KPVS | KPVS_4015-9/0_4P_100HP_14.44_BRZ | 1415.3 | 1415.3 | 2830.6 | 2 | 1 | 3 | E | KPVS_SplitCase | 5 | 4 | 5 | 8 | BranchMin5_BranchMax8 | 6 | 3 | 6 | 12 | HeaderMin6_HeaderMax12 | 12 | 4 | 12
524 | 44 | 4015-9/0-4P-100HP KPVS | KPVS_4015-9/0_4P_100HP_14.44_BRZ | 1415.3 | 1415.3 | 2830.6 | 2 | 1 | 3 | E | KPVS_SplitCase | 5 | 4 | 5 | 8 | BranchMin5_BranchMax8 | 8 | 3 | 6 | 12 | HeaderMin6_HeaderMax12 | 6 | 4 | 12 | [29 empty] | INVALID
524 | 44 | 4015-9/0-4P-100HP KPVS | KPVS_4015-9/0_4P_100HP_14.44_BRZ | 1415.3 | 1415.3 | 2830.6 | 2 | 1 | 3 | E | KPVS_SplitCase | 5 | 4 | 5 | 8 | BranchMin5_BranchMax8 | 8 | 3 | 6 | 12 | HeaderMin6_HeaderMax12 | 8 | 4 | 12 | [29 empty] | INVALID
524 | 44 | 4015-9/0-4P-100HP KPVS | KPVS_4015-9/0_4P_100HP_14.44_BRZ | 1415.3 | 1415.3 | 2830.6 | 2 | 1 | 3 | E | KPVS_SplitCase | 5 | 4 | 5 | 8 | BranchMin5_BranchMax8 | 8 | 3 | 6 | 12 | HeaderMin6_HeaderMax12 | 10 | 4 | 12
524 | 44 | 4015-9/0-4P-100HP KPVS | KPVS_4015-9/0_4P_100HP_14.44_BRZ | 1415.3 | 1415.3 | 2830.6 | 2 | 1 | 3 | E | KPVS_SplitCase | 5 | 4 | 5 | 8 | BranchMin5_BranchMax8 | 8 | 3 | 6 | 12 | HeaderMin6_HeaderMax12 | 12 | 4 | 12
525 | 45 | 4015-9/0-4P-125HP KPVS | KPVS_4015-9/0_4P_125HP_15.25_BRZ | 1500 | 1500 | 3000 | 2 | 1 | 3 | E | KPVS_SplitCase | 5 | 4 | 5 | 8 | BranchMin5_BranchMax8 | 5 | 3 | 6 | 12 | HeaderMin6_HeaderMax12 | 6 | 4 | 12
525 | 45 | 4015-9/0-4P-125HP KPVS | KPVS_4015-9/0_4P_125HP_15.25_BRZ | 1500 | 1500 | 3000 | 2 | 1 | 3 | E | KPVS_SplitCase | 5 | 4 | 5 | 8 | BranchMin5_BranchMax8 | 5 | 3 | 6 | 12 | HeaderMin6_HeaderMax12 | 8 | 4 | 12
525 | 45 | 4015-9/0-4P-125HP KPVS | KPVS_4015-9/0_4P_125HP_15.25_BRZ | 1500 | 1500 | 3000 | 2 | 1 | 3 | E | KPVS_SplitCase | 5 | 4 | 5 | 8 | BranchMin5_BranchMax8 | 5 | 3 | 6 | 12 | HeaderMin6_HeaderMax12 | 10 | 4 | 12
525 | 45 | 4015-9/0-4P-125HP KPVS | KPVS_4015-9/0_4P_125HP_15.25_BRZ | 1500 | 1500 | 3000 | 2 | 1 | 3 | E | KPVS_SplitCase | 5 | 4 | 5 | 8 | BranchMin5_BranchMax8 | 5 | 3 | 6 | 12 | HeaderMin6_HeaderMax12 | 12 | 4 | 12
525 | 45 | 4015-9/0-4P-125HP KPVS | KPVS_4015-9/0_4P_125HP_15.25_BRZ | 1500 | 1500 | 3000 | 2 | 1 | 3 | E | KPVS_SplitCase | 5 | 4 | 5 | 8 | BranchMin5_BranchMax8 | 6 | 3 | 6 | 12 | HeaderMin6_HeaderMax12 | 6 | 4 | 12 | [29 empty] | INVALID
525 | 45 | 4015-9/0-4P-125HP KPVS | KPVS_4015-9/0_4P_125HP_15.25_BRZ | 1500 | 1500 | 3000 | 2 | 1 | 3 | E | KPVS_SplitCase | 5 | 4 | 5 | 8 | BranchMin5_BranchMax8 | 6 | 3 | 6 | 12 | HeaderMin6_HeaderMax12 | 8 | 4 | 12
525 | 45 | 4015-9/0-4P-125HP KPVS | KPVS_4015-9/0_4P_125HP_15.25_BRZ | 1500 | 1500 | 3000 | 2 | 1 | 3 | E | KPVS_SplitCase | 5 | 4 | 5 | 8 | BranchMin5_BranchMax8 | 6 | 3 | 6 | 12 | HeaderMin6_HeaderMax12 | 10 | 4 | 12
525 | 45 | 4015-9/0-4P-125HP KPVS | KPVS_4015-9/0_4P_125HP_15.25_BRZ | 1500 | 1500 | 3000 | 2 | 1 | 3 | E | KPVS_SplitCase | 5 | 4 | 5 | 8 | BranchMin5_BranchMax8 | 6 | 3 | 6 | 12 | HeaderMin6_HeaderMax12 | 12 | 4 | 12
525 | 45 | 4015-9/0-4P-125HP KPVS | KPVS_4015-9/0_4P_125HP_15.25_BRZ | 1500 | 1500 | 3000 | 2 | 1 | 3 | E | KPVS_SplitCase | 5 | 4 | 5 | 8 | BranchMin5_BranchMax8 | 8 | 3 | 6 | 12 | HeaderMin6_HeaderMax12 | 6 | 4 | 12 | [29 empty] | INVALID
525 | 45 | 4015-9/0-4P-125HP KPVS | KPVS_4015-9/0_4P_125HP_15.25_BRZ | 1500 | 1500 | 3000 | 2 | 1 | 3 | E | KPVS_SplitCase | 5 | 4 | 5 | 8 | BranchMin5_BranchMax8 | 8 | 3 | 6 | 12 | HeaderMin6_HeaderMax12 | 8 | 4 | 12 | [29 empty] | INVALID
525 | 45 | 4015-9/0-4P-125HP KPVS | KPVS_4015-9/0_4P_125HP_15.25_BRZ | 1500 | 1500 | 3000 | 2 | 1 | 3 | E | KPVS_SplitCase | 5 | 4 | 5 | 8 | BranchMin5_BranchMax8 | 8 | 3 | 6 | 12 | HeaderMin6_HeaderMax12 | 10 | 4 | 12
525 | 45 | 4015-9/0-4P-125HP KPVS | KPVS_4015-9/0_4P_125HP_15.25_BRZ | 1500 | 1500 | 3000 | 2 | 1 | 3 | E | KPVS_SplitCase | 5 | 4 | 5 | 8 | BranchMin5_BranchMax8 | 8 | 3 | 6 | 12 | HeaderMin6_HeaderMax12 | 12 | 4 | 12
526 | 46 | 5012-7/8-4P-15HP KPVS | KPVS_5012-7/8_4P_15HP_7.65_BRZ | 1236.1 | 1236.1 | 2472.2 | 2 | 1 | 3 | E | KPVS_SplitCase | 6 | 5 | 6 | 8 | BranchMin6_BranchMax8 | 6 | 2 | 8 | 10 | HeaderMin8_HeaderMax10 | 8 | 2 | 4
526 | 46 | 5012-7/8-4P-15HP KPVS | KPVS_5012-7/8_4P_15HP_7.65_BRZ | 1236.1 | 1236.1 | 2472.2 | 2 | 1 | 3 | E | KPVS_SplitCase | 6 | 5 | 6 | 8 | BranchMin6_BranchMax8 | 6 | 2 | 8 | 10 | HeaderMin8_HeaderMax10 | 10 | 2 | 4
526 | 46 | 5012-7/8-4P-15HP KPVS | KPVS_5012-7/8_4P_15HP_7.65_BRZ | 1236.1 | 1236.1 | 2472.2 | 2 | 1 | 3 | E | KPVS_SplitCase | 6 | 5 | 6 | 8 | BranchMin6_BranchMax8 | 8 | 2 | 8 | 10 | HeaderMin8_HeaderMax10 | 8 | 2 | 4 | [29 empty] | INVALID
526 | 46 | 5012-7/8-4P-15HP KPVS | KPVS_5012-7/8_4P_15HP_7.65_BRZ | 1236.1 | 1236.1 | 2472.2 | 2 | 1 | 3 | E | KPVS_SplitCase | 6 | 5 | 6 | 8 | BranchMin6_BranchMax8 | 8 | 2 | 8 | 10 | HeaderMin8_HeaderMax10 | 10 | 2 | 4
527 | 47 | 5012-7/8-4P-20HP KPVS | KPVS_5012-7/8_4P_20HP_8.38_BRZ | 1345.4 | 1345.4 | 2690.8 | 2 | 1 | 3 | E | KPVS_SplitCase | 6 | 5 | 6 | 8 | BranchMin6_BranchMax8 | 6 | 2 | 8 | 12 | HeaderMin8_HeaderMax12 | 8 | 3 | 6
527 | 47 | 5012-7/8-4P-20HP KPVS | KPVS_5012-7/8_4P_20HP_8.38_BRZ | 1345.4 | 1345.4 | 2690.8 | 2 | 1 | 3 | E | KPVS_SplitCase | 6 | 5 | 6 | 8 | BranchMin6_BranchMax8 | 6 | 2 | 8 | 12 | HeaderMin8_HeaderMax12 | 10 | 3 | 6
527 | 47 | 5012-7/8-4P-20HP KPVS | KPVS_5012-7/8_4P_20HP_8.38_BRZ | 1345.4 | 1345.4 | 2690.8 | 2 | 1 | 3 | E | KPVS_SplitCase | 6 | 5 | 6 | 8 | BranchMin6_BranchMax8 | 6 | 2 | 8 | 12 | HeaderMin8_HeaderMax12 | 12 | 3 | 6
527 | 47 | 5012-7/8-4P-20HP KPVS | KPVS_5012-7/8_4P_20HP_8.38_BRZ | 1345.4 | 1345.4 | 2690.8 | 2 | 1 | 3 | E | KPVS_SplitCase | 6 | 5 | 6 | 8 | BranchMin6_BranchMax8 | 8 | 2 | 8 | 12 | HeaderMin8_HeaderMax12 | 8 | 3 | 6 | [29 empty] | INVALID
527 | 47 | 5012-7/8-4P-20HP KPVS | KPVS_5012-7/8_4P_20HP_8.38_BRZ | 1345.4 | 1345.4 | 2690.8 | 2 | 1 | 3 | E | KPVS_SplitCase | 6 | 5 | 6 | 8 | BranchMin6_BranchMax8 | 8 | 2 | 8 | 12 | HeaderMin8_HeaderMax12 | 10 | 3 | 6
527 | 47 | 5012-7/8-4P-20HP KPVS | KPVS_5012-7/8_4P_20HP_8.38_BRZ | 1345.4 | 1345.4 | 2690.8 | 2 | 1 | 3 | E | KPVS_SplitCase | 6 | 5 | 6 | 8 | BranchMin6_BranchMax8 | 8 | 2 | 8 | 12 | HeaderMin8_HeaderMax12 | 12 | 3 | 6
528 | 48 | 5012-7/8-4P-25HP KPVS | KPVS_5012-7/8_4P_25HP_8.96_BRZ | 1441.8 | 1441.8 | 2883.6 | 2 | 1 | 3 | E | KPVS_SplitCase | 6 | 5 | 6 | 8 | BranchMin6_BranchMax8 | 6 | 2 | 8 | 12 | HeaderMin8_HeaderMax12 | 8 | 3 | 6
528 | 48 | 5012-7/8-4P-25HP KPVS | KPVS_5012-7/8_4P_25HP_8.96_BRZ | 1441.8 | 1441.8 | 2883.6 | 2 | 1 | 3 | E | KPVS_SplitCase | 6 | 5 | 6 | 8 | BranchMin6_BranchMax8 | 6 | 2 | 8 | 12 | HeaderMin8_HeaderMax12 | 10 | 3 | 6
528 | 48 | 5012-7/8-4P-25HP KPVS | KPVS_5012-7/8_4P_25HP_8.96_BRZ | 1441.8 | 1441.8 | 2883.6 | 2 | 1 | 3 | E | KPVS_SplitCase | 6 | 5 | 6 | 8 | BranchMin6_BranchMax8 | 6 | 2 | 8 | 12 | HeaderMin8_HeaderMax12 | 12 | 3 | 6
528 | 48 | 5012-7/8-4P-25HP KPVS | KPVS_5012-7/8_4P_25HP_8.96_BRZ | 1441.8 | 1441.8 | 2883.6 | 2 | 1 | 3 | E | KPVS_SplitCase | 6 | 5 | 6 | 8 | BranchMin6_BranchMax8 | 8 | 2 | 8 | 12 | HeaderMin8_HeaderMax12 | 8 | 3 | 6 | [29 empty] | INVALID
528 | 48 | 5012-7/8-4P-25HP KPVS | KPVS_5012-7/8_4P_25HP_8.96_BRZ | 1441.8 | 1441.8 | 2883.6 | 2 | 1 | 3 | E | KPVS_SplitCase | 6 | 5 | 6 | 8 | BranchMin6_BranchMax8 | 8 | 2 | 8 | 12 | HeaderMin8_HeaderMax12 | 10 | 3 | 6
528 | 48 | 5012-7/8-4P-25HP KPVS | KPVS_5012-7/8_4P_25HP_8.96_BRZ | 1441.8 | 1441.8 | 2883.6 | 2 | 1 | 3 | E | KPVS_SplitCase | 6 | 5 | 6 | 8 | BranchMin6_BranchMax8 | 8 | 2 | 8 | 12 | HeaderMin8_HeaderMax12 | 12 | 3 | 6
529 | 49 | 5012-7/8-4P-30HP KPVS | KPVS_5012-7/8_4P_30HP_9.45_BRZ | 1529.7 | 1529.7 | 3059.4 | 2 | 1 | 3 | E | KPVS_SplitCase | 6 | 5 | 6 | 8 | BranchMin6_BranchMax8 | 6 | 2 | 8 | 12 | HeaderMin8_HeaderMax12 | 8 | 3 | 6
529 | 49 | 5012-7/8-4P-30HP KPVS | KPVS_5012-7/8_4P_30HP_9.45_BRZ | 1529.7 | 1529.7 | 3059.4 | 2 | 1 | 3 | E | KPVS_SplitCase | 6 | 5 | 6 | 8 | BranchMin6_BranchMax8 | 6 | 2 | 8 | 12 | HeaderMin8_HeaderMax12 | 10 | 3 | 6
529 | 49 | 5012-7/8-4P-30HP KPVS | KPVS_5012-7/8_4P_30HP_9.45_BRZ | 1529.7 | 1529.7 | 3059.4 | 2 | 1 | 3 | E | KPVS_SplitCase | 6 | 5 | 6 | 8 | BranchMin6_BranchMax8 | 6 | 2 | 8 | 12 | HeaderMin8_HeaderMax12 | 12 | 3 | 6
529 | 49 | 5012-7/8-4P-30HP KPVS | KPVS_5012-7/8_4P_30HP_9.45_BRZ | 1529.7 | 1529.7 | 3059.4 | 2 | 1 | 3 | E | KPVS_SplitCase | 6 | 5 | 6 | 8 | BranchMin6_BranchMax8 | 8 | 2 | 8 | 12 | HeaderMin8_HeaderMax12 | 8 | 3 | 6 | [29 empty] | INVALID
529 | 49 | 5012-7/8-4P-30HP KPVS | KPVS_5012-7/8_4P_30HP_9.45_BRZ | 1529.7 | 1529.7 | 3059.4 | 2 | 1 | 3 | E | KPVS_SplitCase | 6 | 5 | 6 | 8 | BranchMin6_BranchMax8 | 8 | 2 | 8 | 12 | HeaderMin8_HeaderMax12 | 10 | 3 | 6
529 | 49 | 5012-7/8-4P-30HP KPVS | KPVS_5012-7/8_4P_30HP_9.45_BRZ | 1529.7 | 1529.7 | 3059.4 | 2 | 1 | 3 | E | KPVS_SplitCase | 6 | 5 | 6 | 8 | BranchMin6_BranchMax8 | 8 | 2 | 8 | 12 | HeaderMin8_HeaderMax12 | 12 | 3 | 6
530 | 50 | 5012-7/8-4P-40HP KPVS | KPVS_5012-7/8_4P_40HP_10.20_BRZ | 1658 | 1658 | 3316 | 2 | 1 | 3 | E | KPVS_SplitCase | 6 | 5 | 6 | 10 | BranchMin6_BranchMax10 | 6 | 3 | 8 | 12 | HeaderMin8_HeaderMax12 | 8 | 3 | 9
530 | 50 | 5012-7/8-4P-40HP KPVS | KPVS_5012-7/8_4P_40HP_10.20_BRZ | 1658 | 1658 | 3316 | 2 | 1 | 3 | E | KPVS_SplitCase | 6 | 5 | 6 | 10 | BranchMin6_BranchMax10 | 6 | 3 | 8 | 12 | HeaderMin8_HeaderMax12 | 10 | 3 | 9
530 | 50 | 5012-7/8-4P-40HP KPVS | KPVS_5012-7/8_4P_40HP_10.20_BRZ | 1658 | 1658 | 3316 | 2 | 1 | 3 | E | KPVS_SplitCase | 6 | 5 | 6 | 10 | BranchMin6_BranchMax10 | 6 | 3 | 8 | 12 | HeaderMin8_HeaderMax12 | 12 | 3 | 9
530 | 50 | 5012-7/8-4P-40HP KPVS | KPVS_5012-7/8_4P_40HP_10.20_BRZ | 1658 | 1658 | 3316 | 2 | 1 | 3 | E | KPVS_SplitCase | 6 | 5 | 6 | 10 | BranchMin6_BranchMax10 | 8 | 3 | 8 | 12 | HeaderMin8_HeaderMax12 | 8 | 3 | 9 | [29 empty] | INVALID
530 | 50 | 5012-7/8-4P-40HP KPVS | KPVS_5012-7/8_4P_40HP_10.20_BRZ | 1658 | 1658 | 3316 | 2 | 1 | 3 | E | KPVS_SplitCase | 6 | 5 | 6 | 10 | BranchMin6_BranchMax10 | 8 | 3 | 8 | 12 | HeaderMin8_HeaderMax12 | 10 | 3 | 9
530 | 50 | 5012-7/8-4P-40HP KPVS | KPVS_5012-7/8_4P_40HP_10.20_BRZ | 1658 | 1658 | 3316 | 2 | 1 | 3 | E | KPVS_SplitCase | 6 | 5 | 6 | 10 | BranchMin6_BranchMax10 | 8 | 3 | 8 | 12 | HeaderMin8_HeaderMax12 | 12 | 3 | 9
530 | 50 | 5012-7/8-4P-40HP KPVS | KPVS_5012-7/8_4P_40HP_10.20_BRZ | 1658 | 1658 | 3316 | 2 | 1 | 3 | E | KPVS_SplitCase | 6 | 5 | 6 | 10 | BranchMin6_BranchMax10 | 10 | 3 | 8 | 12 | HeaderMin8_HeaderMax12 | 8 | 3 | 9 | [29 empty] | INVALID
530 | 50 | 5012-7/8-4P-40HP KPVS | KPVS_5012-7/8_4P_40HP_10.20_BRZ | 1658 | 1658 | 3316 | 2 | 1 | 3 | E | KPVS_SplitCase | 6 | 5 | 6 | 10 | BranchMin6_BranchMax10 | 10 | 3 | 8 | 12 | HeaderMin8_HeaderMax12 | 10 | 3 | 9 | [29 empty] | INVALID
530 | 50 | 5012-7/8-4P-40HP KPVS | KPVS_5012-7/8_4P_40HP_10.20_BRZ | 1658 | 1658 | 3316 | 2 | 1 | 3 | E | KPVS_SplitCase | 6 | 5 | 6 | 10 | BranchMin6_BranchMax10 | 10 | 3 | 8 | 12 | HeaderMin8_HeaderMax12 | 12 | 3 | 9
531 | 51 | 5012-7/8-4P-50HP KPVS | KPVS_5012-7/8_4P_50HP_10.79_BRZ | 1758.4 | 1758.4 | 3516.8 | 2 | 1 | 3 | E | KPVS_SplitCase | 6 | 5 | 6 | 10 | BranchMin6_BranchMax10 | 6 | 3 | 8 | 12 | HeaderMin8_HeaderMax12 | 8 | 3 | 9
531 | 51 | 5012-7/8-4P-50HP KPVS | KPVS_5012-7/8_4P_50HP_10.79_BRZ | 1758.4 | 1758.4 | 3516.8 | 2 | 1 | 3 | E | KPVS_SplitCase | 6 | 5 | 6 | 10 | BranchMin6_BranchMax10 | 6 | 3 | 8 | 12 | HeaderMin8_HeaderMax12 | 10 | 3 | 9
531 | 51 | 5012-7/8-4P-50HP KPVS | KPVS_5012-7/8_4P_50HP_10.79_BRZ | 1758.4 | 1758.4 | 3516.8 | 2 | 1 | 3 | E | KPVS_SplitCase | 6 | 5 | 6 | 10 | BranchMin6_BranchMax10 | 6 | 3 | 8 | 12 | HeaderMin8_HeaderMax12 | 12 | 3 | 9
531 | 51 | 5012-7/8-4P-50HP KPVS | KPVS_5012-7/8_4P_50HP_10.79_BRZ | 1758.4 | 1758.4 | 3516.8 | 2 | 1 | 3 | E | KPVS_SplitCase | 6 | 5 | 6 | 10 | BranchMin6_BranchMax10 | 8 | 3 | 8 | 12 | HeaderMin8_HeaderMax12 | 8 | 3 | 9 | [29 empty] | INVALID
531 | 51 | 5012-7/8-4P-50HP KPVS | KPVS_5012-7/8_4P_50HP_10.79_BRZ | 1758.4 | 1758.4 | 3516.8 | 2 | 1 | 3 | E | KPVS_SplitCase | 6 | 5 | 6 | 10 | BranchMin6_BranchMax10 | 8 | 3 | 8 | 12 | HeaderMin8_HeaderMax12 | 10 | 3 | 9
531 | 51 | 5012-7/8-4P-50HP KPVS | KPVS_5012-7/8_4P_50HP_10.79_BRZ | 1758.4 | 1758.4 | 3516.8 | 2 | 1 | 3 | E | KPVS_SplitCase | 6 | 5 | 6 | 10 | BranchMin6_BranchMax10 | 8 | 3 | 8 | 12 | HeaderMin8_HeaderMax12 | 12 | 3 | 9
531 | 51 | 5012-7/8-4P-50HP KPVS | KPVS_5012-7/8_4P_50HP_10.79_BRZ | 1758.4 | 1758.4 | 3516.8 | 2 | 1 | 3 | E | KPVS_SplitCase | 6 | 5 | 6 | 10 | BranchMin6_BranchMax10 | 10 | 3 | 8 | 12 | HeaderMin8_HeaderMax12 | 8 | 3 | 9 | [29 empty] | INVALID
531 | 51 | 5012-7/8-4P-50HP KPVS | KPVS_5012-7/8_4P_50HP_10.79_BRZ | 1758.4 | 1758.4 | 3516.8 | 2 | 1 | 3 | E | KPVS_SplitCase | 6 | 5 | 6 | 10 | BranchMin6_BranchMax10 | 10 | 3 | 8 | 12 | HeaderMin8_HeaderMax12 | 10 | 3 | 9 | [29 empty] | INVALID
531 | 51 | 5012-7/8-4P-50HP KPVS | KPVS_5012-7/8_4P_50HP_10.79_BRZ | 1758.4 | 1758.4 | 3516.8 | 2 | 1 | 3 | E | KPVS_SplitCase | 6 | 5 | 6 | 10 | BranchMin6_BranchMax10 | 10 | 3 | 8 | 12 | HeaderMin8_HeaderMax12 | 12 | 3 | 9
532 | 52 | 5012-7/8-4P-60HP KPVS | KPVS_5012-7/8_4P_60HP_11.37_BRZ | 1869.9 | 1869.9 | 3739.8 | 2 | 1 | 3 | E | KPVS_SplitCase | 6 | 5 | 6 | 10 | BranchMin6_BranchMax10 | 6 | 3 | 8 | 14 | HeaderMin8_HeaderMax14 | 8 | 4 | 12
532 | 52 | 5012-7/8-4P-60HP KPVS | KPVS_5012-7/8_4P_60HP_11.37_BRZ | 1869.9 | 1869.9 | 3739.8 | 2 | 1 | 3 | E | KPVS_SplitCase | 6 | 5 | 6 | 10 | BranchMin6_BranchMax10 | 6 | 3 | 8 | 14 | HeaderMin8_HeaderMax14 | 10 | 4 | 12
532 | 52 | 5012-7/8-4P-60HP KPVS | KPVS_5012-7/8_4P_60HP_11.37_BRZ | 1869.9 | 1869.9 | 3739.8 | 2 | 1 | 3 | E | KPVS_SplitCase | 6 | 5 | 6 | 10 | BranchMin6_BranchMax10 | 6 | 3 | 8 | 14 | HeaderMin8_HeaderMax14 | 12 | 4 | 12
532 | 52 | 5012-7/8-4P-60HP KPVS | KPVS_5012-7/8_4P_60HP_11.37_BRZ | 1869.9 | 1869.9 | 3739.8 | 2 | 1 | 3 | E | KPVS_SplitCase | 6 | 5 | 6 | 10 | BranchMin6_BranchMax10 | 6 | 3 | 8 | 14 | HeaderMin8_HeaderMax14 | 14 | 4 | 12
532 | 52 | 5012-7/8-4P-60HP KPVS | KPVS_5012-7/8_4P_60HP_11.37_BRZ | 1869.9 | 1869.9 | 3739.8 | 2 | 1 | 3 | E | KPVS_SplitCase | 6 | 5 | 6 | 10 | BranchMin6_BranchMax10 | 8 | 3 | 8 | 14 | HeaderMin8_HeaderMax14 | 8 | 4 | 12 | [29 empty] | INVALID
532 | 52 | 5012-7/8-4P-60HP KPVS | KPVS_5012-7/8_4P_60HP_11.37_BRZ | 1869.9 | 1869.9 | 3739.8 | 2 | 1 | 3 | E | KPVS_SplitCase | 6 | 5 | 6 | 10 | BranchMin6_BranchMax10 | 8 | 3 | 8 | 14 | HeaderMin8_HeaderMax14 | 10 | 4 | 12
532 | 52 | 5012-7/8-4P-60HP KPVS | KPVS_5012-7/8_4P_60HP_11.37_BRZ | 1869.9 | 1869.9 | 3739.8 | 2 | 1 | 3 | E | KPVS_SplitCase | 6 | 5 | 6 | 10 | BranchMin6_BranchMax10 | 8 | 3 | 8 | 14 | HeaderMin8_HeaderMax14 | 12 | 4 | 12
532 | 52 | 5012-7/8-4P-60HP KPVS | KPVS_5012-7/8_4P_60HP_11.37_BRZ | 1869.9 | 1869.9 | 3739.8 | 2 | 1 | 3 | E | KPVS_SplitCase | 6 | 5 | 6 | 10 | BranchMin6_BranchMax10 | 8 | 3 | 8 | 14 | HeaderMin8_HeaderMax14 | 14 | 4 | 12
532 | 52 | 5012-7/8-4P-60HP KPVS | KPVS_5012-7/8_4P_60HP_11.37_BRZ | 1869.9 | 1869.9 | 3739.8 | 2 | 1 | 3 | E | KPVS_SplitCase | 6 | 5 | 6 | 10 | BranchMin6_BranchMax10 | 10 | 3 | 8 | 14 | HeaderMin8_HeaderMax14 | 8 | 4 | 12 | [29 empty] | INVALID
532 | 52 | 5012-7/8-4P-60HP KPVS | KPVS_5012-7/8_4P_60HP_11.37_BRZ | 1869.9 | 1869.9 | 3739.8 | 2 | 1 | 3 | E | KPVS_SplitCase | 6 | 5 | 6 | 10 | BranchMin6_BranchMax10 | 10 | 3 | 8 | 14 | HeaderMin8_HeaderMax14 | 10 | 4 | 12 | [29 empty] | INVALID
532 | 52 | 5012-7/8-4P-60HP KPVS | KPVS_5012-7/8_4P_60HP_11.37_BRZ | 1869.9 | 1869.9 | 3739.8 | 2 | 1 | 3 | E | KPVS_SplitCase | 6 | 5 | 6 | 10 | BranchMin6_BranchMax10 | 10 | 3 | 8 | 14 | HeaderMin8_HeaderMax14 | 12 | 4 | 12
532 | 52 | 5012-7/8-4P-60HP KPVS | KPVS_5012-7/8_4P_60HP_11.37_BRZ | 1869.9 | 1869.9 | 3739.8 | 2 | 1 | 3 | E | KPVS_SplitCase | 6 | 5 | 6 | 10 | BranchMin6_BranchMax10 | 10 | 3 | 8 | 14 | HeaderMin8_HeaderMax14 | 14 | 4 | 12
533 | 53 | 5012-7/8-4P-75HP KPVS | KPVS_5012-7/8_4P_75HP_12.00_BRZ | 2000 | 2000 | 4000 | 2 | 1 | 3 | E | KPVS_SplitCase | 6 | 5 | 6 | 10 | BranchMin6_BranchMax10 | 6 | 3 | 8 | 14 | HeaderMin8_HeaderMax14 | 8 | 4 | 12
533 | 53 | 5012-7/8-4P-75HP KPVS | KPVS_5012-7/8_4P_75HP_12.00_BRZ | 2000 | 2000 | 4000 | 2 | 1 | 3 | E | KPVS_SplitCase | 6 | 5 | 6 | 10 | BranchMin6_BranchMax10 | 6 | 3 | 8 | 14 | HeaderMin8_HeaderMax14 | 10 | 4 | 12
533 | 53 | 5012-7/8-4P-75HP KPVS | KPVS_5012-7/8_4P_75HP_12.00_BRZ | 2000 | 2000 | 4000 | 2 | 1 | 3 | E | KPVS_SplitCase | 6 | 5 | 6 | 10 | BranchMin6_BranchMax10 | 6 | 3 | 8 | 14 | HeaderMin8_HeaderMax14 | 12 | 4 | 12
533 | 53 | 5012-7/8-4P-75HP KPVS | KPVS_5012-7/8_4P_75HP_12.00_BRZ | 2000 | 2000 | 4000 | 2 | 1 | 3 | E | KPVS_SplitCase | 6 | 5 | 6 | 10 | BranchMin6_BranchMax10 | 6 | 3 | 8 | 14 | HeaderMin8_HeaderMax14 | 14 | 4 | 12
533 | 53 | 5012-7/8-4P-75HP KPVS | KPVS_5012-7/8_4P_75HP_12.00_BRZ | 2000 | 2000 | 4000 | 2 | 1 | 3 | E | KPVS_SplitCase | 6 | 5 | 6 | 10 | BranchMin6_BranchMax10 | 8 | 3 | 8 | 14 | HeaderMin8_HeaderMax14 | 8 | 4 | 12 | [29 empty] | INVALID
533 | 53 | 5012-7/8-4P-75HP KPVS | KPVS_5012-7/8_4P_75HP_12.00_BRZ | 2000 | 2000 | 4000 | 2 | 1 | 3 | E | KPVS_SplitCase | 6 | 5 | 6 | 10 | BranchMin6_BranchMax10 | 8 | 3 | 8 | 14 | HeaderMin8_HeaderMax14 | 10 | 4 | 12
533 | 53 | 5012-7/8-4P-75HP KPVS | KPVS_5012-7/8_4P_75HP_12.00_BRZ | 2000 | 2000 | 4000 | 2 | 1 | 3 | E | KPVS_SplitCase | 6 | 5 | 6 | 10 | BranchMin6_BranchMax10 | 8 | 3 | 8 | 14 | HeaderMin8_HeaderMax14 | 12 | 4 | 12
533 | 53 | 5012-7/8-4P-75HP KPVS | KPVS_5012-7/8_4P_75HP_12.00_BRZ | 2000 | 2000 | 4000 | 2 | 1 | 3 | E | KPVS_SplitCase | 6 | 5 | 6 | 10 | BranchMin6_BranchMax10 | 8 | 3 | 8 | 14 | HeaderMin8_HeaderMax14 | 14 | 4 | 12
533 | 53 | 5012-7/8-4P-75HP KPVS | KPVS_5012-7/8_4P_75HP_12.00_BRZ | 2000 | 2000 | 4000 | 2 | 1 | 3 | E | KPVS_SplitCase | 6 | 5 | 6 | 10 | BranchMin6_BranchMax10 | 10 | 3 | 8 | 14 | HeaderMin8_HeaderMax14 | 8 | 4 | 12 | [29 empty] | INVALID
533 | 53 | 5012-7/8-4P-75HP KPVS | KPVS_5012-7/8_4P_75HP_12.00_BRZ | 2000 | 2000 | 4000 | 2 | 1 | 3 | E | KPVS_SplitCase | 6 | 5 | 6 | 10 | BranchMin6_BranchMax10 | 10 | 3 | 8 | 14 | HeaderMin8_HeaderMax14 | 10 | 4 | 12 | [29 empty] | INVALID
533 | 53 | 5012-7/8-4P-75HP KPVS | KPVS_5012-7/8_4P_75HP_12.00_BRZ | 2000 | 2000 | 4000 | 2 | 1 | 3 | E | KPVS_SplitCase | 6 | 5 | 6 | 10 | BranchMin6_BranchMax10 | 10 | 3 | 8 | 14 | HeaderMin8_HeaderMax14 | 12 | 4 | 12
533 | 53 | 5012-7/8-4P-75HP KPVS | KPVS_5012-7/8_4P_75HP_12.00_BRZ | 2000 | 2000 | 4000 | 2 | 1 | 3 | E | KPVS_SplitCase | 6 | 5 | 6 | 10 | BranchMin6_BranchMax10 | 10 | 3 | 8 | 14 | HeaderMin8_HeaderMax14 | 14 | 4 | 12
534 | 54 | 5015-9/0-4P-25HP KPVS | KPVS_5015-9/0_4P_25HP_9.03_BRZ | 1495.7 | 1495.7 | 2991.4 | 2 | 1 | 3 | E | KPVS_SplitCase | 6 | 5 | 6 | 8 | BranchMin6_BranchMax8 | 6 | 2 | 8 | 12 | HeaderMin8_HeaderMax12 | 8 | 3 | 6
534 | 54 | 5015-9/0-4P-25HP KPVS | KPVS_5015-9/0_4P_25HP_9.03_BRZ | 1495.7 | 1495.7 | 2991.4 | 2 | 1 | 3 | E | KPVS_SplitCase | 6 | 5 | 6 | 8 | BranchMin6_BranchMax8 | 6 | 2 | 8 | 12 | HeaderMin8_HeaderMax12 | 10 | 3 | 6
534 | 54 | 5015-9/0-4P-25HP KPVS | KPVS_5015-9/0_4P_25HP_9.03_BRZ | 1495.7 | 1495.7 | 2991.4 | 2 | 1 | 3 | E | KPVS_SplitCase | 6 | 5 | 6 | 8 | BranchMin6_BranchMax8 | 6 | 2 | 8 | 12 | HeaderMin8_HeaderMax12 | 12 | 3 | 6
534 | 54 | 5015-9/0-4P-25HP KPVS | KPVS_5015-9/0_4P_25HP_9.03_BRZ | 1495.7 | 1495.7 | 2991.4 | 2 | 1 | 3 | E | KPVS_SplitCase | 6 | 5 | 6 | 8 | BranchMin6_BranchMax8 | 8 | 2 | 8 | 12 | HeaderMin8_HeaderMax12 | 8 | 3 | 6 | [29 empty] | INVALID
534 | 54 | 5015-9/0-4P-25HP KPVS | KPVS_5015-9/0_4P_25HP_9.03_BRZ | 1495.7 | 1495.7 | 2991.4 | 2 | 1 | 3 | E | KPVS_SplitCase | 6 | 5 | 6 | 8 | BranchMin6_BranchMax8 | 8 | 2 | 8 | 12 | HeaderMin8_HeaderMax12 | 10 | 3 | 6
534 | 54 | 5015-9/0-4P-25HP KPVS | KPVS_5015-9/0_4P_25HP_9.03_BRZ | 1495.7 | 1495.7 | 2991.4 | 2 | 1 | 3 | E | KPVS_SplitCase | 6 | 5 | 6 | 8 | BranchMin6_BranchMax8 | 8 | 2 | 8 | 12 | HeaderMin8_HeaderMax12 | 12 | 3 | 6
535 | 55 | 5015-9/0-4P-30HP KPVS | KPVS_5015-9/0_4P_30HP_9.62_BRZ | 1583.4 | 1583.4 | 3166.8 | 2 | 1 | 3 | E | KPVS_SplitCase | 6 | 5 | 6 | 8 | BranchMin6_BranchMax8 | 6 | 2 | 8 | 12 | HeaderMin8_HeaderMax12 | 8 | 3 | 6
535 | 55 | 5015-9/0-4P-30HP KPVS | KPVS_5015-9/0_4P_30HP_9.62_BRZ | 1583.4 | 1583.4 | 3166.8 | 2 | 1 | 3 | E | KPVS_SplitCase | 6 | 5 | 6 | 8 | BranchMin6_BranchMax8 | 6 | 2 | 8 | 12 | HeaderMin8_HeaderMax12 | 10 | 3 | 6
535 | 55 | 5015-9/0-4P-30HP KPVS | KPVS_5015-9/0_4P_30HP_9.62_BRZ | 1583.4 | 1583.4 | 3166.8 | 2 | 1 | 3 | E | KPVS_SplitCase | 6 | 5 | 6 | 8 | BranchMin6_BranchMax8 | 6 | 2 | 8 | 12 | HeaderMin8_HeaderMax12 | 12 | 3 | 6
535 | 55 | 5015-9/0-4P-30HP KPVS | KPVS_5015-9/0_4P_30HP_9.62_BRZ | 1583.4 | 1583.4 | 3166.8 | 2 | 1 | 3 | E | KPVS_SplitCase | 6 | 5 | 6 | 8 | BranchMin6_BranchMax8 | 8 | 2 | 8 | 12 | HeaderMin8_HeaderMax12 | 8 | 3 | 6 | [29 empty] | INVALID
535 | 55 | 5015-9/0-4P-30HP KPVS | KPVS_5015-9/0_4P_30HP_9.62_BRZ | 1583.4 | 1583.4 | 3166.8 | 2 | 1 | 3 | E | KPVS_SplitCase | 6 | 5 | 6 | 8 | BranchMin6_BranchMax8 | 8 | 2 | 8 | 12 | HeaderMin8_HeaderMax12 | 10 | 3 | 6
535 | 55 | 5015-9/0-4P-30HP KPVS | KPVS_5015-9/0_4P_30HP_9.62_BRZ | 1583.4 | 1583.4 | 3166.8 | 2 | 1 | 3 | E | KPVS_SplitCase | 6 | 5 | 6 | 8 | BranchMin6_BranchMax8 | 8 | 2 | 8 | 12 | HeaderMin8_HeaderMax12 | 12 | 3 | 6
536 | 56 | 5015-9/0-4P-40HP KPVS | KPVS_5015-9/0_4P_40HP_10.56_BRZ | 1715.7 | 1715.7 | 3431.4 | 2 | 1 | 3 | E | KPVS_SplitCase | 6 | 5 | 6 | 10 | BranchMin6_BranchMax10 | 6 | 3 | 8 | 12 | HeaderMin8_HeaderMax12 | 8 | 3 | 9
536 | 56 | 5015-9/0-4P-40HP KPVS | KPVS_5015-9/0_4P_40HP_10.56_BRZ | 1715.7 | 1715.7 | 3431.4 | 2 | 1 | 3 | E | KPVS_SplitCase | 6 | 5 | 6 | 10 | BranchMin6_BranchMax10 | 6 | 3 | 8 | 12 | HeaderMin8_HeaderMax12 | 10 | 3 | 9
536 | 56 | 5015-9/0-4P-40HP KPVS | KPVS_5015-9/0_4P_40HP_10.56_BRZ | 1715.7 | 1715.7 | 3431.4 | 2 | 1 | 3 | E | KPVS_SplitCase | 6 | 5 | 6 | 10 | BranchMin6_BranchMax10 | 6 | 3 | 8 | 12 | HeaderMin8_HeaderMax12 | 12 | 3 | 9
536 | 56 | 5015-9/0-4P-40HP KPVS | KPVS_5015-9/0_4P_40HP_10.56_BRZ | 1715.7 | 1715.7 | 3431.4 | 2 | 1 | 3 | E | KPVS_SplitCase | 6 | 5 | 6 | 10 | BranchMin6_BranchMax10 | 8 | 3 | 8 | 12 | HeaderMin8_HeaderMax12 | 8 | 3 | 9 | [29 empty] | INVALID
536 | 56 | 5015-9/0-4P-40HP KPVS | KPVS_5015-9/0_4P_40HP_10.56_BRZ | 1715.7 | 1715.7 | 3431.4 | 2 | 1 | 3 | E | KPVS_SplitCase | 6 | 5 | 6 | 10 | BranchMin6_BranchMax10 | 8 | 3 | 8 | 12 | HeaderMin8_HeaderMax12 | 10 | 3 | 9
536 | 56 | 5015-9/0-4P-40HP KPVS | KPVS_5015-9/0_4P_40HP_10.56_BRZ | 1715.7 | 1715.7 | 3431.4 | 2 | 1 | 3 | E | KPVS_SplitCase | 6 | 5 | 6 | 10 | BranchMin6_BranchMax10 | 8 | 3 | 8 | 12 | HeaderMin8_HeaderMax12 | 12 | 3 | 9
536 | 56 | 5015-9/0-4P-40HP KPVS | KPVS_5015-9/0_4P_40HP_10.56_BRZ | 1715.7 | 1715.7 | 3431.4 | 2 | 1 | 3 | E | KPVS_SplitCase | 6 | 5 | 6 | 10 | BranchMin6_BranchMax10 | 10 | 3 | 8 | 12 | HeaderMin8_HeaderMax12 | 8 | 3 | 9 | [29 empty] | INVALID
536 | 56 | 5015-9/0-4P-40HP KPVS | KPVS_5015-9/0_4P_40HP_10.56_BRZ | 1715.7 | 1715.7 | 3431.4 | 2 | 1 | 3 | E | KPVS_SplitCase | 6 | 5 | 6 | 10 | BranchMin6_BranchMax10 | 10 | 3 | 8 | 12 | HeaderMin8_HeaderMax12 | 10 | 3 | 9 | [29 empty] | INVALID
536 | 56 | 5015-9/0-4P-40HP KPVS | KPVS_5015-9/0_4P_40HP_10.56_BRZ | 1715.7 | 1715.7 | 3431.4 | 2 | 1 | 3 | E | KPVS_SplitCase | 6 | 5 | 6 | 10 | BranchMin6_BranchMax10 | 10 | 3 | 8 | 12 | HeaderMin8_HeaderMax12 | 12 | 3 | 9
537 | 57 | 5015-9/0-4P-50HP KPVS | KPVS_5015-9/0_4P_50HP_11.30_BRZ | 1813.1 | 1813.1 | 3626.2 | 2 | 1 | 3 | E | KPVS_SplitCase | 6 | 5 | 6 | 10 | BranchMin6_BranchMax10 | 6 | 3 | 8 | 14 | HeaderMin8_HeaderMax14 | 8 | 4 | 12
537 | 57 | 5015-9/0-4P-50HP KPVS | KPVS_5015-9/0_4P_50HP_11.30_BRZ | 1813.1 | 1813.1 | 3626.2 | 2 | 1 | 3 | E | KPVS_SplitCase | 6 | 5 | 6 | 10 | BranchMin6_BranchMax10 | 6 | 3 | 8 | 14 | HeaderMin8_HeaderMax14 | 10 | 4 | 12
537 | 57 | 5015-9/0-4P-50HP KPVS | KPVS_5015-9/0_4P_50HP_11.30_BRZ | 1813.1 | 1813.1 | 3626.2 | 2 | 1 | 3 | E | KPVS_SplitCase | 6 | 5 | 6 | 10 | BranchMin6_BranchMax10 | 6 | 3 | 8 | 14 | HeaderMin8_HeaderMax14 | 12 | 4 | 12
537 | 57 | 5015-9/0-4P-50HP KPVS | KPVS_5015-9/0_4P_50HP_11.30_BRZ | 1813.1 | 1813.1 | 3626.2 | 2 | 1 | 3 | E | KPVS_SplitCase | 6 | 5 | 6 | 10 | BranchMin6_BranchMax10 | 6 | 3 | 8 | 14 | HeaderMin8_HeaderMax14 | 14 | 4 | 12
537 | 57 | 5015-9/0-4P-50HP KPVS | KPVS_5015-9/0_4P_50HP_11.30_BRZ | 1813.1 | 1813.1 | 3626.2 | 2 | 1 | 3 | E | KPVS_SplitCase | 6 | 5 | 6 | 10 | BranchMin6_BranchMax10 | 8 | 3 | 8 | 14 | HeaderMin8_HeaderMax14 | 8 | 4 | 12 | [29 empty] | INVALID
537 | 57 | 5015-9/0-4P-50HP KPVS | KPVS_5015-9/0_4P_50HP_11.30_BRZ | 1813.1 | 1813.1 | 3626.2 | 2 | 1 | 3 | E | KPVS_SplitCase | 6 | 5 | 6 | 10 | BranchMin6_BranchMax10 | 8 | 3 | 8 | 14 | HeaderMin8_HeaderMax14 | 10 | 4 | 12
537 | 57 | 5015-9/0-4P-50HP KPVS | KPVS_5015-9/0_4P_50HP_11.30_BRZ | 1813.1 | 1813.1 | 3626.2 | 2 | 1 | 3 | E | KPVS_SplitCase | 6 | 5 | 6 | 10 | BranchMin6_BranchMax10 | 8 | 3 | 8 | 14 | HeaderMin8_HeaderMax14 | 12 | 4 | 12
537 | 57 | 5015-9/0-4P-50HP KPVS | KPVS_5015-9/0_4P_50HP_11.30_BRZ | 1813.1 | 1813.1 | 3626.2 | 2 | 1 | 3 | E | KPVS_SplitCase | 6 | 5 | 6 | 10 | BranchMin6_BranchMax10 | 8 | 3 | 8 | 14 | HeaderMin8_HeaderMax14 | 14 | 4 | 12
537 | 57 | 5015-9/0-4P-50HP KPVS | KPVS_5015-9/0_4P_50HP_11.30_BRZ | 1813.1 | 1813.1 | 3626.2 | 2 | 1 | 3 | E | KPVS_SplitCase | 6 | 5 | 6 | 10 | BranchMin6_BranchMax10 | 10 | 3 | 8 | 14 | HeaderMin8_HeaderMax14 | 8 | 4 | 12 | [29 empty] | INVALID
537 | 57 | 5015-9/0-4P-50HP KPVS | KPVS_5015-9/0_4P_50HP_11.30_BRZ | 1813.1 | 1813.1 | 3626.2 | 2 | 1 | 3 | E | KPVS_SplitCase | 6 | 5 | 6 | 10 | BranchMin6_BranchMax10 | 10 | 3 | 8 | 14 | HeaderMin8_HeaderMax14 | 10 | 4 | 12 | [29 empty] | INVALID
537 | 57 | 5015-9/0-4P-50HP KPVS | KPVS_5015-9/0_4P_50HP_11.30_BRZ | 1813.1 | 1813.1 | 3626.2 | 2 | 1 | 3 | E | KPVS_SplitCase | 6 | 5 | 6 | 10 | BranchMin6_BranchMax10 | 10 | 3 | 8 | 14 | HeaderMin8_HeaderMax14 | 12 | 4 | 12
537 | 57 | 5015-9/0-4P-50HP KPVS | KPVS_5015-9/0_4P_50HP_11.30_BRZ | 1813.1 | 1813.1 | 3626.2 | 2 | 1 | 3 | E | KPVS_SplitCase | 6 | 5 | 6 | 10 | BranchMin6_BranchMax10 | 10 | 3 | 8 | 14 | HeaderMin8_HeaderMax14 | 14 | 4 | 12
538 | 58 | 5015-9/0-4P-60HP KPVS | KPVS_5015-9/0_4P_60HP_11.87_BRZ | 1884.3 | 1884.3 | 3768.6 | 2 | 1 | 3 | E | KPVS_SplitCase | 6 | 5 | 6 | 10 | BranchMin6_BranchMax10 | 6 | 3 | 8 | 14 | HeaderMin8_HeaderMax14 | 8 | 4 | 12
538 | 58 | 5015-9/0-4P-60HP KPVS | KPVS_5015-9/0_4P_60HP_11.87_BRZ | 1884.3 | 1884.3 | 3768.6 | 2 | 1 | 3 | E | KPVS_SplitCase | 6 | 5 | 6 | 10 | BranchMin6_BranchMax10 | 6 | 3 | 8 | 14 | HeaderMin8_HeaderMax14 | 10 | 4 | 12
538 | 58 | 5015-9/0-4P-60HP KPVS | KPVS_5015-9/0_4P_60HP_11.87_BRZ | 1884.3 | 1884.3 | 3768.6 | 2 | 1 | 3 | E | KPVS_SplitCase | 6 | 5 | 6 | 10 | BranchMin6_BranchMax10 | 6 | 3 | 8 | 14 | HeaderMin8_HeaderMax14 | 12 | 4 | 12
538 | 58 | 5015-9/0-4P-60HP KPVS | KPVS_5015-9/0_4P_60HP_11.87_BRZ | 1884.3 | 1884.3 | 3768.6 | 2 | 1 | 3 | E | KPVS_SplitCase | 6 | 5 | 6 | 10 | BranchMin6_BranchMax10 | 6 | 3 | 8 | 14 | HeaderMin8_HeaderMax14 | 14 | 4 | 12
538 | 58 | 5015-9/0-4P-60HP KPVS | KPVS_5015-9/0_4P_60HP_11.87_BRZ | 1884.3 | 1884.3 | 3768.6 | 2 | 1 | 3 | E | KPVS_SplitCase | 6 | 5 | 6 | 10 | BranchMin6_BranchMax10 | 8 | 3 | 8 | 14 | HeaderMin8_HeaderMax14 | 8 | 4 | 12 | [29 empty] | INVALID
538 | 58 | 5015-9/0-4P-60HP KPVS | KPVS_5015-9/0_4P_60HP_11.87_BRZ | 1884.3 | 1884.3 | 3768.6 | 2 | 1 | 3 | E | KPVS_SplitCase | 6 | 5 | 6 | 10 | BranchMin6_BranchMax10 | 8 | 3 | 8 | 14 | HeaderMin8_HeaderMax14 | 10 | 4 | 12
538 | 58 | 5015-9/0-4P-60HP KPVS | KPVS_5015-9/0_4P_60HP_11.87_BRZ | 1884.3 | 1884.3 | 3768.6 | 2 | 1 | 3 | E | KPVS_SplitCase | 6 | 5 | 6 | 10 | BranchMin6_BranchMax10 | 8 | 3 | 8 | 14 | HeaderMin8_HeaderMax14 | 12 | 4 | 12
538 | 58 | 5015-9/0-4P-60HP KPVS | KPVS_5015-9/0_4P_60HP_11.87_BRZ | 1884.3 | 1884.3 | 3768.6 | 2 | 1 | 3 | E | KPVS_SplitCase | 6 | 5 | 6 | 10 | BranchMin6_BranchMax10 | 8 | 3 | 8 | 14 | HeaderMin8_HeaderMax14 | 14 | 4 | 12
538 | 58 | 5015-9/0-4P-60HP KPVS | KPVS_5015-9/0_4P_60HP_11.87_BRZ | 1884.3 | 1884.3 | 3768.6 | 2 | 1 | 3 | E | KPVS_SplitCase | 6 | 5 | 6 | 10 | BranchMin6_BranchMax10 | 10 | 3 | 8 | 14 | HeaderMin8_HeaderMax14 | 8 | 4 | 12 | [29 empty] | INVALID
538 | 58 | 5015-9/0-4P-60HP KPVS | KPVS_5015-9/0_4P_60HP_11.87_BRZ | 1884.3 | 1884.3 | 3768.6 | 2 | 1 | 3 | E | KPVS_SplitCase | 6 | 5 | 6 | 10 | BranchMin6_BranchMax10 | 10 | 3 | 8 | 14 | HeaderMin8_HeaderMax14 | 10 | 4 | 12 | [29 empty] | INVALID
538 | 58 | 5015-9/0-4P-60HP KPVS | KPVS_5015-9/0_4P_60HP_11.87_BRZ | 1884.3 | 1884.3 | 3768.6 | 2 | 1 | 3 | E | KPVS_SplitCase | 6 | 5 | 6 | 10 | BranchMin6_BranchMax10 | 10 | 3 | 8 | 14 | HeaderMin8_HeaderMax14 | 12 | 4 | 12
538 | 58 | 5015-9/0-4P-60HP KPVS | KPVS_5015-9/0_4P_60HP_11.87_BRZ | 1884.3 | 1884.3 | 3768.6 | 2 | 1 | 3 | E | KPVS_SplitCase | 6 | 5 | 6 | 10 | BranchMin6_BranchMax10 | 10 | 3 | 8 | 14 | HeaderMin8_HeaderMax14 | 14 | 4 | 12
539 | 59 | 5015-9/0-4P-75HP KPVS | KPVS_5015-9/0_4P_75HP_12.61_BRZ | 1998.6 | 1998.6 | 3997.2 | 2 | 1 | 3 | E | KPVS_SplitCase | 6 | 5 | 6 | 10 | BranchMin6_BranchMax10 | 6 | 3 | 8 | 14 | HeaderMin8_HeaderMax14 | 8 | 4 | 12
539 | 59 | 5015-9/0-4P-75HP KPVS | KPVS_5015-9/0_4P_75HP_12.61_BRZ | 1998.6 | 1998.6 | 3997.2 | 2 | 1 | 3 | E | KPVS_SplitCase | 6 | 5 | 6 | 10 | BranchMin6_BranchMax10 | 6 | 3 | 8 | 14 | HeaderMin8_HeaderMax14 | 10 | 4 | 12
539 | 59 | 5015-9/0-4P-75HP KPVS | KPVS_5015-9/0_4P_75HP_12.61_BRZ | 1998.6 | 1998.6 | 3997.2 | 2 | 1 | 3 | E | KPVS_SplitCase | 6 | 5 | 6 | 10 | BranchMin6_BranchMax10 | 6 | 3 | 8 | 14 | HeaderMin8_HeaderMax14 | 12 | 4 | 12
539 | 59 | 5015-9/0-4P-75HP KPVS | KPVS_5015-9/0_4P_75HP_12.61_BRZ | 1998.6 | 1998.6 | 3997.2 | 2 | 1 | 3 | E | KPVS_SplitCase | 6 | 5 | 6 | 10 | BranchMin6_BranchMax10 | 6 | 3 | 8 | 14 | HeaderMin8_HeaderMax14 | 14 | 4 | 12
539 | 59 | 5015-9/0-4P-75HP KPVS | KPVS_5015-9/0_4P_75HP_12.61_BRZ | 1998.6 | 1998.6 | 3997.2 | 2 | 1 | 3 | E | KPVS_SplitCase | 6 | 5 | 6 | 10 | BranchMin6_BranchMax10 | 8 | 3 | 8 | 14 | HeaderMin8_HeaderMax14 | 8 | 4 | 12 | [29 empty] | INVALID
539 | 59 | 5015-9/0-4P-75HP KPVS | KPVS_5015-9/0_4P_75HP_12.61_BRZ | 1998.6 | 1998.6 | 3997.2 | 2 | 1 | 3 | E | KPVS_SplitCase | 6 | 5 | 6 | 10 | BranchMin6_BranchMax10 | 8 | 3 | 8 | 14 | HeaderMin8_HeaderMax14 | 10 | 4 | 12
539 | 59 | 5015-9/0-4P-75HP KPVS | KPVS_5015-9/0_4P_75HP_12.61_BRZ | 1998.6 | 1998.6 | 3997.2 | 2 | 1 | 3 | E | KPVS_SplitCase | 6 | 5 | 6 | 10 | BranchMin6_BranchMax10 | 8 | 3 | 8 | 14 | HeaderMin8_HeaderMax14 | 12 | 4 | 12
539 | 59 | 5015-9/0-4P-75HP KPVS | KPVS_5015-9/0_4P_75HP_12.61_BRZ | 1998.6 | 1998.6 | 3997.2 | 2 | 1 | 3 | E | KPVS_SplitCase | 6 | 5 | 6 | 10 | BranchMin6_BranchMax10 | 8 | 3 | 8 | 14 | HeaderMin8_HeaderMax14 | 14 | 4 | 12
539 | 59 | 5015-9/0-4P-75HP KPVS | KPVS_5015-9/0_4P_75HP_12.61_BRZ | 1998.6 | 1998.6 | 3997.2 | 2 | 1 | 3 | E | KPVS_SplitCase | 6 | 5 | 6 | 10 | BranchMin6_BranchMax10 | 10 | 3 | 8 | 14 | HeaderMin8_HeaderMax14 | 8 | 4 | 12 | [29 empty] | INVALID
539 | 59 | 5015-9/0-4P-75HP KPVS | KPVS_5015-9/0_4P_75HP_12.61_BRZ | 1998.6 | 1998.6 | 3997.2 | 2 | 1 | 3 | E | KPVS_SplitCase | 6 | 5 | 6 | 10 | BranchMin6_BranchMax10 | 10 | 3 | 8 | 14 | HeaderMin8_HeaderMax14 | 10 | 4 | 12 | [29 empty] | INVALID
539 | 59 | 5015-9/0-4P-75HP KPVS | KPVS_5015-9/0_4P_75HP_12.61_BRZ | 1998.6 | 1998.6 | 3997.2 | 2 | 1 | 3 | E | KPVS_SplitCase | 6 | 5 | 6 | 10 | BranchMin6_BranchMax10 | 10 | 3 | 8 | 14 | HeaderMin8_HeaderMax14 | 12 | 4 | 12
539 | 59 | 5015-9/0-4P-75HP KPVS | KPVS_5015-9/0_4P_75HP_12.61_BRZ | 1998.6 | 1998.6 | 3997.2 | 2 | 1 | 3 | E | KPVS_SplitCase | 6 | 5 | 6 | 10 | BranchMin6_BranchMax10 | 10 | 3 | 8 | 14 | HeaderMin8_HeaderMax14 | 14 | 4 | 12
540 | 60 | 5015-9/0-4P-100HP KPVS | KPVS_5015-9/0_4P_100HP_13.60_BRZ | 2182.4 | 2182.4 | 4364.8 | 2 | 1 | 3 | E | KPVS_SplitCase | 6 | 5 | 6 | 10 | BranchMin6_BranchMax10 | 6 | 3 | 8 | 16 | HeaderMin8_HeaderMax16 | 8 | 5 | 15
540 | 60 | 5015-9/0-4P-100HP KPVS | KPVS_5015-9/0_4P_100HP_13.60_BRZ | 2182.4 | 2182.4 | 4364.8 | 2 | 1 | 3 | E | KPVS_SplitCase | 6 | 5 | 6 | 10 | BranchMin6_BranchMax10 | 6 | 3 | 8 | 16 | HeaderMin8_HeaderMax16 | 10 | 5 | 15
540 | 60 | 5015-9/0-4P-100HP KPVS | KPVS_5015-9/0_4P_100HP_13.60_BRZ | 2182.4 | 2182.4 | 4364.8 | 2 | 1 | 3 | E | KPVS_SplitCase | 6 | 5 | 6 | 10 | BranchMin6_BranchMax10 | 6 | 3 | 8 | 16 | HeaderMin8_HeaderMax16 | 12 | 5 | 15
540 | 60 | 5015-9/0-4P-100HP KPVS | KPVS_5015-9/0_4P_100HP_13.60_BRZ | 2182.4 | 2182.4 | 4364.8 | 2 | 1 | 3 | E | KPVS_SplitCase | 6 | 5 | 6 | 10 | BranchMin6_BranchMax10 | 6 | 3 | 8 | 16 | HeaderMin8_HeaderMax16 | 14 | 5 | 15
540 | 60 | 5015-9/0-4P-100HP KPVS | KPVS_5015-9/0_4P_100HP_13.60_BRZ | 2182.4 | 2182.4 | 4364.8 | 2 | 1 | 3 | E | KPVS_SplitCase | 6 | 5 | 6 | 10 | BranchMin6_BranchMax10 | 6 | 3 | 8 | 16 | HeaderMin8_HeaderMax16 | 16 | 5 | 15
540 | 60 | 5015-9/0-4P-100HP KPVS | KPVS_5015-9/0_4P_100HP_13.60_BRZ | 2182.4 | 2182.4 | 4364.8 | 2 | 1 | 3 | E | KPVS_SplitCase | 6 | 5 | 6 | 10 | BranchMin6_BranchMax10 | 8 | 3 | 8 | 16 | HeaderMin8_HeaderMax16 | 8 | 5 | 15 | [29 empty] | INVALID
540 | 60 | 5015-9/0-4P-100HP KPVS | KPVS_5015-9/0_4P_100HP_13.60_BRZ | 2182.4 | 2182.4 | 4364.8 | 2 | 1 | 3 | E | KPVS_SplitCase | 6 | 5 | 6 | 10 | BranchMin6_BranchMax10 | 8 | 3 | 8 | 16 | HeaderMin8_HeaderMax16 | 10 | 5 | 15
540 | 60 | 5015-9/0-4P-100HP KPVS | KPVS_5015-9/0_4P_100HP_13.60_BRZ | 2182.4 | 2182.4 | 4364.8 | 2 | 1 | 3 | E | KPVS_SplitCase | 6 | 5 | 6 | 10 | BranchMin6_BranchMax10 | 8 | 3 | 8 | 16 | HeaderMin8_HeaderMax16 | 12 | 5 | 15
540 | 60 | 5015-9/0-4P-100HP KPVS | KPVS_5015-9/0_4P_100HP_13.60_BRZ | 2182.4 | 2182.4 | 4364.8 | 2 | 1 | 3 | E | KPVS_SplitCase | 6 | 5 | 6 | 10 | BranchMin6_BranchMax10 | 8 | 3 | 8 | 16 | HeaderMin8_HeaderMax16 | 14 | 5 | 15
540 | 60 | 5015-9/0-4P-100HP KPVS | KPVS_5015-9/0_4P_100HP_13.60_BRZ | 2182.4 | 2182.4 | 4364.8 | 2 | 1 | 3 | E | KPVS_SplitCase | 6 | 5 | 6 | 10 | BranchMin6_BranchMax10 | 8 | 3 | 8 | 16 | HeaderMin8_HeaderMax16 | 16 | 5 | 15
540 | 60 | 5015-9/0-4P-100HP KPVS | KPVS_5015-9/0_4P_100HP_13.60_BRZ | 2182.4 | 2182.4 | 4364.8 | 2 | 1 | 3 | E | KPVS_SplitCase | 6 | 5 | 6 | 10 | BranchMin6_BranchMax10 | 10 | 3 | 8 | 16 | HeaderMin8_HeaderMax16 | 8 | 5 | 15 | [29 empty] | INVALID
540 | 60 | 5015-9/0-4P-100HP KPVS | KPVS_5015-9/0_4P_100HP_13.60_BRZ | 2182.4 | 2182.4 | 4364.8 | 2 | 1 | 3 | E | KPVS_SplitCase | 6 | 5 | 6 | 10 | BranchMin6_BranchMax10 | 10 | 3 | 8 | 16 | HeaderMin8_HeaderMax16 | 10 | 5 | 15 | [29 empty] | INVALID
540 | 60 | 5015-9/0-4P-100HP KPVS | KPVS_5015-9/0_4P_100HP_13.60_BRZ | 2182.4 | 2182.4 | 4364.8 | 2 | 1 | 3 | E | KPVS_SplitCase | 6 | 5 | 6 | 10 | BranchMin6_BranchMax10 | 10 | 3 | 8 | 16 | HeaderMin8_HeaderMax16 | 12 | 5 | 15
540 | 60 | 5015-9/0-4P-100HP KPVS | KPVS_5015-9/0_4P_100HP_13.60_BRZ | 2182.4 | 2182.4 | 4364.8 | 2 | 1 | 3 | E | KPVS_SplitCase | 6 | 5 | 6 | 10 | BranchMin6_BranchMax10 | 10 | 3 | 8 | 16 | HeaderMin8_HeaderMax16 | 14 | 5 | 15
540 | 60 | 5015-9/0-4P-100HP KPVS | KPVS_5015-9/0_4P_100HP_13.60_BRZ | 2182.4 | 2182.4 | 4364.8 | 2 | 1 | 3 | E | KPVS_SplitCase | 6 | 5 | 6 | 10 | BranchMin6_BranchMax10 | 10 | 3 | 8 | 16 | HeaderMin8_HeaderMax16 | 16 | 5 | 15
541 | 61 | 5015-9/0-4P-125HP KPVS | KPVS_5015-9/0_4P_125HP_14.35_BRZ | 2327.6 | 2327.6 | 4655.2 | 2 | 1 | 3 | E | KPVS_SplitCase | 6 | 5 | 6 | 10 | BranchMin6_BranchMax10 | 6 | 3 | 8 | 16 | HeaderMin8_HeaderMax16 | 8 | 5 | 15
541 | 61 | 5015-9/0-4P-125HP KPVS | KPVS_5015-9/0_4P_125HP_14.35_BRZ | 2327.6 | 2327.6 | 4655.2 | 2 | 1 | 3 | E | KPVS_SplitCase | 6 | 5 | 6 | 10 | BranchMin6_BranchMax10 | 6 | 3 | 8 | 16 | HeaderMin8_HeaderMax16 | 10 | 5 | 15
541 | 61 | 5015-9/0-4P-125HP KPVS | KPVS_5015-9/0_4P_125HP_14.35_BRZ | 2327.6 | 2327.6 | 4655.2 | 2 | 1 | 3 | E | KPVS_SplitCase | 6 | 5 | 6 | 10 | BranchMin6_BranchMax10 | 6 | 3 | 8 | 16 | HeaderMin8_HeaderMax16 | 12 | 5 | 15
541 | 61 | 5015-9/0-4P-125HP KPVS | KPVS_5015-9/0_4P_125HP_14.35_BRZ | 2327.6 | 2327.6 | 4655.2 | 2 | 1 | 3 | E | KPVS_SplitCase | 6 | 5 | 6 | 10 | BranchMin6_BranchMax10 | 6 | 3 | 8 | 16 | HeaderMin8_HeaderMax16 | 14 | 5 | 15
541 | 61 | 5015-9/0-4P-125HP KPVS | KPVS_5015-9/0_4P_125HP_14.35_BRZ | 2327.6 | 2327.6 | 4655.2 | 2 | 1 | 3 | E | KPVS_SplitCase | 6 | 5 | 6 | 10 | BranchMin6_BranchMax10 | 6 | 3 | 8 | 16 | HeaderMin8_HeaderMax16 | 16 | 5 | 15
541 | 61 | 5015-9/0-4P-125HP KPVS | KPVS_5015-9/0_4P_125HP_14.35_BRZ | 2327.6 | 2327.6 | 4655.2 | 2 | 1 | 3 | E | KPVS_SplitCase | 6 | 5 | 6 | 10 | BranchMin6_BranchMax10 | 8 | 3 | 8 | 16 | HeaderMin8_HeaderMax16 | 8 | 5 | 15 | [29 empty] | INVALID
541 | 61 | 5015-9/0-4P-125HP KPVS | KPVS_5015-9/0_4P_125HP_14.35_BRZ | 2327.6 | 2327.6 | 4655.2 | 2 | 1 | 3 | E | KPVS_SplitCase | 6 | 5 | 6 | 10 | BranchMin6_BranchMax10 | 8 | 3 | 8 | 16 | HeaderMin8_HeaderMax16 | 10 | 5 | 15
541 | 61 | 5015-9/0-4P-125HP KPVS | KPVS_5015-9/0_4P_125HP_14.35_BRZ | 2327.6 | 2327.6 | 4655.2 | 2 | 1 | 3 | E | KPVS_SplitCase | 6 | 5 | 6 | 10 | BranchMin6_BranchMax10 | 8 | 3 | 8 | 16 | HeaderMin8_HeaderMax16 | 12 | 5 | 15
541 | 61 | 5015-9/0-4P-125HP KPVS | KPVS_5015-9/0_4P_125HP_14.35_BRZ | 2327.6 | 2327.6 | 4655.2 | 2 | 1 | 3 | E | KPVS_SplitCase | 6 | 5 | 6 | 10 | BranchMin6_BranchMax10 | 8 | 3 | 8 | 16 | HeaderMin8_HeaderMax16 | 14 | 5 | 15
541 | 61 | 5015-9/0-4P-125HP KPVS | KPVS_5015-9/0_4P_125HP_14.35_BRZ | 2327.6 | 2327.6 | 4655.2 | 2 | 1 | 3 | E | KPVS_SplitCase | 6 | 5 | 6 | 10 | BranchMin6_BranchMax10 | 8 | 3 | 8 | 16 | HeaderMin8_HeaderMax16 | 16 | 5 | 15
541 | 61 | 5015-9/0-4P-125HP KPVS | KPVS_5015-9/0_4P_125HP_14.35_BRZ | 2327.6 | 2327.6 | 4655.2 | 2 | 1 | 3 | E | KPVS_SplitCase | 6 | 5 | 6 | 10 | BranchMin6_BranchMax10 | 10 | 3 | 8 | 16 | HeaderMin8_HeaderMax16 | 8 | 5 | 15 | [29 empty] | INVALID
541 | 61 | 5015-9/0-4P-125HP KPVS | KPVS_5015-9/0_4P_125HP_14.35_BRZ | 2327.6 | 2327.6 | 4655.2 | 2 | 1 | 3 | E | KPVS_SplitCase | 6 | 5 | 6 | 10 | BranchMin6_BranchMax10 | 10 | 3 | 8 | 16 | HeaderMin8_HeaderMax16 | 10 | 5 | 15 | [29 empty] | INVALID
541 | 61 | 5015-9/0-4P-125HP KPVS | KPVS_5015-9/0_4P_125HP_14.35_BRZ | 2327.6 | 2327.6 | 4655.2 | 2 | 1 | 3 | E | KPVS_SplitCase | 6 | 5 | 6 | 10 | BranchMin6_BranchMax10 | 10 | 3 | 8 | 16 | HeaderMin8_HeaderMax16 | 12 | 5 | 15
541 | 61 | 5015-9/0-4P-125HP KPVS | KPVS_5015-9/0_4P_125HP_14.35_BRZ | 2327.6 | 2327.6 | 4655.2 | 2 | 1 | 3 | E | KPVS_SplitCase | 6 | 5 | 6 | 10 | BranchMin6_BranchMax10 | 10 | 3 | 8 | 16 | HeaderMin8_HeaderMax16 | 14 | 5 | 15
541 | 61 | 5015-9/0-4P-125HP KPVS | KPVS_5015-9/0_4P_125HP_14.35_BRZ | 2327.6 | 2327.6 | 4655.2 | 2 | 1 | 3 | E | KPVS_SplitCase | 6 | 5 | 6 | 10 | BranchMin6_BranchMax10 | 10 | 3 | 8 | 16 | HeaderMin8_HeaderMax16 | 16 | 5 | 15
542 | 62 | 5015-9/0-4P-150HP KPVS | KPVS_5015-9/0_4P_150HP_15.00_BRZ | 2460 | 2460 | 4920 | 2 | 1 | 3 | E | KPVS_SplitCase | 6 | 5 | 6 | 10 | BranchMin6_BranchMax10 | 6 | 3 | 8 | 16 | HeaderMin8_HeaderMax16 | 8 | 5 | 15
542 | 62 | 5015-9/0-4P-150HP KPVS | KPVS_5015-9/0_4P_150HP_15.00_BRZ | 2460 | 2460 | 4920 | 2 | 1 | 3 | E | KPVS_SplitCase | 6 | 5 | 6 | 10 | BranchMin6_BranchMax10 | 6 | 3 | 8 | 16 | HeaderMin8_HeaderMax16 | 10 | 5 | 15
542 | 62 | 5015-9/0-4P-150HP KPVS | KPVS_5015-9/0_4P_150HP_15.00_BRZ | 2460 | 2460 | 4920 | 2 | 1 | 3 | E | KPVS_SplitCase | 6 | 5 | 6 | 10 | BranchMin6_BranchMax10 | 6 | 3 | 8 | 16 | HeaderMin8_HeaderMax16 | 12 | 5 | 15
542 | 62 | 5015-9/0-4P-150HP KPVS | KPVS_5015-9/0_4P_150HP_15.00_BRZ | 2460 | 2460 | 4920 | 2 | 1 | 3 | E | KPVS_SplitCase | 6 | 5 | 6 | 10 | BranchMin6_BranchMax10 | 6 | 3 | 8 | 16 | HeaderMin8_HeaderMax16 | 14 | 5 | 15
542 | 62 | 5015-9/0-4P-150HP KPVS | KPVS_5015-9/0_4P_150HP_15.00_BRZ | 2460 | 2460 | 4920 | 2 | 1 | 3 | E | KPVS_SplitCase | 6 | 5 | 6 | 10 | BranchMin6_BranchMax10 | 6 | 3 | 8 | 16 | HeaderMin8_HeaderMax16 | 16 | 5 | 15
542 | 62 | 5015-9/0-4P-150HP KPVS | KPVS_5015-9/0_4P_150HP_15.00_BRZ | 2460 | 2460 | 4920 | 2 | 1 | 3 | E | KPVS_SplitCase | 6 | 5 | 6 | 10 | BranchMin6_BranchMax10 | 8 | 3 | 8 | 16 | HeaderMin8_HeaderMax16 | 8 | 5 | 15 | [29 empty] | INVALID
542 | 62 | 5015-9/0-4P-150HP KPVS | KPVS_5015-9/0_4P_150HP_15.00_BRZ | 2460 | 2460 | 4920 | 2 | 1 | 3 | E | KPVS_SplitCase | 6 | 5 | 6 | 10 | BranchMin6_BranchMax10 | 8 | 3 | 8 | 16 | HeaderMin8_HeaderMax16 | 10 | 5 | 15
542 | 62 | 5015-9/0-4P-150HP KPVS | KPVS_5015-9/0_4P_150HP_15.00_BRZ | 2460 | 2460 | 4920 | 2 | 1 | 3 | E | KPVS_SplitCase | 6 | 5 | 6 | 10 | BranchMin6_BranchMax10 | 8 | 3 | 8 | 16 | HeaderMin8_HeaderMax16 | 12 | 5 | 15
542 | 62 | 5015-9/0-4P-150HP KPVS | KPVS_5015-9/0_4P_150HP_15.00_BRZ | 2460 | 2460 | 4920 | 2 | 1 | 3 | E | KPVS_SplitCase | 6 | 5 | 6 | 10 | BranchMin6_BranchMax10 | 8 | 3 | 8 | 16 | HeaderMin8_HeaderMax16 | 14 | 5 | 15
542 | 62 | 5015-9/0-4P-150HP KPVS | KPVS_5015-9/0_4P_150HP_15.00_BRZ | 2460 | 2460 | 4920 | 2 | 1 | 3 | E | KPVS_SplitCase | 6 | 5 | 6 | 10 | BranchMin6_BranchMax10 | 8 | 3 | 8 | 16 | HeaderMin8_HeaderMax16 | 16 | 5 | 15
542 | 62 | 5015-9/0-4P-150HP KPVS | KPVS_5015-9/0_4P_150HP_15.00_BRZ | 2460 | 2460 | 4920 | 2 | 1 | 3 | E | KPVS_SplitCase | 6 | 5 | 6 | 10 | BranchMin6_BranchMax10 | 10 | 3 | 8 | 16 | HeaderMin8_HeaderMax16 | 8 | 5 | 15 | [29 empty] | INVALID
542 | 62 | 5015-9/0-4P-150HP KPVS | KPVS_5015-9/0_4P_150HP_15.00_BRZ | 2460 | 2460 | 4920 | 2 | 1 | 3 | E | KPVS_SplitCase | 6 | 5 | 6 | 10 | BranchMin6_BranchMax10 | 10 | 3 | 8 | 16 | HeaderMin8_HeaderMax16 | 10 | 5 | 15 | [29 empty] | INVALID
542 | 62 | 5015-9/0-4P-150HP KPVS | KPVS_5015-9/0_4P_150HP_15.00_BRZ | 2460 | 2460 | 4920 | 2 | 1 | 3 | E | KPVS_SplitCase | 6 | 5 | 6 | 10 | BranchMin6_BranchMax10 | 10 | 3 | 8 | 16 | HeaderMin8_HeaderMax16 | 12 | 5 | 15
542 | 62 | 5015-9/0-4P-150HP KPVS | KPVS_5015-9/0_4P_150HP_15.00_BRZ | 2460 | 2460 | 4920 | 2 | 1 | 3 | E | KPVS_SplitCase | 6 | 5 | 6 | 10 | BranchMin6_BranchMax10 | 10 | 3 | 8 | 16 | HeaderMin8_HeaderMax16 | 14 | 5 | 15
542 | 62 | 5015-9/0-4P-150HP KPVS | KPVS_5015-9/0_4P_150HP_15.00_BRZ | 2460 | 2460 | 4920 | 2 | 1 | 3 | E | KPVS_SplitCase | 6 | 5 | 6 | 10 | BranchMin6_BranchMax10 | 10 | 3 | 8 | 16 | HeaderMin8_HeaderMax16 | 16 | 5 | 15
543 | 63 | 6012-3/4-4P-20HP KPVS | KPVS_6012-3/4_4P_20HP_7.18_BRZ | 1948.3 | 1948.3 | 3896.6 | 2 | 1 | 3 | E | KPVS_SplitCase | 8 | 6 | 8 | 10 | BranchMin8_BranchMax10 | 8 | 2 | 10 | 14 | HeaderMin10_HeaderMax14 | 10 | 3 | 6
543 | 63 | 6012-3/4-4P-20HP KPVS | KPVS_6012-3/4_4P_20HP_7.18_BRZ | 1948.3 | 1948.3 | 3896.6 | 2 | 1 | 3 | E | KPVS_SplitCase | 8 | 6 | 8 | 10 | BranchMin8_BranchMax10 | 8 | 2 | 10 | 14 | HeaderMin10_HeaderMax14 | 12 | 3 | 6
543 | 63 | 6012-3/4-4P-20HP KPVS | KPVS_6012-3/4_4P_20HP_7.18_BRZ | 1948.3 | 1948.3 | 3896.6 | 2 | 1 | 3 | E | KPVS_SplitCase | 8 | 6 | 8 | 10 | BranchMin8_BranchMax10 | 8 | 2 | 10 | 14 | HeaderMin10_HeaderMax14 | 14 | 3 | 6
543 | 63 | 6012-3/4-4P-20HP KPVS | KPVS_6012-3/4_4P_20HP_7.18_BRZ | 1948.3 | 1948.3 | 3896.6 | 2 | 1 | 3 | E | KPVS_SplitCase | 8 | 6 | 8 | 10 | BranchMin8_BranchMax10 | 10 | 2 | 10 | 14 | HeaderMin10_HeaderMax14 | 10 | 3 | 6 | [29 empty] | INVALID
543 | 63 | 6012-3/4-4P-20HP KPVS | KPVS_6012-3/4_4P_20HP_7.18_BRZ | 1948.3 | 1948.3 | 3896.6 | 2 | 1 | 3 | E | KPVS_SplitCase | 8 | 6 | 8 | 10 | BranchMin8_BranchMax10 | 10 | 2 | 10 | 14 | HeaderMin10_HeaderMax14 | 12 | 3 | 6
543 | 63 | 6012-3/4-4P-20HP KPVS | KPVS_6012-3/4_4P_20HP_7.18_BRZ | 1948.3 | 1948.3 | 3896.6 | 2 | 1 | 3 | E | KPVS_SplitCase | 8 | 6 | 8 | 10 | BranchMin8_BranchMax10 | 10 | 2 | 10 | 14 | HeaderMin10_HeaderMax14 | 14 | 3 | 6
544 | 64 | 6012-3/4-4P-25HP KPVS | KPVS_6012-3/4_4P_25HP_7.66_BRZ | 2103.8 | 2103.8 | 4207.6 | 2 | 1 | 3 | E | KPVS_SplitCase | 8 | 6 | 8 | 10 | BranchMin8_BranchMax10 | 8 | 2 | 10 | 14 | HeaderMin10_HeaderMax14 | 10 | 3 | 6
544 | 64 | 6012-3/4-4P-25HP KPVS | KPVS_6012-3/4_4P_25HP_7.66_BRZ | 2103.8 | 2103.8 | 4207.6 | 2 | 1 | 3 | E | KPVS_SplitCase | 8 | 6 | 8 | 10 | BranchMin8_BranchMax10 | 8 | 2 | 10 | 14 | HeaderMin10_HeaderMax14 | 12 | 3 | 6
544 | 64 | 6012-3/4-4P-25HP KPVS | KPVS_6012-3/4_4P_25HP_7.66_BRZ | 2103.8 | 2103.8 | 4207.6 | 2 | 1 | 3 | E | KPVS_SplitCase | 8 | 6 | 8 | 10 | BranchMin8_BranchMax10 | 8 | 2 | 10 | 14 | HeaderMin10_HeaderMax14 | 14 | 3 | 6
544 | 64 | 6012-3/4-4P-25HP KPVS | KPVS_6012-3/4_4P_25HP_7.66_BRZ | 2103.8 | 2103.8 | 4207.6 | 2 | 1 | 3 | E | KPVS_SplitCase | 8 | 6 | 8 | 10 | BranchMin8_BranchMax10 | 10 | 2 | 10 | 14 | HeaderMin10_HeaderMax14 | 10 | 3 | 6 | [29 empty] | INVALID
544 | 64 | 6012-3/4-4P-25HP KPVS | KPVS_6012-3/4_4P_25HP_7.66_BRZ | 2103.8 | 2103.8 | 4207.6 | 2 | 1 | 3 | E | KPVS_SplitCase | 8 | 6 | 8 | 10 | BranchMin8_BranchMax10 | 10 | 2 | 10 | 14 | HeaderMin10_HeaderMax14 | 12 | 3 | 6
544 | 64 | 6012-3/4-4P-25HP KPVS | KPVS_6012-3/4_4P_25HP_7.66_BRZ | 2103.8 | 2103.8 | 4207.6 | 2 | 1 | 3 | E | KPVS_SplitCase | 8 | 6 | 8 | 10 | BranchMin8_BranchMax10 | 10 | 2 | 10 | 14 | HeaderMin10_HeaderMax14 | 14 | 3 | 6
545 | 65 | 6012-3/4-4P-30HP KPVS | KPVS_6012-3/4_4P_30HP_8.02_BRZ | 2220.5 | 2220.5 | 4441 | 2 | 1 | 3 | E | KPVS_SplitCase | 8 | 6 | 8 | 10 | BranchMin8_BranchMax10 | 8 | 2 | 10 | 16 | HeaderMin10_HeaderMax16 | 10 | 4 | 8
545 | 65 | 6012-3/4-4P-30HP KPVS | KPVS_6012-3/4_4P_30HP_8.02_BRZ | 2220.5 | 2220.5 | 4441 | 2 | 1 | 3 | E | KPVS_SplitCase | 8 | 6 | 8 | 10 | BranchMin8_BranchMax10 | 8 | 2 | 10 | 16 | HeaderMin10_HeaderMax16 | 12 | 4 | 8
545 | 65 | 6012-3/4-4P-30HP KPVS | KPVS_6012-3/4_4P_30HP_8.02_BRZ | 2220.5 | 2220.5 | 4441 | 2 | 1 | 3 | E | KPVS_SplitCase | 8 | 6 | 8 | 10 | BranchMin8_BranchMax10 | 8 | 2 | 10 | 16 | HeaderMin10_HeaderMax16 | 14 | 4 | 8
545 | 65 | 6012-3/4-4P-30HP KPVS | KPVS_6012-3/4_4P_30HP_8.02_BRZ | 2220.5 | 2220.5 | 4441 | 2 | 1 | 3 | E | KPVS_SplitCase | 8 | 6 | 8 | 10 | BranchMin8_BranchMax10 | 8 | 2 | 10 | 16 | HeaderMin10_HeaderMax16 | 16 | 4 | 8
545 | 65 | 6012-3/4-4P-30HP KPVS | KPVS_6012-3/4_4P_30HP_8.02_BRZ | 2220.5 | 2220.5 | 4441 | 2 | 1 | 3 | E | KPVS_SplitCase | 8 | 6 | 8 | 10 | BranchMin8_BranchMax10 | 10 | 2 | 10 | 16 | HeaderMin10_HeaderMax16 | 10 | 4 | 8 | [29 empty] | INVALID
545 | 65 | 6012-3/4-4P-30HP KPVS | KPVS_6012-3/4_4P_30HP_8.02_BRZ | 2220.5 | 2220.5 | 4441 | 2 | 1 | 3 | E | KPVS_SplitCase | 8 | 6 | 8 | 10 | BranchMin8_BranchMax10 | 10 | 2 | 10 | 16 | HeaderMin10_HeaderMax16 | 12 | 4 | 8
545 | 65 | 6012-3/4-4P-30HP KPVS | KPVS_6012-3/4_4P_30HP_8.02_BRZ | 2220.5 | 2220.5 | 4441 | 2 | 1 | 3 | E | KPVS_SplitCase | 8 | 6 | 8 | 10 | BranchMin8_BranchMax10 | 10 | 2 | 10 | 16 | HeaderMin10_HeaderMax16 | 14 | 4 | 8
545 | 65 | 6012-3/4-4P-30HP KPVS | KPVS_6012-3/4_4P_30HP_8.02_BRZ | 2220.5 | 2220.5 | 4441 | 2 | 1 | 3 | E | KPVS_SplitCase | 8 | 6 | 8 | 10 | BranchMin8_BranchMax10 | 10 | 2 | 10 | 16 | HeaderMin10_HeaderMax16 | 16 | 4 | 8
546 | 66 | 6012-3/4-4P-40HP KPVS | KPVS_6012-3/4_4P_40HP_8.86_BRZ | 2492.6 | 2492.6 | 4985.2 | 2 | 1 | 3 | E | KPVS_SplitCase | 8 | 6 | 8 | 10 | BranchMin8_BranchMax10 | 8 | 2 | 10 | 16 | HeaderMin10_HeaderMax16 | 10 | 4 | 8
546 | 66 | 6012-3/4-4P-40HP KPVS | KPVS_6012-3/4_4P_40HP_8.86_BRZ | 2492.6 | 2492.6 | 4985.2 | 2 | 1 | 3 | E | KPVS_SplitCase | 8 | 6 | 8 | 10 | BranchMin8_BranchMax10 | 8 | 2 | 10 | 16 | HeaderMin10_HeaderMax16 | 12 | 4 | 8
546 | 66 | 6012-3/4-4P-40HP KPVS | KPVS_6012-3/4_4P_40HP_8.86_BRZ | 2492.6 | 2492.6 | 4985.2 | 2 | 1 | 3 | E | KPVS_SplitCase | 8 | 6 | 8 | 10 | BranchMin8_BranchMax10 | 8 | 2 | 10 | 16 | HeaderMin10_HeaderMax16 | 14 | 4 | 8
546 | 66 | 6012-3/4-4P-40HP KPVS | KPVS_6012-3/4_4P_40HP_8.86_BRZ | 2492.6 | 2492.6 | 4985.2 | 2 | 1 | 3 | E | KPVS_SplitCase | 8 | 6 | 8 | 10 | BranchMin8_BranchMax10 | 8 | 2 | 10 | 16 | HeaderMin10_HeaderMax16 | 16 | 4 | 8
546 | 66 | 6012-3/4-4P-40HP KPVS | KPVS_6012-3/4_4P_40HP_8.86_BRZ | 2492.6 | 2492.6 | 4985.2 | 2 | 1 | 3 | E | KPVS_SplitCase | 8 | 6 | 8 | 10 | BranchMin8_BranchMax10 | 10 | 2 | 10 | 16 | HeaderMin10_HeaderMax16 | 10 | 4 | 8 | [29 empty] | INVALID
546 | 66 | 6012-3/4-4P-40HP KPVS | KPVS_6012-3/4_4P_40HP_8.86_BRZ | 2492.6 | 2492.6 | 4985.2 | 2 | 1 | 3 | E | KPVS_SplitCase | 8 | 6 | 8 | 10 | BranchMin8_BranchMax10 | 10 | 2 | 10 | 16 | HeaderMin10_HeaderMax16 | 12 | 4 | 8
546 | 66 | 6012-3/4-4P-40HP KPVS | KPVS_6012-3/4_4P_40HP_8.86_BRZ | 2492.6 | 2492.6 | 4985.2 | 2 | 1 | 3 | E | KPVS_SplitCase | 8 | 6 | 8 | 10 | BranchMin8_BranchMax10 | 10 | 2 | 10 | 16 | HeaderMin10_HeaderMax16 | 14 | 4 | 8
546 | 66 | 6012-3/4-4P-40HP KPVS | KPVS_6012-3/4_4P_40HP_8.86_BRZ | 2492.6 | 2492.6 | 4985.2 | 2 | 1 | 3 | E | KPVS_SplitCase | 8 | 6 | 8 | 10 | BranchMin8_BranchMax10 | 10 | 2 | 10 | 16 | HeaderMin10_HeaderMax16 | 16 | 4 | 8
547 | 67 | 6012-3/4-4P-50HP KPVS | KPVS_6012-3/4_4P_50HP_9.85_BRZ | 2801.3 | 2801.3 | 5602.6 | 2 | 1 | 3 | E | KPVS_SplitCase | 8 | 6 | 8 | 12 | BranchMin8_BranchMax12 | 8 | 3 | 10 | 18 | HeaderMin10_HeaderMax18 | 10 | 5 | 15
547 | 67 | 6012-3/4-4P-50HP KPVS | KPVS_6012-3/4_4P_50HP_9.85_BRZ | 2801.3 | 2801.3 | 5602.6 | 2 | 1 | 3 | E | KPVS_SplitCase | 8 | 6 | 8 | 12 | BranchMin8_BranchMax12 | 8 | 3 | 10 | 18 | HeaderMin10_HeaderMax18 | 12 | 5 | 15
547 | 67 | 6012-3/4-4P-50HP KPVS | KPVS_6012-3/4_4P_50HP_9.85_BRZ | 2801.3 | 2801.3 | 5602.6 | 2 | 1 | 3 | E | KPVS_SplitCase | 8 | 6 | 8 | 12 | BranchMin8_BranchMax12 | 8 | 3 | 10 | 18 | HeaderMin10_HeaderMax18 | 14 | 5 | 15
547 | 67 | 6012-3/4-4P-50HP KPVS | KPVS_6012-3/4_4P_50HP_9.85_BRZ | 2801.3 | 2801.3 | 5602.6 | 2 | 1 | 3 | E | KPVS_SplitCase | 8 | 6 | 8 | 12 | BranchMin8_BranchMax12 | 8 | 3 | 10 | 18 | HeaderMin10_HeaderMax18 | 16 | 5 | 15
547 | 67 | 6012-3/4-4P-50HP KPVS | KPVS_6012-3/4_4P_50HP_9.85_BRZ | 2801.3 | 2801.3 | 5602.6 | 2 | 1 | 3 | E | KPVS_SplitCase | 8 | 6 | 8 | 12 | BranchMin8_BranchMax12 | 8 | 3 | 10 | 18 | HeaderMin10_HeaderMax18 | 18 | 5 | 15
547 | 67 | 6012-3/4-4P-50HP KPVS | KPVS_6012-3/4_4P_50HP_9.85_BRZ | 2801.3 | 2801.3 | 5602.6 | 2 | 1 | 3 | E | KPVS_SplitCase | 8 | 6 | 8 | 12 | BranchMin8_BranchMax12 | 10 | 3 | 10 | 18 | HeaderMin10_HeaderMax18 | 10 | 5 | 15 | [29 empty] | INVALID
547 | 67 | 6012-3/4-4P-50HP KPVS | KPVS_6012-3/4_4P_50HP_9.85_BRZ | 2801.3 | 2801.3 | 5602.6 | 2 | 1 | 3 | E | KPVS_SplitCase | 8 | 6 | 8 | 12 | BranchMin8_BranchMax12 | 10 | 3 | 10 | 18 | HeaderMin10_HeaderMax18 | 12 | 5 | 15
547 | 67 | 6012-3/4-4P-50HP KPVS | KPVS_6012-3/4_4P_50HP_9.85_BRZ | 2801.3 | 2801.3 | 5602.6 | 2 | 1 | 3 | E | KPVS_SplitCase | 8 | 6 | 8 | 12 | BranchMin8_BranchMax12 | 10 | 3 | 10 | 18 | HeaderMin10_HeaderMax18 | 14 | 5 | 15
547 | 67 | 6012-3/4-4P-50HP KPVS | KPVS_6012-3/4_4P_50HP_9.85_BRZ | 2801.3 | 2801.3 | 5602.6 | 2 | 1 | 3 | E | KPVS_SplitCase | 8 | 6 | 8 | 12 | BranchMin8_BranchMax12 | 10 | 3 | 10 | 18 | HeaderMin10_HeaderMax18 | 16 | 5 | 15
547 | 67 | 6012-3/4-4P-50HP KPVS | KPVS_6012-3/4_4P_50HP_9.85_BRZ | 2801.3 | 2801.3 | 5602.6 | 2 | 1 | 3 | E | KPVS_SplitCase | 8 | 6 | 8 | 12 | BranchMin8_BranchMax12 | 10 | 3 | 10 | 18 | HeaderMin10_HeaderMax18 | 18 | 5 | 15
547 | 67 | 6012-3/4-4P-50HP KPVS | KPVS_6012-3/4_4P_50HP_9.85_BRZ | 2801.3 | 2801.3 | 5602.6 | 2 | 1 | 3 | E | KPVS_SplitCase | 8 | 6 | 8 | 12 | BranchMin8_BranchMax12 | 12 | 3 | 10 | 18 | HeaderMin10_HeaderMax18 | 10 | 5 | 15 | [29 empty] | INVALID
547 | 67 | 6012-3/4-4P-50HP KPVS | KPVS_6012-3/4_4P_50HP_9.85_BRZ | 2801.3 | 2801.3 | 5602.6 | 2 | 1 | 3 | E | KPVS_SplitCase | 8 | 6 | 8 | 12 | BranchMin8_BranchMax12 | 12 | 3 | 10 | 18 | HeaderMin10_HeaderMax18 | 12 | 5 | 15 | [29 empty] | INVALID
547 | 67 | 6012-3/4-4P-50HP KPVS | KPVS_6012-3/4_4P_50HP_9.85_BRZ | 2801.3 | 2801.3 | 5602.6 | 2 | 1 | 3 | E | KPVS_SplitCase | 8 | 6 | 8 | 12 | BranchMin8_BranchMax12 | 12 | 3 | 10 | 18 | HeaderMin10_HeaderMax18 | 14 | 5 | 15
547 | 67 | 6012-3/4-4P-50HP KPVS | KPVS_6012-3/4_4P_50HP_9.85_BRZ | 2801.3 | 2801.3 | 5602.6 | 2 | 1 | 3 | E | KPVS_SplitCase | 8 | 6 | 8 | 12 | BranchMin8_BranchMax12 | 12 | 3 | 10 | 18 | HeaderMin10_HeaderMax18 | 16 | 5 | 15
547 | 67 | 6012-3/4-4P-50HP KPVS | KPVS_6012-3/4_4P_50HP_9.85_BRZ | 2801.3 | 2801.3 | 5602.6 | 2 | 1 | 3 | E | KPVS_SplitCase | 8 | 6 | 8 | 12 | BranchMin8_BranchMax12 | 12 | 3 | 10 | 18 | HeaderMin10_HeaderMax18 | 18 | 5 | 15
548 | 68 | 6012-3/4-4P-60HP KPVS | KPVS_6012-3/4_4P_60HP_10.38_BRZ | 2944.6 | 2944.6 | 5889.2 | 2 | 1 | 3 | E | KPVS_SplitCase | 8 | 6 | 8 | 12 | BranchMin8_BranchMax12 | 8 | 3 | 10 | 18 | HeaderMin10_HeaderMax18 | 10 | 5 | 15
548 | 68 | 6012-3/4-4P-60HP KPVS | KPVS_6012-3/4_4P_60HP_10.38_BRZ | 2944.6 | 2944.6 | 5889.2 | 2 | 1 | 3 | E | KPVS_SplitCase | 8 | 6 | 8 | 12 | BranchMin8_BranchMax12 | 8 | 3 | 10 | 18 | HeaderMin10_HeaderMax18 | 12 | 5 | 15
548 | 68 | 6012-3/4-4P-60HP KPVS | KPVS_6012-3/4_4P_60HP_10.38_BRZ | 2944.6 | 2944.6 | 5889.2 | 2 | 1 | 3 | E | KPVS_SplitCase | 8 | 6 | 8 | 12 | BranchMin8_BranchMax12 | 8 | 3 | 10 | 18 | HeaderMin10_HeaderMax18 | 14 | 5 | 15
548 | 68 | 6012-3/4-4P-60HP KPVS | KPVS_6012-3/4_4P_60HP_10.38_BRZ | 2944.6 | 2944.6 | 5889.2 | 2 | 1 | 3 | E | KPVS_SplitCase | 8 | 6 | 8 | 12 | BranchMin8_BranchMax12 | 8 | 3 | 10 | 18 | HeaderMin10_HeaderMax18 | 16 | 5 | 15
548 | 68 | 6012-3/4-4P-60HP KPVS | KPVS_6012-3/4_4P_60HP_10.38_BRZ | 2944.6 | 2944.6 | 5889.2 | 2 | 1 | 3 | E | KPVS_SplitCase | 8 | 6 | 8 | 12 | BranchMin8_BranchMax12 | 8 | 3 | 10 | 18 | HeaderMin10_HeaderMax18 | 18 | 5 | 15
548 | 68 | 6012-3/4-4P-60HP KPVS | KPVS_6012-3/4_4P_60HP_10.38_BRZ | 2944.6 | 2944.6 | 5889.2 | 2 | 1 | 3 | E | KPVS_SplitCase | 8 | 6 | 8 | 12 | BranchMin8_BranchMax12 | 10 | 3 | 10 | 18 | HeaderMin10_HeaderMax18 | 10 | 5 | 15 | [29 empty] | INVALID
548 | 68 | 6012-3/4-4P-60HP KPVS | KPVS_6012-3/4_4P_60HP_10.38_BRZ | 2944.6 | 2944.6 | 5889.2 | 2 | 1 | 3 | E | KPVS_SplitCase | 8 | 6 | 8 | 12 | BranchMin8_BranchMax12 | 10 | 3 | 10 | 18 | HeaderMin10_HeaderMax18 | 12 | 5 | 15
548 | 68 | 6012-3/4-4P-60HP KPVS | KPVS_6012-3/4_4P_60HP_10.38_BRZ | 2944.6 | 2944.6 | 5889.2 | 2 | 1 | 3 | E | KPVS_SplitCase | 8 | 6 | 8 | 12 | BranchMin8_BranchMax12 | 10 | 3 | 10 | 18 | HeaderMin10_HeaderMax18 | 14 | 5 | 15
548 | 68 | 6012-3/4-4P-60HP KPVS | KPVS_6012-3/4_4P_60HP_10.38_BRZ | 2944.6 | 2944.6 | 5889.2 | 2 | 1 | 3 | E | KPVS_SplitCase | 8 | 6 | 8 | 12 | BranchMin8_BranchMax12 | 10 | 3 | 10 | 18 | HeaderMin10_HeaderMax18 | 16 | 5 | 15
548 | 68 | 6012-3/4-4P-60HP KPVS | KPVS_6012-3/4_4P_60HP_10.38_BRZ | 2944.6 | 2944.6 | 5889.2 | 2 | 1 | 3 | E | KPVS_SplitCase | 8 | 6 | 8 | 12 | BranchMin8_BranchMax12 | 10 | 3 | 10 | 18 | HeaderMin10_HeaderMax18 | 18 | 5 | 15
548 | 68 | 6012-3/4-4P-60HP KPVS | KPVS_6012-3/4_4P_60HP_10.38_BRZ | 2944.6 | 2944.6 | 5889.2 | 2 | 1 | 3 | E | KPVS_SplitCase | 8 | 6 | 8 | 12 | BranchMin8_BranchMax12 | 12 | 3 | 10 | 18 | HeaderMin10_HeaderMax18 | 10 | 5 | 15 | [29 empty] | INVALID
548 | 68 | 6012-3/4-4P-60HP KPVS | KPVS_6012-3/4_4P_60HP_10.38_BRZ | 2944.6 | 2944.6 | 5889.2 | 2 | 1 | 3 | E | KPVS_SplitCase | 8 | 6 | 8 | 12 | BranchMin8_BranchMax12 | 12 | 3 | 10 | 18 | HeaderMin10_HeaderMax18 | 12 | 5 | 15 | [29 empty] | INVALID
548 | 68 | 6012-3/4-4P-60HP KPVS | KPVS_6012-3/4_4P_60HP_10.38_BRZ | 2944.6 | 2944.6 | 5889.2 | 2 | 1 | 3 | E | KPVS_SplitCase | 8 | 6 | 8 | 12 | BranchMin8_BranchMax12 | 12 | 3 | 10 | 18 | HeaderMin10_HeaderMax18 | 14 | 5 | 15
548 | 68 | 6012-3/4-4P-60HP KPVS | KPVS_6012-3/4_4P_60HP_10.38_BRZ | 2944.6 | 2944.6 | 5889.2 | 2 | 1 | 3 | E | KPVS_SplitCase | 8 | 6 | 8 | 12 | BranchMin8_BranchMax12 | 12 | 3 | 10 | 18 | HeaderMin10_HeaderMax18 | 16 | 5 | 15
548 | 68 | 6012-3/4-4P-60HP KPVS | KPVS_6012-3/4_4P_60HP_10.38_BRZ | 2944.6 | 2944.6 | 5889.2 | 2 | 1 | 3 | E | KPVS_SplitCase | 8 | 6 | 8 | 12 | BranchMin8_BranchMax12 | 12 | 3 | 10 | 18 | HeaderMin10_HeaderMax18 | 18 | 5 | 15
549 | 69 | 6012-3/4-4P-75HP KPVS | KPVS_6012-3/4_4P_75HP_11.05_BRZ | 3118.5 | 3118.5 | 6237 | 2 | 1 | 3 | E | KPVS_SplitCase | 8 | 6 | 8 | 12 | BranchMin8_BranchMax12 | 8 | 3 | 10 | 18 | HeaderMin10_HeaderMax18 | 10 | 5 | 15
549 | 69 | 6012-3/4-4P-75HP KPVS | KPVS_6012-3/4_4P_75HP_11.05_BRZ | 3118.5 | 3118.5 | 6237 | 2 | 1 | 3 | E | KPVS_SplitCase | 8 | 6 | 8 | 12 | BranchMin8_BranchMax12 | 8 | 3 | 10 | 18 | HeaderMin10_HeaderMax18 | 12 | 5 | 15
549 | 69 | 6012-3/4-4P-75HP KPVS | KPVS_6012-3/4_4P_75HP_11.05_BRZ | 3118.5 | 3118.5 | 6237 | 2 | 1 | 3 | E | KPVS_SplitCase | 8 | 6 | 8 | 12 | BranchMin8_BranchMax12 | 8 | 3 | 10 | 18 | HeaderMin10_HeaderMax18 | 14 | 5 | 15
549 | 69 | 6012-3/4-4P-75HP KPVS | KPVS_6012-3/4_4P_75HP_11.05_BRZ | 3118.5 | 3118.5 | 6237 | 2 | 1 | 3 | E | KPVS_SplitCase | 8 | 6 | 8 | 12 | BranchMin8_BranchMax12 | 8 | 3 | 10 | 18 | HeaderMin10_HeaderMax18 | 16 | 5 | 15
549 | 69 | 6012-3/4-4P-75HP KPVS | KPVS_6012-3/4_4P_75HP_11.05_BRZ | 3118.5 | 3118.5 | 6237 | 2 | 1 | 3 | E | KPVS_SplitCase | 8 | 6 | 8 | 12 | BranchMin8_BranchMax12 | 8 | 3 | 10 | 18 | HeaderMin10_HeaderMax18 | 18 | 5 | 15
549 | 69 | 6012-3/4-4P-75HP KPVS | KPVS_6012-3/4_4P_75HP_11.05_BRZ | 3118.5 | 3118.5 | 6237 | 2 | 1 | 3 | E | KPVS_SplitCase | 8 | 6 | 8 | 12 | BranchMin8_BranchMax12 | 10 | 3 | 10 | 18 | HeaderMin10_HeaderMax18 | 10 | 5 | 15 | [29 empty] | INVALID
549 | 69 | 6012-3/4-4P-75HP KPVS | KPVS_6012-3/4_4P_75HP_11.05_BRZ | 3118.5 | 3118.5 | 6237 | 2 | 1 | 3 | E | KPVS_SplitCase | 8 | 6 | 8 | 12 | BranchMin8_BranchMax12 | 10 | 3 | 10 | 18 | HeaderMin10_HeaderMax18 | 12 | 5 | 15
549 | 69 | 6012-3/4-4P-75HP KPVS | KPVS_6012-3/4_4P_75HP_11.05_BRZ | 3118.5 | 3118.5 | 6237 | 2 | 1 | 3 | E | KPVS_SplitCase | 8 | 6 | 8 | 12 | BranchMin8_BranchMax12 | 10 | 3 | 10 | 18 | HeaderMin10_HeaderMax18 | 14 | 5 | 15
549 | 69 | 6012-3/4-4P-75HP KPVS | KPVS_6012-3/4_4P_75HP_11.05_BRZ | 3118.5 | 3118.5 | 6237 | 2 | 1 | 3 | E | KPVS_SplitCase | 8 | 6 | 8 | 12 | BranchMin8_BranchMax12 | 10 | 3 | 10 | 18 | HeaderMin10_HeaderMax18 | 16 | 5 | 15
549 | 69 | 6012-3/4-4P-75HP KPVS | KPVS_6012-3/4_4P_75HP_11.05_BRZ | 3118.5 | 3118.5 | 6237 | 2 | 1 | 3 | E | KPVS_SplitCase | 8 | 6 | 8 | 12 | BranchMin8_BranchMax12 | 10 | 3 | 10 | 18 | HeaderMin10_HeaderMax18 | 18 | 5 | 15
549 | 69 | 6012-3/4-4P-75HP KPVS | KPVS_6012-3/4_4P_75HP_11.05_BRZ | 3118.5 | 3118.5 | 6237 | 2 | 1 | 3 | E | KPVS_SplitCase | 8 | 6 | 8 | 12 | BranchMin8_BranchMax12 | 12 | 3 | 10 | 18 | HeaderMin10_HeaderMax18 | 10 | 5 | 15 | [29 empty] | INVALID
549 | 69 | 6012-3/4-4P-75HP KPVS | KPVS_6012-3/4_4P_75HP_11.05_BRZ | 3118.5 | 3118.5 | 6237 | 2 | 1 | 3 | E | KPVS_SplitCase | 8 | 6 | 8 | 12 | BranchMin8_BranchMax12 | 12 | 3 | 10 | 18 | HeaderMin10_HeaderMax18 | 12 | 5 | 15 | [29 empty] | INVALID
549 | 69 | 6012-3/4-4P-75HP KPVS | KPVS_6012-3/4_4P_75HP_11.05_BRZ | 3118.5 | 3118.5 | 6237 | 2 | 1 | 3 | E | KPVS_SplitCase | 8 | 6 | 8 | 12 | BranchMin8_BranchMax12 | 12 | 3 | 10 | 18 | HeaderMin10_HeaderMax18 | 14 | 5 | 15
549 | 69 | 6012-3/4-4P-75HP KPVS | KPVS_6012-3/4_4P_75HP_11.05_BRZ | 3118.5 | 3118.5 | 6237 | 2 | 1 | 3 | E | KPVS_SplitCase | 8 | 6 | 8 | 12 | BranchMin8_BranchMax12 | 12 | 3 | 10 | 18 | HeaderMin10_HeaderMax18 | 16 | 5 | 15
549 | 69 | 6012-3/4-4P-75HP KPVS | KPVS_6012-3/4_4P_75HP_11.05_BRZ | 3118.5 | 3118.5 | 6237 | 2 | 1 | 3 | E | KPVS_SplitCase | 8 | 6 | 8 | 12 | BranchMin8_BranchMax12 | 12 | 3 | 10 | 18 | HeaderMin10_HeaderMax18 | 18 | 5 | 15
550 | 70 | 6012-3/4-4P-100HP KPVS | KPVS_6012-3/4_4P_100HP_12.00_BRZ | 3375 | 3375 | 6750 | 2 | 1 | 3 | E | KPVS_SplitCase | 8 | 6 | 8 | 12 | BranchMin8_BranchMax12 | 8 | 3 | 10 | 18 | HeaderMin10_HeaderMax18 | 10 | 5 | 15
550 | 70 | 6012-3/4-4P-100HP KPVS | KPVS_6012-3/4_4P_100HP_12.00_BRZ | 3375 | 3375 | 6750 | 2 | 1 | 3 | E | KPVS_SplitCase | 8 | 6 | 8 | 12 | BranchMin8_BranchMax12 | 8 | 3 | 10 | 18 | HeaderMin10_HeaderMax18 | 12 | 5 | 15
550 | 70 | 6012-3/4-4P-100HP KPVS | KPVS_6012-3/4_4P_100HP_12.00_BRZ | 3375 | 3375 | 6750 | 2 | 1 | 3 | E | KPVS_SplitCase | 8 | 6 | 8 | 12 | BranchMin8_BranchMax12 | 8 | 3 | 10 | 18 | HeaderMin10_HeaderMax18 | 14 | 5 | 15
550 | 70 | 6012-3/4-4P-100HP KPVS | KPVS_6012-3/4_4P_100HP_12.00_BRZ | 3375 | 3375 | 6750 | 2 | 1 | 3 | E | KPVS_SplitCase | 8 | 6 | 8 | 12 | BranchMin8_BranchMax12 | 8 | 3 | 10 | 18 | HeaderMin10_HeaderMax18 | 16 | 5 | 15
550 | 70 | 6012-3/4-4P-100HP KPVS | KPVS_6012-3/4_4P_100HP_12.00_BRZ | 3375 | 3375 | 6750 | 2 | 1 | 3 | E | KPVS_SplitCase | 8 | 6 | 8 | 12 | BranchMin8_BranchMax12 | 8 | 3 | 10 | 18 | HeaderMin10_HeaderMax18 | 18 | 5 | 15
550 | 70 | 6012-3/4-4P-100HP KPVS | KPVS_6012-3/4_4P_100HP_12.00_BRZ | 3375 | 3375 | 6750 | 2 | 1 | 3 | E | KPVS_SplitCase | 8 | 6 | 8 | 12 | BranchMin8_BranchMax12 | 10 | 3 | 10 | 18 | HeaderMin10_HeaderMax18 | 10 | 5 | 15 | [29 empty] | INVALID
550 | 70 | 6012-3/4-4P-100HP KPVS | KPVS_6012-3/4_4P_100HP_12.00_BRZ | 3375 | 3375 | 6750 | 2 | 1 | 3 | E | KPVS_SplitCase | 8 | 6 | 8 | 12 | BranchMin8_BranchMax12 | 10 | 3 | 10 | 18 | HeaderMin10_HeaderMax18 | 12 | 5 | 15
550 | 70 | 6012-3/4-4P-100HP KPVS | KPVS_6012-3/4_4P_100HP_12.00_BRZ | 3375 | 3375 | 6750 | 2 | 1 | 3 | E | KPVS_SplitCase | 8 | 6 | 8 | 12 | BranchMin8_BranchMax12 | 10 | 3 | 10 | 18 | HeaderMin10_HeaderMax18 | 14 | 5 | 15
550 | 70 | 6012-3/4-4P-100HP KPVS | KPVS_6012-3/4_4P_100HP_12.00_BRZ | 3375 | 3375 | 6750 | 2 | 1 | 3 | E | KPVS_SplitCase | 8 | 6 | 8 | 12 | BranchMin8_BranchMax12 | 10 | 3 | 10 | 18 | HeaderMin10_HeaderMax18 | 16 | 5 | 15
550 | 70 | 6012-3/4-4P-100HP KPVS | KPVS_6012-3/4_4P_100HP_12.00_BRZ | 3375 | 3375 | 6750 | 2 | 1 | 3 | E | KPVS_SplitCase | 8 | 6 | 8 | 12 | BranchMin8_BranchMax12 | 10 | 3 | 10 | 18 | HeaderMin10_HeaderMax18 | 18 | 5 | 15
550 | 70 | 6012-3/4-4P-100HP KPVS | KPVS_6012-3/4_4P_100HP_12.00_BRZ | 3375 | 3375 | 6750 | 2 | 1 | 3 | E | KPVS_SplitCase | 8 | 6 | 8 | 12 | BranchMin8_BranchMax12 | 12 | 3 | 10 | 18 | HeaderMin10_HeaderMax18 | 10 | 5 | 15 | [29 empty] | INVALID
550 | 70 | 6012-3/4-4P-100HP KPVS | KPVS_6012-3/4_4P_100HP_12.00_BRZ | 3375 | 3375 | 6750 | 2 | 1 | 3 | E | KPVS_SplitCase | 8 | 6 | 8 | 12 | BranchMin8_BranchMax12 | 12 | 3 | 10 | 18 | HeaderMin10_HeaderMax18 | 12 | 5 | 15 | [29 empty] | INVALID
550 | 70 | 6012-3/4-4P-100HP KPVS | KPVS_6012-3/4_4P_100HP_12.00_BRZ | 3375 | 3375 | 6750 | 2 | 1 | 3 | E | KPVS_SplitCase | 8 | 6 | 8 | 12 | BranchMin8_BranchMax12 | 12 | 3 | 10 | 18 | HeaderMin10_HeaderMax18 | 14 | 5 | 15
550 | 70 | 6012-3/4-4P-100HP KPVS | KPVS_6012-3/4_4P_100HP_12.00_BRZ | 3375 | 3375 | 6750 | 2 | 1 | 3 | E | KPVS_SplitCase | 8 | 6 | 8 | 12 | BranchMin8_BranchMax12 | 12 | 3 | 10 | 18 | HeaderMin10_HeaderMax18 | 16 | 5 | 15
550 | 70 | 6012-3/4-4P-100HP KPVS | KPVS_6012-3/4_4P_100HP_12.00_BRZ | 3375 | 3375 | 6750 | 2 | 1 | 3 | E | KPVS_SplitCase | 8 | 6 | 8 | 12 | BranchMin8_BranchMax12 | 12 | 3 | 10 | 18 | HeaderMin10_HeaderMax18 | 18 | 5 | 15
551 | 71 | 6015-3/4-4P-40HP KPVS | KPVS_6015-3/4_4P_40HP_9.03_BRZ | 2242.4 | 2242.4 | 4484.8 | 2 | 1 | 3 | E | KPVS_SplitCase | 8 | 6 | 8 | 10 | BranchMin8_BranchMax10 | 8 | 2 | 10 | 16 | HeaderMin10_HeaderMax16 | 10 | 4 | 8
551 | 71 | 6015-3/4-4P-40HP KPVS | KPVS_6015-3/4_4P_40HP_9.03_BRZ | 2242.4 | 2242.4 | 4484.8 | 2 | 1 | 3 | E | KPVS_SplitCase | 8 | 6 | 8 | 10 | BranchMin8_BranchMax10 | 8 | 2 | 10 | 16 | HeaderMin10_HeaderMax16 | 12 | 4 | 8
551 | 71 | 6015-3/4-4P-40HP KPVS | KPVS_6015-3/4_4P_40HP_9.03_BRZ | 2242.4 | 2242.4 | 4484.8 | 2 | 1 | 3 | E | KPVS_SplitCase | 8 | 6 | 8 | 10 | BranchMin8_BranchMax10 | 8 | 2 | 10 | 16 | HeaderMin10_HeaderMax16 | 14 | 4 | 8
551 | 71 | 6015-3/4-4P-40HP KPVS | KPVS_6015-3/4_4P_40HP_9.03_BRZ | 2242.4 | 2242.4 | 4484.8 | 2 | 1 | 3 | E | KPVS_SplitCase | 8 | 6 | 8 | 10 | BranchMin8_BranchMax10 | 8 | 2 | 10 | 16 | HeaderMin10_HeaderMax16 | 16 | 4 | 8
551 | 71 | 6015-3/4-4P-40HP KPVS | KPVS_6015-3/4_4P_40HP_9.03_BRZ | 2242.4 | 2242.4 | 4484.8 | 2 | 1 | 3 | E | KPVS_SplitCase | 8 | 6 | 8 | 10 | BranchMin8_BranchMax10 | 10 | 2 | 10 | 16 | HeaderMin10_HeaderMax16 | 10 | 4 | 8 | [29 empty] | INVALID
551 | 71 | 6015-3/4-4P-40HP KPVS | KPVS_6015-3/4_4P_40HP_9.03_BRZ | 2242.4 | 2242.4 | 4484.8 | 2 | 1 | 3 | E | KPVS_SplitCase | 8 | 6 | 8 | 10 | BranchMin8_BranchMax10 | 10 | 2 | 10 | 16 | HeaderMin10_HeaderMax16 | 12 | 4 | 8
551 | 71 | 6015-3/4-4P-40HP KPVS | KPVS_6015-3/4_4P_40HP_9.03_BRZ | 2242.4 | 2242.4 | 4484.8 | 2 | 1 | 3 | E | KPVS_SplitCase | 8 | 6 | 8 | 10 | BranchMin8_BranchMax10 | 10 | 2 | 10 | 16 | HeaderMin10_HeaderMax16 | 14 | 4 | 8
551 | 71 | 6015-3/4-4P-40HP KPVS | KPVS_6015-3/4_4P_40HP_9.03_BRZ | 2242.4 | 2242.4 | 4484.8 | 2 | 1 | 3 | E | KPVS_SplitCase | 8 | 6 | 8 | 10 | BranchMin8_BranchMax10 | 10 | 2 | 10 | 16 | HeaderMin10_HeaderMax16 | 16 | 4 | 8
552 | 72 | 6015-3/4-4P-50HP KPVS | KPVS_6015-3/4_4P_50HP_9.58_BRZ | 2378.6 | 2378.6 | 4757.2 | 2 | 1 | 3 | E | KPVS_SplitCase | 8 | 6 | 8 | 10 | BranchMin8_BranchMax10 | 8 | 2 | 10 | 16 | HeaderMin10_HeaderMax16 | 10 | 4 | 8
552 | 72 | 6015-3/4-4P-50HP KPVS | KPVS_6015-3/4_4P_50HP_9.58_BRZ | 2378.6 | 2378.6 | 4757.2 | 2 | 1 | 3 | E | KPVS_SplitCase | 8 | 6 | 8 | 10 | BranchMin8_BranchMax10 | 8 | 2 | 10 | 16 | HeaderMin10_HeaderMax16 | 12 | 4 | 8
552 | 72 | 6015-3/4-4P-50HP KPVS | KPVS_6015-3/4_4P_50HP_9.58_BRZ | 2378.6 | 2378.6 | 4757.2 | 2 | 1 | 3 | E | KPVS_SplitCase | 8 | 6 | 8 | 10 | BranchMin8_BranchMax10 | 8 | 2 | 10 | 16 | HeaderMin10_HeaderMax16 | 14 | 4 | 8
552 | 72 | 6015-3/4-4P-50HP KPVS | KPVS_6015-3/4_4P_50HP_9.58_BRZ | 2378.6 | 2378.6 | 4757.2 | 2 | 1 | 3 | E | KPVS_SplitCase | 8 | 6 | 8 | 10 | BranchMin8_BranchMax10 | 8 | 2 | 10 | 16 | HeaderMin10_HeaderMax16 | 16 | 4 | 8
552 | 72 | 6015-3/4-4P-50HP KPVS | KPVS_6015-3/4_4P_50HP_9.58_BRZ | 2378.6 | 2378.6 | 4757.2 | 2 | 1 | 3 | E | KPVS_SplitCase | 8 | 6 | 8 | 10 | BranchMin8_BranchMax10 | 10 | 2 | 10 | 16 | HeaderMin10_HeaderMax16 | 10 | 4 | 8 | [29 empty] | INVALID
552 | 72 | 6015-3/4-4P-50HP KPVS | KPVS_6015-3/4_4P_50HP_9.58_BRZ | 2378.6 | 2378.6 | 4757.2 | 2 | 1 | 3 | E | KPVS_SplitCase | 8 | 6 | 8 | 10 | BranchMin8_BranchMax10 | 10 | 2 | 10 | 16 | HeaderMin10_HeaderMax16 | 12 | 4 | 8
552 | 72 | 6015-3/4-4P-50HP KPVS | KPVS_6015-3/4_4P_50HP_9.58_BRZ | 2378.6 | 2378.6 | 4757.2 | 2 | 1 | 3 | E | KPVS_SplitCase | 8 | 6 | 8 | 10 | BranchMin8_BranchMax10 | 10 | 2 | 10 | 16 | HeaderMin10_HeaderMax16 | 14 | 4 | 8
552 | 72 | 6015-3/4-4P-50HP KPVS | KPVS_6015-3/4_4P_50HP_9.58_BRZ | 2378.6 | 2378.6 | 4757.2 | 2 | 1 | 3 | E | KPVS_SplitCase | 8 | 6 | 8 | 10 | BranchMin8_BranchMax10 | 10 | 2 | 10 | 16 | HeaderMin10_HeaderMax16 | 16 | 4 | 8
553 | 73 | 6015-3/4-4P-60HP KPVS | KPVS_6015-3/4_4P_60HP_10.10_BRZ | 2507.3 | 2507.3 | 5014.6 | 2 | 1 | 3 | E | KPVS_SplitCase | 8 | 6 | 8 | 12 | BranchMin8_BranchMax12 | 8 | 3 | 10 | 16 | HeaderMin10_HeaderMax16 | 10 | 4 | 12
553 | 73 | 6015-3/4-4P-60HP KPVS | KPVS_6015-3/4_4P_60HP_10.10_BRZ | 2507.3 | 2507.3 | 5014.6 | 2 | 1 | 3 | E | KPVS_SplitCase | 8 | 6 | 8 | 12 | BranchMin8_BranchMax12 | 8 | 3 | 10 | 16 | HeaderMin10_HeaderMax16 | 12 | 4 | 12
553 | 73 | 6015-3/4-4P-60HP KPVS | KPVS_6015-3/4_4P_60HP_10.10_BRZ | 2507.3 | 2507.3 | 5014.6 | 2 | 1 | 3 | E | KPVS_SplitCase | 8 | 6 | 8 | 12 | BranchMin8_BranchMax12 | 8 | 3 | 10 | 16 | HeaderMin10_HeaderMax16 | 14 | 4 | 12
553 | 73 | 6015-3/4-4P-60HP KPVS | KPVS_6015-3/4_4P_60HP_10.10_BRZ | 2507.3 | 2507.3 | 5014.6 | 2 | 1 | 3 | E | KPVS_SplitCase | 8 | 6 | 8 | 12 | BranchMin8_BranchMax12 | 8 | 3 | 10 | 16 | HeaderMin10_HeaderMax16 | 16 | 4 | 12
553 | 73 | 6015-3/4-4P-60HP KPVS | KPVS_6015-3/4_4P_60HP_10.10_BRZ | 2507.3 | 2507.3 | 5014.6 | 2 | 1 | 3 | E | KPVS_SplitCase | 8 | 6 | 8 | 12 | BranchMin8_BranchMax12 | 10 | 3 | 10 | 16 | HeaderMin10_HeaderMax16 | 10 | 4 | 12 | [29 empty] | INVALID
553 | 73 | 6015-3/4-4P-60HP KPVS | KPVS_6015-3/4_4P_60HP_10.10_BRZ | 2507.3 | 2507.3 | 5014.6 | 2 | 1 | 3 | E | KPVS_SplitCase | 8 | 6 | 8 | 12 | BranchMin8_BranchMax12 | 10 | 3 | 10 | 16 | HeaderMin10_HeaderMax16 | 12 | 4 | 12
553 | 73 | 6015-3/4-4P-60HP KPVS | KPVS_6015-3/4_4P_60HP_10.10_BRZ | 2507.3 | 2507.3 | 5014.6 | 2 | 1 | 3 | E | KPVS_SplitCase | 8 | 6 | 8 | 12 | BranchMin8_BranchMax12 | 10 | 3 | 10 | 16 | HeaderMin10_HeaderMax16 | 14 | 4 | 12
553 | 73 | 6015-3/4-4P-60HP KPVS | KPVS_6015-3/4_4P_60HP_10.10_BRZ | 2507.3 | 2507.3 | 5014.6 | 2 | 1 | 3 | E | KPVS_SplitCase | 8 | 6 | 8 | 12 | BranchMin8_BranchMax12 | 10 | 3 | 10 | 16 | HeaderMin10_HeaderMax16 | 16 | 4 | 12
553 | 73 | 6015-3/4-4P-60HP KPVS | KPVS_6015-3/4_4P_60HP_10.10_BRZ | 2507.3 | 2507.3 | 5014.6 | 2 | 1 | 3 | E | KPVS_SplitCase | 8 | 6 | 8 | 12 | BranchMin8_BranchMax12 | 12 | 3 | 10 | 16 | HeaderMin10_HeaderMax16 | 10 | 4 | 12 | [29 empty] | INVALID
553 | 73 | 6015-3/4-4P-60HP KPVS | KPVS_6015-3/4_4P_60HP_10.10_BRZ | 2507.3 | 2507.3 | 5014.6 | 2 | 1 | 3 | E | KPVS_SplitCase | 8 | 6 | 8 | 12 | BranchMin8_BranchMax12 | 12 | 3 | 10 | 16 | HeaderMin10_HeaderMax16 | 12 | 4 | 12 | [29 empty] | INVALID
553 | 73 | 6015-3/4-4P-60HP KPVS | KPVS_6015-3/4_4P_60HP_10.10_BRZ | 2507.3 | 2507.3 | 5014.6 | 2 | 1 | 3 | E | KPVS_SplitCase | 8 | 6 | 8 | 12 | BranchMin8_BranchMax12 | 12 | 3 | 10 | 16 | HeaderMin10_HeaderMax16 | 14 | 4 | 12
553 | 73 | 6015-3/4-4P-60HP KPVS | KPVS_6015-3/4_4P_60HP_10.10_BRZ | 2507.3 | 2507.3 | 5014.6 | 2 | 1 | 3 | E | KPVS_SplitCase | 8 | 6 | 8 | 12 | BranchMin8_BranchMax12 | 12 | 3 | 10 | 16 | HeaderMin10_HeaderMax16 | 16 | 4 | 12
554 | 74 | 6015-3/4-4P-75HP KPVS | KPVS_6015-3/4_4P_75HP_10.82_BRZ | 2685.5 | 2685.5 | 5371 | 2 | 1 | 3 | E | KPVS_SplitCase | 8 | 6 | 8 | 12 | BranchMin8_BranchMax12 | 8 | 3 | 10 | 16 | HeaderMin10_HeaderMax16 | 10 | 4 | 12
554 | 74 | 6015-3/4-4P-75HP KPVS | KPVS_6015-3/4_4P_75HP_10.82_BRZ | 2685.5 | 2685.5 | 5371 | 2 | 1 | 3 | E | KPVS_SplitCase | 8 | 6 | 8 | 12 | BranchMin8_BranchMax12 | 8 | 3 | 10 | 16 | HeaderMin10_HeaderMax16 | 12 | 4 | 12
554 | 74 | 6015-3/4-4P-75HP KPVS | KPVS_6015-3/4_4P_75HP_10.82_BRZ | 2685.5 | 2685.5 | 5371 | 2 | 1 | 3 | E | KPVS_SplitCase | 8 | 6 | 8 | 12 | BranchMin8_BranchMax12 | 8 | 3 | 10 | 16 | HeaderMin10_HeaderMax16 | 14 | 4 | 12
554 | 74 | 6015-3/4-4P-75HP KPVS | KPVS_6015-3/4_4P_75HP_10.82_BRZ | 2685.5 | 2685.5 | 5371 | 2 | 1 | 3 | E | KPVS_SplitCase | 8 | 6 | 8 | 12 | BranchMin8_BranchMax12 | 8 | 3 | 10 | 16 | HeaderMin10_HeaderMax16 | 16 | 4 | 12
554 | 74 | 6015-3/4-4P-75HP KPVS | KPVS_6015-3/4_4P_75HP_10.82_BRZ | 2685.5 | 2685.5 | 5371 | 2 | 1 | 3 | E | KPVS_SplitCase | 8 | 6 | 8 | 12 | BranchMin8_BranchMax12 | 10 | 3 | 10 | 16 | HeaderMin10_HeaderMax16 | 10 | 4 | 12 | [29 empty] | INVALID
554 | 74 | 6015-3/4-4P-75HP KPVS | KPVS_6015-3/4_4P_75HP_10.82_BRZ | 2685.5 | 2685.5 | 5371 | 2 | 1 | 3 | E | KPVS_SplitCase | 8 | 6 | 8 | 12 | BranchMin8_BranchMax12 | 10 | 3 | 10 | 16 | HeaderMin10_HeaderMax16 | 12 | 4 | 12
554 | 74 | 6015-3/4-4P-75HP KPVS | KPVS_6015-3/4_4P_75HP_10.82_BRZ | 2685.5 | 2685.5 | 5371 | 2 | 1 | 3 | E | KPVS_SplitCase | 8 | 6 | 8 | 12 | BranchMin8_BranchMax12 | 10 | 3 | 10 | 16 | HeaderMin10_HeaderMax16 | 14 | 4 | 12
554 | 74 | 6015-3/4-4P-75HP KPVS | KPVS_6015-3/4_4P_75HP_10.82_BRZ | 2685.5 | 2685.5 | 5371 | 2 | 1 | 3 | E | KPVS_SplitCase | 8 | 6 | 8 | 12 | BranchMin8_BranchMax12 | 10 | 3 | 10 | 16 | HeaderMin10_HeaderMax16 | 16 | 4 | 12
554 | 74 | 6015-3/4-4P-75HP KPVS | KPVS_6015-3/4_4P_75HP_10.82_BRZ | 2685.5 | 2685.5 | 5371 | 2 | 1 | 3 | E | KPVS_SplitCase | 8 | 6 | 8 | 12 | BranchMin8_BranchMax12 | 12 | 3 | 10 | 16 | HeaderMin10_HeaderMax16 | 10 | 4 | 12 | [29 empty] | INVALID
554 | 74 | 6015-3/4-4P-75HP KPVS | KPVS_6015-3/4_4P_75HP_10.82_BRZ | 2685.5 | 2685.5 | 5371 | 2 | 1 | 3 | E | KPVS_SplitCase | 8 | 6 | 8 | 12 | BranchMin8_BranchMax12 | 12 | 3 | 10 | 16 | HeaderMin10_HeaderMax16 | 12 | 4 | 12 | [29 empty] | INVALID
554 | 74 | 6015-3/4-4P-75HP KPVS | KPVS_6015-3/4_4P_75HP_10.82_BRZ | 2685.5 | 2685.5 | 5371 | 2 | 1 | 3 | E | KPVS_SplitCase | 8 | 6 | 8 | 12 | BranchMin8_BranchMax12 | 12 | 3 | 10 | 16 | HeaderMin10_HeaderMax16 | 14 | 4 | 12
554 | 74 | 6015-3/4-4P-75HP KPVS | KPVS_6015-3/4_4P_75HP_10.82_BRZ | 2685.5 | 2685.5 | 5371 | 2 | 1 | 3 | E | KPVS_SplitCase | 8 | 6 | 8 | 12 | BranchMin8_BranchMax12 | 12 | 3 | 10 | 16 | HeaderMin10_HeaderMax16 | 16 | 4 | 12
555 | 75 | 6015-3/4-4P-100HP KPVS | KPVS_6015-3/4_4P_100HP_11.99_BRZ | 2975 | 2975 | 5950 | 2 | 1 | 3 | E | KPVS_SplitCase | 8 | 6 | 8 | 12 | BranchMin8_BranchMax12 | 8 | 3 | 10 | 18 | HeaderMin10_HeaderMax18 | 10 | 5 | 15
555 | 75 | 6015-3/4-4P-100HP KPVS | KPVS_6015-3/4_4P_100HP_11.99_BRZ | 2975 | 2975 | 5950 | 2 | 1 | 3 | E | KPVS_SplitCase | 8 | 6 | 8 | 12 | BranchMin8_BranchMax12 | 8 | 3 | 10 | 18 | HeaderMin10_HeaderMax18 | 12 | 5 | 15
555 | 75 | 6015-3/4-4P-100HP KPVS | KPVS_6015-3/4_4P_100HP_11.99_BRZ | 2975 | 2975 | 5950 | 2 | 1 | 3 | E | KPVS_SplitCase | 8 | 6 | 8 | 12 | BranchMin8_BranchMax12 | 8 | 3 | 10 | 18 | HeaderMin10_HeaderMax18 | 14 | 5 | 15
555 | 75 | 6015-3/4-4P-100HP KPVS | KPVS_6015-3/4_4P_100HP_11.99_BRZ | 2975 | 2975 | 5950 | 2 | 1 | 3 | E | KPVS_SplitCase | 8 | 6 | 8 | 12 | BranchMin8_BranchMax12 | 8 | 3 | 10 | 18 | HeaderMin10_HeaderMax18 | 16 | 5 | 15
555 | 75 | 6015-3/4-4P-100HP KPVS | KPVS_6015-3/4_4P_100HP_11.99_BRZ | 2975 | 2975 | 5950 | 2 | 1 | 3 | E | KPVS_SplitCase | 8 | 6 | 8 | 12 | BranchMin8_BranchMax12 | 8 | 3 | 10 | 18 | HeaderMin10_HeaderMax18 | 18 | 5 | 15
555 | 75 | 6015-3/4-4P-100HP KPVS | KPVS_6015-3/4_4P_100HP_11.99_BRZ | 2975 | 2975 | 5950 | 2 | 1 | 3 | E | KPVS_SplitCase | 8 | 6 | 8 | 12 | BranchMin8_BranchMax12 | 10 | 3 | 10 | 18 | HeaderMin10_HeaderMax18 | 10 | 5 | 15 | [29 empty] | INVALID
555 | 75 | 6015-3/4-4P-100HP KPVS | KPVS_6015-3/4_4P_100HP_11.99_BRZ | 2975 | 2975 | 5950 | 2 | 1 | 3 | E | KPVS_SplitCase | 8 | 6 | 8 | 12 | BranchMin8_BranchMax12 | 10 | 3 | 10 | 18 | HeaderMin10_HeaderMax18 | 12 | 5 | 15
555 | 75 | 6015-3/4-4P-100HP KPVS | KPVS_6015-3/4_4P_100HP_11.99_BRZ | 2975 | 2975 | 5950 | 2 | 1 | 3 | E | KPVS_SplitCase | 8 | 6 | 8 | 12 | BranchMin8_BranchMax12 | 10 | 3 | 10 | 18 | HeaderMin10_HeaderMax18 | 14 | 5 | 15
555 | 75 | 6015-3/4-4P-100HP KPVS | KPVS_6015-3/4_4P_100HP_11.99_BRZ | 2975 | 2975 | 5950 | 2 | 1 | 3 | E | KPVS_SplitCase | 8 | 6 | 8 | 12 | BranchMin8_BranchMax12 | 10 | 3 | 10 | 18 | HeaderMin10_HeaderMax18 | 16 | 5 | 15
555 | 75 | 6015-3/4-4P-100HP KPVS | KPVS_6015-3/4_4P_100HP_11.99_BRZ | 2975 | 2975 | 5950 | 2 | 1 | 3 | E | KPVS_SplitCase | 8 | 6 | 8 | 12 | BranchMin8_BranchMax12 | 10 | 3 | 10 | 18 | HeaderMin10_HeaderMax18 | 18 | 5 | 15
555 | 75 | 6015-3/4-4P-100HP KPVS | KPVS_6015-3/4_4P_100HP_11.99_BRZ | 2975 | 2975 | 5950 | 2 | 1 | 3 | E | KPVS_SplitCase | 8 | 6 | 8 | 12 | BranchMin8_BranchMax12 | 12 | 3 | 10 | 18 | HeaderMin10_HeaderMax18 | 10 | 5 | 15 | [29 empty] | INVALID
555 | 75 | 6015-3/4-4P-100HP KPVS | KPVS_6015-3/4_4P_100HP_11.99_BRZ | 2975 | 2975 | 5950 | 2 | 1 | 3 | E | KPVS_SplitCase | 8 | 6 | 8 | 12 | BranchMin8_BranchMax12 | 12 | 3 | 10 | 18 | HeaderMin10_HeaderMax18 | 12 | 5 | 15 | [29 empty] | INVALID
555 | 75 | 6015-3/4-4P-100HP KPVS | KPVS_6015-3/4_4P_100HP_11.99_BRZ | 2975 | 2975 | 5950 | 2 | 1 | 3 | E | KPVS_SplitCase | 8 | 6 | 8 | 12 | BranchMin8_BranchMax12 | 12 | 3 | 10 | 18 | HeaderMin10_HeaderMax18 | 14 | 5 | 15
555 | 75 | 6015-3/4-4P-100HP KPVS | KPVS_6015-3/4_4P_100HP_11.99_BRZ | 2975 | 2975 | 5950 | 2 | 1 | 3 | E | KPVS_SplitCase | 8 | 6 | 8 | 12 | BranchMin8_BranchMax12 | 12 | 3 | 10 | 18 | HeaderMin10_HeaderMax18 | 16 | 5 | 15
555 | 75 | 6015-3/4-4P-100HP KPVS | KPVS_6015-3/4_4P_100HP_11.99_BRZ | 2975 | 2975 | 5950 | 2 | 1 | 3 | E | KPVS_SplitCase | 8 | 6 | 8 | 12 | BranchMin8_BranchMax12 | 12 | 3 | 10 | 18 | HeaderMin10_HeaderMax18 | 18 | 5 | 15
556 | 76 | 6015-3/4-4P-125HP KPVS | KPVS_6015-3/4_4P_125HP_12.84_BRZ | 3257.5 | 3257.5 | 6515 | 2 | 1 | 3 | E | KPVS_SplitCase | 8 | 6 | 8 | 12 | BranchMin8_BranchMax12 | 8 | 3 | 10 | 18 | HeaderMin10_HeaderMax18 | 10 | 5 | 15
556 | 76 | 6015-3/4-4P-125HP KPVS | KPVS_6015-3/4_4P_125HP_12.84_BRZ | 3257.5 | 3257.5 | 6515 | 2 | 1 | 3 | E | KPVS_SplitCase | 8 | 6 | 8 | 12 | BranchMin8_BranchMax12 | 8 | 3 | 10 | 18 | HeaderMin10_HeaderMax18 | 12 | 5 | 15
556 | 76 | 6015-3/4-4P-125HP KPVS | KPVS_6015-3/4_4P_125HP_12.84_BRZ | 3257.5 | 3257.5 | 6515 | 2 | 1 | 3 | E | KPVS_SplitCase | 8 | 6 | 8 | 12 | BranchMin8_BranchMax12 | 8 | 3 | 10 | 18 | HeaderMin10_HeaderMax18 | 14 | 5 | 15
556 | 76 | 6015-3/4-4P-125HP KPVS | KPVS_6015-3/4_4P_125HP_12.84_BRZ | 3257.5 | 3257.5 | 6515 | 2 | 1 | 3 | E | KPVS_SplitCase | 8 | 6 | 8 | 12 | BranchMin8_BranchMax12 | 8 | 3 | 10 | 18 | HeaderMin10_HeaderMax18 | 16 | 5 | 15
556 | 76 | 6015-3/4-4P-125HP KPVS | KPVS_6015-3/4_4P_125HP_12.84_BRZ | 3257.5 | 3257.5 | 6515 | 2 | 1 | 3 | E | KPVS_SplitCase | 8 | 6 | 8 | 12 | BranchMin8_BranchMax12 | 8 | 3 | 10 | 18 | HeaderMin10_HeaderMax18 | 18 | 5 | 15
556 | 76 | 6015-3/4-4P-125HP KPVS | KPVS_6015-3/4_4P_125HP_12.84_BRZ | 3257.5 | 3257.5 | 6515 | 2 | 1 | 3 | E | KPVS_SplitCase | 8 | 6 | 8 | 12 | BranchMin8_BranchMax12 | 10 | 3 | 10 | 18 | HeaderMin10_HeaderMax18 | 10 | 5 | 15 | [29 empty] | INVALID
556 | 76 | 6015-3/4-4P-125HP KPVS | KPVS_6015-3/4_4P_125HP_12.84_BRZ | 3257.5 | 3257.5 | 6515 | 2 | 1 | 3 | E | KPVS_SplitCase | 8 | 6 | 8 | 12 | BranchMin8_BranchMax12 | 10 | 3 | 10 | 18 | HeaderMin10_HeaderMax18 | 12 | 5 | 15
556 | 76 | 6015-3/4-4P-125HP KPVS | KPVS_6015-3/4_4P_125HP_12.84_BRZ | 3257.5 | 3257.5 | 6515 | 2 | 1 | 3 | E | KPVS_SplitCase | 8 | 6 | 8 | 12 | BranchMin8_BranchMax12 | 10 | 3 | 10 | 18 | HeaderMin10_HeaderMax18 | 14 | 5 | 15
556 | 76 | 6015-3/4-4P-125HP KPVS | KPVS_6015-3/4_4P_125HP_12.84_BRZ | 3257.5 | 3257.5 | 6515 | 2 | 1 | 3 | E | KPVS_SplitCase | 8 | 6 | 8 | 12 | BranchMin8_BranchMax12 | 10 | 3 | 10 | 18 | HeaderMin10_HeaderMax18 | 16 | 5 | 15
556 | 76 | 6015-3/4-4P-125HP KPVS | KPVS_6015-3/4_4P_125HP_12.84_BRZ | 3257.5 | 3257.5 | 6515 | 2 | 1 | 3 | E | KPVS_SplitCase | 8 | 6 | 8 | 12 | BranchMin8_BranchMax12 | 10 | 3 | 10 | 18 | HeaderMin10_HeaderMax18 | 18 | 5 | 15
556 | 76 | 6015-3/4-4P-125HP KPVS | KPVS_6015-3/4_4P_125HP_12.84_BRZ | 3257.5 | 3257.5 | 6515 | 2 | 1 | 3 | E | KPVS_SplitCase | 8 | 6 | 8 | 12 | BranchMin8_BranchMax12 | 12 | 3 | 10 | 18 | HeaderMin10_HeaderMax18 | 10 | 5 | 15 | [29 empty] | INVALID
556 | 76 | 6015-3/4-4P-125HP KPVS | KPVS_6015-3/4_4P_125HP_12.84_BRZ | 3257.5 | 3257.5 | 6515 | 2 | 1 | 3 | E | KPVS_SplitCase | 8 | 6 | 8 | 12 | BranchMin8_BranchMax12 | 12 | 3 | 10 | 18 | HeaderMin10_HeaderMax18 | 12 | 5 | 15 | [29 empty] | INVALID
556 | 76 | 6015-3/4-4P-125HP KPVS | KPVS_6015-3/4_4P_125HP_12.84_BRZ | 3257.5 | 3257.5 | 6515 | 2 | 1 | 3 | E | KPVS_SplitCase | 8 | 6 | 8 | 12 | BranchMin8_BranchMax12 | 12 | 3 | 10 | 18 | HeaderMin10_HeaderMax18 | 14 | 5 | 15
556 | 76 | 6015-3/4-4P-125HP KPVS | KPVS_6015-3/4_4P_125HP_12.84_BRZ | 3257.5 | 3257.5 | 6515 | 2 | 1 | 3 | E | KPVS_SplitCase | 8 | 6 | 8 | 12 | BranchMin8_BranchMax12 | 12 | 3 | 10 | 18 | HeaderMin10_HeaderMax18 | 16 | 5 | 15
556 | 76 | 6015-3/4-4P-125HP KPVS | KPVS_6015-3/4_4P_125HP_12.84_BRZ | 3257.5 | 3257.5 | 6515 | 2 | 1 | 3 | E | KPVS_SplitCase | 8 | 6 | 8 | 12 | BranchMin8_BranchMax12 | 12 | 3 | 10 | 18 | HeaderMin10_HeaderMax18 | 18 | 5 | 15
557 | 77 | 6015-3/4-4P-150HP KPVS | KPVS_6015-3/4_4P_150HP_13.50_BRZ | 3513.8 | 3513.8 | 7027.6 | 2 | 1 | 3 | E | KPVS_SplitCase | 8 | 6 | 8 | 12 | BranchMin8_BranchMax12 | 8 | 3 | 10 | 18 | HeaderMin10_HeaderMax18 | 10 | 5 | 15
557 | 77 | 6015-3/4-4P-150HP KPVS | KPVS_6015-3/4_4P_150HP_13.50_BRZ | 3513.8 | 3513.8 | 7027.6 | 2 | 1 | 3 | E | KPVS_SplitCase | 8 | 6 | 8 | 12 | BranchMin8_BranchMax12 | 8 | 3 | 10 | 18 | HeaderMin10_HeaderMax18 | 12 | 5 | 15
557 | 77 | 6015-3/4-4P-150HP KPVS | KPVS_6015-3/4_4P_150HP_13.50_BRZ | 3513.8 | 3513.8 | 7027.6 | 2 | 1 | 3 | E | KPVS_SplitCase | 8 | 6 | 8 | 12 | BranchMin8_BranchMax12 | 8 | 3 | 10 | 18 | HeaderMin10_HeaderMax18 | 14 | 5 | 15
557 | 77 | 6015-3/4-4P-150HP KPVS | KPVS_6015-3/4_4P_150HP_13.50_BRZ | 3513.8 | 3513.8 | 7027.6 | 2 | 1 | 3 | E | KPVS_SplitCase | 8 | 6 | 8 | 12 | BranchMin8_BranchMax12 | 8 | 3 | 10 | 18 | HeaderMin10_HeaderMax18 | 16 | 5 | 15
557 | 77 | 6015-3/4-4P-150HP KPVS | KPVS_6015-3/4_4P_150HP_13.50_BRZ | 3513.8 | 3513.8 | 7027.6 | 2 | 1 | 3 | E | KPVS_SplitCase | 8 | 6 | 8 | 12 | BranchMin8_BranchMax12 | 8 | 3 | 10 | 18 | HeaderMin10_HeaderMax18 | 18 | 5 | 15
557 | 77 | 6015-3/4-4P-150HP KPVS | KPVS_6015-3/4_4P_150HP_13.50_BRZ | 3513.8 | 3513.8 | 7027.6 | 2 | 1 | 3 | E | KPVS_SplitCase | 8 | 6 | 8 | 12 | BranchMin8_BranchMax12 | 10 | 3 | 10 | 18 | HeaderMin10_HeaderMax18 | 10 | 5 | 15 | [29 empty] | INVALID
557 | 77 | 6015-3/4-4P-150HP KPVS | KPVS_6015-3/4_4P_150HP_13.50_BRZ | 3513.8 | 3513.8 | 7027.6 | 2 | 1 | 3 | E | KPVS_SplitCase | 8 | 6 | 8 | 12 | BranchMin8_BranchMax12 | 10 | 3 | 10 | 18 | HeaderMin10_HeaderMax18 | 12 | 5 | 15
557 | 77 | 6015-3/4-4P-150HP KPVS | KPVS_6015-3/4_4P_150HP_13.50_BRZ | 3513.8 | 3513.8 | 7027.6 | 2 | 1 | 3 | E | KPVS_SplitCase | 8 | 6 | 8 | 12 | BranchMin8_BranchMax12 | 10 | 3 | 10 | 18 | HeaderMin10_HeaderMax18 | 14 | 5 | 15
557 | 77 | 6015-3/4-4P-150HP KPVS | KPVS_6015-3/4_4P_150HP_13.50_BRZ | 3513.8 | 3513.8 | 7027.6 | 2 | 1 | 3 | E | KPVS_SplitCase | 8 | 6 | 8 | 12 | BranchMin8_BranchMax12 | 10 | 3 | 10 | 18 | HeaderMin10_HeaderMax18 | 16 | 5 | 15
557 | 77 | 6015-3/4-4P-150HP KPVS | KPVS_6015-3/4_4P_150HP_13.50_BRZ | 3513.8 | 3513.8 | 7027.6 | 2 | 1 | 3 | E | KPVS_SplitCase | 8 | 6 | 8 | 12 | BranchMin8_BranchMax12 | 10 | 3 | 10 | 18 | HeaderMin10_HeaderMax18 | 18 | 5 | 15
557 | 77 | 6015-3/4-4P-150HP KPVS | KPVS_6015-3/4_4P_150HP_13.50_BRZ | 3513.8 | 3513.8 | 7027.6 | 2 | 1 | 3 | E | KPVS_SplitCase | 8 | 6 | 8 | 12 | BranchMin8_BranchMax12 | 12 | 3 | 10 | 18 | HeaderMin10_HeaderMax18 | 10 | 5 | 15 | [29 empty] | INVALID
557 | 77 | 6015-3/4-4P-150HP KPVS | KPVS_6015-3/4_4P_150HP_13.50_BRZ | 3513.8 | 3513.8 | 7027.6 | 2 | 1 | 3 | E | KPVS_SplitCase | 8 | 6 | 8 | 12 | BranchMin8_BranchMax12 | 12 | 3 | 10 | 18 | HeaderMin10_HeaderMax18 | 12 | 5 | 15 | [29 empty] | INVALID
557 | 77 | 6015-3/4-4P-150HP KPVS | KPVS_6015-3/4_4P_150HP_13.50_BRZ | 3513.8 | 3513.8 | 7027.6 | 2 | 1 | 3 | E | KPVS_SplitCase | 8 | 6 | 8 | 12 | BranchMin8_BranchMax12 | 12 | 3 | 10 | 18 | HeaderMin10_HeaderMax18 | 14 | 5 | 15
557 | 77 | 6015-3/4-4P-150HP KPVS | KPVS_6015-3/4_4P_150HP_13.50_BRZ | 3513.8 | 3513.8 | 7027.6 | 2 | 1 | 3 | E | KPVS_SplitCase | 8 | 6 | 8 | 12 | BranchMin8_BranchMax12 | 12 | 3 | 10 | 18 | HeaderMin10_HeaderMax18 | 16 | 5 | 15
557 | 77 | 6015-3/4-4P-150HP KPVS | KPVS_6015-3/4_4P_150HP_13.50_BRZ | 3513.8 | 3513.8 | 7027.6 | 2 | 1 | 3 | E | KPVS_SplitCase | 8 | 6 | 8 | 12 | BranchMin8_BranchMax12 | 12 | 3 | 10 | 18 | HeaderMin10_HeaderMax18 | 18 | 5 | 15
558 | 78 | 6015-3/4-4P-200HP KPVS | KPVS_6015-3/4_4P_200HP_14.71_BRZ | 3946.3 | 3946.3 | 7892.6 | 2 | 1 | 3 | E | KPVS_SplitCase | 8 | 6 | 8 | 14 | BranchMin8_BranchMax14 | 8 | 4 | 10 | 20 | HeaderMin10_HeaderMax20 | 10 | 6 | 24
558 | 78 | 6015-3/4-4P-200HP KPVS | KPVS_6015-3/4_4P_200HP_14.71_BRZ | 3946.3 | 3946.3 | 7892.6 | 2 | 1 | 3 | E | KPVS_SplitCase | 8 | 6 | 8 | 14 | BranchMin8_BranchMax14 | 8 | 4 | 10 | 20 | HeaderMin10_HeaderMax20 | 12 | 6 | 24
558 | 78 | 6015-3/4-4P-200HP KPVS | KPVS_6015-3/4_4P_200HP_14.71_BRZ | 3946.3 | 3946.3 | 7892.6 | 2 | 1 | 3 | E | KPVS_SplitCase | 8 | 6 | 8 | 14 | BranchMin8_BranchMax14 | 8 | 4 | 10 | 20 | HeaderMin10_HeaderMax20 | 14 | 6 | 24
558 | 78 | 6015-3/4-4P-200HP KPVS | KPVS_6015-3/4_4P_200HP_14.71_BRZ | 3946.3 | 3946.3 | 7892.6 | 2 | 1 | 3 | E | KPVS_SplitCase | 8 | 6 | 8 | 14 | BranchMin8_BranchMax14 | 8 | 4 | 10 | 20 | HeaderMin10_HeaderMax20 | 16 | 6 | 24
558 | 78 | 6015-3/4-4P-200HP KPVS | KPVS_6015-3/4_4P_200HP_14.71_BRZ | 3946.3 | 3946.3 | 7892.6 | 2 | 1 | 3 | E | KPVS_SplitCase | 8 | 6 | 8 | 14 | BranchMin8_BranchMax14 | 8 | 4 | 10 | 20 | HeaderMin10_HeaderMax20 | 18 | 6 | 24
558 | 78 | 6015-3/4-4P-200HP KPVS | KPVS_6015-3/4_4P_200HP_14.71_BRZ | 3946.3 | 3946.3 | 7892.6 | 2 | 1 | 3 | E | KPVS_SplitCase | 8 | 6 | 8 | 14 | BranchMin8_BranchMax14 | 8 | 4 | 10 | 20 | HeaderMin10_HeaderMax20 | 20 | 6 | 24
558 | 78 | 6015-3/4-4P-200HP KPVS | KPVS_6015-3/4_4P_200HP_14.71_BRZ | 3946.3 | 3946.3 | 7892.6 | 2 | 1 | 3 | E | KPVS_SplitCase | 8 | 6 | 8 | 14 | BranchMin8_BranchMax14 | 10 | 4 | 10 | 20 | HeaderMin10_HeaderMax20 | 10 | 6 | 24 | [29 empty] | INVALID
558 | 78 | 6015-3/4-4P-200HP KPVS | KPVS_6015-3/4_4P_200HP_14.71_BRZ | 3946.3 | 3946.3 | 7892.6 | 2 | 1 | 3 | E | KPVS_SplitCase | 8 | 6 | 8 | 14 | BranchMin8_BranchMax14 | 10 | 4 | 10 | 20 | HeaderMin10_HeaderMax20 | 12 | 6 | 24
558 | 78 | 6015-3/4-4P-200HP KPVS | KPVS_6015-3/4_4P_200HP_14.71_BRZ | 3946.3 | 3946.3 | 7892.6 | 2 | 1 | 3 | E | KPVS_SplitCase | 8 | 6 | 8 | 14 | BranchMin8_BranchMax14 | 10 | 4 | 10 | 20 | HeaderMin10_HeaderMax20 | 14 | 6 | 24
558 | 78 | 6015-3/4-4P-200HP KPVS | KPVS_6015-3/4_4P_200HP_14.71_BRZ | 3946.3 | 3946.3 | 7892.6 | 2 | 1 | 3 | E | KPVS_SplitCase | 8 | 6 | 8 | 14 | BranchMin8_BranchMax14 | 10 | 4 | 10 | 20 | HeaderMin10_HeaderMax20 | 16 | 6 | 24
558 | 78 | 6015-3/4-4P-200HP KPVS | KPVS_6015-3/4_4P_200HP_14.71_BRZ | 3946.3 | 3946.3 | 7892.6 | 2 | 1 | 3 | E | KPVS_SplitCase | 8 | 6 | 8 | 14 | BranchMin8_BranchMax14 | 10 | 4 | 10 | 20 | HeaderMin10_HeaderMax20 | 18 | 6 | 24
558 | 78 | 6015-3/4-4P-200HP KPVS | KPVS_6015-3/4_4P_200HP_14.71_BRZ | 3946.3 | 3946.3 | 7892.6 | 2 | 1 | 3 | E | KPVS_SplitCase | 8 | 6 | 8 | 14 | BranchMin8_BranchMax14 | 10 | 4 | 10 | 20 | HeaderMin10_HeaderMax20 | 20 | 6 | 24
558 | 78 | 6015-3/4-4P-200HP KPVS | KPVS_6015-3/4_4P_200HP_14.71_BRZ | 3946.3 | 3946.3 | 7892.6 | 2 | 1 | 3 | E | KPVS_SplitCase | 8 | 6 | 8 | 14 | BranchMin8_BranchMax14 | 12 | 4 | 10 | 20 | HeaderMin10_HeaderMax20 | 10 | 6 | 24 | [29 empty] | INVALID
558 | 78 | 6015-3/4-4P-200HP KPVS | KPVS_6015-3/4_4P_200HP_14.71_BRZ | 3946.3 | 3946.3 | 7892.6 | 2 | 1 | 3 | E | KPVS_SplitCase | 8 | 6 | 8 | 14 | BranchMin8_BranchMax14 | 12 | 4 | 10 | 20 | HeaderMin10_HeaderMax20 | 12 | 6 | 24 | [29 empty] | INVALID
558 | 78 | 6015-3/4-4P-200HP KPVS | KPVS_6015-3/4_4P_200HP_14.71_BRZ | 3946.3 | 3946.3 | 7892.6 | 2 | 1 | 3 | E | KPVS_SplitCase | 8 | 6 | 8 | 14 | BranchMin8_BranchMax14 | 12 | 4 | 10 | 20 | HeaderMin10_HeaderMax20 | 14 | 6 | 24
558 | 78 | 6015-3/4-4P-200HP KPVS | KPVS_6015-3/4_4P_200HP_14.71_BRZ | 3946.3 | 3946.3 | 7892.6 | 2 | 1 | 3 | E | KPVS_SplitCase | 8 | 6 | 8 | 14 | BranchMin8_BranchMax14 | 12 | 4 | 10 | 20 | HeaderMin10_HeaderMax20 | 16 | 6 | 24
558 | 78 | 6015-3/4-4P-200HP KPVS | KPVS_6015-3/4_4P_200HP_14.71_BRZ | 3946.3 | 3946.3 | 7892.6 | 2 | 1 | 3 | E | KPVS_SplitCase | 8 | 6 | 8 | 14 | BranchMin8_BranchMax14 | 12 | 4 | 10 | 20 | HeaderMin10_HeaderMax20 | 18 | 6 | 24
558 | 78 | 6015-3/4-4P-200HP KPVS | KPVS_6015-3/4_4P_200HP_14.71_BRZ | 3946.3 | 3946.3 | 7892.6 | 2 | 1 | 3 | E | KPVS_SplitCase | 8 | 6 | 8 | 14 | BranchMin8_BranchMax14 | 12 | 4 | 10 | 20 | HeaderMin10_HeaderMax20 | 20 | 6 | 24
558 | 78 | 6015-3/4-4P-200HP KPVS | KPVS_6015-3/4_4P_200HP_14.71_BRZ | 3946.3 | 3946.3 | 7892.6 | 2 | 1 | 3 | E | KPVS_SplitCase | 8 | 6 | 8 | 14 | BranchMin8_BranchMax14 | 14 | 4 | 10 | 20 | HeaderMin10_HeaderMax20 | 10 | 6 | 24 | [29 empty] | INVALID
558 | 78 | 6015-3/4-4P-200HP KPVS | KPVS_6015-3/4_4P_200HP_14.71_BRZ | 3946.3 | 3946.3 | 7892.6 | 2 | 1 | 3 | E | KPVS_SplitCase | 8 | 6 | 8 | 14 | BranchMin8_BranchMax14 | 14 | 4 | 10 | 20 | HeaderMin10_HeaderMax20 | 12 | 6 | 24 | [29 empty] | INVALID
558 | 78 | 6015-3/4-4P-200HP KPVS | KPVS_6015-3/4_4P_200HP_14.71_BRZ | 3946.3 | 3946.3 | 7892.6 | 2 | 1 | 3 | E | KPVS_SplitCase | 8 | 6 | 8 | 14 | BranchMin8_BranchMax14 | 14 | 4 | 10 | 20 | HeaderMin10_HeaderMax20 | 14 | 6 | 24 | [29 empty] | INVALID
558 | 78 | 6015-3/4-4P-200HP KPVS | KPVS_6015-3/4_4P_200HP_14.71_BRZ | 3946.3 | 3946.3 | 7892.6 | 2 | 1 | 3 | E | KPVS_SplitCase | 8 | 6 | 8 | 14 | BranchMin8_BranchMax14 | 14 | 4 | 10 | 20 | HeaderMin10_HeaderMax20 | 16 | 6 | 24
558 | 78 | 6015-3/4-4P-200HP KPVS | KPVS_6015-3/4_4P_200HP_14.71_BRZ | 3946.3 | 3946.3 | 7892.6 | 2 | 1 | 3 | E | KPVS_SplitCase | 8 | 6 | 8 | 14 | BranchMin8_BranchMax14 | 14 | 4 | 10 | 20 | HeaderMin10_HeaderMax20 | 18 | 6 | 24
558 | 78 | 6015-3/4-4P-200HP KPVS | KPVS_6015-3/4_4P_200HP_14.71_BRZ | 3946.3 | 3946.3 | 7892.6 | 2 | 1 | 3 | E | KPVS_SplitCase | 8 | 6 | 8 | 14 | BranchMin8_BranchMax14 | 14 | 4 | 10 | 20 | HeaderMin10_HeaderMax20 | 20 | 6 | 24
559 | 79 | 6015-3/4-4P-250HP KPVS | KPVS_6015-3/4_4P_250HP_15.00_BRZ | 4050 | 4050 | 8100 | 2 | 1 | 3 | E | KPVS_SplitCase | 8 | 6 | 8 | 14 | BranchMin8_BranchMax14 | 8 | 4 | 10 | 20 | HeaderMin10_HeaderMax20 | 10 | 6 | 24
559 | 79 | 6015-3/4-4P-250HP KPVS | KPVS_6015-3/4_4P_250HP_15.00_BRZ | 4050 | 4050 | 8100 | 2 | 1 | 3 | E | KPVS_SplitCase | 8 | 6 | 8 | 14 | BranchMin8_BranchMax14 | 8 | 4 | 10 | 20 | HeaderMin10_HeaderMax20 | 12 | 6 | 24
559 | 79 | 6015-3/4-4P-250HP KPVS | KPVS_6015-3/4_4P_250HP_15.00_BRZ | 4050 | 4050 | 8100 | 2 | 1 | 3 | E | KPVS_SplitCase | 8 | 6 | 8 | 14 | BranchMin8_BranchMax14 | 8 | 4 | 10 | 20 | HeaderMin10_HeaderMax20 | 14 | 6 | 24
559 | 79 | 6015-3/4-4P-250HP KPVS | KPVS_6015-3/4_4P_250HP_15.00_BRZ | 4050 | 4050 | 8100 | 2 | 1 | 3 | E | KPVS_SplitCase | 8 | 6 | 8 | 14 | BranchMin8_BranchMax14 | 8 | 4 | 10 | 20 | HeaderMin10_HeaderMax20 | 16 | 6 | 24
559 | 79 | 6015-3/4-4P-250HP KPVS | KPVS_6015-3/4_4P_250HP_15.00_BRZ | 4050 | 4050 | 8100 | 2 | 1 | 3 | E | KPVS_SplitCase | 8 | 6 | 8 | 14 | BranchMin8_BranchMax14 | 8 | 4 | 10 | 20 | HeaderMin10_HeaderMax20 | 18 | 6 | 24
559 | 79 | 6015-3/4-4P-250HP KPVS | KPVS_6015-3/4_4P_250HP_15.00_BRZ | 4050 | 4050 | 8100 | 2 | 1 | 3 | E | KPVS_SplitCase | 8 | 6 | 8 | 14 | BranchMin8_BranchMax14 | 8 | 4 | 10 | 20 | HeaderMin10_HeaderMax20 | 20 | 6 | 24
559 | 79 | 6015-3/4-4P-250HP KPVS | KPVS_6015-3/4_4P_250HP_15.00_BRZ | 4050 | 4050 | 8100 | 2 | 1 | 3 | E | KPVS_SplitCase | 8 | 6 | 8 | 14 | BranchMin8_BranchMax14 | 10 | 4 | 10 | 20 | HeaderMin10_HeaderMax20 | 10 | 6 | 24 | [29 empty] | INVALID
559 | 79 | 6015-3/4-4P-250HP KPVS | KPVS_6015-3/4_4P_250HP_15.00_BRZ | 4050 | 4050 | 8100 | 2 | 1 | 3 | E | KPVS_SplitCase | 8 | 6 | 8 | 14 | BranchMin8_BranchMax14 | 10 | 4 | 10 | 20 | HeaderMin10_HeaderMax20 | 12 | 6 | 24
559 | 79 | 6015-3/4-4P-250HP KPVS | KPVS_6015-3/4_4P_250HP_15.00_BRZ | 4050 | 4050 | 8100 | 2 | 1 | 3 | E | KPVS_SplitCase | 8 | 6 | 8 | 14 | BranchMin8_BranchMax14 | 10 | 4 | 10 | 20 | HeaderMin10_HeaderMax20 | 14 | 6 | 24
559 | 79 | 6015-3/4-4P-250HP KPVS | KPVS_6015-3/4_4P_250HP_15.00_BRZ | 4050 | 4050 | 8100 | 2 | 1 | 3 | E | KPVS_SplitCase | 8 | 6 | 8 | 14 | BranchMin8_BranchMax14 | 10 | 4 | 10 | 20 | HeaderMin10_HeaderMax20 | 16 | 6 | 24
559 | 79 | 6015-3/4-4P-250HP KPVS | KPVS_6015-3/4_4P_250HP_15.00_BRZ | 4050 | 4050 | 8100 | 2 | 1 | 3 | E | KPVS_SplitCase | 8 | 6 | 8 | 14 | BranchMin8_BranchMax14 | 10 | 4 | 10 | 20 | HeaderMin10_HeaderMax20 | 18 | 6 | 24
559 | 79 | 6015-3/4-4P-250HP KPVS | KPVS_6015-3/4_4P_250HP_15.00_BRZ | 4050 | 4050 | 8100 | 2 | 1 | 3 | E | KPVS_SplitCase | 8 | 6 | 8 | 14 | BranchMin8_BranchMax14 | 10 | 4 | 10 | 20 | HeaderMin10_HeaderMax20 | 20 | 6 | 24
559 | 79 | 6015-3/4-4P-250HP KPVS | KPVS_6015-3/4_4P_250HP_15.00_BRZ | 4050 | 4050 | 8100 | 2 | 1 | 3 | E | KPVS_SplitCase | 8 | 6 | 8 | 14 | BranchMin8_BranchMax14 | 12 | 4 | 10 | 20 | HeaderMin10_HeaderMax20 | 10 | 6 | 24 | [29 empty] | INVALID
559 | 79 | 6015-3/4-4P-250HP KPVS | KPVS_6015-3/4_4P_250HP_15.00_BRZ | 4050 | 4050 | 8100 | 2 | 1 | 3 | E | KPVS_SplitCase | 8 | 6 | 8 | 14 | BranchMin8_BranchMax14 | 12 | 4 | 10 | 20 | HeaderMin10_HeaderMax20 | 12 | 6 | 24 | [29 empty] | INVALID
559 | 79 | 6015-3/4-4P-250HP KPVS | KPVS_6015-3/4_4P_250HP_15.00_BRZ | 4050 | 4050 | 8100 | 2 | 1 | 3 | E | KPVS_SplitCase | 8 | 6 | 8 | 14 | BranchMin8_BranchMax14 | 12 | 4 | 10 | 20 | HeaderMin10_HeaderMax20 | 14 | 6 | 24
559 | 79 | 6015-3/4-4P-250HP KPVS | KPVS_6015-3/4_4P_250HP_15.00_BRZ | 4050 | 4050 | 8100 | 2 | 1 | 3 | E | KPVS_SplitCase | 8 | 6 | 8 | 14 | BranchMin8_BranchMax14 | 12 | 4 | 10 | 20 | HeaderMin10_HeaderMax20 | 16 | 6 | 24
559 | 79 | 6015-3/4-4P-250HP KPVS | KPVS_6015-3/4_4P_250HP_15.00_BRZ | 4050 | 4050 | 8100 | 2 | 1 | 3 | E | KPVS_SplitCase | 8 | 6 | 8 | 14 | BranchMin8_BranchMax14 | 12 | 4 | 10 | 20 | HeaderMin10_HeaderMax20 | 18 | 6 | 24
559 | 79 | 6015-3/4-4P-250HP KPVS | KPVS_6015-3/4_4P_250HP_15.00_BRZ | 4050 | 4050 | 8100 | 2 | 1 | 3 | E | KPVS_SplitCase | 8 | 6 | 8 | 14 | BranchMin8_BranchMax14 | 12 | 4 | 10 | 20 | HeaderMin10_HeaderMax20 | 20 | 6 | 24
559 | 79 | 6015-3/4-4P-250HP KPVS | KPVS_6015-3/4_4P_250HP_15.00_BRZ | 4050 | 4050 | 8100 | 2 | 1 | 3 | E | KPVS_SplitCase | 8 | 6 | 8 | 14 | BranchMin8_BranchMax14 | 14 | 4 | 10 | 20 | HeaderMin10_HeaderMax20 | 10 | 6 | 24 | [29 empty] | INVALID
559 | 79 | 6015-3/4-4P-250HP KPVS | KPVS_6015-3/4_4P_250HP_15.00_BRZ | 4050 | 4050 | 8100 | 2 | 1 | 3 | E | KPVS_SplitCase | 8 | 6 | 8 | 14 | BranchMin8_BranchMax14 | 14 | 4 | 10 | 20 | HeaderMin10_HeaderMax20 | 12 | 6 | 24 | [29 empty] | INVALID
559 | 79 | 6015-3/4-4P-250HP KPVS | KPVS_6015-3/4_4P_250HP_15.00_BRZ | 4050 | 4050 | 8100 | 2 | 1 | 3 | E | KPVS_SplitCase | 8 | 6 | 8 | 14 | BranchMin8_BranchMax14 | 14 | 4 | 10 | 20 | HeaderMin10_HeaderMax20 | 14 | 6 | 24 | [29 empty] | INVALID
559 | 79 | 6015-3/4-4P-250HP KPVS | KPVS_6015-3/4_4P_250HP_15.00_BRZ | 4050 | 4050 | 8100 | 2 | 1 | 3 | E | KPVS_SplitCase | 8 | 6 | 8 | 14 | BranchMin8_BranchMax14 | 14 | 4 | 10 | 20 | HeaderMin10_HeaderMax20 | 16 | 6 | 24
559 | 79 | 6015-3/4-4P-250HP KPVS | KPVS_6015-3/4_4P_250HP_15.00_BRZ | 4050 | 4050 | 8100 | 2 | 1 | 3 | E | KPVS_SplitCase | 8 | 6 | 8 | 14 | BranchMin8_BranchMax14 | 14 | 4 | 10 | 20 | HeaderMin10_HeaderMax20 | 18 | 6 | 24
559 | 79 | 6015-3/4-4P-250HP KPVS | KPVS_6015-3/4_4P_250HP_15.00_BRZ | 4050 | 4050 | 8100 | 2 | 1 | 3 | E | KPVS_SplitCase | 8 | 6 | 8 | 14 | BranchMin8_BranchMax14 | 14 | 4 | 10 | 20 | HeaderMin10_HeaderMax20 | 20 | 6 | 24
560 | 80 | 6019-7/8-4P-125HP KPVS | KPVS_6019-7/8_4P_125HP_15.17_BRZ | 2174.5 | 2174.5 | 4349 | 2 | 1 | 3 | E | KPVS_SplitCase | 8 | 6 | 8 | 10 | BranchMin8_BranchMax10 | 8 | 2 | 10 | 16 | HeaderMin10_HeaderMax16 | 10 | 4 | 8
560 | 80 | 6019-7/8-4P-125HP KPVS | KPVS_6019-7/8_4P_125HP_15.17_BRZ | 2174.5 | 2174.5 | 4349 | 2 | 1 | 3 | E | KPVS_SplitCase | 8 | 6 | 8 | 10 | BranchMin8_BranchMax10 | 8 | 2 | 10 | 16 | HeaderMin10_HeaderMax16 | 12 | 4 | 8
560 | 80 | 6019-7/8-4P-125HP KPVS | KPVS_6019-7/8_4P_125HP_15.17_BRZ | 2174.5 | 2174.5 | 4349 | 2 | 1 | 3 | E | KPVS_SplitCase | 8 | 6 | 8 | 10 | BranchMin8_BranchMax10 | 8 | 2 | 10 | 16 | HeaderMin10_HeaderMax16 | 14 | 4 | 8
560 | 80 | 6019-7/8-4P-125HP KPVS | KPVS_6019-7/8_4P_125HP_15.17_BRZ | 2174.5 | 2174.5 | 4349 | 2 | 1 | 3 | E | KPVS_SplitCase | 8 | 6 | 8 | 10 | BranchMin8_BranchMax10 | 8 | 2 | 10 | 16 | HeaderMin10_HeaderMax16 | 16 | 4 | 8
560 | 80 | 6019-7/8-4P-125HP KPVS | KPVS_6019-7/8_4P_125HP_15.17_BRZ | 2174.5 | 2174.5 | 4349 | 2 | 1 | 3 | E | KPVS_SplitCase | 8 | 6 | 8 | 10 | BranchMin8_BranchMax10 | 10 | 2 | 10 | 16 | HeaderMin10_HeaderMax16 | 10 | 4 | 8 | [29 empty] | INVALID
560 | 80 | 6019-7/8-4P-125HP KPVS | KPVS_6019-7/8_4P_125HP_15.17_BRZ | 2174.5 | 2174.5 | 4349 | 2 | 1 | 3 | E | KPVS_SplitCase | 8 | 6 | 8 | 10 | BranchMin8_BranchMax10 | 10 | 2 | 10 | 16 | HeaderMin10_HeaderMax16 | 12 | 4 | 8
560 | 80 | 6019-7/8-4P-125HP KPVS | KPVS_6019-7/8_4P_125HP_15.17_BRZ | 2174.5 | 2174.5 | 4349 | 2 | 1 | 3 | E | KPVS_SplitCase | 8 | 6 | 8 | 10 | BranchMin8_BranchMax10 | 10 | 2 | 10 | 16 | HeaderMin10_HeaderMax16 | 14 | 4 | 8
560 | 80 | 6019-7/8-4P-125HP KPVS | KPVS_6019-7/8_4P_125HP_15.17_BRZ | 2174.5 | 2174.5 | 4349 | 2 | 1 | 3 | E | KPVS_SplitCase | 8 | 6 | 8 | 10 | BranchMin8_BranchMax10 | 10 | 2 | 10 | 16 | HeaderMin10_HeaderMax16 | 16 | 4 | 8
561 | 81 | 6019-7/8-4P-150HP KPVS | KPVS_6019-7/8_4P_150HP_15.81_BRZ | 2306.3 | 2306.3 | 4612.6 | 2 | 1 | 3 | E | KPVS_SplitCase | 8 | 6 | 8 | 10 | BranchMin8_BranchMax10 | 8 | 2 | 10 | 16 | HeaderMin10_HeaderMax16 | 10 | 4 | 8
561 | 81 | 6019-7/8-4P-150HP KPVS | KPVS_6019-7/8_4P_150HP_15.81_BRZ | 2306.3 | 2306.3 | 4612.6 | 2 | 1 | 3 | E | KPVS_SplitCase | 8 | 6 | 8 | 10 | BranchMin8_BranchMax10 | 8 | 2 | 10 | 16 | HeaderMin10_HeaderMax16 | 12 | 4 | 8
561 | 81 | 6019-7/8-4P-150HP KPVS | KPVS_6019-7/8_4P_150HP_15.81_BRZ | 2306.3 | 2306.3 | 4612.6 | 2 | 1 | 3 | E | KPVS_SplitCase | 8 | 6 | 8 | 10 | BranchMin8_BranchMax10 | 8 | 2 | 10 | 16 | HeaderMin10_HeaderMax16 | 14 | 4 | 8
561 | 81 | 6019-7/8-4P-150HP KPVS | KPVS_6019-7/8_4P_150HP_15.81_BRZ | 2306.3 | 2306.3 | 4612.6 | 2 | 1 | 3 | E | KPVS_SplitCase | 8 | 6 | 8 | 10 | BranchMin8_BranchMax10 | 8 | 2 | 10 | 16 | HeaderMin10_HeaderMax16 | 16 | 4 | 8
561 | 81 | 6019-7/8-4P-150HP KPVS | KPVS_6019-7/8_4P_150HP_15.81_BRZ | 2306.3 | 2306.3 | 4612.6 | 2 | 1 | 3 | E | KPVS_SplitCase | 8 | 6 | 8 | 10 | BranchMin8_BranchMax10 | 10 | 2 | 10 | 16 | HeaderMin10_HeaderMax16 | 10 | 4 | 8 | [29 empty] | INVALID
561 | 81 | 6019-7/8-4P-150HP KPVS | KPVS_6019-7/8_4P_150HP_15.81_BRZ | 2306.3 | 2306.3 | 4612.6 | 2 | 1 | 3 | E | KPVS_SplitCase | 8 | 6 | 8 | 10 | BranchMin8_BranchMax10 | 10 | 2 | 10 | 16 | HeaderMin10_HeaderMax16 | 12 | 4 | 8
561 | 81 | 6019-7/8-4P-150HP KPVS | KPVS_6019-7/8_4P_150HP_15.81_BRZ | 2306.3 | 2306.3 | 4612.6 | 2 | 1 | 3 | E | KPVS_SplitCase | 8 | 6 | 8 | 10 | BranchMin8_BranchMax10 | 10 | 2 | 10 | 16 | HeaderMin10_HeaderMax16 | 14 | 4 | 8
561 | 81 | 6019-7/8-4P-150HP KPVS | KPVS_6019-7/8_4P_150HP_15.81_BRZ | 2306.3 | 2306.3 | 4612.6 | 2 | 1 | 3 | E | KPVS_SplitCase | 8 | 6 | 8 | 10 | BranchMin8_BranchMax10 | 10 | 2 | 10 | 16 | HeaderMin10_HeaderMax16 | 16 | 4 | 8
562 | 82 | 6019-7/8-4P-200HP KPVS | KPVS_6019-7/8_4P_200HP_17.26_BRZ | 2615.2 | 2615.2 | 5230.4 | 2 | 1 | 3 | E | KPVS_SplitCase | 8 | 6 | 8 | 12 | BranchMin8_BranchMax12 | 8 | 3 | 10 | 16 | HeaderMin10_HeaderMax16 | 10 | 4 | 12
562 | 82 | 6019-7/8-4P-200HP KPVS | KPVS_6019-7/8_4P_200HP_17.26_BRZ | 2615.2 | 2615.2 | 5230.4 | 2 | 1 | 3 | E | KPVS_SplitCase | 8 | 6 | 8 | 12 | BranchMin8_BranchMax12 | 8 | 3 | 10 | 16 | HeaderMin10_HeaderMax16 | 12 | 4 | 12
562 | 82 | 6019-7/8-4P-200HP KPVS | KPVS_6019-7/8_4P_200HP_17.26_BRZ | 2615.2 | 2615.2 | 5230.4 | 2 | 1 | 3 | E | KPVS_SplitCase | 8 | 6 | 8 | 12 | BranchMin8_BranchMax12 | 8 | 3 | 10 | 16 | HeaderMin10_HeaderMax16 | 14 | 4 | 12
562 | 82 | 6019-7/8-4P-200HP KPVS | KPVS_6019-7/8_4P_200HP_17.26_BRZ | 2615.2 | 2615.2 | 5230.4 | 2 | 1 | 3 | E | KPVS_SplitCase | 8 | 6 | 8 | 12 | BranchMin8_BranchMax12 | 8 | 3 | 10 | 16 | HeaderMin10_HeaderMax16 | 16 | 4 | 12
562 | 82 | 6019-7/8-4P-200HP KPVS | KPVS_6019-7/8_4P_200HP_17.26_BRZ | 2615.2 | 2615.2 | 5230.4 | 2 | 1 | 3 | E | KPVS_SplitCase | 8 | 6 | 8 | 12 | BranchMin8_BranchMax12 | 10 | 3 | 10 | 16 | HeaderMin10_HeaderMax16 | 10 | 4 | 12 | [29 empty] | INVALID
562 | 82 | 6019-7/8-4P-200HP KPVS | KPVS_6019-7/8_4P_200HP_17.26_BRZ | 2615.2 | 2615.2 | 5230.4 | 2 | 1 | 3 | E | KPVS_SplitCase | 8 | 6 | 8 | 12 | BranchMin8_BranchMax12 | 10 | 3 | 10 | 16 | HeaderMin10_HeaderMax16 | 12 | 4 | 12
562 | 82 | 6019-7/8-4P-200HP KPVS | KPVS_6019-7/8_4P_200HP_17.26_BRZ | 2615.2 | 2615.2 | 5230.4 | 2 | 1 | 3 | E | KPVS_SplitCase | 8 | 6 | 8 | 12 | BranchMin8_BranchMax12 | 10 | 3 | 10 | 16 | HeaderMin10_HeaderMax16 | 14 | 4 | 12
562 | 82 | 6019-7/8-4P-200HP KPVS | KPVS_6019-7/8_4P_200HP_17.26_BRZ | 2615.2 | 2615.2 | 5230.4 | 2 | 1 | 3 | E | KPVS_SplitCase | 8 | 6 | 8 | 12 | BranchMin8_BranchMax12 | 10 | 3 | 10 | 16 | HeaderMin10_HeaderMax16 | 16 | 4 | 12
562 | 82 | 6019-7/8-4P-200HP KPVS | KPVS_6019-7/8_4P_200HP_17.26_BRZ | 2615.2 | 2615.2 | 5230.4 | 2 | 1 | 3 | E | KPVS_SplitCase | 8 | 6 | 8 | 12 | BranchMin8_BranchMax12 | 12 | 3 | 10 | 16 | HeaderMin10_HeaderMax16 | 10 | 4 | 12 | [29 empty] | INVALID
562 | 82 | 6019-7/8-4P-200HP KPVS | KPVS_6019-7/8_4P_200HP_17.26_BRZ | 2615.2 | 2615.2 | 5230.4 | 2 | 1 | 3 | E | KPVS_SplitCase | 8 | 6 | 8 | 12 | BranchMin8_BranchMax12 | 12 | 3 | 10 | 16 | HeaderMin10_HeaderMax16 | 12 | 4 | 12 | [29 empty] | INVALID
562 | 82 | 6019-7/8-4P-200HP KPVS | KPVS_6019-7/8_4P_200HP_17.26_BRZ | 2615.2 | 2615.2 | 5230.4 | 2 | 1 | 3 | E | KPVS_SplitCase | 8 | 6 | 8 | 12 | BranchMin8_BranchMax12 | 12 | 3 | 10 | 16 | HeaderMin10_HeaderMax16 | 14 | 4 | 12
562 | 82 | 6019-7/8-4P-200HP KPVS | KPVS_6019-7/8_4P_200HP_17.26_BRZ | 2615.2 | 2615.2 | 5230.4 | 2 | 1 | 3 | E | KPVS_SplitCase | 8 | 6 | 8 | 12 | BranchMin8_BranchMax12 | 12 | 3 | 10 | 16 | HeaderMin10_HeaderMax16 | 16 | 4 | 12
563 | 83 | 6019-7/8-4P-250HP KPVS | KPVS_6019-7/8_4P_250HP_18.44_BRZ | 2874.5 | 2874.5 | 5749 | 2 | 1 | 3 | E | KPVS_SplitCase | 8 | 6 | 8 | 12 | BranchMin8_BranchMax12 | 8 | 3 | 10 | 18 | HeaderMin10_HeaderMax18 | 10 | 5 | 15
563 | 83 | 6019-7/8-4P-250HP KPVS | KPVS_6019-7/8_4P_250HP_18.44_BRZ | 2874.5 | 2874.5 | 5749 | 2 | 1 | 3 | E | KPVS_SplitCase | 8 | 6 | 8 | 12 | BranchMin8_BranchMax12 | 8 | 3 | 10 | 18 | HeaderMin10_HeaderMax18 | 12 | 5 | 15
563 | 83 | 6019-7/8-4P-250HP KPVS | KPVS_6019-7/8_4P_250HP_18.44_BRZ | 2874.5 | 2874.5 | 5749 | 2 | 1 | 3 | E | KPVS_SplitCase | 8 | 6 | 8 | 12 | BranchMin8_BranchMax12 | 8 | 3 | 10 | 18 | HeaderMin10_HeaderMax18 | 14 | 5 | 15
563 | 83 | 6019-7/8-4P-250HP KPVS | KPVS_6019-7/8_4P_250HP_18.44_BRZ | 2874.5 | 2874.5 | 5749 | 2 | 1 | 3 | E | KPVS_SplitCase | 8 | 6 | 8 | 12 | BranchMin8_BranchMax12 | 8 | 3 | 10 | 18 | HeaderMin10_HeaderMax18 | 16 | 5 | 15
563 | 83 | 6019-7/8-4P-250HP KPVS | KPVS_6019-7/8_4P_250HP_18.44_BRZ | 2874.5 | 2874.5 | 5749 | 2 | 1 | 3 | E | KPVS_SplitCase | 8 | 6 | 8 | 12 | BranchMin8_BranchMax12 | 8 | 3 | 10 | 18 | HeaderMin10_HeaderMax18 | 18 | 5 | 15
563 | 83 | 6019-7/8-4P-250HP KPVS | KPVS_6019-7/8_4P_250HP_18.44_BRZ | 2874.5 | 2874.5 | 5749 | 2 | 1 | 3 | E | KPVS_SplitCase | 8 | 6 | 8 | 12 | BranchMin8_BranchMax12 | 10 | 3 | 10 | 18 | HeaderMin10_HeaderMax18 | 10 | 5 | 15 | [29 empty] | INVALID
563 | 83 | 6019-7/8-4P-250HP KPVS | KPVS_6019-7/8_4P_250HP_18.44_BRZ | 2874.5 | 2874.5 | 5749 | 2 | 1 | 3 | E | KPVS_SplitCase | 8 | 6 | 8 | 12 | BranchMin8_BranchMax12 | 10 | 3 | 10 | 18 | HeaderMin10_HeaderMax18 | 12 | 5 | 15
563 | 83 | 6019-7/8-4P-250HP KPVS | KPVS_6019-7/8_4P_250HP_18.44_BRZ | 2874.5 | 2874.5 | 5749 | 2 | 1 | 3 | E | KPVS_SplitCase | 8 | 6 | 8 | 12 | BranchMin8_BranchMax12 | 10 | 3 | 10 | 18 | HeaderMin10_HeaderMax18 | 14 | 5 | 15
563 | 83 | 6019-7/8-4P-250HP KPVS | KPVS_6019-7/8_4P_250HP_18.44_BRZ | 2874.5 | 2874.5 | 5749 | 2 | 1 | 3 | E | KPVS_SplitCase | 8 | 6 | 8 | 12 | BranchMin8_BranchMax12 | 10 | 3 | 10 | 18 | HeaderMin10_HeaderMax18 | 16 | 5 | 15
563 | 83 | 6019-7/8-4P-250HP KPVS | KPVS_6019-7/8_4P_250HP_18.44_BRZ | 2874.5 | 2874.5 | 5749 | 2 | 1 | 3 | E | KPVS_SplitCase | 8 | 6 | 8 | 12 | BranchMin8_BranchMax12 | 10 | 3 | 10 | 18 | HeaderMin10_HeaderMax18 | 18 | 5 | 15
563 | 83 | 6019-7/8-4P-250HP KPVS | KPVS_6019-7/8_4P_250HP_18.44_BRZ | 2874.5 | 2874.5 | 5749 | 2 | 1 | 3 | E | KPVS_SplitCase | 8 | 6 | 8 | 12 | BranchMin8_BranchMax12 | 12 | 3 | 10 | 18 | HeaderMin10_HeaderMax18 | 10 | 5 | 15 | [29 empty] | INVALID
563 | 83 | 6019-7/8-4P-250HP KPVS | KPVS_6019-7/8_4P_250HP_18.44_BRZ | 2874.5 | 2874.5 | 5749 | 2 | 1 | 3 | E | KPVS_SplitCase | 8 | 6 | 8 | 12 | BranchMin8_BranchMax12 | 12 | 3 | 10 | 18 | HeaderMin10_HeaderMax18 | 12 | 5 | 15 | [29 empty] | INVALID
563 | 83 | 6019-7/8-4P-250HP KPVS | KPVS_6019-7/8_4P_250HP_18.44_BRZ | 2874.5 | 2874.5 | 5749 | 2 | 1 | 3 | E | KPVS_SplitCase | 8 | 6 | 8 | 12 | BranchMin8_BranchMax12 | 12 | 3 | 10 | 18 | HeaderMin10_HeaderMax18 | 14 | 5 | 15
563 | 83 | 6019-7/8-4P-250HP KPVS | KPVS_6019-7/8_4P_250HP_18.44_BRZ | 2874.5 | 2874.5 | 5749 | 2 | 1 | 3 | E | KPVS_SplitCase | 8 | 6 | 8 | 12 | BranchMin8_BranchMax12 | 12 | 3 | 10 | 18 | HeaderMin10_HeaderMax18 | 16 | 5 | 15
563 | 83 | 6019-7/8-4P-250HP KPVS | KPVS_6019-7/8_4P_250HP_18.44_BRZ | 2874.5 | 2874.5 | 5749 | 2 | 1 | 3 | E | KPVS_SplitCase | 8 | 6 | 8 | 12 | BranchMin8_BranchMax12 | 12 | 3 | 10 | 18 | HeaderMin10_HeaderMax18 | 18 | 5 | 15
564 | 84 | 6019-7/8-4P-300HP KPVS | KPVS_6019-7/8_4P_300HP_19.00_BRZ | 3000 | 3000 | 6000 | 2 | 1 | 3 | E | KPVS_SplitCase | 8 | 6 | 8 | 12 | BranchMin8_BranchMax12 | 8 | 3 | 10 | 18 | HeaderMin10_HeaderMax18 | 10 | 5 | 15
564 | 84 | 6019-7/8-4P-300HP KPVS | KPVS_6019-7/8_4P_300HP_19.00_BRZ | 3000 | 3000 | 6000 | 2 | 1 | 3 | E | KPVS_SplitCase | 8 | 6 | 8 | 12 | BranchMin8_BranchMax12 | 8 | 3 | 10 | 18 | HeaderMin10_HeaderMax18 | 12 | 5 | 15
564 | 84 | 6019-7/8-4P-300HP KPVS | KPVS_6019-7/8_4P_300HP_19.00_BRZ | 3000 | 3000 | 6000 | 2 | 1 | 3 | E | KPVS_SplitCase | 8 | 6 | 8 | 12 | BranchMin8_BranchMax12 | 8 | 3 | 10 | 18 | HeaderMin10_HeaderMax18 | 14 | 5 | 15
564 | 84 | 6019-7/8-4P-300HP KPVS | KPVS_6019-7/8_4P_300HP_19.00_BRZ | 3000 | 3000 | 6000 | 2 | 1 | 3 | E | KPVS_SplitCase | 8 | 6 | 8 | 12 | BranchMin8_BranchMax12 | 8 | 3 | 10 | 18 | HeaderMin10_HeaderMax18 | 16 | 5 | 15
564 | 84 | 6019-7/8-4P-300HP KPVS | KPVS_6019-7/8_4P_300HP_19.00_BRZ | 3000 | 3000 | 6000 | 2 | 1 | 3 | E | KPVS_SplitCase | 8 | 6 | 8 | 12 | BranchMin8_BranchMax12 | 8 | 3 | 10 | 18 | HeaderMin10_HeaderMax18 | 18 | 5 | 15
564 | 84 | 6019-7/8-4P-300HP KPVS | KPVS_6019-7/8_4P_300HP_19.00_BRZ | 3000 | 3000 | 6000 | 2 | 1 | 3 | E | KPVS_SplitCase | 8 | 6 | 8 | 12 | BranchMin8_BranchMax12 | 10 | 3 | 10 | 18 | HeaderMin10_HeaderMax18 | 10 | 5 | 15 | [29 empty] | INVALID
564 | 84 | 6019-7/8-4P-300HP KPVS | KPVS_6019-7/8_4P_300HP_19.00_BRZ | 3000 | 3000 | 6000 | 2 | 1 | 3 | E | KPVS_SplitCase | 8 | 6 | 8 | 12 | BranchMin8_BranchMax12 | 10 | 3 | 10 | 18 | HeaderMin10_HeaderMax18 | 12 | 5 | 15
564 | 84 | 6019-7/8-4P-300HP KPVS | KPVS_6019-7/8_4P_300HP_19.00_BRZ | 3000 | 3000 | 6000 | 2 | 1 | 3 | E | KPVS_SplitCase | 8 | 6 | 8 | 12 | BranchMin8_BranchMax12 | 10 | 3 | 10 | 18 | HeaderMin10_HeaderMax18 | 14 | 5 | 15
564 | 84 | 6019-7/8-4P-300HP KPVS | KPVS_6019-7/8_4P_300HP_19.00_BRZ | 3000 | 3000 | 6000 | 2 | 1 | 3 | E | KPVS_SplitCase | 8 | 6 | 8 | 12 | BranchMin8_BranchMax12 | 10 | 3 | 10 | 18 | HeaderMin10_HeaderMax18 | 16 | 5 | 15
564 | 84 | 6019-7/8-4P-300HP KPVS | KPVS_6019-7/8_4P_300HP_19.00_BRZ | 3000 | 3000 | 6000 | 2 | 1 | 3 | E | KPVS_SplitCase | 8 | 6 | 8 | 12 | BranchMin8_BranchMax12 | 10 | 3 | 10 | 18 | HeaderMin10_HeaderMax18 | 18 | 5 | 15
564 | 84 | 6019-7/8-4P-300HP KPVS | KPVS_6019-7/8_4P_300HP_19.00_BRZ | 3000 | 3000 | 6000 | 2 | 1 | 3 | E | KPVS_SplitCase | 8 | 6 | 8 | 12 | BranchMin8_BranchMax12 | 12 | 3 | 10 | 18 | HeaderMin10_HeaderMax18 | 10 | 5 | 15 | [29 empty] | INVALID
564 | 84 | 6019-7/8-4P-300HP KPVS | KPVS_6019-7/8_4P_300HP_19.00_BRZ | 3000 | 3000 | 6000 | 2 | 1 | 3 | E | KPVS_SplitCase | 8 | 6 | 8 | 12 | BranchMin8_BranchMax12 | 12 | 3 | 10 | 18 | HeaderMin10_HeaderMax18 | 12 | 5 | 15 | [29 empty] | INVALID
564 | 84 | 6019-7/8-4P-300HP KPVS | KPVS_6019-7/8_4P_300HP_19.00_BRZ | 3000 | 3000 | 6000 | 2 | 1 | 3 | E | KPVS_SplitCase | 8 | 6 | 8 | 12 | BranchMin8_BranchMax12 | 12 | 3 | 10 | 18 | HeaderMin10_HeaderMax18 | 14 | 5 | 15
564 | 84 | 6019-7/8-4P-300HP KPVS | KPVS_6019-7/8_4P_300HP_19.00_BRZ | 3000 | 3000 | 6000 | 2 | 1 | 3 | E | KPVS_SplitCase | 8 | 6 | 8 | 12 | BranchMin8_BranchMax12 | 12 | 3 | 10 | 18 | HeaderMin10_HeaderMax18 | 16 | 5 | 15
564 | 84 | 6019-7/8-4P-300HP KPVS | KPVS_6019-7/8_4P_300HP_19.00_BRZ | 3000 | 3000 | 6000 | 2 | 1 | 3 | E | KPVS_SplitCase | 8 | 6 | 8 | 12 | BranchMin8_BranchMax12 | 12 | 3 | 10 | 18 | HeaderMin10_HeaderMax18 | 18 | 5 | 15
565 | 85 | 8012-5/6-4P-30HP KPVS | KPVS_8012-5/6_4P_30HP_7.25_BRZ | 2655.1 | 2655.1 | 5310.2 | 2 | 1 | 3 | E | KPVS_SplitCase | 10 | 8 | 10 | 12 | BranchMin10_BranchMax12 | 10 | 2 | 12 | 16 | HeaderMin12_HeaderMax16 | 12 | 3 | 6
565 | 85 | 8012-5/6-4P-30HP KPVS | KPVS_8012-5/6_4P_30HP_7.25_BRZ | 2655.1 | 2655.1 | 5310.2 | 2 | 1 | 3 | E | KPVS_SplitCase | 10 | 8 | 10 | 12 | BranchMin10_BranchMax12 | 10 | 2 | 12 | 16 | HeaderMin12_HeaderMax16 | 14 | 3 | 6
565 | 85 | 8012-5/6-4P-30HP KPVS | KPVS_8012-5/6_4P_30HP_7.25_BRZ | 2655.1 | 2655.1 | 5310.2 | 2 | 1 | 3 | E | KPVS_SplitCase | 10 | 8 | 10 | 12 | BranchMin10_BranchMax12 | 10 | 2 | 12 | 16 | HeaderMin12_HeaderMax16 | 16 | 3 | 6
565 | 85 | 8012-5/6-4P-30HP KPVS | KPVS_8012-5/6_4P_30HP_7.25_BRZ | 2655.1 | 2655.1 | 5310.2 | 2 | 1 | 3 | E | KPVS_SplitCase | 10 | 8 | 10 | 12 | BranchMin10_BranchMax12 | 12 | 2 | 12 | 16 | HeaderMin12_HeaderMax16 | 12 | 3 | 6 | [29 empty] | INVALID
565 | 85 | 8012-5/6-4P-30HP KPVS | KPVS_8012-5/6_4P_30HP_7.25_BRZ | 2655.1 | 2655.1 | 5310.2 | 2 | 1 | 3 | E | KPVS_SplitCase | 10 | 8 | 10 | 12 | BranchMin10_BranchMax12 | 12 | 2 | 12 | 16 | HeaderMin12_HeaderMax16 | 14 | 3 | 6
565 | 85 | 8012-5/6-4P-30HP KPVS | KPVS_8012-5/6_4P_30HP_7.25_BRZ | 2655.1 | 2655.1 | 5310.2 | 2 | 1 | 3 | E | KPVS_SplitCase | 10 | 8 | 10 | 12 | BranchMin10_BranchMax12 | 12 | 2 | 12 | 16 | HeaderMin12_HeaderMax16 | 16 | 3 | 6
566 | 86 | 8012-5/6-4P-40HP KPVS | KPVS_8012-5/6_4P_40HP_8.36_BRZ | 3152.9 | 3152.9 | 6305.8 | 2 | 1 | 3 | E | KPVS_SplitCase | 10 | 8 | 10 | 12 | BranchMin10_BranchMax12 | 10 | 2 | 12 | 18 | HeaderMin12_HeaderMax18 | 12 | 4 | 8
566 | 86 | 8012-5/6-4P-40HP KPVS | KPVS_8012-5/6_4P_40HP_8.36_BRZ | 3152.9 | 3152.9 | 6305.8 | 2 | 1 | 3 | E | KPVS_SplitCase | 10 | 8 | 10 | 12 | BranchMin10_BranchMax12 | 10 | 2 | 12 | 18 | HeaderMin12_HeaderMax18 | 14 | 4 | 8
566 | 86 | 8012-5/6-4P-40HP KPVS | KPVS_8012-5/6_4P_40HP_8.36_BRZ | 3152.9 | 3152.9 | 6305.8 | 2 | 1 | 3 | E | KPVS_SplitCase | 10 | 8 | 10 | 12 | BranchMin10_BranchMax12 | 10 | 2 | 12 | 18 | HeaderMin12_HeaderMax18 | 16 | 4 | 8
566 | 86 | 8012-5/6-4P-40HP KPVS | KPVS_8012-5/6_4P_40HP_8.36_BRZ | 3152.9 | 3152.9 | 6305.8 | 2 | 1 | 3 | E | KPVS_SplitCase | 10 | 8 | 10 | 12 | BranchMin10_BranchMax12 | 10 | 2 | 12 | 18 | HeaderMin12_HeaderMax18 | 18 | 4 | 8
566 | 86 | 8012-5/6-4P-40HP KPVS | KPVS_8012-5/6_4P_40HP_8.36_BRZ | 3152.9 | 3152.9 | 6305.8 | 2 | 1 | 3 | E | KPVS_SplitCase | 10 | 8 | 10 | 12 | BranchMin10_BranchMax12 | 12 | 2 | 12 | 18 | HeaderMin12_HeaderMax18 | 12 | 4 | 8 | [29 empty] | INVALID
566 | 86 | 8012-5/6-4P-40HP KPVS | KPVS_8012-5/6_4P_40HP_8.36_BRZ | 3152.9 | 3152.9 | 6305.8 | 2 | 1 | 3 | E | KPVS_SplitCase | 10 | 8 | 10 | 12 | BranchMin10_BranchMax12 | 12 | 2 | 12 | 18 | HeaderMin12_HeaderMax18 | 14 | 4 | 8
566 | 86 | 8012-5/6-4P-40HP KPVS | KPVS_8012-5/6_4P_40HP_8.36_BRZ | 3152.9 | 3152.9 | 6305.8 | 2 | 1 | 3 | E | KPVS_SplitCase | 10 | 8 | 10 | 12 | BranchMin10_BranchMax12 | 12 | 2 | 12 | 18 | HeaderMin12_HeaderMax18 | 16 | 4 | 8
566 | 86 | 8012-5/6-4P-40HP KPVS | KPVS_8012-5/6_4P_40HP_8.36_BRZ | 3152.9 | 3152.9 | 6305.8 | 2 | 1 | 3 | E | KPVS_SplitCase | 10 | 8 | 10 | 12 | BranchMin10_BranchMax12 | 12 | 2 | 12 | 18 | HeaderMin12_HeaderMax18 | 18 | 4 | 8
567 | 87 | 8012-5/6-4P-50HP KPVS | KPVS_8012-5/6_4P_50HP_9.16_BRZ | 3509.4 | 3509.4 | 7018.8 | 2 | 1 | 3 | E | KPVS_SplitCase | 10 | 8 | 10 | 12 | BranchMin10_BranchMax12 | 10 | 2 | 12 | 18 | HeaderMin12_HeaderMax18 | 12 | 4 | 8
567 | 87 | 8012-5/6-4P-50HP KPVS | KPVS_8012-5/6_4P_50HP_9.16_BRZ | 3509.4 | 3509.4 | 7018.8 | 2 | 1 | 3 | E | KPVS_SplitCase | 10 | 8 | 10 | 12 | BranchMin10_BranchMax12 | 10 | 2 | 12 | 18 | HeaderMin12_HeaderMax18 | 14 | 4 | 8
567 | 87 | 8012-5/6-4P-50HP KPVS | KPVS_8012-5/6_4P_50HP_9.16_BRZ | 3509.4 | 3509.4 | 7018.8 | 2 | 1 | 3 | E | KPVS_SplitCase | 10 | 8 | 10 | 12 | BranchMin10_BranchMax12 | 10 | 2 | 12 | 18 | HeaderMin12_HeaderMax18 | 16 | 4 | 8
567 | 87 | 8012-5/6-4P-50HP KPVS | KPVS_8012-5/6_4P_50HP_9.16_BRZ | 3509.4 | 3509.4 | 7018.8 | 2 | 1 | 3 | E | KPVS_SplitCase | 10 | 8 | 10 | 12 | BranchMin10_BranchMax12 | 10 | 2 | 12 | 18 | HeaderMin12_HeaderMax18 | 18 | 4 | 8
567 | 87 | 8012-5/6-4P-50HP KPVS | KPVS_8012-5/6_4P_50HP_9.16_BRZ | 3509.4 | 3509.4 | 7018.8 | 2 | 1 | 3 | E | KPVS_SplitCase | 10 | 8 | 10 | 12 | BranchMin10_BranchMax12 | 12 | 2 | 12 | 18 | HeaderMin12_HeaderMax18 | 12 | 4 | 8 | [29 empty] | INVALID
567 | 87 | 8012-5/6-4P-50HP KPVS | KPVS_8012-5/6_4P_50HP_9.16_BRZ | 3509.4 | 3509.4 | 7018.8 | 2 | 1 | 3 | E | KPVS_SplitCase | 10 | 8 | 10 | 12 | BranchMin10_BranchMax12 | 12 | 2 | 12 | 18 | HeaderMin12_HeaderMax18 | 14 | 4 | 8
567 | 87 | 8012-5/6-4P-50HP KPVS | KPVS_8012-5/6_4P_50HP_9.16_BRZ | 3509.4 | 3509.4 | 7018.8 | 2 | 1 | 3 | E | KPVS_SplitCase | 10 | 8 | 10 | 12 | BranchMin10_BranchMax12 | 12 | 2 | 12 | 18 | HeaderMin12_HeaderMax18 | 16 | 4 | 8
567 | 87 | 8012-5/6-4P-50HP KPVS | KPVS_8012-5/6_4P_50HP_9.16_BRZ | 3509.4 | 3509.4 | 7018.8 | 2 | 1 | 3 | E | KPVS_SplitCase | 10 | 8 | 10 | 12 | BranchMin10_BranchMax12 | 12 | 2 | 12 | 18 | HeaderMin12_HeaderMax18 | 18 | 4 | 8
568 | 88 | 8012-5/6-4P-60HP KPVS | KPVS_8012-5/6_4P_60HP_9.76_BRZ | 3787.8 | 3787.8 | 7575.6 | 2 | 1 | 3 | E | KPVS_SplitCase | 10 | 8 | 10 | 14 | BranchMin10_BranchMax14 | 10 | 3 | 12 | 20 | HeaderMin12_HeaderMax20 | 12 | 5 | 15
568 | 88 | 8012-5/6-4P-60HP KPVS | KPVS_8012-5/6_4P_60HP_9.76_BRZ | 3787.8 | 3787.8 | 7575.6 | 2 | 1 | 3 | E | KPVS_SplitCase | 10 | 8 | 10 | 14 | BranchMin10_BranchMax14 | 10 | 3 | 12 | 20 | HeaderMin12_HeaderMax20 | 14 | 5 | 15
568 | 88 | 8012-5/6-4P-60HP KPVS | KPVS_8012-5/6_4P_60HP_9.76_BRZ | 3787.8 | 3787.8 | 7575.6 | 2 | 1 | 3 | E | KPVS_SplitCase | 10 | 8 | 10 | 14 | BranchMin10_BranchMax14 | 10 | 3 | 12 | 20 | HeaderMin12_HeaderMax20 | 16 | 5 | 15
568 | 88 | 8012-5/6-4P-60HP KPVS | KPVS_8012-5/6_4P_60HP_9.76_BRZ | 3787.8 | 3787.8 | 7575.6 | 2 | 1 | 3 | E | KPVS_SplitCase | 10 | 8 | 10 | 14 | BranchMin10_BranchMax14 | 10 | 3 | 12 | 20 | HeaderMin12_HeaderMax20 | 18 | 5 | 15
568 | 88 | 8012-5/6-4P-60HP KPVS | KPVS_8012-5/6_4P_60HP_9.76_BRZ | 3787.8 | 3787.8 | 7575.6 | 2 | 1 | 3 | E | KPVS_SplitCase | 10 | 8 | 10 | 14 | BranchMin10_BranchMax14 | 10 | 3 | 12 | 20 | HeaderMin12_HeaderMax20 | 20 | 5 | 15
568 | 88 | 8012-5/6-4P-60HP KPVS | KPVS_8012-5/6_4P_60HP_9.76_BRZ | 3787.8 | 3787.8 | 7575.6 | 2 | 1 | 3 | E | KPVS_SplitCase | 10 | 8 | 10 | 14 | BranchMin10_BranchMax14 | 12 | 3 | 12 | 20 | HeaderMin12_HeaderMax20 | 12 | 5 | 15 | [29 empty] | INVALID
568 | 88 | 8012-5/6-4P-60HP KPVS | KPVS_8012-5/6_4P_60HP_9.76_BRZ | 3787.8 | 3787.8 | 7575.6 | 2 | 1 | 3 | E | KPVS_SplitCase | 10 | 8 | 10 | 14 | BranchMin10_BranchMax14 | 12 | 3 | 12 | 20 | HeaderMin12_HeaderMax20 | 14 | 5 | 15
568 | 88 | 8012-5/6-4P-60HP KPVS | KPVS_8012-5/6_4P_60HP_9.76_BRZ | 3787.8 | 3787.8 | 7575.6 | 2 | 1 | 3 | E | KPVS_SplitCase | 10 | 8 | 10 | 14 | BranchMin10_BranchMax14 | 12 | 3 | 12 | 20 | HeaderMin12_HeaderMax20 | 16 | 5 | 15
568 | 88 | 8012-5/6-4P-60HP KPVS | KPVS_8012-5/6_4P_60HP_9.76_BRZ | 3787.8 | 3787.8 | 7575.6 | 2 | 1 | 3 | E | KPVS_SplitCase | 10 | 8 | 10 | 14 | BranchMin10_BranchMax14 | 12 | 3 | 12 | 20 | HeaderMin12_HeaderMax20 | 18 | 5 | 15
568 | 88 | 8012-5/6-4P-60HP KPVS | KPVS_8012-5/6_4P_60HP_9.76_BRZ | 3787.8 | 3787.8 | 7575.6 | 2 | 1 | 3 | E | KPVS_SplitCase | 10 | 8 | 10 | 14 | BranchMin10_BranchMax14 | 12 | 3 | 12 | 20 | HeaderMin12_HeaderMax20 | 20 | 5 | 15
568 | 88 | 8012-5/6-4P-60HP KPVS | KPVS_8012-5/6_4P_60HP_9.76_BRZ | 3787.8 | 3787.8 | 7575.6 | 2 | 1 | 3 | E | KPVS_SplitCase | 10 | 8 | 10 | 14 | BranchMin10_BranchMax14 | 14 | 3 | 12 | 20 | HeaderMin12_HeaderMax20 | 12 | 5 | 15 | [29 empty] | INVALID
568 | 88 | 8012-5/6-4P-60HP KPVS | KPVS_8012-5/6_4P_60HP_9.76_BRZ | 3787.8 | 3787.8 | 7575.6 | 2 | 1 | 3 | E | KPVS_SplitCase | 10 | 8 | 10 | 14 | BranchMin10_BranchMax14 | 14 | 3 | 12 | 20 | HeaderMin12_HeaderMax20 | 14 | 5 | 15 | [29 empty] | INVALID
568 | 88 | 8012-5/6-4P-60HP KPVS | KPVS_8012-5/6_4P_60HP_9.76_BRZ | 3787.8 | 3787.8 | 7575.6 | 2 | 1 | 3 | E | KPVS_SplitCase | 10 | 8 | 10 | 14 | BranchMin10_BranchMax14 | 14 | 3 | 12 | 20 | HeaderMin12_HeaderMax20 | 16 | 5 | 15
568 | 88 | 8012-5/6-4P-60HP KPVS | KPVS_8012-5/6_4P_60HP_9.76_BRZ | 3787.8 | 3787.8 | 7575.6 | 2 | 1 | 3 | E | KPVS_SplitCase | 10 | 8 | 10 | 14 | BranchMin10_BranchMax14 | 14 | 3 | 12 | 20 | HeaderMin12_HeaderMax20 | 18 | 5 | 15
568 | 88 | 8012-5/6-4P-60HP KPVS | KPVS_8012-5/6_4P_60HP_9.76_BRZ | 3787.8 | 3787.8 | 7575.6 | 2 | 1 | 3 | E | KPVS_SplitCase | 10 | 8 | 10 | 14 | BranchMin10_BranchMax14 | 14 | 3 | 12 | 20 | HeaderMin12_HeaderMax20 | 20 | 5 | 15
569 | 89 | 8012-5/6-4P-75HP KPVS | KPVS_8012-5/6_4P_75HP_10.38_BRZ | 4118.9 | 4118.9 | 8237.8 | 2 | 1 | 3 | E | KPVS_SplitCase | 10 | 8 | 10 | 14 | BranchMin10_BranchMax14 | 10 | 3 | 12 | 20 | HeaderMin12_HeaderMax20 | 12 | 5 | 15
569 | 89 | 8012-5/6-4P-75HP KPVS | KPVS_8012-5/6_4P_75HP_10.38_BRZ | 4118.9 | 4118.9 | 8237.8 | 2 | 1 | 3 | E | KPVS_SplitCase | 10 | 8 | 10 | 14 | BranchMin10_BranchMax14 | 10 | 3 | 12 | 20 | HeaderMin12_HeaderMax20 | 14 | 5 | 15
569 | 89 | 8012-5/6-4P-75HP KPVS | KPVS_8012-5/6_4P_75HP_10.38_BRZ | 4118.9 | 4118.9 | 8237.8 | 2 | 1 | 3 | E | KPVS_SplitCase | 10 | 8 | 10 | 14 | BranchMin10_BranchMax14 | 10 | 3 | 12 | 20 | HeaderMin12_HeaderMax20 | 16 | 5 | 15
569 | 89 | 8012-5/6-4P-75HP KPVS | KPVS_8012-5/6_4P_75HP_10.38_BRZ | 4118.9 | 4118.9 | 8237.8 | 2 | 1 | 3 | E | KPVS_SplitCase | 10 | 8 | 10 | 14 | BranchMin10_BranchMax14 | 10 | 3 | 12 | 20 | HeaderMin12_HeaderMax20 | 18 | 5 | 15
569 | 89 | 8012-5/6-4P-75HP KPVS | KPVS_8012-5/6_4P_75HP_10.38_BRZ | 4118.9 | 4118.9 | 8237.8 | 2 | 1 | 3 | E | KPVS_SplitCase | 10 | 8 | 10 | 14 | BranchMin10_BranchMax14 | 10 | 3 | 12 | 20 | HeaderMin12_HeaderMax20 | 20 | 5 | 15
569 | 89 | 8012-5/6-4P-75HP KPVS | KPVS_8012-5/6_4P_75HP_10.38_BRZ | 4118.9 | 4118.9 | 8237.8 | 2 | 1 | 3 | E | KPVS_SplitCase | 10 | 8 | 10 | 14 | BranchMin10_BranchMax14 | 12 | 3 | 12 | 20 | HeaderMin12_HeaderMax20 | 12 | 5 | 15 | [29 empty] | INVALID
569 | 89 | 8012-5/6-4P-75HP KPVS | KPVS_8012-5/6_4P_75HP_10.38_BRZ | 4118.9 | 4118.9 | 8237.8 | 2 | 1 | 3 | E | KPVS_SplitCase | 10 | 8 | 10 | 14 | BranchMin10_BranchMax14 | 12 | 3 | 12 | 20 | HeaderMin12_HeaderMax20 | 14 | 5 | 15
569 | 89 | 8012-5/6-4P-75HP KPVS | KPVS_8012-5/6_4P_75HP_10.38_BRZ | 4118.9 | 4118.9 | 8237.8 | 2 | 1 | 3 | E | KPVS_SplitCase | 10 | 8 | 10 | 14 | BranchMin10_BranchMax14 | 12 | 3 | 12 | 20 | HeaderMin12_HeaderMax20 | 16 | 5 | 15
569 | 89 | 8012-5/6-4P-75HP KPVS | KPVS_8012-5/6_4P_75HP_10.38_BRZ | 4118.9 | 4118.9 | 8237.8 | 2 | 1 | 3 | E | KPVS_SplitCase | 10 | 8 | 10 | 14 | BranchMin10_BranchMax14 | 12 | 3 | 12 | 20 | HeaderMin12_HeaderMax20 | 18 | 5 | 15
569 | 89 | 8012-5/6-4P-75HP KPVS | KPVS_8012-5/6_4P_75HP_10.38_BRZ | 4118.9 | 4118.9 | 8237.8 | 2 | 1 | 3 | E | KPVS_SplitCase | 10 | 8 | 10 | 14 | BranchMin10_BranchMax14 | 12 | 3 | 12 | 20 | HeaderMin12_HeaderMax20 | 20 | 5 | 15
569 | 89 | 8012-5/6-4P-75HP KPVS | KPVS_8012-5/6_4P_75HP_10.38_BRZ | 4118.9 | 4118.9 | 8237.8 | 2 | 1 | 3 | E | KPVS_SplitCase | 10 | 8 | 10 | 14 | BranchMin10_BranchMax14 | 14 | 3 | 12 | 20 | HeaderMin12_HeaderMax20 | 12 | 5 | 15 | [29 empty] | INVALID
569 | 89 | 8012-5/6-4P-75HP KPVS | KPVS_8012-5/6_4P_75HP_10.38_BRZ | 4118.9 | 4118.9 | 8237.8 | 2 | 1 | 3 | E | KPVS_SplitCase | 10 | 8 | 10 | 14 | BranchMin10_BranchMax14 | 14 | 3 | 12 | 20 | HeaderMin12_HeaderMax20 | 14 | 5 | 15 | [29 empty] | INVALID
569 | 89 | 8012-5/6-4P-75HP KPVS | KPVS_8012-5/6_4P_75HP_10.38_BRZ | 4118.9 | 4118.9 | 8237.8 | 2 | 1 | 3 | E | KPVS_SplitCase | 10 | 8 | 10 | 14 | BranchMin10_BranchMax14 | 14 | 3 | 12 | 20 | HeaderMin12_HeaderMax20 | 16 | 5 | 15
569 | 89 | 8012-5/6-4P-75HP KPVS | KPVS_8012-5/6_4P_75HP_10.38_BRZ | 4118.9 | 4118.9 | 8237.8 | 2 | 1 | 3 | E | KPVS_SplitCase | 10 | 8 | 10 | 14 | BranchMin10_BranchMax14 | 14 | 3 | 12 | 20 | HeaderMin12_HeaderMax20 | 18 | 5 | 15
569 | 89 | 8012-5/6-4P-75HP KPVS | KPVS_8012-5/6_4P_75HP_10.38_BRZ | 4118.9 | 4118.9 | 8237.8 | 2 | 1 | 3 | E | KPVS_SplitCase | 10 | 8 | 10 | 14 | BranchMin10_BranchMax14 | 14 | 3 | 12 | 20 | HeaderMin12_HeaderMax20 | 20 | 5 | 15
570 | 90 | 8012-5/6-4P-100HP KPVS | KPVS_8012-5/6_4P_100HP_11.25_BRZ | 4600.7 | 4600.7 | 9201.4 | 2 | 1 | 3 | E | KPVS_SplitCase | 10 | 8 | 10 | 16 | BranchMin10_BranchMax16 | 10 | 4 | 12 | 24 | HeaderMin12_HeaderMax24 | 12 | 6 | 24
570 | 90 | 8012-5/6-4P-100HP KPVS | KPVS_8012-5/6_4P_100HP_11.25_BRZ | 4600.7 | 4600.7 | 9201.4 | 2 | 1 | 3 | E | KPVS_SplitCase | 10 | 8 | 10 | 16 | BranchMin10_BranchMax16 | 10 | 4 | 12 | 24 | HeaderMin12_HeaderMax24 | 14 | 6 | 24
570 | 90 | 8012-5/6-4P-100HP KPVS | KPVS_8012-5/6_4P_100HP_11.25_BRZ | 4600.7 | 4600.7 | 9201.4 | 2 | 1 | 3 | E | KPVS_SplitCase | 10 | 8 | 10 | 16 | BranchMin10_BranchMax16 | 10 | 4 | 12 | 24 | HeaderMin12_HeaderMax24 | 16 | 6 | 24
570 | 90 | 8012-5/6-4P-100HP KPVS | KPVS_8012-5/6_4P_100HP_11.25_BRZ | 4600.7 | 4600.7 | 9201.4 | 2 | 1 | 3 | E | KPVS_SplitCase | 10 | 8 | 10 | 16 | BranchMin10_BranchMax16 | 10 | 4 | 12 | 24 | HeaderMin12_HeaderMax24 | 18 | 6 | 24
570 | 90 | 8012-5/6-4P-100HP KPVS | KPVS_8012-5/6_4P_100HP_11.25_BRZ | 4600.7 | 4600.7 | 9201.4 | 2 | 1 | 3 | E | KPVS_SplitCase | 10 | 8 | 10 | 16 | BranchMin10_BranchMax16 | 10 | 4 | 12 | 24 | HeaderMin12_HeaderMax24 | 20 | 6 | 24
570 | 90 | 8012-5/6-4P-100HP KPVS | KPVS_8012-5/6_4P_100HP_11.25_BRZ | 4600.7 | 4600.7 | 9201.4 | 2 | 1 | 3 | E | KPVS_SplitCase | 10 | 8 | 10 | 16 | BranchMin10_BranchMax16 | 10 | 4 | 12 | 24 | HeaderMin12_HeaderMax24 | 24 | 6 | 24
570 | 90 | 8012-5/6-4P-100HP KPVS | KPVS_8012-5/6_4P_100HP_11.25_BRZ | 4600.7 | 4600.7 | 9201.4 | 2 | 1 | 3 | E | KPVS_SplitCase | 10 | 8 | 10 | 16 | BranchMin10_BranchMax16 | 12 | 4 | 12 | 24 | HeaderMin12_HeaderMax24 | 12 | 6 | 24 | [29 empty] | INVALID
570 | 90 | 8012-5/6-4P-100HP KPVS | KPVS_8012-5/6_4P_100HP_11.25_BRZ | 4600.7 | 4600.7 | 9201.4 | 2 | 1 | 3 | E | KPVS_SplitCase | 10 | 8 | 10 | 16 | BranchMin10_BranchMax16 | 12 | 4 | 12 | 24 | HeaderMin12_HeaderMax24 | 14 | 6 | 24
570 | 90 | 8012-5/6-4P-100HP KPVS | KPVS_8012-5/6_4P_100HP_11.25_BRZ | 4600.7 | 4600.7 | 9201.4 | 2 | 1 | 3 | E | KPVS_SplitCase | 10 | 8 | 10 | 16 | BranchMin10_BranchMax16 | 12 | 4 | 12 | 24 | HeaderMin12_HeaderMax24 | 16 | 6 | 24
570 | 90 | 8012-5/6-4P-100HP KPVS | KPVS_8012-5/6_4P_100HP_11.25_BRZ | 4600.7 | 4600.7 | 9201.4 | 2 | 1 | 3 | E | KPVS_SplitCase | 10 | 8 | 10 | 16 | BranchMin10_BranchMax16 | 12 | 4 | 12 | 24 | HeaderMin12_HeaderMax24 | 18 | 6 | 24
570 | 90 | 8012-5/6-4P-100HP KPVS | KPVS_8012-5/6_4P_100HP_11.25_BRZ | 4600.7 | 4600.7 | 9201.4 | 2 | 1 | 3 | E | KPVS_SplitCase | 10 | 8 | 10 | 16 | BranchMin10_BranchMax16 | 12 | 4 | 12 | 24 | HeaderMin12_HeaderMax24 | 20 | 6 | 24
570 | 90 | 8012-5/6-4P-100HP KPVS | KPVS_8012-5/6_4P_100HP_11.25_BRZ | 4600.7 | 4600.7 | 9201.4 | 2 | 1 | 3 | E | KPVS_SplitCase | 10 | 8 | 10 | 16 | BranchMin10_BranchMax16 | 12 | 4 | 12 | 24 | HeaderMin12_HeaderMax24 | 24 | 6 | 24
570 | 90 | 8012-5/6-4P-100HP KPVS | KPVS_8012-5/6_4P_100HP_11.25_BRZ | 4600.7 | 4600.7 | 9201.4 | 2 | 1 | 3 | E | KPVS_SplitCase | 10 | 8 | 10 | 16 | BranchMin10_BranchMax16 | 14 | 4 | 12 | 24 | HeaderMin12_HeaderMax24 | 12 | 6 | 24 | [29 empty] | INVALID
570 | 90 | 8012-5/6-4P-100HP KPVS | KPVS_8012-5/6_4P_100HP_11.25_BRZ | 4600.7 | 4600.7 | 9201.4 | 2 | 1 | 3 | E | KPVS_SplitCase | 10 | 8 | 10 | 16 | BranchMin10_BranchMax16 | 14 | 4 | 12 | 24 | HeaderMin12_HeaderMax24 | 14 | 6 | 24 | [29 empty] | INVALID
570 | 90 | 8012-5/6-4P-100HP KPVS | KPVS_8012-5/6_4P_100HP_11.25_BRZ | 4600.7 | 4600.7 | 9201.4 | 2 | 1 | 3 | E | KPVS_SplitCase | 10 | 8 | 10 | 16 | BranchMin10_BranchMax16 | 14 | 4 | 12 | 24 | HeaderMin12_HeaderMax24 | 16 | 6 | 24
570 | 90 | 8012-5/6-4P-100HP KPVS | KPVS_8012-5/6_4P_100HP_11.25_BRZ | 4600.7 | 4600.7 | 9201.4 | 2 | 1 | 3 | E | KPVS_SplitCase | 10 | 8 | 10 | 16 | BranchMin10_BranchMax16 | 14 | 4 | 12 | 24 | HeaderMin12_HeaderMax24 | 18 | 6 | 24
570 | 90 | 8012-5/6-4P-100HP KPVS | KPVS_8012-5/6_4P_100HP_11.25_BRZ | 4600.7 | 4600.7 | 9201.4 | 2 | 1 | 3 | E | KPVS_SplitCase | 10 | 8 | 10 | 16 | BranchMin10_BranchMax16 | 14 | 4 | 12 | 24 | HeaderMin12_HeaderMax24 | 20 | 6 | 24
570 | 90 | 8012-5/6-4P-100HP KPVS | KPVS_8012-5/6_4P_100HP_11.25_BRZ | 4600.7 | 4600.7 | 9201.4 | 2 | 1 | 3 | E | KPVS_SplitCase | 10 | 8 | 10 | 16 | BranchMin10_BranchMax16 | 14 | 4 | 12 | 24 | HeaderMin12_HeaderMax24 | 24 | 6 | 24
570 | 90 | 8012-5/6-4P-100HP KPVS | KPVS_8012-5/6_4P_100HP_11.25_BRZ | 4600.7 | 4600.7 | 9201.4 | 2 | 1 | 3 | E | KPVS_SplitCase | 10 | 8 | 10 | 16 | BranchMin10_BranchMax16 | 16 | 4 | 12 | 24 | HeaderMin12_HeaderMax24 | 12 | 6 | 24 | [29 empty] | INVALID
570 | 90 | 8012-5/6-4P-100HP KPVS | KPVS_8012-5/6_4P_100HP_11.25_BRZ | 4600.7 | 4600.7 | 9201.4 | 2 | 1 | 3 | E | KPVS_SplitCase | 10 | 8 | 10 | 16 | BranchMin10_BranchMax16 | 16 | 4 | 12 | 24 | HeaderMin12_HeaderMax24 | 14 | 6 | 24 | [29 empty] | INVALID
570 | 90 | 8012-5/6-4P-100HP KPVS | KPVS_8012-5/6_4P_100HP_11.25_BRZ | 4600.7 | 4600.7 | 9201.4 | 2 | 1 | 3 | E | KPVS_SplitCase | 10 | 8 | 10 | 16 | BranchMin10_BranchMax16 | 16 | 4 | 12 | 24 | HeaderMin12_HeaderMax24 | 16 | 6 | 24 | [29 empty] | INVALID
570 | 90 | 8012-5/6-4P-100HP KPVS | KPVS_8012-5/6_4P_100HP_11.25_BRZ | 4600.7 | 4600.7 | 9201.4 | 2 | 1 | 3 | E | KPVS_SplitCase | 10 | 8 | 10 | 16 | BranchMin10_BranchMax16 | 16 | 4 | 12 | 24 | HeaderMin12_HeaderMax24 | 18 | 6 | 24
570 | 90 | 8012-5/6-4P-100HP KPVS | KPVS_8012-5/6_4P_100HP_11.25_BRZ | 4600.7 | 4600.7 | 9201.4 | 2 | 1 | 3 | E | KPVS_SplitCase | 10 | 8 | 10 | 16 | BranchMin10_BranchMax16 | 16 | 4 | 12 | 24 | HeaderMin12_HeaderMax24 | 20 | 6 | 24
570 | 90 | 8012-5/6-4P-100HP KPVS | KPVS_8012-5/6_4P_100HP_11.25_BRZ | 4600.7 | 4600.7 | 9201.4 | 2 | 1 | 3 | E | KPVS_SplitCase | 10 | 8 | 10 | 16 | BranchMin10_BranchMax16 | 16 | 4 | 12 | 24 | HeaderMin12_HeaderMax24 | 24 | 6 | 24
571 | 91 | 8012-5/6-4P-125HP KPVS | KPVS_8012-5/6_4P_125HP_12.00_BRZ | 5002.5 | 5002.5 | 10005 | 2 | 1 | 3 | E | KPVS_SplitCase | 10 | 8 | 10 | 16 | BranchMin10_BranchMax16 | 10 | 4 | 12 | 24 | HeaderMin12_HeaderMax24 | 12 | 6 | 24
571 | 91 | 8012-5/6-4P-125HP KPVS | KPVS_8012-5/6_4P_125HP_12.00_BRZ | 5002.5 | 5002.5 | 10005 | 2 | 1 | 3 | E | KPVS_SplitCase | 10 | 8 | 10 | 16 | BranchMin10_BranchMax16 | 10 | 4 | 12 | 24 | HeaderMin12_HeaderMax24 | 14 | 6 | 24
571 | 91 | 8012-5/6-4P-125HP KPVS | KPVS_8012-5/6_4P_125HP_12.00_BRZ | 5002.5 | 5002.5 | 10005 | 2 | 1 | 3 | E | KPVS_SplitCase | 10 | 8 | 10 | 16 | BranchMin10_BranchMax16 | 10 | 4 | 12 | 24 | HeaderMin12_HeaderMax24 | 16 | 6 | 24
571 | 91 | 8012-5/6-4P-125HP KPVS | KPVS_8012-5/6_4P_125HP_12.00_BRZ | 5002.5 | 5002.5 | 10005 | 2 | 1 | 3 | E | KPVS_SplitCase | 10 | 8 | 10 | 16 | BranchMin10_BranchMax16 | 10 | 4 | 12 | 24 | HeaderMin12_HeaderMax24 | 18 | 6 | 24
571 | 91 | 8012-5/6-4P-125HP KPVS | KPVS_8012-5/6_4P_125HP_12.00_BRZ | 5002.5 | 5002.5 | 10005 | 2 | 1 | 3 | E | KPVS_SplitCase | 10 | 8 | 10 | 16 | BranchMin10_BranchMax16 | 10 | 4 | 12 | 24 | HeaderMin12_HeaderMax24 | 20 | 6 | 24
571 | 91 | 8012-5/6-4P-125HP KPVS | KPVS_8012-5/6_4P_125HP_12.00_BRZ | 5002.5 | 5002.5 | 10005 | 2 | 1 | 3 | E | KPVS_SplitCase | 10 | 8 | 10 | 16 | BranchMin10_BranchMax16 | 10 | 4 | 12 | 24 | HeaderMin12_HeaderMax24 | 24 | 6 | 24
571 | 91 | 8012-5/6-4P-125HP KPVS | KPVS_8012-5/6_4P_125HP_12.00_BRZ | 5002.5 | 5002.5 | 10005 | 2 | 1 | 3 | E | KPVS_SplitCase | 10 | 8 | 10 | 16 | BranchMin10_BranchMax16 | 12 | 4 | 12 | 24 | HeaderMin12_HeaderMax24 | 12 | 6 | 24 | [29 empty] | INVALID
571 | 91 | 8012-5/6-4P-125HP KPVS | KPVS_8012-5/6_4P_125HP_12.00_BRZ | 5002.5 | 5002.5 | 10005 | 2 | 1 | 3 | E | KPVS_SplitCase | 10 | 8 | 10 | 16 | BranchMin10_BranchMax16 | 12 | 4 | 12 | 24 | HeaderMin12_HeaderMax24 | 14 | 6 | 24
571 | 91 | 8012-5/6-4P-125HP KPVS | KPVS_8012-5/6_4P_125HP_12.00_BRZ | 5002.5 | 5002.5 | 10005 | 2 | 1 | 3 | E | KPVS_SplitCase | 10 | 8 | 10 | 16 | BranchMin10_BranchMax16 | 12 | 4 | 12 | 24 | HeaderMin12_HeaderMax24 | 16 | 6 | 24
571 | 91 | 8012-5/6-4P-125HP KPVS | KPVS_8012-5/6_4P_125HP_12.00_BRZ | 5002.5 | 5002.5 | 10005 | 2 | 1 | 3 | E | KPVS_SplitCase | 10 | 8 | 10 | 16 | BranchMin10_BranchMax16 | 12 | 4 | 12 | 24 | HeaderMin12_HeaderMax24 | 18 | 6 | 24
571 | 91 | 8012-5/6-4P-125HP KPVS | KPVS_8012-5/6_4P_125HP_12.00_BRZ | 5002.5 | 5002.5 | 10005 | 2 | 1 | 3 | E | KPVS_SplitCase | 10 | 8 | 10 | 16 | BranchMin10_BranchMax16 | 12 | 4 | 12 | 24 | HeaderMin12_HeaderMax24 | 20 | 6 | 24
571 | 91 | 8012-5/6-4P-125HP KPVS | KPVS_8012-5/6_4P_125HP_12.00_BRZ | 5002.5 | 5002.5 | 10005 | 2 | 1 | 3 | E | KPVS_SplitCase | 10 | 8 | 10 | 16 | BranchMin10_BranchMax16 | 12 | 4 | 12 | 24 | HeaderMin12_HeaderMax24 | 24 | 6 | 24
571 | 91 | 8012-5/6-4P-125HP KPVS | KPVS_8012-5/6_4P_125HP_12.00_BRZ | 5002.5 | 5002.5 | 10005 | 2 | 1 | 3 | E | KPVS_SplitCase | 10 | 8 | 10 | 16 | BranchMin10_BranchMax16 | 14 | 4 | 12 | 24 | HeaderMin12_HeaderMax24 | 12 | 6 | 24 | [29 empty] | INVALID
571 | 91 | 8012-5/6-4P-125HP KPVS | KPVS_8012-5/6_4P_125HP_12.00_BRZ | 5002.5 | 5002.5 | 10005 | 2 | 1 | 3 | E | KPVS_SplitCase | 10 | 8 | 10 | 16 | BranchMin10_BranchMax16 | 14 | 4 | 12 | 24 | HeaderMin12_HeaderMax24 | 14 | 6 | 24 | [29 empty] | INVALID
571 | 91 | 8012-5/6-4P-125HP KPVS | KPVS_8012-5/6_4P_125HP_12.00_BRZ | 5002.5 | 5002.5 | 10005 | 2 | 1 | 3 | E | KPVS_SplitCase | 10 | 8 | 10 | 16 | BranchMin10_BranchMax16 | 14 | 4 | 12 | 24 | HeaderMin12_HeaderMax24 | 16 | 6 | 24
571 | 91 | 8012-5/6-4P-125HP KPVS | KPVS_8012-5/6_4P_125HP_12.00_BRZ | 5002.5 | 5002.5 | 10005 | 2 | 1 | 3 | E | KPVS_SplitCase | 10 | 8 | 10 | 16 | BranchMin10_BranchMax16 | 14 | 4 | 12 | 24 | HeaderMin12_HeaderMax24 | 18 | 6 | 24
571 | 91 | 8012-5/6-4P-125HP KPVS | KPVS_8012-5/6_4P_125HP_12.00_BRZ | 5002.5 | 5002.5 | 10005 | 2 | 1 | 3 | E | KPVS_SplitCase | 10 | 8 | 10 | 16 | BranchMin10_BranchMax16 | 14 | 4 | 12 | 24 | HeaderMin12_HeaderMax24 | 20 | 6 | 24
571 | 91 | 8012-5/6-4P-125HP KPVS | KPVS_8012-5/6_4P_125HP_12.00_BRZ | 5002.5 | 5002.5 | 10005 | 2 | 1 | 3 | E | KPVS_SplitCase | 10 | 8 | 10 | 16 | BranchMin10_BranchMax16 | 14 | 4 | 12 | 24 | HeaderMin12_HeaderMax24 | 24 | 6 | 24
571 | 91 | 8012-5/6-4P-125HP KPVS | KPVS_8012-5/6_4P_125HP_12.00_BRZ | 5002.5 | 5002.5 | 10005 | 2 | 1 | 3 | E | KPVS_SplitCase | 10 | 8 | 10 | 16 | BranchMin10_BranchMax16 | 16 | 4 | 12 | 24 | HeaderMin12_HeaderMax24 | 12 | 6 | 24 | [29 empty] | INVALID
571 | 91 | 8012-5/6-4P-125HP KPVS | KPVS_8012-5/6_4P_125HP_12.00_BRZ | 5002.5 | 5002.5 | 10005 | 2 | 1 | 3 | E | KPVS_SplitCase | 10 | 8 | 10 | 16 | BranchMin10_BranchMax16 | 16 | 4 | 12 | 24 | HeaderMin12_HeaderMax24 | 14 | 6 | 24 | [29 empty] | INVALID
571 | 91 | 8012-5/6-4P-125HP KPVS | KPVS_8012-5/6_4P_125HP_12.00_BRZ | 5002.5 | 5002.5 | 10005 | 2 | 1 | 3 | E | KPVS_SplitCase | 10 | 8 | 10 | 16 | BranchMin10_BranchMax16 | 16 | 4 | 12 | 24 | HeaderMin12_HeaderMax24 | 16 | 6 | 24 | [29 empty] | INVALID
571 | 91 | 8012-5/6-4P-125HP KPVS | KPVS_8012-5/6_4P_125HP_12.00_BRZ | 5002.5 | 5002.5 | 10005 | 2 | 1 | 3 | E | KPVS_SplitCase | 10 | 8 | 10 | 16 | BranchMin10_BranchMax16 | 16 | 4 | 12 | 24 | HeaderMin12_HeaderMax24 | 18 | 6 | 24
571 | 91 | 8012-5/6-4P-125HP KPVS | KPVS_8012-5/6_4P_125HP_12.00_BRZ | 5002.5 | 5002.5 | 10005 | 2 | 1 | 3 | E | KPVS_SplitCase | 10 | 8 | 10 | 16 | BranchMin10_BranchMax16 | 16 | 4 | 12 | 24 | HeaderMin12_HeaderMax24 | 20 | 6 | 24
571 | 91 | 8012-5/6-4P-125HP KPVS | KPVS_8012-5/6_4P_125HP_12.00_BRZ | 5002.5 | 5002.5 | 10005 | 2 | 1 | 3 | E | KPVS_SplitCase | 10 | 8 | 10 | 16 | BranchMin10_BranchMax16 | 16 | 4 | 12 | 24 | HeaderMin12_HeaderMax24 | 24 | 6 | 24
572 | 92 | 8015-3/4-4P-60HP KPVS | KPVS_8015-3/4_4P_60HP_9.15_BRZ | 3658.5 | 3658.5 | 7317 | 2 | 1 | 3 | E | KPVS_SplitCase | 10 | 8 | 10 | 14 | BranchMin10_BranchMax14 | 10 | 3 | 12 | 20 | HeaderMin12_HeaderMax20 | 12 | 5 | 15
572 | 92 | 8015-3/4-4P-60HP KPVS | KPVS_8015-3/4_4P_60HP_9.15_BRZ | 3658.5 | 3658.5 | 7317 | 2 | 1 | 3 | E | KPVS_SplitCase | 10 | 8 | 10 | 14 | BranchMin10_BranchMax14 | 10 | 3 | 12 | 20 | HeaderMin12_HeaderMax20 | 14 | 5 | 15
572 | 92 | 8015-3/4-4P-60HP KPVS | KPVS_8015-3/4_4P_60HP_9.15_BRZ | 3658.5 | 3658.5 | 7317 | 2 | 1 | 3 | E | KPVS_SplitCase | 10 | 8 | 10 | 14 | BranchMin10_BranchMax14 | 10 | 3 | 12 | 20 | HeaderMin12_HeaderMax20 | 16 | 5 | 15
572 | 92 | 8015-3/4-4P-60HP KPVS | KPVS_8015-3/4_4P_60HP_9.15_BRZ | 3658.5 | 3658.5 | 7317 | 2 | 1 | 3 | E | KPVS_SplitCase | 10 | 8 | 10 | 14 | BranchMin10_BranchMax14 | 10 | 3 | 12 | 20 | HeaderMin12_HeaderMax20 | 18 | 5 | 15
572 | 92 | 8015-3/4-4P-60HP KPVS | KPVS_8015-3/4_4P_60HP_9.15_BRZ | 3658.5 | 3658.5 | 7317 | 2 | 1 | 3 | E | KPVS_SplitCase | 10 | 8 | 10 | 14 | BranchMin10_BranchMax14 | 10 | 3 | 12 | 20 | HeaderMin12_HeaderMax20 | 20 | 5 | 15
572 | 92 | 8015-3/4-4P-60HP KPVS | KPVS_8015-3/4_4P_60HP_9.15_BRZ | 3658.5 | 3658.5 | 7317 | 2 | 1 | 3 | E | KPVS_SplitCase | 10 | 8 | 10 | 14 | BranchMin10_BranchMax14 | 12 | 3 | 12 | 20 | HeaderMin12_HeaderMax20 | 12 | 5 | 15 | [29 empty] | INVALID
572 | 92 | 8015-3/4-4P-60HP KPVS | KPVS_8015-3/4_4P_60HP_9.15_BRZ | 3658.5 | 3658.5 | 7317 | 2 | 1 | 3 | E | KPVS_SplitCase | 10 | 8 | 10 | 14 | BranchMin10_BranchMax14 | 12 | 3 | 12 | 20 | HeaderMin12_HeaderMax20 | 14 | 5 | 15
572 | 92 | 8015-3/4-4P-60HP KPVS | KPVS_8015-3/4_4P_60HP_9.15_BRZ | 3658.5 | 3658.5 | 7317 | 2 | 1 | 3 | E | KPVS_SplitCase | 10 | 8 | 10 | 14 | BranchMin10_BranchMax14 | 12 | 3 | 12 | 20 | HeaderMin12_HeaderMax20 | 16 | 5 | 15
572 | 92 | 8015-3/4-4P-60HP KPVS | KPVS_8015-3/4_4P_60HP_9.15_BRZ | 3658.5 | 3658.5 | 7317 | 2 | 1 | 3 | E | KPVS_SplitCase | 10 | 8 | 10 | 14 | BranchMin10_BranchMax14 | 12 | 3 | 12 | 20 | HeaderMin12_HeaderMax20 | 18 | 5 | 15
572 | 92 | 8015-3/4-4P-60HP KPVS | KPVS_8015-3/4_4P_60HP_9.15_BRZ | 3658.5 | 3658.5 | 7317 | 2 | 1 | 3 | E | KPVS_SplitCase | 10 | 8 | 10 | 14 | BranchMin10_BranchMax14 | 12 | 3 | 12 | 20 | HeaderMin12_HeaderMax20 | 20 | 5 | 15
572 | 92 | 8015-3/4-4P-60HP KPVS | KPVS_8015-3/4_4P_60HP_9.15_BRZ | 3658.5 | 3658.5 | 7317 | 2 | 1 | 3 | E | KPVS_SplitCase | 10 | 8 | 10 | 14 | BranchMin10_BranchMax14 | 14 | 3 | 12 | 20 | HeaderMin12_HeaderMax20 | 12 | 5 | 15 | [29 empty] | INVALID
572 | 92 | 8015-3/4-4P-60HP KPVS | KPVS_8015-3/4_4P_60HP_9.15_BRZ | 3658.5 | 3658.5 | 7317 | 2 | 1 | 3 | E | KPVS_SplitCase | 10 | 8 | 10 | 14 | BranchMin10_BranchMax14 | 14 | 3 | 12 | 20 | HeaderMin12_HeaderMax20 | 14 | 5 | 15 | [29 empty] | INVALID
572 | 92 | 8015-3/4-4P-60HP KPVS | KPVS_8015-3/4_4P_60HP_9.15_BRZ | 3658.5 | 3658.5 | 7317 | 2 | 1 | 3 | E | KPVS_SplitCase | 10 | 8 | 10 | 14 | BranchMin10_BranchMax14 | 14 | 3 | 12 | 20 | HeaderMin12_HeaderMax20 | 16 | 5 | 15
572 | 92 | 8015-3/4-4P-60HP KPVS | KPVS_8015-3/4_4P_60HP_9.15_BRZ | 3658.5 | 3658.5 | 7317 | 2 | 1 | 3 | E | KPVS_SplitCase | 10 | 8 | 10 | 14 | BranchMin10_BranchMax14 | 14 | 3 | 12 | 20 | HeaderMin12_HeaderMax20 | 18 | 5 | 15
572 | 92 | 8015-3/4-4P-60HP KPVS | KPVS_8015-3/4_4P_60HP_9.15_BRZ | 3658.5 | 3658.5 | 7317 | 2 | 1 | 3 | E | KPVS_SplitCase | 10 | 8 | 10 | 14 | BranchMin10_BranchMax14 | 14 | 3 | 12 | 20 | HeaderMin12_HeaderMax20 | 20 | 5 | 15
573 | 93 | 8015-3/4-4P-75HP KPVS | KPVS_8015-3/4_4P_75HP_9.92_BRZ | 3958.8 | 3958.8 | 7917.6 | 2 | 1 | 3 | E | KPVS_SplitCase | 10 | 8 | 10 | 14 | BranchMin10_BranchMax14 | 10 | 3 | 12 | 20 | HeaderMin12_HeaderMax20 | 12 | 5 | 15
573 | 93 | 8015-3/4-4P-75HP KPVS | KPVS_8015-3/4_4P_75HP_9.92_BRZ | 3958.8 | 3958.8 | 7917.6 | 2 | 1 | 3 | E | KPVS_SplitCase | 10 | 8 | 10 | 14 | BranchMin10_BranchMax14 | 10 | 3 | 12 | 20 | HeaderMin12_HeaderMax20 | 14 | 5 | 15
573 | 93 | 8015-3/4-4P-75HP KPVS | KPVS_8015-3/4_4P_75HP_9.92_BRZ | 3958.8 | 3958.8 | 7917.6 | 2 | 1 | 3 | E | KPVS_SplitCase | 10 | 8 | 10 | 14 | BranchMin10_BranchMax14 | 10 | 3 | 12 | 20 | HeaderMin12_HeaderMax20 | 16 | 5 | 15
573 | 93 | 8015-3/4-4P-75HP KPVS | KPVS_8015-3/4_4P_75HP_9.92_BRZ | 3958.8 | 3958.8 | 7917.6 | 2 | 1 | 3 | E | KPVS_SplitCase | 10 | 8 | 10 | 14 | BranchMin10_BranchMax14 | 10 | 3 | 12 | 20 | HeaderMin12_HeaderMax20 | 18 | 5 | 15
573 | 93 | 8015-3/4-4P-75HP KPVS | KPVS_8015-3/4_4P_75HP_9.92_BRZ | 3958.8 | 3958.8 | 7917.6 | 2 | 1 | 3 | E | KPVS_SplitCase | 10 | 8 | 10 | 14 | BranchMin10_BranchMax14 | 10 | 3 | 12 | 20 | HeaderMin12_HeaderMax20 | 20 | 5 | 15
573 | 93 | 8015-3/4-4P-75HP KPVS | KPVS_8015-3/4_4P_75HP_9.92_BRZ | 3958.8 | 3958.8 | 7917.6 | 2 | 1 | 3 | E | KPVS_SplitCase | 10 | 8 | 10 | 14 | BranchMin10_BranchMax14 | 12 | 3 | 12 | 20 | HeaderMin12_HeaderMax20 | 12 | 5 | 15 | [29 empty] | INVALID
573 | 93 | 8015-3/4-4P-75HP KPVS | KPVS_8015-3/4_4P_75HP_9.92_BRZ | 3958.8 | 3958.8 | 7917.6 | 2 | 1 | 3 | E | KPVS_SplitCase | 10 | 8 | 10 | 14 | BranchMin10_BranchMax14 | 12 | 3 | 12 | 20 | HeaderMin12_HeaderMax20 | 14 | 5 | 15
573 | 93 | 8015-3/4-4P-75HP KPVS | KPVS_8015-3/4_4P_75HP_9.92_BRZ | 3958.8 | 3958.8 | 7917.6 | 2 | 1 | 3 | E | KPVS_SplitCase | 10 | 8 | 10 | 14 | BranchMin10_BranchMax14 | 12 | 3 | 12 | 20 | HeaderMin12_HeaderMax20 | 16 | 5 | 15
573 | 93 | 8015-3/4-4P-75HP KPVS | KPVS_8015-3/4_4P_75HP_9.92_BRZ | 3958.8 | 3958.8 | 7917.6 | 2 | 1 | 3 | E | KPVS_SplitCase | 10 | 8 | 10 | 14 | BranchMin10_BranchMax14 | 12 | 3 | 12 | 20 | HeaderMin12_HeaderMax20 | 18 | 5 | 15
573 | 93 | 8015-3/4-4P-75HP KPVS | KPVS_8015-3/4_4P_75HP_9.92_BRZ | 3958.8 | 3958.8 | 7917.6 | 2 | 1 | 3 | E | KPVS_SplitCase | 10 | 8 | 10 | 14 | BranchMin10_BranchMax14 | 12 | 3 | 12 | 20 | HeaderMin12_HeaderMax20 | 20 | 5 | 15
573 | 93 | 8015-3/4-4P-75HP KPVS | KPVS_8015-3/4_4P_75HP_9.92_BRZ | 3958.8 | 3958.8 | 7917.6 | 2 | 1 | 3 | E | KPVS_SplitCase | 10 | 8 | 10 | 14 | BranchMin10_BranchMax14 | 14 | 3 | 12 | 20 | HeaderMin12_HeaderMax20 | 12 | 5 | 15 | [29 empty] | INVALID
573 | 93 | 8015-3/4-4P-75HP KPVS | KPVS_8015-3/4_4P_75HP_9.92_BRZ | 3958.8 | 3958.8 | 7917.6 | 2 | 1 | 3 | E | KPVS_SplitCase | 10 | 8 | 10 | 14 | BranchMin10_BranchMax14 | 14 | 3 | 12 | 20 | HeaderMin12_HeaderMax20 | 14 | 5 | 15 | [29 empty] | INVALID
573 | 93 | 8015-3/4-4P-75HP KPVS | KPVS_8015-3/4_4P_75HP_9.92_BRZ | 3958.8 | 3958.8 | 7917.6 | 2 | 1 | 3 | E | KPVS_SplitCase | 10 | 8 | 10 | 14 | BranchMin10_BranchMax14 | 14 | 3 | 12 | 20 | HeaderMin12_HeaderMax20 | 16 | 5 | 15
573 | 93 | 8015-3/4-4P-75HP KPVS | KPVS_8015-3/4_4P_75HP_9.92_BRZ | 3958.8 | 3958.8 | 7917.6 | 2 | 1 | 3 | E | KPVS_SplitCase | 10 | 8 | 10 | 14 | BranchMin10_BranchMax14 | 14 | 3 | 12 | 20 | HeaderMin12_HeaderMax20 | 18 | 5 | 15
573 | 93 | 8015-3/4-4P-75HP KPVS | KPVS_8015-3/4_4P_75HP_9.92_BRZ | 3958.8 | 3958.8 | 7917.6 | 2 | 1 | 3 | E | KPVS_SplitCase | 10 | 8 | 10 | 14 | BranchMin10_BranchMax14 | 14 | 3 | 12 | 20 | HeaderMin12_HeaderMax20 | 20 | 5 | 15
574 | 94 | 8015-3/4-4P-100HP KPVS | KPVS_8015-3/4_4P_100HP_10.95_BRZ | 4360.5 | 4360.5 | 8721 | 2 | 1 | 3 | E | KPVS_SplitCase | 10 | 8 | 10 | 16 | BranchMin10_BranchMax16 | 10 | 4 | 12 | 20 | HeaderMin12_HeaderMax20 | 12 | 5 | 20
574 | 94 | 8015-3/4-4P-100HP KPVS | KPVS_8015-3/4_4P_100HP_10.95_BRZ | 4360.5 | 4360.5 | 8721 | 2 | 1 | 3 | E | KPVS_SplitCase | 10 | 8 | 10 | 16 | BranchMin10_BranchMax16 | 10 | 4 | 12 | 20 | HeaderMin12_HeaderMax20 | 14 | 5 | 20
574 | 94 | 8015-3/4-4P-100HP KPVS | KPVS_8015-3/4_4P_100HP_10.95_BRZ | 4360.5 | 4360.5 | 8721 | 2 | 1 | 3 | E | KPVS_SplitCase | 10 | 8 | 10 | 16 | BranchMin10_BranchMax16 | 10 | 4 | 12 | 20 | HeaderMin12_HeaderMax20 | 16 | 5 | 20
574 | 94 | 8015-3/4-4P-100HP KPVS | KPVS_8015-3/4_4P_100HP_10.95_BRZ | 4360.5 | 4360.5 | 8721 | 2 | 1 | 3 | E | KPVS_SplitCase | 10 | 8 | 10 | 16 | BranchMin10_BranchMax16 | 10 | 4 | 12 | 20 | HeaderMin12_HeaderMax20 | 18 | 5 | 20
574 | 94 | 8015-3/4-4P-100HP KPVS | KPVS_8015-3/4_4P_100HP_10.95_BRZ | 4360.5 | 4360.5 | 8721 | 2 | 1 | 3 | E | KPVS_SplitCase | 10 | 8 | 10 | 16 | BranchMin10_BranchMax16 | 10 | 4 | 12 | 20 | HeaderMin12_HeaderMax20 | 20 | 5 | 20
574 | 94 | 8015-3/4-4P-100HP KPVS | KPVS_8015-3/4_4P_100HP_10.95_BRZ | 4360.5 | 4360.5 | 8721 | 2 | 1 | 3 | E | KPVS_SplitCase | 10 | 8 | 10 | 16 | BranchMin10_BranchMax16 | 12 | 4 | 12 | 20 | HeaderMin12_HeaderMax20 | 12 | 5 | 20 | [29 empty] | INVALID
574 | 94 | 8015-3/4-4P-100HP KPVS | KPVS_8015-3/4_4P_100HP_10.95_BRZ | 4360.5 | 4360.5 | 8721 | 2 | 1 | 3 | E | KPVS_SplitCase | 10 | 8 | 10 | 16 | BranchMin10_BranchMax16 | 12 | 4 | 12 | 20 | HeaderMin12_HeaderMax20 | 14 | 5 | 20
574 | 94 | 8015-3/4-4P-100HP KPVS | KPVS_8015-3/4_4P_100HP_10.95_BRZ | 4360.5 | 4360.5 | 8721 | 2 | 1 | 3 | E | KPVS_SplitCase | 10 | 8 | 10 | 16 | BranchMin10_BranchMax16 | 12 | 4 | 12 | 20 | HeaderMin12_HeaderMax20 | 16 | 5 | 20
574 | 94 | 8015-3/4-4P-100HP KPVS | KPVS_8015-3/4_4P_100HP_10.95_BRZ | 4360.5 | 4360.5 | 8721 | 2 | 1 | 3 | E | KPVS_SplitCase | 10 | 8 | 10 | 16 | BranchMin10_BranchMax16 | 12 | 4 | 12 | 20 | HeaderMin12_HeaderMax20 | 18 | 5 | 20
574 | 94 | 8015-3/4-4P-100HP KPVS | KPVS_8015-3/4_4P_100HP_10.95_BRZ | 4360.5 | 4360.5 | 8721 | 2 | 1 | 3 | E | KPVS_SplitCase | 10 | 8 | 10 | 16 | BranchMin10_BranchMax16 | 12 | 4 | 12 | 20 | HeaderMin12_HeaderMax20 | 20 | 5 | 20
574 | 94 | 8015-3/4-4P-100HP KPVS | KPVS_8015-3/4_4P_100HP_10.95_BRZ | 4360.5 | 4360.5 | 8721 | 2 | 1 | 3 | E | KPVS_SplitCase | 10 | 8 | 10 | 16 | BranchMin10_BranchMax16 | 14 | 4 | 12 | 20 | HeaderMin12_HeaderMax20 | 12 | 5 | 20 | [29 empty] | INVALID
574 | 94 | 8015-3/4-4P-100HP KPVS | KPVS_8015-3/4_4P_100HP_10.95_BRZ | 4360.5 | 4360.5 | 8721 | 2 | 1 | 3 | E | KPVS_SplitCase | 10 | 8 | 10 | 16 | BranchMin10_BranchMax16 | 14 | 4 | 12 | 20 | HeaderMin12_HeaderMax20 | 14 | 5 | 20 | [29 empty] | INVALID
574 | 94 | 8015-3/4-4P-100HP KPVS | KPVS_8015-3/4_4P_100HP_10.95_BRZ | 4360.5 | 4360.5 | 8721 | 2 | 1 | 3 | E | KPVS_SplitCase | 10 | 8 | 10 | 16 | BranchMin10_BranchMax16 | 14 | 4 | 12 | 20 | HeaderMin12_HeaderMax20 | 16 | 5 | 20
574 | 94 | 8015-3/4-4P-100HP KPVS | KPVS_8015-3/4_4P_100HP_10.95_BRZ | 4360.5 | 4360.5 | 8721 | 2 | 1 | 3 | E | KPVS_SplitCase | 10 | 8 | 10 | 16 | BranchMin10_BranchMax16 | 14 | 4 | 12 | 20 | HeaderMin12_HeaderMax20 | 18 | 5 | 20
574 | 94 | 8015-3/4-4P-100HP KPVS | KPVS_8015-3/4_4P_100HP_10.95_BRZ | 4360.5 | 4360.5 | 8721 | 2 | 1 | 3 | E | KPVS_SplitCase | 10 | 8 | 10 | 16 | BranchMin10_BranchMax16 | 14 | 4 | 12 | 20 | HeaderMin12_HeaderMax20 | 20 | 5 | 20
574 | 94 | 8015-3/4-4P-100HP KPVS | KPVS_8015-3/4_4P_100HP_10.95_BRZ | 4360.5 | 4360.5 | 8721 | 2 | 1 | 3 | E | KPVS_SplitCase | 10 | 8 | 10 | 16 | BranchMin10_BranchMax16 | 16 | 4 | 12 | 20 | HeaderMin12_HeaderMax20 | 12 | 5 | 20 | [29 empty] | INVALID
574 | 94 | 8015-3/4-4P-100HP KPVS | KPVS_8015-3/4_4P_100HP_10.95_BRZ | 4360.5 | 4360.5 | 8721 | 2 | 1 | 3 | E | KPVS_SplitCase | 10 | 8 | 10 | 16 | BranchMin10_BranchMax16 | 16 | 4 | 12 | 20 | HeaderMin12_HeaderMax20 | 14 | 5 | 20 | [29 empty] | INVALID
574 | 94 | 8015-3/4-4P-100HP KPVS | KPVS_8015-3/4_4P_100HP_10.95_BRZ | 4360.5 | 4360.5 | 8721 | 2 | 1 | 3 | E | KPVS_SplitCase | 10 | 8 | 10 | 16 | BranchMin10_BranchMax16 | 16 | 4 | 12 | 20 | HeaderMin12_HeaderMax20 | 16 | 5 | 20 | [29 empty] | INVALID
574 | 94 | 8015-3/4-4P-100HP KPVS | KPVS_8015-3/4_4P_100HP_10.95_BRZ | 4360.5 | 4360.5 | 8721 | 2 | 1 | 3 | E | KPVS_SplitCase | 10 | 8 | 10 | 16 | BranchMin10_BranchMax16 | 16 | 4 | 12 | 20 | HeaderMin12_HeaderMax20 | 18 | 5 | 20
574 | 94 | 8015-3/4-4P-100HP KPVS | KPVS_8015-3/4_4P_100HP_10.95_BRZ | 4360.5 | 4360.5 | 8721 | 2 | 1 | 3 | E | KPVS_SplitCase | 10 | 8 | 10 | 16 | BranchMin10_BranchMax16 | 16 | 4 | 12 | 20 | HeaderMin12_HeaderMax20 | 20 | 5 | 20
575 | 95 | 8015-3/4-4P-125HP KPVS | KPVS_8015-3/4_4P_125HP_11.69_BRZ | 4649.1 | 4649.1 | 9298.2 | 2 | 1 | 3 | E | KPVS_SplitCase | 10 | 8 | 10 | 16 | BranchMin10_BranchMax16 | 10 | 4 | 12 | 24 | HeaderMin12_HeaderMax24 | 12 | 6 | 24
575 | 95 | 8015-3/4-4P-125HP KPVS | KPVS_8015-3/4_4P_125HP_11.69_BRZ | 4649.1 | 4649.1 | 9298.2 | 2 | 1 | 3 | E | KPVS_SplitCase | 10 | 8 | 10 | 16 | BranchMin10_BranchMax16 | 10 | 4 | 12 | 24 | HeaderMin12_HeaderMax24 | 14 | 6 | 24
575 | 95 | 8015-3/4-4P-125HP KPVS | KPVS_8015-3/4_4P_125HP_11.69_BRZ | 4649.1 | 4649.1 | 9298.2 | 2 | 1 | 3 | E | KPVS_SplitCase | 10 | 8 | 10 | 16 | BranchMin10_BranchMax16 | 10 | 4 | 12 | 24 | HeaderMin12_HeaderMax24 | 16 | 6 | 24
575 | 95 | 8015-3/4-4P-125HP KPVS | KPVS_8015-3/4_4P_125HP_11.69_BRZ | 4649.1 | 4649.1 | 9298.2 | 2 | 1 | 3 | E | KPVS_SplitCase | 10 | 8 | 10 | 16 | BranchMin10_BranchMax16 | 10 | 4 | 12 | 24 | HeaderMin12_HeaderMax24 | 18 | 6 | 24
575 | 95 | 8015-3/4-4P-125HP KPVS | KPVS_8015-3/4_4P_125HP_11.69_BRZ | 4649.1 | 4649.1 | 9298.2 | 2 | 1 | 3 | E | KPVS_SplitCase | 10 | 8 | 10 | 16 | BranchMin10_BranchMax16 | 10 | 4 | 12 | 24 | HeaderMin12_HeaderMax24 | 20 | 6 | 24
575 | 95 | 8015-3/4-4P-125HP KPVS | KPVS_8015-3/4_4P_125HP_11.69_BRZ | 4649.1 | 4649.1 | 9298.2 | 2 | 1 | 3 | E | KPVS_SplitCase | 10 | 8 | 10 | 16 | BranchMin10_BranchMax16 | 10 | 4 | 12 | 24 | HeaderMin12_HeaderMax24 | 24 | 6 | 24
575 | 95 | 8015-3/4-4P-125HP KPVS | KPVS_8015-3/4_4P_125HP_11.69_BRZ | 4649.1 | 4649.1 | 9298.2 | 2 | 1 | 3 | E | KPVS_SplitCase | 10 | 8 | 10 | 16 | BranchMin10_BranchMax16 | 12 | 4 | 12 | 24 | HeaderMin12_HeaderMax24 | 12 | 6 | 24 | [29 empty] | INVALID
575 | 95 | 8015-3/4-4P-125HP KPVS | KPVS_8015-3/4_4P_125HP_11.69_BRZ | 4649.1 | 4649.1 | 9298.2 | 2 | 1 | 3 | E | KPVS_SplitCase | 10 | 8 | 10 | 16 | BranchMin10_BranchMax16 | 12 | 4 | 12 | 24 | HeaderMin12_HeaderMax24 | 14 | 6 | 24
575 | 95 | 8015-3/4-4P-125HP KPVS | KPVS_8015-3/4_4P_125HP_11.69_BRZ | 4649.1 | 4649.1 | 9298.2 | 2 | 1 | 3 | E | KPVS_SplitCase | 10 | 8 | 10 | 16 | BranchMin10_BranchMax16 | 12 | 4 | 12 | 24 | HeaderMin12_HeaderMax24 | 16 | 6 | 24
575 | 95 | 8015-3/4-4P-125HP KPVS | KPVS_8015-3/4_4P_125HP_11.69_BRZ | 4649.1 | 4649.1 | 9298.2 | 2 | 1 | 3 | E | KPVS_SplitCase | 10 | 8 | 10 | 16 | BranchMin10_BranchMax16 | 12 | 4 | 12 | 24 | HeaderMin12_HeaderMax24 | 18 | 6 | 24
575 | 95 | 8015-3/4-4P-125HP KPVS | KPVS_8015-3/4_4P_125HP_11.69_BRZ | 4649.1 | 4649.1 | 9298.2 | 2 | 1 | 3 | E | KPVS_SplitCase | 10 | 8 | 10 | 16 | BranchMin10_BranchMax16 | 12 | 4 | 12 | 24 | HeaderMin12_HeaderMax24 | 20 | 6 | 24
575 | 95 | 8015-3/4-4P-125HP KPVS | KPVS_8015-3/4_4P_125HP_11.69_BRZ | 4649.1 | 4649.1 | 9298.2 | 2 | 1 | 3 | E | KPVS_SplitCase | 10 | 8 | 10 | 16 | BranchMin10_BranchMax16 | 12 | 4 | 12 | 24 | HeaderMin12_HeaderMax24 | 24 | 6 | 24
575 | 95 | 8015-3/4-4P-125HP KPVS | KPVS_8015-3/4_4P_125HP_11.69_BRZ | 4649.1 | 4649.1 | 9298.2 | 2 | 1 | 3 | E | KPVS_SplitCase | 10 | 8 | 10 | 16 | BranchMin10_BranchMax16 | 14 | 4 | 12 | 24 | HeaderMin12_HeaderMax24 | 12 | 6 | 24 | [29 empty] | INVALID
575 | 95 | 8015-3/4-4P-125HP KPVS | KPVS_8015-3/4_4P_125HP_11.69_BRZ | 4649.1 | 4649.1 | 9298.2 | 2 | 1 | 3 | E | KPVS_SplitCase | 10 | 8 | 10 | 16 | BranchMin10_BranchMax16 | 14 | 4 | 12 | 24 | HeaderMin12_HeaderMax24 | 14 | 6 | 24 | [29 empty] | INVALID
575 | 95 | 8015-3/4-4P-125HP KPVS | KPVS_8015-3/4_4P_125HP_11.69_BRZ | 4649.1 | 4649.1 | 9298.2 | 2 | 1 | 3 | E | KPVS_SplitCase | 10 | 8 | 10 | 16 | BranchMin10_BranchMax16 | 14 | 4 | 12 | 24 | HeaderMin12_HeaderMax24 | 16 | 6 | 24
575 | 95 | 8015-3/4-4P-125HP KPVS | KPVS_8015-3/4_4P_125HP_11.69_BRZ | 4649.1 | 4649.1 | 9298.2 | 2 | 1 | 3 | E | KPVS_SplitCase | 10 | 8 | 10 | 16 | BranchMin10_BranchMax16 | 14 | 4 | 12 | 24 | HeaderMin12_HeaderMax24 | 18 | 6 | 24
575 | 95 | 8015-3/4-4P-125HP KPVS | KPVS_8015-3/4_4P_125HP_11.69_BRZ | 4649.1 | 4649.1 | 9298.2 | 2 | 1 | 3 | E | KPVS_SplitCase | 10 | 8 | 10 | 16 | BranchMin10_BranchMax16 | 14 | 4 | 12 | 24 | HeaderMin12_HeaderMax24 | 20 | 6 | 24
575 | 95 | 8015-3/4-4P-125HP KPVS | KPVS_8015-3/4_4P_125HP_11.69_BRZ | 4649.1 | 4649.1 | 9298.2 | 2 | 1 | 3 | E | KPVS_SplitCase | 10 | 8 | 10 | 16 | BranchMin10_BranchMax16 | 14 | 4 | 12 | 24 | HeaderMin12_HeaderMax24 | 24 | 6 | 24
575 | 95 | 8015-3/4-4P-125HP KPVS | KPVS_8015-3/4_4P_125HP_11.69_BRZ | 4649.1 | 4649.1 | 9298.2 | 2 | 1 | 3 | E | KPVS_SplitCase | 10 | 8 | 10 | 16 | BranchMin10_BranchMax16 | 16 | 4 | 12 | 24 | HeaderMin12_HeaderMax24 | 12 | 6 | 24 | [29 empty] | INVALID
575 | 95 | 8015-3/4-4P-125HP KPVS | KPVS_8015-3/4_4P_125HP_11.69_BRZ | 4649.1 | 4649.1 | 9298.2 | 2 | 1 | 3 | E | KPVS_SplitCase | 10 | 8 | 10 | 16 | BranchMin10_BranchMax16 | 16 | 4 | 12 | 24 | HeaderMin12_HeaderMax24 | 14 | 6 | 24 | [29 empty] | INVALID
575 | 95 | 8015-3/4-4P-125HP KPVS | KPVS_8015-3/4_4P_125HP_11.69_BRZ | 4649.1 | 4649.1 | 9298.2 | 2 | 1 | 3 | E | KPVS_SplitCase | 10 | 8 | 10 | 16 | BranchMin10_BranchMax16 | 16 | 4 | 12 | 24 | HeaderMin12_HeaderMax24 | 16 | 6 | 24 | [29 empty] | INVALID
575 | 95 | 8015-3/4-4P-125HP KPVS | KPVS_8015-3/4_4P_125HP_11.69_BRZ | 4649.1 | 4649.1 | 9298.2 | 2 | 1 | 3 | E | KPVS_SplitCase | 10 | 8 | 10 | 16 | BranchMin10_BranchMax16 | 16 | 4 | 12 | 24 | HeaderMin12_HeaderMax24 | 18 | 6 | 24
575 | 95 | 8015-3/4-4P-125HP KPVS | KPVS_8015-3/4_4P_125HP_11.69_BRZ | 4649.1 | 4649.1 | 9298.2 | 2 | 1 | 3 | E | KPVS_SplitCase | 10 | 8 | 10 | 16 | BranchMin10_BranchMax16 | 16 | 4 | 12 | 24 | HeaderMin12_HeaderMax24 | 20 | 6 | 24
575 | 95 | 8015-3/4-4P-125HP KPVS | KPVS_8015-3/4_4P_125HP_11.69_BRZ | 4649.1 | 4649.1 | 9298.2 | 2 | 1 | 3 | E | KPVS_SplitCase | 10 | 8 | 10 | 16 | BranchMin10_BranchMax16 | 16 | 4 | 12 | 24 | HeaderMin12_HeaderMax24 | 24 | 6 | 24
576 | 96 | 8015-3/4-4P-150HP KPVS | KPVS_8015-3/4_4P_150HP_12.23_BRZ | 4862.4 | 4862.4 | 9724.8 | 2 | 1 | 3 | E | KPVS_SplitCase | 10 | 8 | 10 | 16 | BranchMin10_BranchMax16 | 10 | 4 | 12 | 24 | HeaderMin12_HeaderMax24 | 12 | 6 | 24
576 | 96 | 8015-3/4-4P-150HP KPVS | KPVS_8015-3/4_4P_150HP_12.23_BRZ | 4862.4 | 4862.4 | 9724.8 | 2 | 1 | 3 | E | KPVS_SplitCase | 10 | 8 | 10 | 16 | BranchMin10_BranchMax16 | 10 | 4 | 12 | 24 | HeaderMin12_HeaderMax24 | 14 | 6 | 24
576 | 96 | 8015-3/4-4P-150HP KPVS | KPVS_8015-3/4_4P_150HP_12.23_BRZ | 4862.4 | 4862.4 | 9724.8 | 2 | 1 | 3 | E | KPVS_SplitCase | 10 | 8 | 10 | 16 | BranchMin10_BranchMax16 | 10 | 4 | 12 | 24 | HeaderMin12_HeaderMax24 | 16 | 6 | 24
576 | 96 | 8015-3/4-4P-150HP KPVS | KPVS_8015-3/4_4P_150HP_12.23_BRZ | 4862.4 | 4862.4 | 9724.8 | 2 | 1 | 3 | E | KPVS_SplitCase | 10 | 8 | 10 | 16 | BranchMin10_BranchMax16 | 10 | 4 | 12 | 24 | HeaderMin12_HeaderMax24 | 18 | 6 | 24
576 | 96 | 8015-3/4-4P-150HP KPVS | KPVS_8015-3/4_4P_150HP_12.23_BRZ | 4862.4 | 4862.4 | 9724.8 | 2 | 1 | 3 | E | KPVS_SplitCase | 10 | 8 | 10 | 16 | BranchMin10_BranchMax16 | 10 | 4 | 12 | 24 | HeaderMin12_HeaderMax24 | 20 | 6 | 24
576 | 96 | 8015-3/4-4P-150HP KPVS | KPVS_8015-3/4_4P_150HP_12.23_BRZ | 4862.4 | 4862.4 | 9724.8 | 2 | 1 | 3 | E | KPVS_SplitCase | 10 | 8 | 10 | 16 | BranchMin10_BranchMax16 | 10 | 4 | 12 | 24 | HeaderMin12_HeaderMax24 | 24 | 6 | 24
576 | 96 | 8015-3/4-4P-150HP KPVS | KPVS_8015-3/4_4P_150HP_12.23_BRZ | 4862.4 | 4862.4 | 9724.8 | 2 | 1 | 3 | E | KPVS_SplitCase | 10 | 8 | 10 | 16 | BranchMin10_BranchMax16 | 12 | 4 | 12 | 24 | HeaderMin12_HeaderMax24 | 12 | 6 | 24 | [29 empty] | INVALID
576 | 96 | 8015-3/4-4P-150HP KPVS | KPVS_8015-3/4_4P_150HP_12.23_BRZ | 4862.4 | 4862.4 | 9724.8 | 2 | 1 | 3 | E | KPVS_SplitCase | 10 | 8 | 10 | 16 | BranchMin10_BranchMax16 | 12 | 4 | 12 | 24 | HeaderMin12_HeaderMax24 | 14 | 6 | 24
576 | 96 | 8015-3/4-4P-150HP KPVS | KPVS_8015-3/4_4P_150HP_12.23_BRZ | 4862.4 | 4862.4 | 9724.8 | 2 | 1 | 3 | E | KPVS_SplitCase | 10 | 8 | 10 | 16 | BranchMin10_BranchMax16 | 12 | 4 | 12 | 24 | HeaderMin12_HeaderMax24 | 16 | 6 | 24
576 | 96 | 8015-3/4-4P-150HP KPVS | KPVS_8015-3/4_4P_150HP_12.23_BRZ | 4862.4 | 4862.4 | 9724.8 | 2 | 1 | 3 | E | KPVS_SplitCase | 10 | 8 | 10 | 16 | BranchMin10_BranchMax16 | 12 | 4 | 12 | 24 | HeaderMin12_HeaderMax24 | 18 | 6 | 24
576 | 96 | 8015-3/4-4P-150HP KPVS | KPVS_8015-3/4_4P_150HP_12.23_BRZ | 4862.4 | 4862.4 | 9724.8 | 2 | 1 | 3 | E | KPVS_SplitCase | 10 | 8 | 10 | 16 | BranchMin10_BranchMax16 | 12 | 4 | 12 | 24 | HeaderMin12_HeaderMax24 | 20 | 6 | 24
576 | 96 | 8015-3/4-4P-150HP KPVS | KPVS_8015-3/4_4P_150HP_12.23_BRZ | 4862.4 | 4862.4 | 9724.8 | 2 | 1 | 3 | E | KPVS_SplitCase | 10 | 8 | 10 | 16 | BranchMin10_BranchMax16 | 12 | 4 | 12 | 24 | HeaderMin12_HeaderMax24 | 24 | 6 | 24
576 | 96 | 8015-3/4-4P-150HP KPVS | KPVS_8015-3/4_4P_150HP_12.23_BRZ | 4862.4 | 4862.4 | 9724.8 | 2 | 1 | 3 | E | KPVS_SplitCase | 10 | 8 | 10 | 16 | BranchMin10_BranchMax16 | 14 | 4 | 12 | 24 | HeaderMin12_HeaderMax24 | 12 | 6 | 24 | [29 empty] | INVALID
576 | 96 | 8015-3/4-4P-150HP KPVS | KPVS_8015-3/4_4P_150HP_12.23_BRZ | 4862.4 | 4862.4 | 9724.8 | 2 | 1 | 3 | E | KPVS_SplitCase | 10 | 8 | 10 | 16 | BranchMin10_BranchMax16 | 14 | 4 | 12 | 24 | HeaderMin12_HeaderMax24 | 14 | 6 | 24 | [29 empty] | INVALID
576 | 96 | 8015-3/4-4P-150HP KPVS | KPVS_8015-3/4_4P_150HP_12.23_BRZ | 4862.4 | 4862.4 | 9724.8 | 2 | 1 | 3 | E | KPVS_SplitCase | 10 | 8 | 10 | 16 | BranchMin10_BranchMax16 | 14 | 4 | 12 | 24 | HeaderMin12_HeaderMax24 | 16 | 6 | 24
576 | 96 | 8015-3/4-4P-150HP KPVS | KPVS_8015-3/4_4P_150HP_12.23_BRZ | 4862.4 | 4862.4 | 9724.8 | 2 | 1 | 3 | E | KPVS_SplitCase | 10 | 8 | 10 | 16 | BranchMin10_BranchMax16 | 14 | 4 | 12 | 24 | HeaderMin12_HeaderMax24 | 18 | 6 | 24
576 | 96 | 8015-3/4-4P-150HP KPVS | KPVS_8015-3/4_4P_150HP_12.23_BRZ | 4862.4 | 4862.4 | 9724.8 | 2 | 1 | 3 | E | KPVS_SplitCase | 10 | 8 | 10 | 16 | BranchMin10_BranchMax16 | 14 | 4 | 12 | 24 | HeaderMin12_HeaderMax24 | 20 | 6 | 24
576 | 96 | 8015-3/4-4P-150HP KPVS | KPVS_8015-3/4_4P_150HP_12.23_BRZ | 4862.4 | 4862.4 | 9724.8 | 2 | 1 | 3 | E | KPVS_SplitCase | 10 | 8 | 10 | 16 | BranchMin10_BranchMax16 | 14 | 4 | 12 | 24 | HeaderMin12_HeaderMax24 | 24 | 6 | 24
576 | 96 | 8015-3/4-4P-150HP KPVS | KPVS_8015-3/4_4P_150HP_12.23_BRZ | 4862.4 | 4862.4 | 9724.8 | 2 | 1 | 3 | E | KPVS_SplitCase | 10 | 8 | 10 | 16 | BranchMin10_BranchMax16 | 16 | 4 | 12 | 24 | HeaderMin12_HeaderMax24 | 12 | 6 | 24 | [29 empty] | INVALID
576 | 96 | 8015-3/4-4P-150HP KPVS | KPVS_8015-3/4_4P_150HP_12.23_BRZ | 4862.4 | 4862.4 | 9724.8 | 2 | 1 | 3 | E | KPVS_SplitCase | 10 | 8 | 10 | 16 | BranchMin10_BranchMax16 | 16 | 4 | 12 | 24 | HeaderMin12_HeaderMax24 | 14 | 6 | 24 | [29 empty] | INVALID
576 | 96 | 8015-3/4-4P-150HP KPVS | KPVS_8015-3/4_4P_150HP_12.23_BRZ | 4862.4 | 4862.4 | 9724.8 | 2 | 1 | 3 | E | KPVS_SplitCase | 10 | 8 | 10 | 16 | BranchMin10_BranchMax16 | 16 | 4 | 12 | 24 | HeaderMin12_HeaderMax24 | 16 | 6 | 24 | [29 empty] | INVALID
576 | 96 | 8015-3/4-4P-150HP KPVS | KPVS_8015-3/4_4P_150HP_12.23_BRZ | 4862.4 | 4862.4 | 9724.8 | 2 | 1 | 3 | E | KPVS_SplitCase | 10 | 8 | 10 | 16 | BranchMin10_BranchMax16 | 16 | 4 | 12 | 24 | HeaderMin12_HeaderMax24 | 18 | 6 | 24
576 | 96 | 8015-3/4-4P-150HP KPVS | KPVS_8015-3/4_4P_150HP_12.23_BRZ | 4862.4 | 4862.4 | 9724.8 | 2 | 1 | 3 | E | KPVS_SplitCase | 10 | 8 | 10 | 16 | BranchMin10_BranchMax16 | 16 | 4 | 12 | 24 | HeaderMin12_HeaderMax24 | 20 | 6 | 24
576 | 96 | 8015-3/4-4P-150HP KPVS | KPVS_8015-3/4_4P_150HP_12.23_BRZ | 4862.4 | 4862.4 | 9724.8 | 2 | 1 | 3 | E | KPVS_SplitCase | 10 | 8 | 10 | 16 | BranchMin10_BranchMax16 | 16 | 4 | 12 | 24 | HeaderMin12_HeaderMax24 | 24 | 6 | 24
577 | 97 | 8015-3/4-4P-200HP KPVS | KPVS_8015-3/4_4P_200HP_13.29_BRZ | 5297.1 | 5297.1 | 10594.2 | 2 | 1 | 3 | E | KPVS_SplitCase | 10 | 8 | 10 | 16 | BranchMin10_BranchMax16 | 10 | 4 | 12 | 24 | HeaderMin12_HeaderMax24 | 12 | 6 | 24
577 | 97 | 8015-3/4-4P-200HP KPVS | KPVS_8015-3/4_4P_200HP_13.29_BRZ | 5297.1 | 5297.1 | 10594.2 | 2 | 1 | 3 | E | KPVS_SplitCase | 10 | 8 | 10 | 16 | BranchMin10_BranchMax16 | 10 | 4 | 12 | 24 | HeaderMin12_HeaderMax24 | 14 | 6 | 24
577 | 97 | 8015-3/4-4P-200HP KPVS | KPVS_8015-3/4_4P_200HP_13.29_BRZ | 5297.1 | 5297.1 | 10594.2 | 2 | 1 | 3 | E | KPVS_SplitCase | 10 | 8 | 10 | 16 | BranchMin10_BranchMax16 | 10 | 4 | 12 | 24 | HeaderMin12_HeaderMax24 | 16 | 6 | 24
577 | 97 | 8015-3/4-4P-200HP KPVS | KPVS_8015-3/4_4P_200HP_13.29_BRZ | 5297.1 | 5297.1 | 10594.2 | 2 | 1 | 3 | E | KPVS_SplitCase | 10 | 8 | 10 | 16 | BranchMin10_BranchMax16 | 10 | 4 | 12 | 24 | HeaderMin12_HeaderMax24 | 18 | 6 | 24
577 | 97 | 8015-3/4-4P-200HP KPVS | KPVS_8015-3/4_4P_200HP_13.29_BRZ | 5297.1 | 5297.1 | 10594.2 | 2 | 1 | 3 | E | KPVS_SplitCase | 10 | 8 | 10 | 16 | BranchMin10_BranchMax16 | 10 | 4 | 12 | 24 | HeaderMin12_HeaderMax24 | 20 | 6 | 24
577 | 97 | 8015-3/4-4P-200HP KPVS | KPVS_8015-3/4_4P_200HP_13.29_BRZ | 5297.1 | 5297.1 | 10594.2 | 2 | 1 | 3 | E | KPVS_SplitCase | 10 | 8 | 10 | 16 | BranchMin10_BranchMax16 | 10 | 4 | 12 | 24 | HeaderMin12_HeaderMax24 | 24 | 6 | 24
577 | 97 | 8015-3/4-4P-200HP KPVS | KPVS_8015-3/4_4P_200HP_13.29_BRZ | 5297.1 | 5297.1 | 10594.2 | 2 | 1 | 3 | E | KPVS_SplitCase | 10 | 8 | 10 | 16 | BranchMin10_BranchMax16 | 12 | 4 | 12 | 24 | HeaderMin12_HeaderMax24 | 12 | 6 | 24 | [29 empty] | INVALID
577 | 97 | 8015-3/4-4P-200HP KPVS | KPVS_8015-3/4_4P_200HP_13.29_BRZ | 5297.1 | 5297.1 | 10594.2 | 2 | 1 | 3 | E | KPVS_SplitCase | 10 | 8 | 10 | 16 | BranchMin10_BranchMax16 | 12 | 4 | 12 | 24 | HeaderMin12_HeaderMax24 | 14 | 6 | 24
577 | 97 | 8015-3/4-4P-200HP KPVS | KPVS_8015-3/4_4P_200HP_13.29_BRZ | 5297.1 | 5297.1 | 10594.2 | 2 | 1 | 3 | E | KPVS_SplitCase | 10 | 8 | 10 | 16 | BranchMin10_BranchMax16 | 12 | 4 | 12 | 24 | HeaderMin12_HeaderMax24 | 16 | 6 | 24
577 | 97 | 8015-3/4-4P-200HP KPVS | KPVS_8015-3/4_4P_200HP_13.29_BRZ | 5297.1 | 5297.1 | 10594.2 | 2 | 1 | 3 | E | KPVS_SplitCase | 10 | 8 | 10 | 16 | BranchMin10_BranchMax16 | 12 | 4 | 12 | 24 | HeaderMin12_HeaderMax24 | 18 | 6 | 24
577 | 97 | 8015-3/4-4P-200HP KPVS | KPVS_8015-3/4_4P_200HP_13.29_BRZ | 5297.1 | 5297.1 | 10594.2 | 2 | 1 | 3 | E | KPVS_SplitCase | 10 | 8 | 10 | 16 | BranchMin10_BranchMax16 | 12 | 4 | 12 | 24 | HeaderMin12_HeaderMax24 | 20 | 6 | 24
577 | 97 | 8015-3/4-4P-200HP KPVS | KPVS_8015-3/4_4P_200HP_13.29_BRZ | 5297.1 | 5297.1 | 10594.2 | 2 | 1 | 3 | E | KPVS_SplitCase | 10 | 8 | 10 | 16 | BranchMin10_BranchMax16 | 12 | 4 | 12 | 24 | HeaderMin12_HeaderMax24 | 24 | 6 | 24
577 | 97 | 8015-3/4-4P-200HP KPVS | KPVS_8015-3/4_4P_200HP_13.29_BRZ | 5297.1 | 5297.1 | 10594.2 | 2 | 1 | 3 | E | KPVS_SplitCase | 10 | 8 | 10 | 16 | BranchMin10_BranchMax16 | 14 | 4 | 12 | 24 | HeaderMin12_HeaderMax24 | 12 | 6 | 24 | [29 empty] | INVALID
577 | 97 | 8015-3/4-4P-200HP KPVS | KPVS_8015-3/4_4P_200HP_13.29_BRZ | 5297.1 | 5297.1 | 10594.2 | 2 | 1 | 3 | E | KPVS_SplitCase | 10 | 8 | 10 | 16 | BranchMin10_BranchMax16 | 14 | 4 | 12 | 24 | HeaderMin12_HeaderMax24 | 14 | 6 | 24 | [29 empty] | INVALID
577 | 97 | 8015-3/4-4P-200HP KPVS | KPVS_8015-3/4_4P_200HP_13.29_BRZ | 5297.1 | 5297.1 | 10594.2 | 2 | 1 | 3 | E | KPVS_SplitCase | 10 | 8 | 10 | 16 | BranchMin10_BranchMax16 | 14 | 4 | 12 | 24 | HeaderMin12_HeaderMax24 | 16 | 6 | 24
577 | 97 | 8015-3/4-4P-200HP KPVS | KPVS_8015-3/4_4P_200HP_13.29_BRZ | 5297.1 | 5297.1 | 10594.2 | 2 | 1 | 3 | E | KPVS_SplitCase | 10 | 8 | 10 | 16 | BranchMin10_BranchMax16 | 14 | 4 | 12 | 24 | HeaderMin12_HeaderMax24 | 18 | 6 | 24
577 | 97 | 8015-3/4-4P-200HP KPVS | KPVS_8015-3/4_4P_200HP_13.29_BRZ | 5297.1 | 5297.1 | 10594.2 | 2 | 1 | 3 | E | KPVS_SplitCase | 10 | 8 | 10 | 16 | BranchMin10_BranchMax16 | 14 | 4 | 12 | 24 | HeaderMin12_HeaderMax24 | 20 | 6 | 24
577 | 97 | 8015-3/4-4P-200HP KPVS | KPVS_8015-3/4_4P_200HP_13.29_BRZ | 5297.1 | 5297.1 | 10594.2 | 2 | 1 | 3 | E | KPVS_SplitCase | 10 | 8 | 10 | 16 | BranchMin10_BranchMax16 | 14 | 4 | 12 | 24 | HeaderMin12_HeaderMax24 | 24 | 6 | 24
577 | 97 | 8015-3/4-4P-200HP KPVS | KPVS_8015-3/4_4P_200HP_13.29_BRZ | 5297.1 | 5297.1 | 10594.2 | 2 | 1 | 3 | E | KPVS_SplitCase | 10 | 8 | 10 | 16 | BranchMin10_BranchMax16 | 16 | 4 | 12 | 24 | HeaderMin12_HeaderMax24 | 12 | 6 | 24 | [29 empty] | INVALID
577 | 97 | 8015-3/4-4P-200HP KPVS | KPVS_8015-3/4_4P_200HP_13.29_BRZ | 5297.1 | 5297.1 | 10594.2 | 2 | 1 | 3 | E | KPVS_SplitCase | 10 | 8 | 10 | 16 | BranchMin10_BranchMax16 | 16 | 4 | 12 | 24 | HeaderMin12_HeaderMax24 | 14 | 6 | 24 | [29 empty] | INVALID
577 | 97 | 8015-3/4-4P-200HP KPVS | KPVS_8015-3/4_4P_200HP_13.29_BRZ | 5297.1 | 5297.1 | 10594.2 | 2 | 1 | 3 | E | KPVS_SplitCase | 10 | 8 | 10 | 16 | BranchMin10_BranchMax16 | 16 | 4 | 12 | 24 | HeaderMin12_HeaderMax24 | 16 | 6 | 24 | [29 empty] | INVALID
577 | 97 | 8015-3/4-4P-200HP KPVS | KPVS_8015-3/4_4P_200HP_13.29_BRZ | 5297.1 | 5297.1 | 10594.2 | 2 | 1 | 3 | E | KPVS_SplitCase | 10 | 8 | 10 | 16 | BranchMin10_BranchMax16 | 16 | 4 | 12 | 24 | HeaderMin12_HeaderMax24 | 18 | 6 | 24
577 | 97 | 8015-3/4-4P-200HP KPVS | KPVS_8015-3/4_4P_200HP_13.29_BRZ | 5297.1 | 5297.1 | 10594.2 | 2 | 1 | 3 | E | KPVS_SplitCase | 10 | 8 | 10 | 16 | BranchMin10_BranchMax16 | 16 | 4 | 12 | 24 | HeaderMin12_HeaderMax24 | 20 | 6 | 24
577 | 97 | 8015-3/4-4P-200HP KPVS | KPVS_8015-3/4_4P_200HP_13.29_BRZ | 5297.1 | 5297.1 | 10594.2 | 2 | 1 | 3 | E | KPVS_SplitCase | 10 | 8 | 10 | 16 | BranchMin10_BranchMax16 | 16 | 4 | 12 | 24 | HeaderMin12_HeaderMax24 | 24 | 6 | 24
578 | 98 | 8015-3/4-4P-250HP KPVS | KPVS_8015-3/4_4P_250HP_14.19_BRZ | 5667.9 | 5667.9 | 11335.8 | 2 | 1 | 3 | E | KPVS_SplitCase | 10 | 8 | 10 | 18 | BranchMin10_BranchMax18 | 10 | 5 | 12 | 24 | HeaderMin12_HeaderMax24 | 12 | 6 | 30
578 | 98 | 8015-3/4-4P-250HP KPVS | KPVS_8015-3/4_4P_250HP_14.19_BRZ | 5667.9 | 5667.9 | 11335.8 | 2 | 1 | 3 | E | KPVS_SplitCase | 10 | 8 | 10 | 18 | BranchMin10_BranchMax18 | 10 | 5 | 12 | 24 | HeaderMin12_HeaderMax24 | 14 | 6 | 30
578 | 98 | 8015-3/4-4P-250HP KPVS | KPVS_8015-3/4_4P_250HP_14.19_BRZ | 5667.9 | 5667.9 | 11335.8 | 2 | 1 | 3 | E | KPVS_SplitCase | 10 | 8 | 10 | 18 | BranchMin10_BranchMax18 | 10 | 5 | 12 | 24 | HeaderMin12_HeaderMax24 | 16 | 6 | 30
578 | 98 | 8015-3/4-4P-250HP KPVS | KPVS_8015-3/4_4P_250HP_14.19_BRZ | 5667.9 | 5667.9 | 11335.8 | 2 | 1 | 3 | E | KPVS_SplitCase | 10 | 8 | 10 | 18 | BranchMin10_BranchMax18 | 10 | 5 | 12 | 24 | HeaderMin12_HeaderMax24 | 18 | 6 | 30
578 | 98 | 8015-3/4-4P-250HP KPVS | KPVS_8015-3/4_4P_250HP_14.19_BRZ | 5667.9 | 5667.9 | 11335.8 | 2 | 1 | 3 | E | KPVS_SplitCase | 10 | 8 | 10 | 18 | BranchMin10_BranchMax18 | 10 | 5 | 12 | 24 | HeaderMin12_HeaderMax24 | 20 | 6 | 30
578 | 98 | 8015-3/4-4P-250HP KPVS | KPVS_8015-3/4_4P_250HP_14.19_BRZ | 5667.9 | 5667.9 | 11335.8 | 2 | 1 | 3 | E | KPVS_SplitCase | 10 | 8 | 10 | 18 | BranchMin10_BranchMax18 | 10 | 5 | 12 | 24 | HeaderMin12_HeaderMax24 | 24 | 6 | 30
578 | 98 | 8015-3/4-4P-250HP KPVS | KPVS_8015-3/4_4P_250HP_14.19_BRZ | 5667.9 | 5667.9 | 11335.8 | 2 | 1 | 3 | E | KPVS_SplitCase | 10 | 8 | 10 | 18 | BranchMin10_BranchMax18 | 12 | 5 | 12 | 24 | HeaderMin12_HeaderMax24 | 12 | 6 | 30 | [29 empty] | INVALID
578 | 98 | 8015-3/4-4P-250HP KPVS | KPVS_8015-3/4_4P_250HP_14.19_BRZ | 5667.9 | 5667.9 | 11335.8 | 2 | 1 | 3 | E | KPVS_SplitCase | 10 | 8 | 10 | 18 | BranchMin10_BranchMax18 | 12 | 5 | 12 | 24 | HeaderMin12_HeaderMax24 | 14 | 6 | 30
578 | 98 | 8015-3/4-4P-250HP KPVS | KPVS_8015-3/4_4P_250HP_14.19_BRZ | 5667.9 | 5667.9 | 11335.8 | 2 | 1 | 3 | E | KPVS_SplitCase | 10 | 8 | 10 | 18 | BranchMin10_BranchMax18 | 12 | 5 | 12 | 24 | HeaderMin12_HeaderMax24 | 16 | 6 | 30
578 | 98 | 8015-3/4-4P-250HP KPVS | KPVS_8015-3/4_4P_250HP_14.19_BRZ | 5667.9 | 5667.9 | 11335.8 | 2 | 1 | 3 | E | KPVS_SplitCase | 10 | 8 | 10 | 18 | BranchMin10_BranchMax18 | 12 | 5 | 12 | 24 | HeaderMin12_HeaderMax24 | 18 | 6 | 30
578 | 98 | 8015-3/4-4P-250HP KPVS | KPVS_8015-3/4_4P_250HP_14.19_BRZ | 5667.9 | 5667.9 | 11335.8 | 2 | 1 | 3 | E | KPVS_SplitCase | 10 | 8 | 10 | 18 | BranchMin10_BranchMax18 | 12 | 5 | 12 | 24 | HeaderMin12_HeaderMax24 | 20 | 6 | 30
578 | 98 | 8015-3/4-4P-250HP KPVS | KPVS_8015-3/4_4P_250HP_14.19_BRZ | 5667.9 | 5667.9 | 11335.8 | 2 | 1 | 3 | E | KPVS_SplitCase | 10 | 8 | 10 | 18 | BranchMin10_BranchMax18 | 12 | 5 | 12 | 24 | HeaderMin12_HeaderMax24 | 24 | 6 | 30
578 | 98 | 8015-3/4-4P-250HP KPVS | KPVS_8015-3/4_4P_250HP_14.19_BRZ | 5667.9 | 5667.9 | 11335.8 | 2 | 1 | 3 | E | KPVS_SplitCase | 10 | 8 | 10 | 18 | BranchMin10_BranchMax18 | 14 | 5 | 12 | 24 | HeaderMin12_HeaderMax24 | 12 | 6 | 30 | [29 empty] | INVALID
578 | 98 | 8015-3/4-4P-250HP KPVS | KPVS_8015-3/4_4P_250HP_14.19_BRZ | 5667.9 | 5667.9 | 11335.8 | 2 | 1 | 3 | E | KPVS_SplitCase | 10 | 8 | 10 | 18 | BranchMin10_BranchMax18 | 14 | 5 | 12 | 24 | HeaderMin12_HeaderMax24 | 14 | 6 | 30 | [29 empty] | INVALID
578 | 98 | 8015-3/4-4P-250HP KPVS | KPVS_8015-3/4_4P_250HP_14.19_BRZ | 5667.9 | 5667.9 | 11335.8 | 2 | 1 | 3 | E | KPVS_SplitCase | 10 | 8 | 10 | 18 | BranchMin10_BranchMax18 | 14 | 5 | 12 | 24 | HeaderMin12_HeaderMax24 | 16 | 6 | 30
578 | 98 | 8015-3/4-4P-250HP KPVS | KPVS_8015-3/4_4P_250HP_14.19_BRZ | 5667.9 | 5667.9 | 11335.8 | 2 | 1 | 3 | E | KPVS_SplitCase | 10 | 8 | 10 | 18 | BranchMin10_BranchMax18 | 14 | 5 | 12 | 24 | HeaderMin12_HeaderMax24 | 18 | 6 | 30
578 | 98 | 8015-3/4-4P-250HP KPVS | KPVS_8015-3/4_4P_250HP_14.19_BRZ | 5667.9 | 5667.9 | 11335.8 | 2 | 1 | 3 | E | KPVS_SplitCase | 10 | 8 | 10 | 18 | BranchMin10_BranchMax18 | 14 | 5 | 12 | 24 | HeaderMin12_HeaderMax24 | 20 | 6 | 30
578 | 98 | 8015-3/4-4P-250HP KPVS | KPVS_8015-3/4_4P_250HP_14.19_BRZ | 5667.9 | 5667.9 | 11335.8 | 2 | 1 | 3 | E | KPVS_SplitCase | 10 | 8 | 10 | 18 | BranchMin10_BranchMax18 | 14 | 5 | 12 | 24 | HeaderMin12_HeaderMax24 | 24 | 6 | 30
578 | 98 | 8015-3/4-4P-250HP KPVS | KPVS_8015-3/4_4P_250HP_14.19_BRZ | 5667.9 | 5667.9 | 11335.8 | 2 | 1 | 3 | E | KPVS_SplitCase | 10 | 8 | 10 | 18 | BranchMin10_BranchMax18 | 16 | 5 | 12 | 24 | HeaderMin12_HeaderMax24 | 12 | 6 | 30 | [29 empty] | INVALID
578 | 98 | 8015-3/4-4P-250HP KPVS | KPVS_8015-3/4_4P_250HP_14.19_BRZ | 5667.9 | 5667.9 | 11335.8 | 2 | 1 | 3 | E | KPVS_SplitCase | 10 | 8 | 10 | 18 | BranchMin10_BranchMax18 | 16 | 5 | 12 | 24 | HeaderMin12_HeaderMax24 | 14 | 6 | 30 | [29 empty] | INVALID
578 | 98 | 8015-3/4-4P-250HP KPVS | KPVS_8015-3/4_4P_250HP_14.19_BRZ | 5667.9 | 5667.9 | 11335.8 | 2 | 1 | 3 | E | KPVS_SplitCase | 10 | 8 | 10 | 18 | BranchMin10_BranchMax18 | 16 | 5 | 12 | 24 | HeaderMin12_HeaderMax24 | 16 | 6 | 30 | [29 empty] | INVALID
578 | 98 | 8015-3/4-4P-250HP KPVS | KPVS_8015-3/4_4P_250HP_14.19_BRZ | 5667.9 | 5667.9 | 11335.8 | 2 | 1 | 3 | E | KPVS_SplitCase | 10 | 8 | 10 | 18 | BranchMin10_BranchMax18 | 16 | 5 | 12 | 24 | HeaderMin12_HeaderMax24 | 18 | 6 | 30
578 | 98 | 8015-3/4-4P-250HP KPVS | KPVS_8015-3/4_4P_250HP_14.19_BRZ | 5667.9 | 5667.9 | 11335.8 | 2 | 1 | 3 | E | KPVS_SplitCase | 10 | 8 | 10 | 18 | BranchMin10_BranchMax18 | 16 | 5 | 12 | 24 | HeaderMin12_HeaderMax24 | 20 | 6 | 30
578 | 98 | 8015-3/4-4P-250HP KPVS | KPVS_8015-3/4_4P_250HP_14.19_BRZ | 5667.9 | 5667.9 | 11335.8 | 2 | 1 | 3 | E | KPVS_SplitCase | 10 | 8 | 10 | 18 | BranchMin10_BranchMax18 | 16 | 5 | 12 | 24 | HeaderMin12_HeaderMax24 | 24 | 6 | 30
578 | 98 | 8015-3/4-4P-250HP KPVS | KPVS_8015-3/4_4P_250HP_14.19_BRZ | 5667.9 | 5667.9 | 11335.8 | 2 | 1 | 3 | E | KPVS_SplitCase | 10 | 8 | 10 | 18 | BranchMin10_BranchMax18 | 18 | 5 | 12 | 24 | HeaderMin12_HeaderMax24 | 12 | 6 | 30 | [29 empty] | INVALID
578 | 98 | 8015-3/4-4P-250HP KPVS | KPVS_8015-3/4_4P_250HP_14.19_BRZ | 5667.9 | 5667.9 | 11335.8 | 2 | 1 | 3 | E | KPVS_SplitCase | 10 | 8 | 10 | 18 | BranchMin10_BranchMax18 | 18 | 5 | 12 | 24 | HeaderMin12_HeaderMax24 | 14 | 6 | 30 | [29 empty] | INVALID
578 | 98 | 8015-3/4-4P-250HP KPVS | KPVS_8015-3/4_4P_250HP_14.19_BRZ | 5667.9 | 5667.9 | 11335.8 | 2 | 1 | 3 | E | KPVS_SplitCase | 10 | 8 | 10 | 18 | BranchMin10_BranchMax18 | 18 | 5 | 12 | 24 | HeaderMin12_HeaderMax24 | 16 | 6 | 30 | [29 empty] | INVALID
578 | 98 | 8015-3/4-4P-250HP KPVS | KPVS_8015-3/4_4P_250HP_14.19_BRZ | 5667.9 | 5667.9 | 11335.8 | 2 | 1 | 3 | E | KPVS_SplitCase | 10 | 8 | 10 | 18 | BranchMin10_BranchMax18 | 18 | 5 | 12 | 24 | HeaderMin12_HeaderMax24 | 18 | 6 | 30 | [29 empty] | INVALID
578 | 98 | 8015-3/4-4P-250HP KPVS | KPVS_8015-3/4_4P_250HP_14.19_BRZ | 5667.9 | 5667.9 | 11335.8 | 2 | 1 | 3 | E | KPVS_SplitCase | 10 | 8 | 10 | 18 | BranchMin10_BranchMax18 | 18 | 5 | 12 | 24 | HeaderMin12_HeaderMax24 | 20 | 6 | 30
578 | 98 | 8015-3/4-4P-250HP KPVS | KPVS_8015-3/4_4P_250HP_14.19_BRZ | 5667.9 | 5667.9 | 11335.8 | 2 | 1 | 3 | E | KPVS_SplitCase | 10 | 8 | 10 | 18 | BranchMin10_BranchMax18 | 18 | 5 | 12 | 24 | HeaderMin12_HeaderMax24 | 24 | 6 | 30
579 | 99 | 8015-3/4-4P-300HP KPVS | KPVS_8015-3/4_4P_300HP_15.00_BRZ | 6000 | 6000 | 12000 | 2 | 1 | 3 | E | KPVS_SplitCase | 10 | 8 | 10 | 18 | BranchMin10_BranchMax18 | 10 | 5 | 12 | 24 | HeaderMin12_HeaderMax24 | 12 | 6 | 30
579 | 99 | 8015-3/4-4P-300HP KPVS | KPVS_8015-3/4_4P_300HP_15.00_BRZ | 6000 | 6000 | 12000 | 2 | 1 | 3 | E | KPVS_SplitCase | 10 | 8 | 10 | 18 | BranchMin10_BranchMax18 | 10 | 5 | 12 | 24 | HeaderMin12_HeaderMax24 | 14 | 6 | 30
579 | 99 | 8015-3/4-4P-300HP KPVS | KPVS_8015-3/4_4P_300HP_15.00_BRZ | 6000 | 6000 | 12000 | 2 | 1 | 3 | E | KPVS_SplitCase | 10 | 8 | 10 | 18 | BranchMin10_BranchMax18 | 10 | 5 | 12 | 24 | HeaderMin12_HeaderMax24 | 16 | 6 | 30
579 | 99 | 8015-3/4-4P-300HP KPVS | KPVS_8015-3/4_4P_300HP_15.00_BRZ | 6000 | 6000 | 12000 | 2 | 1 | 3 | E | KPVS_SplitCase | 10 | 8 | 10 | 18 | BranchMin10_BranchMax18 | 10 | 5 | 12 | 24 | HeaderMin12_HeaderMax24 | 18 | 6 | 30
579 | 99 | 8015-3/4-4P-300HP KPVS | KPVS_8015-3/4_4P_300HP_15.00_BRZ | 6000 | 6000 | 12000 | 2 | 1 | 3 | E | KPVS_SplitCase | 10 | 8 | 10 | 18 | BranchMin10_BranchMax18 | 10 | 5 | 12 | 24 | HeaderMin12_HeaderMax24 | 20 | 6 | 30
579 | 99 | 8015-3/4-4P-300HP KPVS | KPVS_8015-3/4_4P_300HP_15.00_BRZ | 6000 | 6000 | 12000 | 2 | 1 | 3 | E | KPVS_SplitCase | 10 | 8 | 10 | 18 | BranchMin10_BranchMax18 | 10 | 5 | 12 | 24 | HeaderMin12_HeaderMax24 | 24 | 6 | 30
579 | 99 | 8015-3/4-4P-300HP KPVS | KPVS_8015-3/4_4P_300HP_15.00_BRZ | 6000 | 6000 | 12000 | 2 | 1 | 3 | E | KPVS_SplitCase | 10 | 8 | 10 | 18 | BranchMin10_BranchMax18 | 12 | 5 | 12 | 24 | HeaderMin12_HeaderMax24 | 12 | 6 | 30 | [29 empty] | INVALID
579 | 99 | 8015-3/4-4P-300HP KPVS | KPVS_8015-3/4_4P_300HP_15.00_BRZ | 6000 | 6000 | 12000 | 2 | 1 | 3 | E | KPVS_SplitCase | 10 | 8 | 10 | 18 | BranchMin10_BranchMax18 | 12 | 5 | 12 | 24 | HeaderMin12_HeaderMax24 | 14 | 6 | 30
579 | 99 | 8015-3/4-4P-300HP KPVS | KPVS_8015-3/4_4P_300HP_15.00_BRZ | 6000 | 6000 | 12000 | 2 | 1 | 3 | E | KPVS_SplitCase | 10 | 8 | 10 | 18 | BranchMin10_BranchMax18 | 12 | 5 | 12 | 24 | HeaderMin12_HeaderMax24 | 16 | 6 | 30
579 | 99 | 8015-3/4-4P-300HP KPVS | KPVS_8015-3/4_4P_300HP_15.00_BRZ | 6000 | 6000 | 12000 | 2 | 1 | 3 | E | KPVS_SplitCase | 10 | 8 | 10 | 18 | BranchMin10_BranchMax18 | 12 | 5 | 12 | 24 | HeaderMin12_HeaderMax24 | 18 | 6 | 30
579 | 99 | 8015-3/4-4P-300HP KPVS | KPVS_8015-3/4_4P_300HP_15.00_BRZ | 6000 | 6000 | 12000 | 2 | 1 | 3 | E | KPVS_SplitCase | 10 | 8 | 10 | 18 | BranchMin10_BranchMax18 | 12 | 5 | 12 | 24 | HeaderMin12_HeaderMax24 | 20 | 6 | 30
579 | 99 | 8015-3/4-4P-300HP KPVS | KPVS_8015-3/4_4P_300HP_15.00_BRZ | 6000 | 6000 | 12000 | 2 | 1 | 3 | E | KPVS_SplitCase | 10 | 8 | 10 | 18 | BranchMin10_BranchMax18 | 12 | 5 | 12 | 24 | HeaderMin12_HeaderMax24 | 24 | 6 | 30
579 | 99 | 8015-3/4-4P-300HP KPVS | KPVS_8015-3/4_4P_300HP_15.00_BRZ | 6000 | 6000 | 12000 | 2 | 1 | 3 | E | KPVS_SplitCase | 10 | 8 | 10 | 18 | BranchMin10_BranchMax18 | 14 | 5 | 12 | 24 | HeaderMin12_HeaderMax24 | 12 | 6 | 30 | [29 empty] | INVALID
579 | 99 | 8015-3/4-4P-300HP KPVS | KPVS_8015-3/4_4P_300HP_15.00_BRZ | 6000 | 6000 | 12000 | 2 | 1 | 3 | E | KPVS_SplitCase | 10 | 8 | 10 | 18 | BranchMin10_BranchMax18 | 14 | 5 | 12 | 24 | HeaderMin12_HeaderMax24 | 14 | 6 | 30 | [29 empty] | INVALID
579 | 99 | 8015-3/4-4P-300HP KPVS | KPVS_8015-3/4_4P_300HP_15.00_BRZ | 6000 | 6000 | 12000 | 2 | 1 | 3 | E | KPVS_SplitCase | 10 | 8 | 10 | 18 | BranchMin10_BranchMax18 | 14 | 5 | 12 | 24 | HeaderMin12_HeaderMax24 | 16 | 6 | 30
579 | 99 | 8015-3/4-4P-300HP KPVS | KPVS_8015-3/4_4P_300HP_15.00_BRZ | 6000 | 6000 | 12000 | 2 | 1 | 3 | E | KPVS_SplitCase | 10 | 8 | 10 | 18 | BranchMin10_BranchMax18 | 14 | 5 | 12 | 24 | HeaderMin12_HeaderMax24 | 18 | 6 | 30
579 | 99 | 8015-3/4-4P-300HP KPVS | KPVS_8015-3/4_4P_300HP_15.00_BRZ | 6000 | 6000 | 12000 | 2 | 1 | 3 | E | KPVS_SplitCase | 10 | 8 | 10 | 18 | BranchMin10_BranchMax18 | 14 | 5 | 12 | 24 | HeaderMin12_HeaderMax24 | 20 | 6 | 30
579 | 99 | 8015-3/4-4P-300HP KPVS | KPVS_8015-3/4_4P_300HP_15.00_BRZ | 6000 | 6000 | 12000 | 2 | 1 | 3 | E | KPVS_SplitCase | 10 | 8 | 10 | 18 | BranchMin10_BranchMax18 | 14 | 5 | 12 | 24 | HeaderMin12_HeaderMax24 | 24 | 6 | 30
579 | 99 | 8015-3/4-4P-300HP KPVS | KPVS_8015-3/4_4P_300HP_15.00_BRZ | 6000 | 6000 | 12000 | 2 | 1 | 3 | E | KPVS_SplitCase | 10 | 8 | 10 | 18 | BranchMin10_BranchMax18 | 16 | 5 | 12 | 24 | HeaderMin12_HeaderMax24 | 12 | 6 | 30 | [29 empty] | INVALID
579 | 99 | 8015-3/4-4P-300HP KPVS | KPVS_8015-3/4_4P_300HP_15.00_BRZ | 6000 | 6000 | 12000 | 2 | 1 | 3 | E | KPVS_SplitCase | 10 | 8 | 10 | 18 | BranchMin10_BranchMax18 | 16 | 5 | 12 | 24 | HeaderMin12_HeaderMax24 | 14 | 6 | 30 | [29 empty] | INVALID
579 | 99 | 8015-3/4-4P-300HP KPVS | KPVS_8015-3/4_4P_300HP_15.00_BRZ | 6000 | 6000 | 12000 | 2 | 1 | 3 | E | KPVS_SplitCase | 10 | 8 | 10 | 18 | BranchMin10_BranchMax18 | 16 | 5 | 12 | 24 | HeaderMin12_HeaderMax24 | 16 | 6 | 30 | [29 empty] | INVALID
579 | 99 | 8015-3/4-4P-300HP KPVS | KPVS_8015-3/4_4P_300HP_15.00_BRZ | 6000 | 6000 | 12000 | 2 | 1 | 3 | E | KPVS_SplitCase | 10 | 8 | 10 | 18 | BranchMin10_BranchMax18 | 16 | 5 | 12 | 24 | HeaderMin12_HeaderMax24 | 18 | 6 | 30
579 | 99 | 8015-3/4-4P-300HP KPVS | KPVS_8015-3/4_4P_300HP_15.00_BRZ | 6000 | 6000 | 12000 | 2 | 1 | 3 | E | KPVS_SplitCase | 10 | 8 | 10 | 18 | BranchMin10_BranchMax18 | 16 | 5 | 12 | 24 | HeaderMin12_HeaderMax24 | 20 | 6 | 30
579 | 99 | 8015-3/4-4P-300HP KPVS | KPVS_8015-3/4_4P_300HP_15.00_BRZ | 6000 | 6000 | 12000 | 2 | 1 | 3 | E | KPVS_SplitCase | 10 | 8 | 10 | 18 | BranchMin10_BranchMax18 | 16 | 5 | 12 | 24 | HeaderMin12_HeaderMax24 | 24 | 6 | 30
579 | 99 | 8015-3/4-4P-300HP KPVS | KPVS_8015-3/4_4P_300HP_15.00_BRZ | 6000 | 6000 | 12000 | 2 | 1 | 3 | E | KPVS_SplitCase | 10 | 8 | 10 | 18 | BranchMin10_BranchMax18 | 18 | 5 | 12 | 24 | HeaderMin12_HeaderMax24 | 12 | 6 | 30 | [29 empty] | INVALID
579 | 99 | 8015-3/4-4P-300HP KPVS | KPVS_8015-3/4_4P_300HP_15.00_BRZ | 6000 | 6000 | 12000 | 2 | 1 | 3 | E | KPVS_SplitCase | 10 | 8 | 10 | 18 | BranchMin10_BranchMax18 | 18 | 5 | 12 | 24 | HeaderMin12_HeaderMax24 | 14 | 6 | 30 | [29 empty] | INVALID
579 | 99 | 8015-3/4-4P-300HP KPVS | KPVS_8015-3/4_4P_300HP_15.00_BRZ | 6000 | 6000 | 12000 | 2 | 1 | 3 | E | KPVS_SplitCase | 10 | 8 | 10 | 18 | BranchMin10_BranchMax18 | 18 | 5 | 12 | 24 | HeaderMin12_HeaderMax24 | 16 | 6 | 30 | [29 empty] | INVALID
579 | 99 | 8015-3/4-4P-300HP KPVS | KPVS_8015-3/4_4P_300HP_15.00_BRZ | 6000 | 6000 | 12000 | 2 | 1 | 3 | E | KPVS_SplitCase | 10 | 8 | 10 | 18 | BranchMin10_BranchMax18 | 18 | 5 | 12 | 24 | HeaderMin12_HeaderMax24 | 18 | 6 | 30 | [29 empty] | INVALID
579 | 99 | 8015-3/4-4P-300HP KPVS | KPVS_8015-3/4_4P_300HP_15.00_BRZ | 6000 | 6000 | 12000 | 2 | 1 | 3 | E | KPVS_SplitCase | 10 | 8 | 10 | 18 | BranchMin10_BranchMax18 | 18 | 5 | 12 | 24 | HeaderMin12_HeaderMax24 | 20 | 6 | 30
579 | 99 | 8015-3/4-4P-300HP KPVS | KPVS_8015-3/4_4P_300HP_15.00_BRZ | 6000 | 6000 | 12000 | 2 | 1 | 3 | E | KPVS_SplitCase | 10 | 8 | 10 | 18 | BranchMin10_BranchMax18 | 18 | 5 | 12 | 24 | HeaderMin12_HeaderMax24 | 24 | 6 | 30
580 | 100 | 8020-5/6-4P-250HP KPVS | KPVS_8020-5/6_4P_250HP_14.05_BRZ | 5650.2 | 5650.2 | 11300.4 | 2 | 1 | 3 | E | KPVS_SplitCase | 12 | 8 | 12 | 18 | BranchMin12_BranchMax18 | 12 | 4 | 14 | 24 | HeaderMin14_HeaderMax24 | 14 | 5 | 20
580 | 100 | 8020-5/6-4P-250HP KPVS | KPVS_8020-5/6_4P_250HP_14.05_BRZ | 5650.2 | 5650.2 | 11300.4 | 2 | 1 | 3 | E | KPVS_SplitCase | 12 | 8 | 12 | 18 | BranchMin12_BranchMax18 | 12 | 4 | 14 | 24 | HeaderMin14_HeaderMax24 | 16 | 5 | 20
580 | 100 | 8020-5/6-4P-250HP KPVS | KPVS_8020-5/6_4P_250HP_14.05_BRZ | 5650.2 | 5650.2 | 11300.4 | 2 | 1 | 3 | E | KPVS_SplitCase | 12 | 8 | 12 | 18 | BranchMin12_BranchMax18 | 12 | 4 | 14 | 24 | HeaderMin14_HeaderMax24 | 18 | 5 | 20
580 | 100 | 8020-5/6-4P-250HP KPVS | KPVS_8020-5/6_4P_250HP_14.05_BRZ | 5650.2 | 5650.2 | 11300.4 | 2 | 1 | 3 | E | KPVS_SplitCase | 12 | 8 | 12 | 18 | BranchMin12_BranchMax18 | 12 | 4 | 14 | 24 | HeaderMin14_HeaderMax24 | 20 | 5 | 20
580 | 100 | 8020-5/6-4P-250HP KPVS | KPVS_8020-5/6_4P_250HP_14.05_BRZ | 5650.2 | 5650.2 | 11300.4 | 2 | 1 | 3 | E | KPVS_SplitCase | 12 | 8 | 12 | 18 | BranchMin12_BranchMax18 | 12 | 4 | 14 | 24 | HeaderMin14_HeaderMax24 | 24 | 5 | 20
580 | 100 | 8020-5/6-4P-250HP KPVS | KPVS_8020-5/6_4P_250HP_14.05_BRZ | 5650.2 | 5650.2 | 11300.4 | 2 | 1 | 3 | E | KPVS_SplitCase | 12 | 8 | 12 | 18 | BranchMin12_BranchMax18 | 14 | 4 | 14 | 24 | HeaderMin14_HeaderMax24 | 14 | 5 | 20 | [29 empty] | INVALID
580 | 100 | 8020-5/6-4P-250HP KPVS | KPVS_8020-5/6_4P_250HP_14.05_BRZ | 5650.2 | 5650.2 | 11300.4 | 2 | 1 | 3 | E | KPVS_SplitCase | 12 | 8 | 12 | 18 | BranchMin12_BranchMax18 | 14 | 4 | 14 | 24 | HeaderMin14_HeaderMax24 | 16 | 5 | 20
580 | 100 | 8020-5/6-4P-250HP KPVS | KPVS_8020-5/6_4P_250HP_14.05_BRZ | 5650.2 | 5650.2 | 11300.4 | 2 | 1 | 3 | E | KPVS_SplitCase | 12 | 8 | 12 | 18 | BranchMin12_BranchMax18 | 14 | 4 | 14 | 24 | HeaderMin14_HeaderMax24 | 18 | 5 | 20
580 | 100 | 8020-5/6-4P-250HP KPVS | KPVS_8020-5/6_4P_250HP_14.05_BRZ | 5650.2 | 5650.2 | 11300.4 | 2 | 1 | 3 | E | KPVS_SplitCase | 12 | 8 | 12 | 18 | BranchMin12_BranchMax18 | 14 | 4 | 14 | 24 | HeaderMin14_HeaderMax24 | 20 | 5 | 20
580 | 100 | 8020-5/6-4P-250HP KPVS | KPVS_8020-5/6_4P_250HP_14.05_BRZ | 5650.2 | 5650.2 | 11300.4 | 2 | 1 | 3 | E | KPVS_SplitCase | 12 | 8 | 12 | 18 | BranchMin12_BranchMax18 | 14 | 4 | 14 | 24 | HeaderMin14_HeaderMax24 | 24 | 5 | 20
580 | 100 | 8020-5/6-4P-250HP KPVS | KPVS_8020-5/6_4P_250HP_14.05_BRZ | 5650.2 | 5650.2 | 11300.4 | 2 | 1 | 3 | E | KPVS_SplitCase | 12 | 8 | 12 | 18 | BranchMin12_BranchMax18 | 16 | 4 | 14 | 24 | HeaderMin14_HeaderMax24 | 14 | 5 | 20 | [29 empty] | INVALID
580 | 100 | 8020-5/6-4P-250HP KPVS | KPVS_8020-5/6_4P_250HP_14.05_BRZ | 5650.2 | 5650.2 | 11300.4 | 2 | 1 | 3 | E | KPVS_SplitCase | 12 | 8 | 12 | 18 | BranchMin12_BranchMax18 | 16 | 4 | 14 | 24 | HeaderMin14_HeaderMax24 | 16 | 5 | 20 | [29 empty] | INVALID
580 | 100 | 8020-5/6-4P-250HP KPVS | KPVS_8020-5/6_4P_250HP_14.05_BRZ | 5650.2 | 5650.2 | 11300.4 | 2 | 1 | 3 | E | KPVS_SplitCase | 12 | 8 | 12 | 18 | BranchMin12_BranchMax18 | 16 | 4 | 14 | 24 | HeaderMin14_HeaderMax24 | 18 | 5 | 20
580 | 100 | 8020-5/6-4P-250HP KPVS | KPVS_8020-5/6_4P_250HP_14.05_BRZ | 5650.2 | 5650.2 | 11300.4 | 2 | 1 | 3 | E | KPVS_SplitCase | 12 | 8 | 12 | 18 | BranchMin12_BranchMax18 | 16 | 4 | 14 | 24 | HeaderMin14_HeaderMax24 | 20 | 5 | 20
580 | 100 | 8020-5/6-4P-250HP KPVS | KPVS_8020-5/6_4P_250HP_14.05_BRZ | 5650.2 | 5650.2 | 11300.4 | 2 | 1 | 3 | E | KPVS_SplitCase | 12 | 8 | 12 | 18 | BranchMin12_BranchMax18 | 16 | 4 | 14 | 24 | HeaderMin14_HeaderMax24 | 24 | 5 | 20
580 | 100 | 8020-5/6-4P-250HP KPVS | KPVS_8020-5/6_4P_250HP_14.05_BRZ | 5650.2 | 5650.2 | 11300.4 | 2 | 1 | 3 | E | KPVS_SplitCase | 12 | 8 | 12 | 18 | BranchMin12_BranchMax18 | 18 | 4 | 14 | 24 | HeaderMin14_HeaderMax24 | 14 | 5 | 20 | [29 empty] | INVALID
580 | 100 | 8020-5/6-4P-250HP KPVS | KPVS_8020-5/6_4P_250HP_14.05_BRZ | 5650.2 | 5650.2 | 11300.4 | 2 | 1 | 3 | E | KPVS_SplitCase | 12 | 8 | 12 | 18 | BranchMin12_BranchMax18 | 18 | 4 | 14 | 24 | HeaderMin14_HeaderMax24 | 16 | 5 | 20 | [29 empty] | INVALID
580 | 100 | 8020-5/6-4P-250HP KPVS | KPVS_8020-5/6_4P_250HP_14.05_BRZ | 5650.2 | 5650.2 | 11300.4 | 2 | 1 | 3 | E | KPVS_SplitCase | 12 | 8 | 12 | 18 | BranchMin12_BranchMax18 | 18 | 4 | 14 | 24 | HeaderMin14_HeaderMax24 | 18 | 5 | 20 | [29 empty] | INVALID
580 | 100 | 8020-5/6-4P-250HP KPVS | KPVS_8020-5/6_4P_250HP_14.05_BRZ | 5650.2 | 5650.2 | 11300.4 | 2 | 1 | 3 | E | KPVS_SplitCase | 12 | 8 | 12 | 18 | BranchMin12_BranchMax18 | 18 | 4 | 14 | 24 | HeaderMin14_HeaderMax24 | 20 | 5 | 20
580 | 100 | 8020-5/6-4P-250HP KPVS | KPVS_8020-5/6_4P_250HP_14.05_BRZ | 5650.2 | 5650.2 | 11300.4 | 2 | 1 | 3 | E | KPVS_SplitCase | 12 | 8 | 12 | 18 | BranchMin12_BranchMax18 | 18 | 4 | 14 | 24 | HeaderMin14_HeaderMax24 | 24 | 5 | 20
581 | 101 | 8020-5/6-4P-300HP KPVS | KPVS_8020-5/6_4P_300HP_14.81_BRZ | 5920 | 5920 | 11840 | 2 | 1 | 3 | E | KPVS_SplitCase | 12 | 8 | 12 | 18 | BranchMin12_BranchMax18 | 12 | 4 | 14 | 24 | HeaderMin14_HeaderMax24 | 14 | 5 | 20
581 | 101 | 8020-5/6-4P-300HP KPVS | KPVS_8020-5/6_4P_300HP_14.81_BRZ | 5920 | 5920 | 11840 | 2 | 1 | 3 | E | KPVS_SplitCase | 12 | 8 | 12 | 18 | BranchMin12_BranchMax18 | 12 | 4 | 14 | 24 | HeaderMin14_HeaderMax24 | 16 | 5 | 20
581 | 101 | 8020-5/6-4P-300HP KPVS | KPVS_8020-5/6_4P_300HP_14.81_BRZ | 5920 | 5920 | 11840 | 2 | 1 | 3 | E | KPVS_SplitCase | 12 | 8 | 12 | 18 | BranchMin12_BranchMax18 | 12 | 4 | 14 | 24 | HeaderMin14_HeaderMax24 | 18 | 5 | 20
581 | 101 | 8020-5/6-4P-300HP KPVS | KPVS_8020-5/6_4P_300HP_14.81_BRZ | 5920 | 5920 | 11840 | 2 | 1 | 3 | E | KPVS_SplitCase | 12 | 8 | 12 | 18 | BranchMin12_BranchMax18 | 12 | 4 | 14 | 24 | HeaderMin14_HeaderMax24 | 20 | 5 | 20
581 | 101 | 8020-5/6-4P-300HP KPVS | KPVS_8020-5/6_4P_300HP_14.81_BRZ | 5920 | 5920 | 11840 | 2 | 1 | 3 | E | KPVS_SplitCase | 12 | 8 | 12 | 18 | BranchMin12_BranchMax18 | 12 | 4 | 14 | 24 | HeaderMin14_HeaderMax24 | 24 | 5 | 20
581 | 101 | 8020-5/6-4P-300HP KPVS | KPVS_8020-5/6_4P_300HP_14.81_BRZ | 5920 | 5920 | 11840 | 2 | 1 | 3 | E | KPVS_SplitCase | 12 | 8 | 12 | 18 | BranchMin12_BranchMax18 | 14 | 4 | 14 | 24 | HeaderMin14_HeaderMax24 | 14 | 5 | 20 | [29 empty] | INVALID
581 | 101 | 8020-5/6-4P-300HP KPVS | KPVS_8020-5/6_4P_300HP_14.81_BRZ | 5920 | 5920 | 11840 | 2 | 1 | 3 | E | KPVS_SplitCase | 12 | 8 | 12 | 18 | BranchMin12_BranchMax18 | 14 | 4 | 14 | 24 | HeaderMin14_HeaderMax24 | 16 | 5 | 20
581 | 101 | 8020-5/6-4P-300HP KPVS | KPVS_8020-5/6_4P_300HP_14.81_BRZ | 5920 | 5920 | 11840 | 2 | 1 | 3 | E | KPVS_SplitCase | 12 | 8 | 12 | 18 | BranchMin12_BranchMax18 | 14 | 4 | 14 | 24 | HeaderMin14_HeaderMax24 | 18 | 5 | 20
581 | 101 | 8020-5/6-4P-300HP KPVS | KPVS_8020-5/6_4P_300HP_14.81_BRZ | 5920 | 5920 | 11840 | 2 | 1 | 3 | E | KPVS_SplitCase | 12 | 8 | 12 | 18 | BranchMin12_BranchMax18 | 14 | 4 | 14 | 24 | HeaderMin14_HeaderMax24 | 20 | 5 | 20
581 | 101 | 8020-5/6-4P-300HP KPVS | KPVS_8020-5/6_4P_300HP_14.81_BRZ | 5920 | 5920 | 11840 | 2 | 1 | 3 | E | KPVS_SplitCase | 12 | 8 | 12 | 18 | BranchMin12_BranchMax18 | 14 | 4 | 14 | 24 | HeaderMin14_HeaderMax24 | 24 | 5 | 20
581 | 101 | 8020-5/6-4P-300HP KPVS | KPVS_8020-5/6_4P_300HP_14.81_BRZ | 5920 | 5920 | 11840 | 2 | 1 | 3 | E | KPVS_SplitCase | 12 | 8 | 12 | 18 | BranchMin12_BranchMax18 | 16 | 4 | 14 | 24 | HeaderMin14_HeaderMax24 | 14 | 5 | 20 | [29 empty] | INVALID
581 | 101 | 8020-5/6-4P-300HP KPVS | KPVS_8020-5/6_4P_300HP_14.81_BRZ | 5920 | 5920 | 11840 | 2 | 1 | 3 | E | KPVS_SplitCase | 12 | 8 | 12 | 18 | BranchMin12_BranchMax18 | 16 | 4 | 14 | 24 | HeaderMin14_HeaderMax24 | 16 | 5 | 20 | [29 empty] | INVALID
581 | 101 | 8020-5/6-4P-300HP KPVS | KPVS_8020-5/6_4P_300HP_14.81_BRZ | 5920 | 5920 | 11840 | 2 | 1 | 3 | E | KPVS_SplitCase | 12 | 8 | 12 | 18 | BranchMin12_BranchMax18 | 16 | 4 | 14 | 24 | HeaderMin14_HeaderMax24 | 18 | 5 | 20
581 | 101 | 8020-5/6-4P-300HP KPVS | KPVS_8020-5/6_4P_300HP_14.81_BRZ | 5920 | 5920 | 11840 | 2 | 1 | 3 | E | KPVS_SplitCase | 12 | 8 | 12 | 18 | BranchMin12_BranchMax18 | 16 | 4 | 14 | 24 | HeaderMin14_HeaderMax24 | 20 | 5 | 20
581 | 101 | 8020-5/6-4P-300HP KPVS | KPVS_8020-5/6_4P_300HP_14.81_BRZ | 5920 | 5920 | 11840 | 2 | 1 | 3 | E | KPVS_SplitCase | 12 | 8 | 12 | 18 | BranchMin12_BranchMax18 | 16 | 4 | 14 | 24 | HeaderMin14_HeaderMax24 | 24 | 5 | 20
581 | 101 | 8020-5/6-4P-300HP KPVS | KPVS_8020-5/6_4P_300HP_14.81_BRZ | 5920 | 5920 | 11840 | 2 | 1 | 3 | E | KPVS_SplitCase | 12 | 8 | 12 | 18 | BranchMin12_BranchMax18 | 18 | 4 | 14 | 24 | HeaderMin14_HeaderMax24 | 14 | 5 | 20 | [29 empty] | INVALID
581 | 101 | 8020-5/6-4P-300HP KPVS | KPVS_8020-5/6_4P_300HP_14.81_BRZ | 5920 | 5920 | 11840 | 2 | 1 | 3 | E | KPVS_SplitCase | 12 | 8 | 12 | 18 | BranchMin12_BranchMax18 | 18 | 4 | 14 | 24 | HeaderMin14_HeaderMax24 | 16 | 5 | 20 | [29 empty] | INVALID
581 | 101 | 8020-5/6-4P-300HP KPVS | KPVS_8020-5/6_4P_300HP_14.81_BRZ | 5920 | 5920 | 11840 | 2 | 1 | 3 | E | KPVS_SplitCase | 12 | 8 | 12 | 18 | BranchMin12_BranchMax18 | 18 | 4 | 14 | 24 | HeaderMin14_HeaderMax24 | 18 | 5 | 20 | [29 empty] | INVALID
581 | 101 | 8020-5/6-4P-300HP KPVS | KPVS_8020-5/6_4P_300HP_14.81_BRZ | 5920 | 5920 | 11840 | 2 | 1 | 3 | E | KPVS_SplitCase | 12 | 8 | 12 | 18 | BranchMin12_BranchMax18 | 18 | 4 | 14 | 24 | HeaderMin14_HeaderMax24 | 20 | 5 | 20
581 | 101 | 8020-5/6-4P-300HP KPVS | KPVS_8020-5/6_4P_300HP_14.81_BRZ | 5920 | 5920 | 11840 | 2 | 1 | 3 | E | KPVS_SplitCase | 12 | 8 | 12 | 18 | BranchMin12_BranchMax18 | 18 | 4 | 14 | 24 | HeaderMin14_HeaderMax24 | 24 | 5 | 20
582 | 102 | 1012-1/2-4P-60HP KPVS | KPVS_1012-1/2_4P_60HP_8.54_BRZ | 4880.8 | 4880.8 | 9761.6 | 2 | 1 | 3 | E | KPVS_SplitCase | 12 | 10 | 12 | 16 | BranchMin12_BranchMax16 | 12 | 3 | 14 | 24 | HeaderMin14_HeaderMax24 | 14 | 5 | 15
582 | 102 | 1012-1/2-4P-60HP KPVS | KPVS_1012-1/2_4P_60HP_8.54_BRZ | 4880.8 | 4880.8 | 9761.6 | 2 | 1 | 3 | E | KPVS_SplitCase | 12 | 10 | 12 | 16 | BranchMin12_BranchMax16 | 12 | 3 | 14 | 24 | HeaderMin14_HeaderMax24 | 16 | 5 | 15
582 | 102 | 1012-1/2-4P-60HP KPVS | KPVS_1012-1/2_4P_60HP_8.54_BRZ | 4880.8 | 4880.8 | 9761.6 | 2 | 1 | 3 | E | KPVS_SplitCase | 12 | 10 | 12 | 16 | BranchMin12_BranchMax16 | 12 | 3 | 14 | 24 | HeaderMin14_HeaderMax24 | 18 | 5 | 15
582 | 102 | 1012-1/2-4P-60HP KPVS | KPVS_1012-1/2_4P_60HP_8.54_BRZ | 4880.8 | 4880.8 | 9761.6 | 2 | 1 | 3 | E | KPVS_SplitCase | 12 | 10 | 12 | 16 | BranchMin12_BranchMax16 | 12 | 3 | 14 | 24 | HeaderMin14_HeaderMax24 | 20 | 5 | 15
582 | 102 | 1012-1/2-4P-60HP KPVS | KPVS_1012-1/2_4P_60HP_8.54_BRZ | 4880.8 | 4880.8 | 9761.6 | 2 | 1 | 3 | E | KPVS_SplitCase | 12 | 10 | 12 | 16 | BranchMin12_BranchMax16 | 12 | 3 | 14 | 24 | HeaderMin14_HeaderMax24 | 24 | 5 | 15
582 | 102 | 1012-1/2-4P-60HP KPVS | KPVS_1012-1/2_4P_60HP_8.54_BRZ | 4880.8 | 4880.8 | 9761.6 | 2 | 1 | 3 | E | KPVS_SplitCase | 12 | 10 | 12 | 16 | BranchMin12_BranchMax16 | 14 | 3 | 14 | 24 | HeaderMin14_HeaderMax24 | 14 | 5 | 15 | [29 empty] | INVALID
582 | 102 | 1012-1/2-4P-60HP KPVS | KPVS_1012-1/2_4P_60HP_8.54_BRZ | 4880.8 | 4880.8 | 9761.6 | 2 | 1 | 3 | E | KPVS_SplitCase | 12 | 10 | 12 | 16 | BranchMin12_BranchMax16 | 14 | 3 | 14 | 24 | HeaderMin14_HeaderMax24 | 16 | 5 | 15
582 | 102 | 1012-1/2-4P-60HP KPVS | KPVS_1012-1/2_4P_60HP_8.54_BRZ | 4880.8 | 4880.8 | 9761.6 | 2 | 1 | 3 | E | KPVS_SplitCase | 12 | 10 | 12 | 16 | BranchMin12_BranchMax16 | 14 | 3 | 14 | 24 | HeaderMin14_HeaderMax24 | 18 | 5 | 15
582 | 102 | 1012-1/2-4P-60HP KPVS | KPVS_1012-1/2_4P_60HP_8.54_BRZ | 4880.8 | 4880.8 | 9761.6 | 2 | 1 | 3 | E | KPVS_SplitCase | 12 | 10 | 12 | 16 | BranchMin12_BranchMax16 | 14 | 3 | 14 | 24 | HeaderMin14_HeaderMax24 | 20 | 5 | 15
582 | 102 | 1012-1/2-4P-60HP KPVS | KPVS_1012-1/2_4P_60HP_8.54_BRZ | 4880.8 | 4880.8 | 9761.6 | 2 | 1 | 3 | E | KPVS_SplitCase | 12 | 10 | 12 | 16 | BranchMin12_BranchMax16 | 14 | 3 | 14 | 24 | HeaderMin14_HeaderMax24 | 24 | 5 | 15
582 | 102 | 1012-1/2-4P-60HP KPVS | KPVS_1012-1/2_4P_60HP_8.54_BRZ | 4880.8 | 4880.8 | 9761.6 | 2 | 1 | 3 | E | KPVS_SplitCase | 12 | 10 | 12 | 16 | BranchMin12_BranchMax16 | 16 | 3 | 14 | 24 | HeaderMin14_HeaderMax24 | 14 | 5 | 15 | [29 empty] | INVALID
582 | 102 | 1012-1/2-4P-60HP KPVS | KPVS_1012-1/2_4P_60HP_8.54_BRZ | 4880.8 | 4880.8 | 9761.6 | 2 | 1 | 3 | E | KPVS_SplitCase | 12 | 10 | 12 | 16 | BranchMin12_BranchMax16 | 16 | 3 | 14 | 24 | HeaderMin14_HeaderMax24 | 16 | 5 | 15 | [29 empty] | INVALID
582 | 102 | 1012-1/2-4P-60HP KPVS | KPVS_1012-1/2_4P_60HP_8.54_BRZ | 4880.8 | 4880.8 | 9761.6 | 2 | 1 | 3 | E | KPVS_SplitCase | 12 | 10 | 12 | 16 | BranchMin12_BranchMax16 | 16 | 3 | 14 | 24 | HeaderMin14_HeaderMax24 | 18 | 5 | 15
582 | 102 | 1012-1/2-4P-60HP KPVS | KPVS_1012-1/2_4P_60HP_8.54_BRZ | 4880.8 | 4880.8 | 9761.6 | 2 | 1 | 3 | E | KPVS_SplitCase | 12 | 10 | 12 | 16 | BranchMin12_BranchMax16 | 16 | 3 | 14 | 24 | HeaderMin14_HeaderMax24 | 20 | 5 | 15
582 | 102 | 1012-1/2-4P-60HP KPVS | KPVS_1012-1/2_4P_60HP_8.54_BRZ | 4880.8 | 4880.8 | 9761.6 | 2 | 1 | 3 | E | KPVS_SplitCase | 12 | 10 | 12 | 16 | BranchMin12_BranchMax16 | 16 | 3 | 14 | 24 | HeaderMin14_HeaderMax24 | 24 | 5 | 15
583 | 103 | 1012-1/2-4P-75HP KPVS | KPVS_1012-1/2_4P_75HP_9.30_BRZ | 5233.9 | 5233.9 | 10467.8 | 2 | 1 | 3 | E | KPVS_SplitCase | 12 | 10 | 12 | 16 | BranchMin12_BranchMax16 | 12 | 3 | 14 | 24 | HeaderMin14_HeaderMax24 | 14 | 5 | 15
583 | 103 | 1012-1/2-4P-75HP KPVS | KPVS_1012-1/2_4P_75HP_9.30_BRZ | 5233.9 | 5233.9 | 10467.8 | 2 | 1 | 3 | E | KPVS_SplitCase | 12 | 10 | 12 | 16 | BranchMin12_BranchMax16 | 12 | 3 | 14 | 24 | HeaderMin14_HeaderMax24 | 16 | 5 | 15
583 | 103 | 1012-1/2-4P-75HP KPVS | KPVS_1012-1/2_4P_75HP_9.30_BRZ | 5233.9 | 5233.9 | 10467.8 | 2 | 1 | 3 | E | KPVS_SplitCase | 12 | 10 | 12 | 16 | BranchMin12_BranchMax16 | 12 | 3 | 14 | 24 | HeaderMin14_HeaderMax24 | 18 | 5 | 15
583 | 103 | 1012-1/2-4P-75HP KPVS | KPVS_1012-1/2_4P_75HP_9.30_BRZ | 5233.9 | 5233.9 | 10467.8 | 2 | 1 | 3 | E | KPVS_SplitCase | 12 | 10 | 12 | 16 | BranchMin12_BranchMax16 | 12 | 3 | 14 | 24 | HeaderMin14_HeaderMax24 | 20 | 5 | 15
583 | 103 | 1012-1/2-4P-75HP KPVS | KPVS_1012-1/2_4P_75HP_9.30_BRZ | 5233.9 | 5233.9 | 10467.8 | 2 | 1 | 3 | E | KPVS_SplitCase | 12 | 10 | 12 | 16 | BranchMin12_BranchMax16 | 12 | 3 | 14 | 24 | HeaderMin14_HeaderMax24 | 24 | 5 | 15
583 | 103 | 1012-1/2-4P-75HP KPVS | KPVS_1012-1/2_4P_75HP_9.30_BRZ | 5233.9 | 5233.9 | 10467.8 | 2 | 1 | 3 | E | KPVS_SplitCase | 12 | 10 | 12 | 16 | BranchMin12_BranchMax16 | 14 | 3 | 14 | 24 | HeaderMin14_HeaderMax24 | 14 | 5 | 15 | [29 empty] | INVALID
583 | 103 | 1012-1/2-4P-75HP KPVS | KPVS_1012-1/2_4P_75HP_9.30_BRZ | 5233.9 | 5233.9 | 10467.8 | 2 | 1 | 3 | E | KPVS_SplitCase | 12 | 10 | 12 | 16 | BranchMin12_BranchMax16 | 14 | 3 | 14 | 24 | HeaderMin14_HeaderMax24 | 16 | 5 | 15
583 | 103 | 1012-1/2-4P-75HP KPVS | KPVS_1012-1/2_4P_75HP_9.30_BRZ | 5233.9 | 5233.9 | 10467.8 | 2 | 1 | 3 | E | KPVS_SplitCase | 12 | 10 | 12 | 16 | BranchMin12_BranchMax16 | 14 | 3 | 14 | 24 | HeaderMin14_HeaderMax24 | 18 | 5 | 15
583 | 103 | 1012-1/2-4P-75HP KPVS | KPVS_1012-1/2_4P_75HP_9.30_BRZ | 5233.9 | 5233.9 | 10467.8 | 2 | 1 | 3 | E | KPVS_SplitCase | 12 | 10 | 12 | 16 | BranchMin12_BranchMax16 | 14 | 3 | 14 | 24 | HeaderMin14_HeaderMax24 | 20 | 5 | 15
583 | 103 | 1012-1/2-4P-75HP KPVS | KPVS_1012-1/2_4P_75HP_9.30_BRZ | 5233.9 | 5233.9 | 10467.8 | 2 | 1 | 3 | E | KPVS_SplitCase | 12 | 10 | 12 | 16 | BranchMin12_BranchMax16 | 14 | 3 | 14 | 24 | HeaderMin14_HeaderMax24 | 24 | 5 | 15
583 | 103 | 1012-1/2-4P-75HP KPVS | KPVS_1012-1/2_4P_75HP_9.30_BRZ | 5233.9 | 5233.9 | 10467.8 | 2 | 1 | 3 | E | KPVS_SplitCase | 12 | 10 | 12 | 16 | BranchMin12_BranchMax16 | 16 | 3 | 14 | 24 | HeaderMin14_HeaderMax24 | 14 | 5 | 15 | [29 empty] | INVALID
583 | 103 | 1012-1/2-4P-75HP KPVS | KPVS_1012-1/2_4P_75HP_9.30_BRZ | 5233.9 | 5233.9 | 10467.8 | 2 | 1 | 3 | E | KPVS_SplitCase | 12 | 10 | 12 | 16 | BranchMin12_BranchMax16 | 16 | 3 | 14 | 24 | HeaderMin14_HeaderMax24 | 16 | 5 | 15 | [29 empty] | INVALID
583 | 103 | 1012-1/2-4P-75HP KPVS | KPVS_1012-1/2_4P_75HP_9.30_BRZ | 5233.9 | 5233.9 | 10467.8 | 2 | 1 | 3 | E | KPVS_SplitCase | 12 | 10 | 12 | 16 | BranchMin12_BranchMax16 | 16 | 3 | 14 | 24 | HeaderMin14_HeaderMax24 | 18 | 5 | 15
583 | 103 | 1012-1/2-4P-75HP KPVS | KPVS_1012-1/2_4P_75HP_9.30_BRZ | 5233.9 | 5233.9 | 10467.8 | 2 | 1 | 3 | E | KPVS_SplitCase | 12 | 10 | 12 | 16 | BranchMin12_BranchMax16 | 16 | 3 | 14 | 24 | HeaderMin14_HeaderMax24 | 20 | 5 | 15
583 | 103 | 1012-1/2-4P-75HP KPVS | KPVS_1012-1/2_4P_75HP_9.30_BRZ | 5233.9 | 5233.9 | 10467.8 | 2 | 1 | 3 | E | KPVS_SplitCase | 12 | 10 | 12 | 16 | BranchMin12_BranchMax16 | 16 | 3 | 14 | 24 | HeaderMin14_HeaderMax24 | 24 | 5 | 15
584 | 104 | 1012-1/2-4P-100HP KPVS | KPVS_1012-1/2_4P_100HP_10.20_BRZ | 5663.7 | 5663.7 | 11327.4 | 2 | 1 | 3 | E | KPVS_SplitCase | 12 | 10 | 12 | 18 | BranchMin12_BranchMax18 | 12 | 4 | 14 | 24 | HeaderMin14_HeaderMax24 | 14 | 5 | 20
584 | 104 | 1012-1/2-4P-100HP KPVS | KPVS_1012-1/2_4P_100HP_10.20_BRZ | 5663.7 | 5663.7 | 11327.4 | 2 | 1 | 3 | E | KPVS_SplitCase | 12 | 10 | 12 | 18 | BranchMin12_BranchMax18 | 12 | 4 | 14 | 24 | HeaderMin14_HeaderMax24 | 16 | 5 | 20
584 | 104 | 1012-1/2-4P-100HP KPVS | KPVS_1012-1/2_4P_100HP_10.20_BRZ | 5663.7 | 5663.7 | 11327.4 | 2 | 1 | 3 | E | KPVS_SplitCase | 12 | 10 | 12 | 18 | BranchMin12_BranchMax18 | 12 | 4 | 14 | 24 | HeaderMin14_HeaderMax24 | 18 | 5 | 20
584 | 104 | 1012-1/2-4P-100HP KPVS | KPVS_1012-1/2_4P_100HP_10.20_BRZ | 5663.7 | 5663.7 | 11327.4 | 2 | 1 | 3 | E | KPVS_SplitCase | 12 | 10 | 12 | 18 | BranchMin12_BranchMax18 | 12 | 4 | 14 | 24 | HeaderMin14_HeaderMax24 | 20 | 5 | 20
584 | 104 | 1012-1/2-4P-100HP KPVS | KPVS_1012-1/2_4P_100HP_10.20_BRZ | 5663.7 | 5663.7 | 11327.4 | 2 | 1 | 3 | E | KPVS_SplitCase | 12 | 10 | 12 | 18 | BranchMin12_BranchMax18 | 12 | 4 | 14 | 24 | HeaderMin14_HeaderMax24 | 24 | 5 | 20
584 | 104 | 1012-1/2-4P-100HP KPVS | KPVS_1012-1/2_4P_100HP_10.20_BRZ | 5663.7 | 5663.7 | 11327.4 | 2 | 1 | 3 | E | KPVS_SplitCase | 12 | 10 | 12 | 18 | BranchMin12_BranchMax18 | 14 | 4 | 14 | 24 | HeaderMin14_HeaderMax24 | 14 | 5 | 20 | [29 empty] | INVALID
584 | 104 | 1012-1/2-4P-100HP KPVS | KPVS_1012-1/2_4P_100HP_10.20_BRZ | 5663.7 | 5663.7 | 11327.4 | 2 | 1 | 3 | E | KPVS_SplitCase | 12 | 10 | 12 | 18 | BranchMin12_BranchMax18 | 14 | 4 | 14 | 24 | HeaderMin14_HeaderMax24 | 16 | 5 | 20
584 | 104 | 1012-1/2-4P-100HP KPVS | KPVS_1012-1/2_4P_100HP_10.20_BRZ | 5663.7 | 5663.7 | 11327.4 | 2 | 1 | 3 | E | KPVS_SplitCase | 12 | 10 | 12 | 18 | BranchMin12_BranchMax18 | 14 | 4 | 14 | 24 | HeaderMin14_HeaderMax24 | 18 | 5 | 20
584 | 104 | 1012-1/2-4P-100HP KPVS | KPVS_1012-1/2_4P_100HP_10.20_BRZ | 5663.7 | 5663.7 | 11327.4 | 2 | 1 | 3 | E | KPVS_SplitCase | 12 | 10 | 12 | 18 | BranchMin12_BranchMax18 | 14 | 4 | 14 | 24 | HeaderMin14_HeaderMax24 | 20 | 5 | 20
584 | 104 | 1012-1/2-4P-100HP KPVS | KPVS_1012-1/2_4P_100HP_10.20_BRZ | 5663.7 | 5663.7 | 11327.4 | 2 | 1 | 3 | E | KPVS_SplitCase | 12 | 10 | 12 | 18 | BranchMin12_BranchMax18 | 14 | 4 | 14 | 24 | HeaderMin14_HeaderMax24 | 24 | 5 | 20
584 | 104 | 1012-1/2-4P-100HP KPVS | KPVS_1012-1/2_4P_100HP_10.20_BRZ | 5663.7 | 5663.7 | 11327.4 | 2 | 1 | 3 | E | KPVS_SplitCase | 12 | 10 | 12 | 18 | BranchMin12_BranchMax18 | 16 | 4 | 14 | 24 | HeaderMin14_HeaderMax24 | 14 | 5 | 20 | [29 empty] | INVALID
584 | 104 | 1012-1/2-4P-100HP KPVS | KPVS_1012-1/2_4P_100HP_10.20_BRZ | 5663.7 | 5663.7 | 11327.4 | 2 | 1 | 3 | E | KPVS_SplitCase | 12 | 10 | 12 | 18 | BranchMin12_BranchMax18 | 16 | 4 | 14 | 24 | HeaderMin14_HeaderMax24 | 16 | 5 | 20 | [29 empty] | INVALID
584 | 104 | 1012-1/2-4P-100HP KPVS | KPVS_1012-1/2_4P_100HP_10.20_BRZ | 5663.7 | 5663.7 | 11327.4 | 2 | 1 | 3 | E | KPVS_SplitCase | 12 | 10 | 12 | 18 | BranchMin12_BranchMax18 | 16 | 4 | 14 | 24 | HeaderMin14_HeaderMax24 | 18 | 5 | 20
584 | 104 | 1012-1/2-4P-100HP KPVS | KPVS_1012-1/2_4P_100HP_10.20_BRZ | 5663.7 | 5663.7 | 11327.4 | 2 | 1 | 3 | E | KPVS_SplitCase | 12 | 10 | 12 | 18 | BranchMin12_BranchMax18 | 16 | 4 | 14 | 24 | HeaderMin14_HeaderMax24 | 20 | 5 | 20
584 | 104 | 1012-1/2-4P-100HP KPVS | KPVS_1012-1/2_4P_100HP_10.20_BRZ | 5663.7 | 5663.7 | 11327.4 | 2 | 1 | 3 | E | KPVS_SplitCase | 12 | 10 | 12 | 18 | BranchMin12_BranchMax18 | 16 | 4 | 14 | 24 | HeaderMin14_HeaderMax24 | 24 | 5 | 20
584 | 104 | 1012-1/2-4P-100HP KPVS | KPVS_1012-1/2_4P_100HP_10.20_BRZ | 5663.7 | 5663.7 | 11327.4 | 2 | 1 | 3 | E | KPVS_SplitCase | 12 | 10 | 12 | 18 | BranchMin12_BranchMax18 | 18 | 4 | 14 | 24 | HeaderMin14_HeaderMax24 | 14 | 5 | 20 | [29 empty] | INVALID
584 | 104 | 1012-1/2-4P-100HP KPVS | KPVS_1012-1/2_4P_100HP_10.20_BRZ | 5663.7 | 5663.7 | 11327.4 | 2 | 1 | 3 | E | KPVS_SplitCase | 12 | 10 | 12 | 18 | BranchMin12_BranchMax18 | 18 | 4 | 14 | 24 | HeaderMin14_HeaderMax24 | 16 | 5 | 20 | [29 empty] | INVALID
584 | 104 | 1012-1/2-4P-100HP KPVS | KPVS_1012-1/2_4P_100HP_10.20_BRZ | 5663.7 | 5663.7 | 11327.4 | 2 | 1 | 3 | E | KPVS_SplitCase | 12 | 10 | 12 | 18 | BranchMin12_BranchMax18 | 18 | 4 | 14 | 24 | HeaderMin14_HeaderMax24 | 18 | 5 | 20 | [29 empty] | INVALID
584 | 104 | 1012-1/2-4P-100HP KPVS | KPVS_1012-1/2_4P_100HP_10.20_BRZ | 5663.7 | 5663.7 | 11327.4 | 2 | 1 | 3 | E | KPVS_SplitCase | 12 | 10 | 12 | 18 | BranchMin12_BranchMax18 | 18 | 4 | 14 | 24 | HeaderMin14_HeaderMax24 | 20 | 5 | 20
584 | 104 | 1012-1/2-4P-100HP KPVS | KPVS_1012-1/2_4P_100HP_10.20_BRZ | 5663.7 | 5663.7 | 11327.4 | 2 | 1 | 3 | E | KPVS_SplitCase | 12 | 10 | 12 | 18 | BranchMin12_BranchMax18 | 18 | 4 | 14 | 24 | HeaderMin14_HeaderMax24 | 24 | 5 | 20
585 | 105 | 1012-1/2-4P-125HP KPVS | KPVS_1012-1/2_4P_125HP_10.79_BRZ | 6091.7 | 6091.7 | 12183.4 | 2 | 1 | 3 | E | KPVS_SplitCase | 12 | 10 | 12 | 18 | BranchMin12_BranchMax18 | 12 | 4 | 14 | 24 | HeaderMin14_HeaderMax24 | 14 | 5 | 20
585 | 105 | 1012-1/2-4P-125HP KPVS | KPVS_1012-1/2_4P_125HP_10.79_BRZ | 6091.7 | 6091.7 | 12183.4 | 2 | 1 | 3 | E | KPVS_SplitCase | 12 | 10 | 12 | 18 | BranchMin12_BranchMax18 | 12 | 4 | 14 | 24 | HeaderMin14_HeaderMax24 | 16 | 5 | 20
585 | 105 | 1012-1/2-4P-125HP KPVS | KPVS_1012-1/2_4P_125HP_10.79_BRZ | 6091.7 | 6091.7 | 12183.4 | 2 | 1 | 3 | E | KPVS_SplitCase | 12 | 10 | 12 | 18 | BranchMin12_BranchMax18 | 12 | 4 | 14 | 24 | HeaderMin14_HeaderMax24 | 18 | 5 | 20
585 | 105 | 1012-1/2-4P-125HP KPVS | KPVS_1012-1/2_4P_125HP_10.79_BRZ | 6091.7 | 6091.7 | 12183.4 | 2 | 1 | 3 | E | KPVS_SplitCase | 12 | 10 | 12 | 18 | BranchMin12_BranchMax18 | 12 | 4 | 14 | 24 | HeaderMin14_HeaderMax24 | 20 | 5 | 20
585 | 105 | 1012-1/2-4P-125HP KPVS | KPVS_1012-1/2_4P_125HP_10.79_BRZ | 6091.7 | 6091.7 | 12183.4 | 2 | 1 | 3 | E | KPVS_SplitCase | 12 | 10 | 12 | 18 | BranchMin12_BranchMax18 | 12 | 4 | 14 | 24 | HeaderMin14_HeaderMax24 | 24 | 5 | 20
585 | 105 | 1012-1/2-4P-125HP KPVS | KPVS_1012-1/2_4P_125HP_10.79_BRZ | 6091.7 | 6091.7 | 12183.4 | 2 | 1 | 3 | E | KPVS_SplitCase | 12 | 10 | 12 | 18 | BranchMin12_BranchMax18 | 14 | 4 | 14 | 24 | HeaderMin14_HeaderMax24 | 14 | 5 | 20 | [29 empty] | INVALID
585 | 105 | 1012-1/2-4P-125HP KPVS | KPVS_1012-1/2_4P_125HP_10.79_BRZ | 6091.7 | 6091.7 | 12183.4 | 2 | 1 | 3 | E | KPVS_SplitCase | 12 | 10 | 12 | 18 | BranchMin12_BranchMax18 | 14 | 4 | 14 | 24 | HeaderMin14_HeaderMax24 | 16 | 5 | 20
585 | 105 | 1012-1/2-4P-125HP KPVS | KPVS_1012-1/2_4P_125HP_10.79_BRZ | 6091.7 | 6091.7 | 12183.4 | 2 | 1 | 3 | E | KPVS_SplitCase | 12 | 10 | 12 | 18 | BranchMin12_BranchMax18 | 14 | 4 | 14 | 24 | HeaderMin14_HeaderMax24 | 18 | 5 | 20
585 | 105 | 1012-1/2-4P-125HP KPVS | KPVS_1012-1/2_4P_125HP_10.79_BRZ | 6091.7 | 6091.7 | 12183.4 | 2 | 1 | 3 | E | KPVS_SplitCase | 12 | 10 | 12 | 18 | BranchMin12_BranchMax18 | 14 | 4 | 14 | 24 | HeaderMin14_HeaderMax24 | 20 | 5 | 20
585 | 105 | 1012-1/2-4P-125HP KPVS | KPVS_1012-1/2_4P_125HP_10.79_BRZ | 6091.7 | 6091.7 | 12183.4 | 2 | 1 | 3 | E | KPVS_SplitCase | 12 | 10 | 12 | 18 | BranchMin12_BranchMax18 | 14 | 4 | 14 | 24 | HeaderMin14_HeaderMax24 | 24 | 5 | 20
585 | 105 | 1012-1/2-4P-125HP KPVS | KPVS_1012-1/2_4P_125HP_10.79_BRZ | 6091.7 | 6091.7 | 12183.4 | 2 | 1 | 3 | E | KPVS_SplitCase | 12 | 10 | 12 | 18 | BranchMin12_BranchMax18 | 16 | 4 | 14 | 24 | HeaderMin14_HeaderMax24 | 14 | 5 | 20 | [29 empty] | INVALID
585 | 105 | 1012-1/2-4P-125HP KPVS | KPVS_1012-1/2_4P_125HP_10.79_BRZ | 6091.7 | 6091.7 | 12183.4 | 2 | 1 | 3 | E | KPVS_SplitCase | 12 | 10 | 12 | 18 | BranchMin12_BranchMax18 | 16 | 4 | 14 | 24 | HeaderMin14_HeaderMax24 | 16 | 5 | 20 | [29 empty] | INVALID
585 | 105 | 1012-1/2-4P-125HP KPVS | KPVS_1012-1/2_4P_125HP_10.79_BRZ | 6091.7 | 6091.7 | 12183.4 | 2 | 1 | 3 | E | KPVS_SplitCase | 12 | 10 | 12 | 18 | BranchMin12_BranchMax18 | 16 | 4 | 14 | 24 | HeaderMin14_HeaderMax24 | 18 | 5 | 20
585 | 105 | 1012-1/2-4P-125HP KPVS | KPVS_1012-1/2_4P_125HP_10.79_BRZ | 6091.7 | 6091.7 | 12183.4 | 2 | 1 | 3 | E | KPVS_SplitCase | 12 | 10 | 12 | 18 | BranchMin12_BranchMax18 | 16 | 4 | 14 | 24 | HeaderMin14_HeaderMax24 | 20 | 5 | 20
585 | 105 | 1012-1/2-4P-125HP KPVS | KPVS_1012-1/2_4P_125HP_10.79_BRZ | 6091.7 | 6091.7 | 12183.4 | 2 | 1 | 3 | E | KPVS_SplitCase | 12 | 10 | 12 | 18 | BranchMin12_BranchMax18 | 16 | 4 | 14 | 24 | HeaderMin14_HeaderMax24 | 24 | 5 | 20
585 | 105 | 1012-1/2-4P-125HP KPVS | KPVS_1012-1/2_4P_125HP_10.79_BRZ | 6091.7 | 6091.7 | 12183.4 | 2 | 1 | 3 | E | KPVS_SplitCase | 12 | 10 | 12 | 18 | BranchMin12_BranchMax18 | 18 | 4 | 14 | 24 | HeaderMin14_HeaderMax24 | 14 | 5 | 20 | [29 empty] | INVALID
585 | 105 | 1012-1/2-4P-125HP KPVS | KPVS_1012-1/2_4P_125HP_10.79_BRZ | 6091.7 | 6091.7 | 12183.4 | 2 | 1 | 3 | E | KPVS_SplitCase | 12 | 10 | 12 | 18 | BranchMin12_BranchMax18 | 18 | 4 | 14 | 24 | HeaderMin14_HeaderMax24 | 16 | 5 | 20 | [29 empty] | INVALID
585 | 105 | 1012-1/2-4P-125HP KPVS | KPVS_1012-1/2_4P_125HP_10.79_BRZ | 6091.7 | 6091.7 | 12183.4 | 2 | 1 | 3 | E | KPVS_SplitCase | 12 | 10 | 12 | 18 | BranchMin12_BranchMax18 | 18 | 4 | 14 | 24 | HeaderMin14_HeaderMax24 | 18 | 5 | 20 | [29 empty] | INVALID
585 | 105 | 1012-1/2-4P-125HP KPVS | KPVS_1012-1/2_4P_125HP_10.79_BRZ | 6091.7 | 6091.7 | 12183.4 | 2 | 1 | 3 | E | KPVS_SplitCase | 12 | 10 | 12 | 18 | BranchMin12_BranchMax18 | 18 | 4 | 14 | 24 | HeaderMin14_HeaderMax24 | 20 | 5 | 20
585 | 105 | 1012-1/2-4P-125HP KPVS | KPVS_1012-1/2_4P_125HP_10.79_BRZ | 6091.7 | 6091.7 | 12183.4 | 2 | 1 | 3 | E | KPVS_SplitCase | 12 | 10 | 12 | 18 | BranchMin12_BranchMax18 | 18 | 4 | 14 | 24 | HeaderMin14_HeaderMax24 | 24 | 5 | 20
586 | 106 | 1012-1/2-4P-150HP KPVS | KPVS_1012-1/2_4P_150HP_11.42_BRZ | 6598.6 | 6598.6 | 13197.2 | 2 | 1 | 3 | E | KPVS_SplitCase | 12 | 10 | 12 | 18 | BranchMin12_BranchMax18 | 12 | 4 | 14 | 24 | HeaderMin14_HeaderMax24 | 14 | 5 | 20
586 | 106 | 1012-1/2-4P-150HP KPVS | KPVS_1012-1/2_4P_150HP_11.42_BRZ | 6598.6 | 6598.6 | 13197.2 | 2 | 1 | 3 | E | KPVS_SplitCase | 12 | 10 | 12 | 18 | BranchMin12_BranchMax18 | 12 | 4 | 14 | 24 | HeaderMin14_HeaderMax24 | 16 | 5 | 20
586 | 106 | 1012-1/2-4P-150HP KPVS | KPVS_1012-1/2_4P_150HP_11.42_BRZ | 6598.6 | 6598.6 | 13197.2 | 2 | 1 | 3 | E | KPVS_SplitCase | 12 | 10 | 12 | 18 | BranchMin12_BranchMax18 | 12 | 4 | 14 | 24 | HeaderMin14_HeaderMax24 | 18 | 5 | 20
586 | 106 | 1012-1/2-4P-150HP KPVS | KPVS_1012-1/2_4P_150HP_11.42_BRZ | 6598.6 | 6598.6 | 13197.2 | 2 | 1 | 3 | E | KPVS_SplitCase | 12 | 10 | 12 | 18 | BranchMin12_BranchMax18 | 12 | 4 | 14 | 24 | HeaderMin14_HeaderMax24 | 20 | 5 | 20
586 | 106 | 1012-1/2-4P-150HP KPVS | KPVS_1012-1/2_4P_150HP_11.42_BRZ | 6598.6 | 6598.6 | 13197.2 | 2 | 1 | 3 | E | KPVS_SplitCase | 12 | 10 | 12 | 18 | BranchMin12_BranchMax18 | 12 | 4 | 14 | 24 | HeaderMin14_HeaderMax24 | 24 | 5 | 20
586 | 106 | 1012-1/2-4P-150HP KPVS | KPVS_1012-1/2_4P_150HP_11.42_BRZ | 6598.6 | 6598.6 | 13197.2 | 2 | 1 | 3 | E | KPVS_SplitCase | 12 | 10 | 12 | 18 | BranchMin12_BranchMax18 | 14 | 4 | 14 | 24 | HeaderMin14_HeaderMax24 | 14 | 5 | 20 | [29 empty] | INVALID
586 | 106 | 1012-1/2-4P-150HP KPVS | KPVS_1012-1/2_4P_150HP_11.42_BRZ | 6598.6 | 6598.6 | 13197.2 | 2 | 1 | 3 | E | KPVS_SplitCase | 12 | 10 | 12 | 18 | BranchMin12_BranchMax18 | 14 | 4 | 14 | 24 | HeaderMin14_HeaderMax24 | 16 | 5 | 20
586 | 106 | 1012-1/2-4P-150HP KPVS | KPVS_1012-1/2_4P_150HP_11.42_BRZ | 6598.6 | 6598.6 | 13197.2 | 2 | 1 | 3 | E | KPVS_SplitCase | 12 | 10 | 12 | 18 | BranchMin12_BranchMax18 | 14 | 4 | 14 | 24 | HeaderMin14_HeaderMax24 | 18 | 5 | 20
586 | 106 | 1012-1/2-4P-150HP KPVS | KPVS_1012-1/2_4P_150HP_11.42_BRZ | 6598.6 | 6598.6 | 13197.2 | 2 | 1 | 3 | E | KPVS_SplitCase | 12 | 10 | 12 | 18 | BranchMin12_BranchMax18 | 14 | 4 | 14 | 24 | HeaderMin14_HeaderMax24 | 20 | 5 | 20
586 | 106 | 1012-1/2-4P-150HP KPVS | KPVS_1012-1/2_4P_150HP_11.42_BRZ | 6598.6 | 6598.6 | 13197.2 | 2 | 1 | 3 | E | KPVS_SplitCase | 12 | 10 | 12 | 18 | BranchMin12_BranchMax18 | 14 | 4 | 14 | 24 | HeaderMin14_HeaderMax24 | 24 | 5 | 20
586 | 106 | 1012-1/2-4P-150HP KPVS | KPVS_1012-1/2_4P_150HP_11.42_BRZ | 6598.6 | 6598.6 | 13197.2 | 2 | 1 | 3 | E | KPVS_SplitCase | 12 | 10 | 12 | 18 | BranchMin12_BranchMax18 | 16 | 4 | 14 | 24 | HeaderMin14_HeaderMax24 | 14 | 5 | 20 | [29 empty] | INVALID
586 | 106 | 1012-1/2-4P-150HP KPVS | KPVS_1012-1/2_4P_150HP_11.42_BRZ | 6598.6 | 6598.6 | 13197.2 | 2 | 1 | 3 | E | KPVS_SplitCase | 12 | 10 | 12 | 18 | BranchMin12_BranchMax18 | 16 | 4 | 14 | 24 | HeaderMin14_HeaderMax24 | 16 | 5 | 20 | [29 empty] | INVALID
586 | 106 | 1012-1/2-4P-150HP KPVS | KPVS_1012-1/2_4P_150HP_11.42_BRZ | 6598.6 | 6598.6 | 13197.2 | 2 | 1 | 3 | E | KPVS_SplitCase | 12 | 10 | 12 | 18 | BranchMin12_BranchMax18 | 16 | 4 | 14 | 24 | HeaderMin14_HeaderMax24 | 18 | 5 | 20
586 | 106 | 1012-1/2-4P-150HP KPVS | KPVS_1012-1/2_4P_150HP_11.42_BRZ | 6598.6 | 6598.6 | 13197.2 | 2 | 1 | 3 | E | KPVS_SplitCase | 12 | 10 | 12 | 18 | BranchMin12_BranchMax18 | 16 | 4 | 14 | 24 | HeaderMin14_HeaderMax24 | 20 | 5 | 20
586 | 106 | 1012-1/2-4P-150HP KPVS | KPVS_1012-1/2_4P_150HP_11.42_BRZ | 6598.6 | 6598.6 | 13197.2 | 2 | 1 | 3 | E | KPVS_SplitCase | 12 | 10 | 12 | 18 | BranchMin12_BranchMax18 | 16 | 4 | 14 | 24 | HeaderMin14_HeaderMax24 | 24 | 5 | 20
586 | 106 | 1012-1/2-4P-150HP KPVS | KPVS_1012-1/2_4P_150HP_11.42_BRZ | 6598.6 | 6598.6 | 13197.2 | 2 | 1 | 3 | E | KPVS_SplitCase | 12 | 10 | 12 | 18 | BranchMin12_BranchMax18 | 18 | 4 | 14 | 24 | HeaderMin14_HeaderMax24 | 14 | 5 | 20 | [29 empty] | INVALID
586 | 106 | 1012-1/2-4P-150HP KPVS | KPVS_1012-1/2_4P_150HP_11.42_BRZ | 6598.6 | 6598.6 | 13197.2 | 2 | 1 | 3 | E | KPVS_SplitCase | 12 | 10 | 12 | 18 | BranchMin12_BranchMax18 | 18 | 4 | 14 | 24 | HeaderMin14_HeaderMax24 | 16 | 5 | 20 | [29 empty] | INVALID
586 | 106 | 1012-1/2-4P-150HP KPVS | KPVS_1012-1/2_4P_150HP_11.42_BRZ | 6598.6 | 6598.6 | 13197.2 | 2 | 1 | 3 | E | KPVS_SplitCase | 12 | 10 | 12 | 18 | BranchMin12_BranchMax18 | 18 | 4 | 14 | 24 | HeaderMin14_HeaderMax24 | 18 | 5 | 20 | [29 empty] | INVALID
586 | 106 | 1012-1/2-4P-150HP KPVS | KPVS_1012-1/2_4P_150HP_11.42_BRZ | 6598.6 | 6598.6 | 13197.2 | 2 | 1 | 3 | E | KPVS_SplitCase | 12 | 10 | 12 | 18 | BranchMin12_BranchMax18 | 18 | 4 | 14 | 24 | HeaderMin14_HeaderMax24 | 20 | 5 | 20
586 | 106 | 1012-1/2-4P-150HP KPVS | KPVS_1012-1/2_4P_150HP_11.42_BRZ | 6598.6 | 6598.6 | 13197.2 | 2 | 1 | 3 | E | KPVS_SplitCase | 12 | 10 | 12 | 18 | BranchMin12_BranchMax18 | 18 | 4 | 14 | 24 | HeaderMin14_HeaderMax24 | 24 | 5 | 20
587 | 107 | 1012-1/2-4P-200HP KPVS | KPVS_1012-1/2_4P_200HP_12.00_BRZ | 7035 | 7035 | 14070 | 2 | 1 | 3 | E | KPVS_SplitCase | 12 | 10 | 12 | 18 | BranchMin12_BranchMax18 | 12 | 4 | 14 | 24 | HeaderMin14_HeaderMax24 | 14 | 5 | 20
587 | 107 | 1012-1/2-4P-200HP KPVS | KPVS_1012-1/2_4P_200HP_12.00_BRZ | 7035 | 7035 | 14070 | 2 | 1 | 3 | E | KPVS_SplitCase | 12 | 10 | 12 | 18 | BranchMin12_BranchMax18 | 12 | 4 | 14 | 24 | HeaderMin14_HeaderMax24 | 16 | 5 | 20
587 | 107 | 1012-1/2-4P-200HP KPVS | KPVS_1012-1/2_4P_200HP_12.00_BRZ | 7035 | 7035 | 14070 | 2 | 1 | 3 | E | KPVS_SplitCase | 12 | 10 | 12 | 18 | BranchMin12_BranchMax18 | 12 | 4 | 14 | 24 | HeaderMin14_HeaderMax24 | 18 | 5 | 20
587 | 107 | 1012-1/2-4P-200HP KPVS | KPVS_1012-1/2_4P_200HP_12.00_BRZ | 7035 | 7035 | 14070 | 2 | 1 | 3 | E | KPVS_SplitCase | 12 | 10 | 12 | 18 | BranchMin12_BranchMax18 | 12 | 4 | 14 | 24 | HeaderMin14_HeaderMax24 | 20 | 5 | 20
587 | 107 | 1012-1/2-4P-200HP KPVS | KPVS_1012-1/2_4P_200HP_12.00_BRZ | 7035 | 7035 | 14070 | 2 | 1 | 3 | E | KPVS_SplitCase | 12 | 10 | 12 | 18 | BranchMin12_BranchMax18 | 12 | 4 | 14 | 24 | HeaderMin14_HeaderMax24 | 24 | 5 | 20
587 | 107 | 1012-1/2-4P-200HP KPVS | KPVS_1012-1/2_4P_200HP_12.00_BRZ | 7035 | 7035 | 14070 | 2 | 1 | 3 | E | KPVS_SplitCase | 12 | 10 | 12 | 18 | BranchMin12_BranchMax18 | 14 | 4 | 14 | 24 | HeaderMin14_HeaderMax24 | 14 | 5 | 20 | [29 empty] | INVALID
587 | 107 | 1012-1/2-4P-200HP KPVS | KPVS_1012-1/2_4P_200HP_12.00_BRZ | 7035 | 7035 | 14070 | 2 | 1 | 3 | E | KPVS_SplitCase | 12 | 10 | 12 | 18 | BranchMin12_BranchMax18 | 14 | 4 | 14 | 24 | HeaderMin14_HeaderMax24 | 16 | 5 | 20
587 | 107 | 1012-1/2-4P-200HP KPVS | KPVS_1012-1/2_4P_200HP_12.00_BRZ | 7035 | 7035 | 14070 | 2 | 1 | 3 | E | KPVS_SplitCase | 12 | 10 | 12 | 18 | BranchMin12_BranchMax18 | 14 | 4 | 14 | 24 | HeaderMin14_HeaderMax24 | 18 | 5 | 20
587 | 107 | 1012-1/2-4P-200HP KPVS | KPVS_1012-1/2_4P_200HP_12.00_BRZ | 7035 | 7035 | 14070 | 2 | 1 | 3 | E | KPVS_SplitCase | 12 | 10 | 12 | 18 | BranchMin12_BranchMax18 | 14 | 4 | 14 | 24 | HeaderMin14_HeaderMax24 | 20 | 5 | 20
587 | 107 | 1012-1/2-4P-200HP KPVS | KPVS_1012-1/2_4P_200HP_12.00_BRZ | 7035 | 7035 | 14070 | 2 | 1 | 3 | E | KPVS_SplitCase | 12 | 10 | 12 | 18 | BranchMin12_BranchMax18 | 14 | 4 | 14 | 24 | HeaderMin14_HeaderMax24 | 24 | 5 | 20
587 | 107 | 1012-1/2-4P-200HP KPVS | KPVS_1012-1/2_4P_200HP_12.00_BRZ | 7035 | 7035 | 14070 | 2 | 1 | 3 | E | KPVS_SplitCase | 12 | 10 | 12 | 18 | BranchMin12_BranchMax18 | 16 | 4 | 14 | 24 | HeaderMin14_HeaderMax24 | 14 | 5 | 20 | [29 empty] | INVALID
587 | 107 | 1012-1/2-4P-200HP KPVS | KPVS_1012-1/2_4P_200HP_12.00_BRZ | 7035 | 7035 | 14070 | 2 | 1 | 3 | E | KPVS_SplitCase | 12 | 10 | 12 | 18 | BranchMin12_BranchMax18 | 16 | 4 | 14 | 24 | HeaderMin14_HeaderMax24 | 16 | 5 | 20 | [29 empty] | INVALID
587 | 107 | 1012-1/2-4P-200HP KPVS | KPVS_1012-1/2_4P_200HP_12.00_BRZ | 7035 | 7035 | 14070 | 2 | 1 | 3 | E | KPVS_SplitCase | 12 | 10 | 12 | 18 | BranchMin12_BranchMax18 | 16 | 4 | 14 | 24 | HeaderMin14_HeaderMax24 | 18 | 5 | 20
587 | 107 | 1012-1/2-4P-200HP KPVS | KPVS_1012-1/2_4P_200HP_12.00_BRZ | 7035 | 7035 | 14070 | 2 | 1 | 3 | E | KPVS_SplitCase | 12 | 10 | 12 | 18 | BranchMin12_BranchMax18 | 16 | 4 | 14 | 24 | HeaderMin14_HeaderMax24 | 20 | 5 | 20
587 | 107 | 1012-1/2-4P-200HP KPVS | KPVS_1012-1/2_4P_200HP_12.00_BRZ | 7035 | 7035 | 14070 | 2 | 1 | 3 | E | KPVS_SplitCase | 12 | 10 | 12 | 18 | BranchMin12_BranchMax18 | 16 | 4 | 14 | 24 | HeaderMin14_HeaderMax24 | 24 | 5 | 20
587 | 107 | 1012-1/2-4P-200HP KPVS | KPVS_1012-1/2_4P_200HP_12.00_BRZ | 7035 | 7035 | 14070 | 2 | 1 | 3 | E | KPVS_SplitCase | 12 | 10 | 12 | 18 | BranchMin12_BranchMax18 | 18 | 4 | 14 | 24 | HeaderMin14_HeaderMax24 | 14 | 5 | 20 | [29 empty] | INVALID
587 | 107 | 1012-1/2-4P-200HP KPVS | KPVS_1012-1/2_4P_200HP_12.00_BRZ | 7035 | 7035 | 14070 | 2 | 1 | 3 | E | KPVS_SplitCase | 12 | 10 | 12 | 18 | BranchMin12_BranchMax18 | 18 | 4 | 14 | 24 | HeaderMin14_HeaderMax24 | 16 | 5 | 20 | [29 empty] | INVALID
587 | 107 | 1012-1/2-4P-200HP KPVS | KPVS_1012-1/2_4P_200HP_12.00_BRZ | 7035 | 7035 | 14070 | 2 | 1 | 3 | E | KPVS_SplitCase | 12 | 10 | 12 | 18 | BranchMin12_BranchMax18 | 18 | 4 | 14 | 24 | HeaderMin14_HeaderMax24 | 18 | 5 | 20 | [29 empty] | INVALID
587 | 107 | 1012-1/2-4P-200HP KPVS | KPVS_1012-1/2_4P_200HP_12.00_BRZ | 7035 | 7035 | 14070 | 2 | 1 | 3 | E | KPVS_SplitCase | 12 | 10 | 12 | 18 | BranchMin12_BranchMax18 | 18 | 4 | 14 | 24 | HeaderMin14_HeaderMax24 | 20 | 5 | 20
587 | 107 | 1012-1/2-4P-200HP KPVS | KPVS_1012-1/2_4P_200HP_12.00_BRZ | 7035 | 7035 | 14070 | 2 | 1 | 3 | E | KPVS_SplitCase | 12 | 10 | 12 | 18 | BranchMin12_BranchMax18 | 18 | 4 | 14 | 24 | HeaderMin14_HeaderMax24 | 24 | 5 | 20
588 | 108 | 1015-3/4-4P-125HP KPVS | KPVS_1015-3/4_4P_125HP_11.26_BRZ | 5646.6 | 5646.6 | 11293.2 | 2 | 1 | 3 | E | KPVS_SplitCase | 12 | 10 | 12 | 18 | BranchMin12_BranchMax18 | 12 | 4 | 14 | 24 | HeaderMin14_HeaderMax24 | 14 | 5 | 20
588 | 108 | 1015-3/4-4P-125HP KPVS | KPVS_1015-3/4_4P_125HP_11.26_BRZ | 5646.6 | 5646.6 | 11293.2 | 2 | 1 | 3 | E | KPVS_SplitCase | 12 | 10 | 12 | 18 | BranchMin12_BranchMax18 | 12 | 4 | 14 | 24 | HeaderMin14_HeaderMax24 | 16 | 5 | 20
588 | 108 | 1015-3/4-4P-125HP KPVS | KPVS_1015-3/4_4P_125HP_11.26_BRZ | 5646.6 | 5646.6 | 11293.2 | 2 | 1 | 3 | E | KPVS_SplitCase | 12 | 10 | 12 | 18 | BranchMin12_BranchMax18 | 12 | 4 | 14 | 24 | HeaderMin14_HeaderMax24 | 18 | 5 | 20
588 | 108 | 1015-3/4-4P-125HP KPVS | KPVS_1015-3/4_4P_125HP_11.26_BRZ | 5646.6 | 5646.6 | 11293.2 | 2 | 1 | 3 | E | KPVS_SplitCase | 12 | 10 | 12 | 18 | BranchMin12_BranchMax18 | 12 | 4 | 14 | 24 | HeaderMin14_HeaderMax24 | 20 | 5 | 20
588 | 108 | 1015-3/4-4P-125HP KPVS | KPVS_1015-3/4_4P_125HP_11.26_BRZ | 5646.6 | 5646.6 | 11293.2 | 2 | 1 | 3 | E | KPVS_SplitCase | 12 | 10 | 12 | 18 | BranchMin12_BranchMax18 | 12 | 4 | 14 | 24 | HeaderMin14_HeaderMax24 | 24 | 5 | 20
588 | 108 | 1015-3/4-4P-125HP KPVS | KPVS_1015-3/4_4P_125HP_11.26_BRZ | 5646.6 | 5646.6 | 11293.2 | 2 | 1 | 3 | E | KPVS_SplitCase | 12 | 10 | 12 | 18 | BranchMin12_BranchMax18 | 14 | 4 | 14 | 24 | HeaderMin14_HeaderMax24 | 14 | 5 | 20 | [29 empty] | INVALID
588 | 108 | 1015-3/4-4P-125HP KPVS | KPVS_1015-3/4_4P_125HP_11.26_BRZ | 5646.6 | 5646.6 | 11293.2 | 2 | 1 | 3 | E | KPVS_SplitCase | 12 | 10 | 12 | 18 | BranchMin12_BranchMax18 | 14 | 4 | 14 | 24 | HeaderMin14_HeaderMax24 | 16 | 5 | 20
588 | 108 | 1015-3/4-4P-125HP KPVS | KPVS_1015-3/4_4P_125HP_11.26_BRZ | 5646.6 | 5646.6 | 11293.2 | 2 | 1 | 3 | E | KPVS_SplitCase | 12 | 10 | 12 | 18 | BranchMin12_BranchMax18 | 14 | 4 | 14 | 24 | HeaderMin14_HeaderMax24 | 18 | 5 | 20
588 | 108 | 1015-3/4-4P-125HP KPVS | KPVS_1015-3/4_4P_125HP_11.26_BRZ | 5646.6 | 5646.6 | 11293.2 | 2 | 1 | 3 | E | KPVS_SplitCase | 12 | 10 | 12 | 18 | BranchMin12_BranchMax18 | 14 | 4 | 14 | 24 | HeaderMin14_HeaderMax24 | 20 | 5 | 20
588 | 108 | 1015-3/4-4P-125HP KPVS | KPVS_1015-3/4_4P_125HP_11.26_BRZ | 5646.6 | 5646.6 | 11293.2 | 2 | 1 | 3 | E | KPVS_SplitCase | 12 | 10 | 12 | 18 | BranchMin12_BranchMax18 | 14 | 4 | 14 | 24 | HeaderMin14_HeaderMax24 | 24 | 5 | 20
588 | 108 | 1015-3/4-4P-125HP KPVS | KPVS_1015-3/4_4P_125HP_11.26_BRZ | 5646.6 | 5646.6 | 11293.2 | 2 | 1 | 3 | E | KPVS_SplitCase | 12 | 10 | 12 | 18 | BranchMin12_BranchMax18 | 16 | 4 | 14 | 24 | HeaderMin14_HeaderMax24 | 14 | 5 | 20 | [29 empty] | INVALID
588 | 108 | 1015-3/4-4P-125HP KPVS | KPVS_1015-3/4_4P_125HP_11.26_BRZ | 5646.6 | 5646.6 | 11293.2 | 2 | 1 | 3 | E | KPVS_SplitCase | 12 | 10 | 12 | 18 | BranchMin12_BranchMax18 | 16 | 4 | 14 | 24 | HeaderMin14_HeaderMax24 | 16 | 5 | 20 | [29 empty] | INVALID
588 | 108 | 1015-3/4-4P-125HP KPVS | KPVS_1015-3/4_4P_125HP_11.26_BRZ | 5646.6 | 5646.6 | 11293.2 | 2 | 1 | 3 | E | KPVS_SplitCase | 12 | 10 | 12 | 18 | BranchMin12_BranchMax18 | 16 | 4 | 14 | 24 | HeaderMin14_HeaderMax24 | 18 | 5 | 20
588 | 108 | 1015-3/4-4P-125HP KPVS | KPVS_1015-3/4_4P_125HP_11.26_BRZ | 5646.6 | 5646.6 | 11293.2 | 2 | 1 | 3 | E | KPVS_SplitCase | 12 | 10 | 12 | 18 | BranchMin12_BranchMax18 | 16 | 4 | 14 | 24 | HeaderMin14_HeaderMax24 | 20 | 5 | 20
588 | 108 | 1015-3/4-4P-125HP KPVS | KPVS_1015-3/4_4P_125HP_11.26_BRZ | 5646.6 | 5646.6 | 11293.2 | 2 | 1 | 3 | E | KPVS_SplitCase | 12 | 10 | 12 | 18 | BranchMin12_BranchMax18 | 16 | 4 | 14 | 24 | HeaderMin14_HeaderMax24 | 24 | 5 | 20
588 | 108 | 1015-3/4-4P-125HP KPVS | KPVS_1015-3/4_4P_125HP_11.26_BRZ | 5646.6 | 5646.6 | 11293.2 | 2 | 1 | 3 | E | KPVS_SplitCase | 12 | 10 | 12 | 18 | BranchMin12_BranchMax18 | 18 | 4 | 14 | 24 | HeaderMin14_HeaderMax24 | 14 | 5 | 20 | [29 empty] | INVALID
588 | 108 | 1015-3/4-4P-125HP KPVS | KPVS_1015-3/4_4P_125HP_11.26_BRZ | 5646.6 | 5646.6 | 11293.2 | 2 | 1 | 3 | E | KPVS_SplitCase | 12 | 10 | 12 | 18 | BranchMin12_BranchMax18 | 18 | 4 | 14 | 24 | HeaderMin14_HeaderMax24 | 16 | 5 | 20 | [29 empty] | INVALID
588 | 108 | 1015-3/4-4P-125HP KPVS | KPVS_1015-3/4_4P_125HP_11.26_BRZ | 5646.6 | 5646.6 | 11293.2 | 2 | 1 | 3 | E | KPVS_SplitCase | 12 | 10 | 12 | 18 | BranchMin12_BranchMax18 | 18 | 4 | 14 | 24 | HeaderMin14_HeaderMax24 | 18 | 5 | 20 | [29 empty] | INVALID
588 | 108 | 1015-3/4-4P-125HP KPVS | KPVS_1015-3/4_4P_125HP_11.26_BRZ | 5646.6 | 5646.6 | 11293.2 | 2 | 1 | 3 | E | KPVS_SplitCase | 12 | 10 | 12 | 18 | BranchMin12_BranchMax18 | 18 | 4 | 14 | 24 | HeaderMin14_HeaderMax24 | 20 | 5 | 20
588 | 108 | 1015-3/4-4P-125HP KPVS | KPVS_1015-3/4_4P_125HP_11.26_BRZ | 5646.6 | 5646.6 | 11293.2 | 2 | 1 | 3 | E | KPVS_SplitCase | 12 | 10 | 12 | 18 | BranchMin12_BranchMax18 | 18 | 4 | 14 | 24 | HeaderMin14_HeaderMax24 | 24 | 5 | 20
589 | 109 | 1015-3/4-4P-150HP KPVS | KPVS_1015-3/4_4P_150HP_11.96_BRZ | 6108.6 | 6108.6 | 12217.2 | 2 | 1 | 3 | E | KPVS_SplitCase | 12 | 10 | 12 | 18 | BranchMin12_BranchMax18 | 12 | 4 | 14 | 24 | HeaderMin14_HeaderMax24 | 14 | 5 | 20
589 | 109 | 1015-3/4-4P-150HP KPVS | KPVS_1015-3/4_4P_150HP_11.96_BRZ | 6108.6 | 6108.6 | 12217.2 | 2 | 1 | 3 | E | KPVS_SplitCase | 12 | 10 | 12 | 18 | BranchMin12_BranchMax18 | 12 | 4 | 14 | 24 | HeaderMin14_HeaderMax24 | 16 | 5 | 20
589 | 109 | 1015-3/4-4P-150HP KPVS | KPVS_1015-3/4_4P_150HP_11.96_BRZ | 6108.6 | 6108.6 | 12217.2 | 2 | 1 | 3 | E | KPVS_SplitCase | 12 | 10 | 12 | 18 | BranchMin12_BranchMax18 | 12 | 4 | 14 | 24 | HeaderMin14_HeaderMax24 | 18 | 5 | 20
589 | 109 | 1015-3/4-4P-150HP KPVS | KPVS_1015-3/4_4P_150HP_11.96_BRZ | 6108.6 | 6108.6 | 12217.2 | 2 | 1 | 3 | E | KPVS_SplitCase | 12 | 10 | 12 | 18 | BranchMin12_BranchMax18 | 12 | 4 | 14 | 24 | HeaderMin14_HeaderMax24 | 20 | 5 | 20
589 | 109 | 1015-3/4-4P-150HP KPVS | KPVS_1015-3/4_4P_150HP_11.96_BRZ | 6108.6 | 6108.6 | 12217.2 | 2 | 1 | 3 | E | KPVS_SplitCase | 12 | 10 | 12 | 18 | BranchMin12_BranchMax18 | 12 | 4 | 14 | 24 | HeaderMin14_HeaderMax24 | 24 | 5 | 20
589 | 109 | 1015-3/4-4P-150HP KPVS | KPVS_1015-3/4_4P_150HP_11.96_BRZ | 6108.6 | 6108.6 | 12217.2 | 2 | 1 | 3 | E | KPVS_SplitCase | 12 | 10 | 12 | 18 | BranchMin12_BranchMax18 | 14 | 4 | 14 | 24 | HeaderMin14_HeaderMax24 | 14 | 5 | 20 | [29 empty] | INVALID
589 | 109 | 1015-3/4-4P-150HP KPVS | KPVS_1015-3/4_4P_150HP_11.96_BRZ | 6108.6 | 6108.6 | 12217.2 | 2 | 1 | 3 | E | KPVS_SplitCase | 12 | 10 | 12 | 18 | BranchMin12_BranchMax18 | 14 | 4 | 14 | 24 | HeaderMin14_HeaderMax24 | 16 | 5 | 20
589 | 109 | 1015-3/4-4P-150HP KPVS | KPVS_1015-3/4_4P_150HP_11.96_BRZ | 6108.6 | 6108.6 | 12217.2 | 2 | 1 | 3 | E | KPVS_SplitCase | 12 | 10 | 12 | 18 | BranchMin12_BranchMax18 | 14 | 4 | 14 | 24 | HeaderMin14_HeaderMax24 | 18 | 5 | 20
589 | 109 | 1015-3/4-4P-150HP KPVS | KPVS_1015-3/4_4P_150HP_11.96_BRZ | 6108.6 | 6108.6 | 12217.2 | 2 | 1 | 3 | E | KPVS_SplitCase | 12 | 10 | 12 | 18 | BranchMin12_BranchMax18 | 14 | 4 | 14 | 24 | HeaderMin14_HeaderMax24 | 20 | 5 | 20
589 | 109 | 1015-3/4-4P-150HP KPVS | KPVS_1015-3/4_4P_150HP_11.96_BRZ | 6108.6 | 6108.6 | 12217.2 | 2 | 1 | 3 | E | KPVS_SplitCase | 12 | 10 | 12 | 18 | BranchMin12_BranchMax18 | 14 | 4 | 14 | 24 | HeaderMin14_HeaderMax24 | 24 | 5 | 20
589 | 109 | 1015-3/4-4P-150HP KPVS | KPVS_1015-3/4_4P_150HP_11.96_BRZ | 6108.6 | 6108.6 | 12217.2 | 2 | 1 | 3 | E | KPVS_SplitCase | 12 | 10 | 12 | 18 | BranchMin12_BranchMax18 | 16 | 4 | 14 | 24 | HeaderMin14_HeaderMax24 | 14 | 5 | 20 | [29 empty] | INVALID
589 | 109 | 1015-3/4-4P-150HP KPVS | KPVS_1015-3/4_4P_150HP_11.96_BRZ | 6108.6 | 6108.6 | 12217.2 | 2 | 1 | 3 | E | KPVS_SplitCase | 12 | 10 | 12 | 18 | BranchMin12_BranchMax18 | 16 | 4 | 14 | 24 | HeaderMin14_HeaderMax24 | 16 | 5 | 20 | [29 empty] | INVALID
589 | 109 | 1015-3/4-4P-150HP KPVS | KPVS_1015-3/4_4P_150HP_11.96_BRZ | 6108.6 | 6108.6 | 12217.2 | 2 | 1 | 3 | E | KPVS_SplitCase | 12 | 10 | 12 | 18 | BranchMin12_BranchMax18 | 16 | 4 | 14 | 24 | HeaderMin14_HeaderMax24 | 18 | 5 | 20
589 | 109 | 1015-3/4-4P-150HP KPVS | KPVS_1015-3/4_4P_150HP_11.96_BRZ | 6108.6 | 6108.6 | 12217.2 | 2 | 1 | 3 | E | KPVS_SplitCase | 12 | 10 | 12 | 18 | BranchMin12_BranchMax18 | 16 | 4 | 14 | 24 | HeaderMin14_HeaderMax24 | 20 | 5 | 20
589 | 109 | 1015-3/4-4P-150HP KPVS | KPVS_1015-3/4_4P_150HP_11.96_BRZ | 6108.6 | 6108.6 | 12217.2 | 2 | 1 | 3 | E | KPVS_SplitCase | 12 | 10 | 12 | 18 | BranchMin12_BranchMax18 | 16 | 4 | 14 | 24 | HeaderMin14_HeaderMax24 | 24 | 5 | 20
589 | 109 | 1015-3/4-4P-150HP KPVS | KPVS_1015-3/4_4P_150HP_11.96_BRZ | 6108.6 | 6108.6 | 12217.2 | 2 | 1 | 3 | E | KPVS_SplitCase | 12 | 10 | 12 | 18 | BranchMin12_BranchMax18 | 18 | 4 | 14 | 24 | HeaderMin14_HeaderMax24 | 14 | 5 | 20 | [29 empty] | INVALID
589 | 109 | 1015-3/4-4P-150HP KPVS | KPVS_1015-3/4_4P_150HP_11.96_BRZ | 6108.6 | 6108.6 | 12217.2 | 2 | 1 | 3 | E | KPVS_SplitCase | 12 | 10 | 12 | 18 | BranchMin12_BranchMax18 | 18 | 4 | 14 | 24 | HeaderMin14_HeaderMax24 | 16 | 5 | 20 | [29 empty] | INVALID
589 | 109 | 1015-3/4-4P-150HP KPVS | KPVS_1015-3/4_4P_150HP_11.96_BRZ | 6108.6 | 6108.6 | 12217.2 | 2 | 1 | 3 | E | KPVS_SplitCase | 12 | 10 | 12 | 18 | BranchMin12_BranchMax18 | 18 | 4 | 14 | 24 | HeaderMin14_HeaderMax24 | 18 | 5 | 20 | [29 empty] | INVALID
589 | 109 | 1015-3/4-4P-150HP KPVS | KPVS_1015-3/4_4P_150HP_11.96_BRZ | 6108.6 | 6108.6 | 12217.2 | 2 | 1 | 3 | E | KPVS_SplitCase | 12 | 10 | 12 | 18 | BranchMin12_BranchMax18 | 18 | 4 | 14 | 24 | HeaderMin14_HeaderMax24 | 20 | 5 | 20
589 | 109 | 1015-3/4-4P-150HP KPVS | KPVS_1015-3/4_4P_150HP_11.96_BRZ | 6108.6 | 6108.6 | 12217.2 | 2 | 1 | 3 | E | KPVS_SplitCase | 12 | 10 | 12 | 18 | BranchMin12_BranchMax18 | 18 | 4 | 14 | 24 | HeaderMin14_HeaderMax24 | 24 | 5 | 20
590 | 110 | 1015-3/4-4P-200HP KPVS | KPVS_1015-3/4_4P_200HP_12.89_BRZ | 6722.4 | 6722.4 | 13444.8 | 2 | 1 | 3 | E | KPVS_SplitCase | 12 | 10 | 12 | 18 | BranchMin12_BranchMax18 | 12 | 4 | 14 | 24 | HeaderMin14_HeaderMax24 | 14 | 5 | 20
590 | 110 | 1015-3/4-4P-200HP KPVS | KPVS_1015-3/4_4P_200HP_12.89_BRZ | 6722.4 | 6722.4 | 13444.8 | 2 | 1 | 3 | E | KPVS_SplitCase | 12 | 10 | 12 | 18 | BranchMin12_BranchMax18 | 12 | 4 | 14 | 24 | HeaderMin14_HeaderMax24 | 16 | 5 | 20
590 | 110 | 1015-3/4-4P-200HP KPVS | KPVS_1015-3/4_4P_200HP_12.89_BRZ | 6722.4 | 6722.4 | 13444.8 | 2 | 1 | 3 | E | KPVS_SplitCase | 12 | 10 | 12 | 18 | BranchMin12_BranchMax18 | 12 | 4 | 14 | 24 | HeaderMin14_HeaderMax24 | 18 | 5 | 20
590 | 110 | 1015-3/4-4P-200HP KPVS | KPVS_1015-3/4_4P_200HP_12.89_BRZ | 6722.4 | 6722.4 | 13444.8 | 2 | 1 | 3 | E | KPVS_SplitCase | 12 | 10 | 12 | 18 | BranchMin12_BranchMax18 | 12 | 4 | 14 | 24 | HeaderMin14_HeaderMax24 | 20 | 5 | 20
590 | 110 | 1015-3/4-4P-200HP KPVS | KPVS_1015-3/4_4P_200HP_12.89_BRZ | 6722.4 | 6722.4 | 13444.8 | 2 | 1 | 3 | E | KPVS_SplitCase | 12 | 10 | 12 | 18 | BranchMin12_BranchMax18 | 12 | 4 | 14 | 24 | HeaderMin14_HeaderMax24 | 24 | 5 | 20
590 | 110 | 1015-3/4-4P-200HP KPVS | KPVS_1015-3/4_4P_200HP_12.89_BRZ | 6722.4 | 6722.4 | 13444.8 | 2 | 1 | 3 | E | KPVS_SplitCase | 12 | 10 | 12 | 18 | BranchMin12_BranchMax18 | 14 | 4 | 14 | 24 | HeaderMin14_HeaderMax24 | 14 | 5 | 20 | [29 empty] | INVALID
590 | 110 | 1015-3/4-4P-200HP KPVS | KPVS_1015-3/4_4P_200HP_12.89_BRZ | 6722.4 | 6722.4 | 13444.8 | 2 | 1 | 3 | E | KPVS_SplitCase | 12 | 10 | 12 | 18 | BranchMin12_BranchMax18 | 14 | 4 | 14 | 24 | HeaderMin14_HeaderMax24 | 16 | 5 | 20
590 | 110 | 1015-3/4-4P-200HP KPVS | KPVS_1015-3/4_4P_200HP_12.89_BRZ | 6722.4 | 6722.4 | 13444.8 | 2 | 1 | 3 | E | KPVS_SplitCase | 12 | 10 | 12 | 18 | BranchMin12_BranchMax18 | 14 | 4 | 14 | 24 | HeaderMin14_HeaderMax24 | 18 | 5 | 20
590 | 110 | 1015-3/4-4P-200HP KPVS | KPVS_1015-3/4_4P_200HP_12.89_BRZ | 6722.4 | 6722.4 | 13444.8 | 2 | 1 | 3 | E | KPVS_SplitCase | 12 | 10 | 12 | 18 | BranchMin12_BranchMax18 | 14 | 4 | 14 | 24 | HeaderMin14_HeaderMax24 | 20 | 5 | 20
590 | 110 | 1015-3/4-4P-200HP KPVS | KPVS_1015-3/4_4P_200HP_12.89_BRZ | 6722.4 | 6722.4 | 13444.8 | 2 | 1 | 3 | E | KPVS_SplitCase | 12 | 10 | 12 | 18 | BranchMin12_BranchMax18 | 14 | 4 | 14 | 24 | HeaderMin14_HeaderMax24 | 24 | 5 | 20
590 | 110 | 1015-3/4-4P-200HP KPVS | KPVS_1015-3/4_4P_200HP_12.89_BRZ | 6722.4 | 6722.4 | 13444.8 | 2 | 1 | 3 | E | KPVS_SplitCase | 12 | 10 | 12 | 18 | BranchMin12_BranchMax18 | 16 | 4 | 14 | 24 | HeaderMin14_HeaderMax24 | 14 | 5 | 20 | [29 empty] | INVALID
590 | 110 | 1015-3/4-4P-200HP KPVS | KPVS_1015-3/4_4P_200HP_12.89_BRZ | 6722.4 | 6722.4 | 13444.8 | 2 | 1 | 3 | E | KPVS_SplitCase | 12 | 10 | 12 | 18 | BranchMin12_BranchMax18 | 16 | 4 | 14 | 24 | HeaderMin14_HeaderMax24 | 16 | 5 | 20 | [29 empty] | INVALID
590 | 110 | 1015-3/4-4P-200HP KPVS | KPVS_1015-3/4_4P_200HP_12.89_BRZ | 6722.4 | 6722.4 | 13444.8 | 2 | 1 | 3 | E | KPVS_SplitCase | 12 | 10 | 12 | 18 | BranchMin12_BranchMax18 | 16 | 4 | 14 | 24 | HeaderMin14_HeaderMax24 | 18 | 5 | 20
590 | 110 | 1015-3/4-4P-200HP KPVS | KPVS_1015-3/4_4P_200HP_12.89_BRZ | 6722.4 | 6722.4 | 13444.8 | 2 | 1 | 3 | E | KPVS_SplitCase | 12 | 10 | 12 | 18 | BranchMin12_BranchMax18 | 16 | 4 | 14 | 24 | HeaderMin14_HeaderMax24 | 20 | 5 | 20
590 | 110 | 1015-3/4-4P-200HP KPVS | KPVS_1015-3/4_4P_200HP_12.89_BRZ | 6722.4 | 6722.4 | 13444.8 | 2 | 1 | 3 | E | KPVS_SplitCase | 12 | 10 | 12 | 18 | BranchMin12_BranchMax18 | 16 | 4 | 14 | 24 | HeaderMin14_HeaderMax24 | 24 | 5 | 20
590 | 110 | 1015-3/4-4P-200HP KPVS | KPVS_1015-3/4_4P_200HP_12.89_BRZ | 6722.4 | 6722.4 | 13444.8 | 2 | 1 | 3 | E | KPVS_SplitCase | 12 | 10 | 12 | 18 | BranchMin12_BranchMax18 | 18 | 4 | 14 | 24 | HeaderMin14_HeaderMax24 | 14 | 5 | 20 | [29 empty] | INVALID
590 | 110 | 1015-3/4-4P-200HP KPVS | KPVS_1015-3/4_4P_200HP_12.89_BRZ | 6722.4 | 6722.4 | 13444.8 | 2 | 1 | 3 | E | KPVS_SplitCase | 12 | 10 | 12 | 18 | BranchMin12_BranchMax18 | 18 | 4 | 14 | 24 | HeaderMin14_HeaderMax24 | 16 | 5 | 20 | [29 empty] | INVALID
590 | 110 | 1015-3/4-4P-200HP KPVS | KPVS_1015-3/4_4P_200HP_12.89_BRZ | 6722.4 | 6722.4 | 13444.8 | 2 | 1 | 3 | E | KPVS_SplitCase | 12 | 10 | 12 | 18 | BranchMin12_BranchMax18 | 18 | 4 | 14 | 24 | HeaderMin14_HeaderMax24 | 18 | 5 | 20 | [29 empty] | INVALID
590 | 110 | 1015-3/4-4P-200HP KPVS | KPVS_1015-3/4_4P_200HP_12.89_BRZ | 6722.4 | 6722.4 | 13444.8 | 2 | 1 | 3 | E | KPVS_SplitCase | 12 | 10 | 12 | 18 | BranchMin12_BranchMax18 | 18 | 4 | 14 | 24 | HeaderMin14_HeaderMax24 | 20 | 5 | 20
590 | 110 | 1015-3/4-4P-200HP KPVS | KPVS_1015-3/4_4P_200HP_12.89_BRZ | 6722.4 | 6722.4 | 13444.8 | 2 | 1 | 3 | E | KPVS_SplitCase | 12 | 10 | 12 | 18 | BranchMin12_BranchMax18 | 18 | 4 | 14 | 24 | HeaderMin14_HeaderMax24 | 24 | 5 | 20
591 | 111 | 1015-3/4-4P-250HP KPVS | KPVS_1015-3/4_4P_250HP_13.52_BRZ | 7055.6 | 7055.6 | 14111.2 | 2 | 1 | 3 | E | KPVS_SplitCase | 12 | 10 | 12 | 20 | BranchMin12_BranchMax20 | 12 | 5 | 14 | 24 | HeaderMin14_HeaderMax24 | 14 | 5 | 25
591 | 111 | 1015-3/4-4P-250HP KPVS | KPVS_1015-3/4_4P_250HP_13.52_BRZ | 7055.6 | 7055.6 | 14111.2 | 2 | 1 | 3 | E | KPVS_SplitCase | 12 | 10 | 12 | 20 | BranchMin12_BranchMax20 | 12 | 5 | 14 | 24 | HeaderMin14_HeaderMax24 | 16 | 5 | 25
591 | 111 | 1015-3/4-4P-250HP KPVS | KPVS_1015-3/4_4P_250HP_13.52_BRZ | 7055.6 | 7055.6 | 14111.2 | 2 | 1 | 3 | E | KPVS_SplitCase | 12 | 10 | 12 | 20 | BranchMin12_BranchMax20 | 12 | 5 | 14 | 24 | HeaderMin14_HeaderMax24 | 18 | 5 | 25
591 | 111 | 1015-3/4-4P-250HP KPVS | KPVS_1015-3/4_4P_250HP_13.52_BRZ | 7055.6 | 7055.6 | 14111.2 | 2 | 1 | 3 | E | KPVS_SplitCase | 12 | 10 | 12 | 20 | BranchMin12_BranchMax20 | 12 | 5 | 14 | 24 | HeaderMin14_HeaderMax24 | 20 | 5 | 25
591 | 111 | 1015-3/4-4P-250HP KPVS | KPVS_1015-3/4_4P_250HP_13.52_BRZ | 7055.6 | 7055.6 | 14111.2 | 2 | 1 | 3 | E | KPVS_SplitCase | 12 | 10 | 12 | 20 | BranchMin12_BranchMax20 | 12 | 5 | 14 | 24 | HeaderMin14_HeaderMax24 | 24 | 5 | 25
591 | 111 | 1015-3/4-4P-250HP KPVS | KPVS_1015-3/4_4P_250HP_13.52_BRZ | 7055.6 | 7055.6 | 14111.2 | 2 | 1 | 3 | E | KPVS_SplitCase | 12 | 10 | 12 | 20 | BranchMin12_BranchMax20 | 14 | 5 | 14 | 24 | HeaderMin14_HeaderMax24 | 14 | 5 | 25 | [29 empty] | INVALID
591 | 111 | 1015-3/4-4P-250HP KPVS | KPVS_1015-3/4_4P_250HP_13.52_BRZ | 7055.6 | 7055.6 | 14111.2 | 2 | 1 | 3 | E | KPVS_SplitCase | 12 | 10 | 12 | 20 | BranchMin12_BranchMax20 | 14 | 5 | 14 | 24 | HeaderMin14_HeaderMax24 | 16 | 5 | 25
591 | 111 | 1015-3/4-4P-250HP KPVS | KPVS_1015-3/4_4P_250HP_13.52_BRZ | 7055.6 | 7055.6 | 14111.2 | 2 | 1 | 3 | E | KPVS_SplitCase | 12 | 10 | 12 | 20 | BranchMin12_BranchMax20 | 14 | 5 | 14 | 24 | HeaderMin14_HeaderMax24 | 18 | 5 | 25
591 | 111 | 1015-3/4-4P-250HP KPVS | KPVS_1015-3/4_4P_250HP_13.52_BRZ | 7055.6 | 7055.6 | 14111.2 | 2 | 1 | 3 | E | KPVS_SplitCase | 12 | 10 | 12 | 20 | BranchMin12_BranchMax20 | 14 | 5 | 14 | 24 | HeaderMin14_HeaderMax24 | 20 | 5 | 25
591 | 111 | 1015-3/4-4P-250HP KPVS | KPVS_1015-3/4_4P_250HP_13.52_BRZ | 7055.6 | 7055.6 | 14111.2 | 2 | 1 | 3 | E | KPVS_SplitCase | 12 | 10 | 12 | 20 | BranchMin12_BranchMax20 | 14 | 5 | 14 | 24 | HeaderMin14_HeaderMax24 | 24 | 5 | 25
591 | 111 | 1015-3/4-4P-250HP KPVS | KPVS_1015-3/4_4P_250HP_13.52_BRZ | 7055.6 | 7055.6 | 14111.2 | 2 | 1 | 3 | E | KPVS_SplitCase | 12 | 10 | 12 | 20 | BranchMin12_BranchMax20 | 16 | 5 | 14 | 24 | HeaderMin14_HeaderMax24 | 14 | 5 | 25 | [29 empty] | INVALID
591 | 111 | 1015-3/4-4P-250HP KPVS | KPVS_1015-3/4_4P_250HP_13.52_BRZ | 7055.6 | 7055.6 | 14111.2 | 2 | 1 | 3 | E | KPVS_SplitCase | 12 | 10 | 12 | 20 | BranchMin12_BranchMax20 | 16 | 5 | 14 | 24 | HeaderMin14_HeaderMax24 | 16 | 5 | 25 | [29 empty] | INVALID
591 | 111 | 1015-3/4-4P-250HP KPVS | KPVS_1015-3/4_4P_250HP_13.52_BRZ | 7055.6 | 7055.6 | 14111.2 | 2 | 1 | 3 | E | KPVS_SplitCase | 12 | 10 | 12 | 20 | BranchMin12_BranchMax20 | 16 | 5 | 14 | 24 | HeaderMin14_HeaderMax24 | 18 | 5 | 25
591 | 111 | 1015-3/4-4P-250HP KPVS | KPVS_1015-3/4_4P_250HP_13.52_BRZ | 7055.6 | 7055.6 | 14111.2 | 2 | 1 | 3 | E | KPVS_SplitCase | 12 | 10 | 12 | 20 | BranchMin12_BranchMax20 | 16 | 5 | 14 | 24 | HeaderMin14_HeaderMax24 | 20 | 5 | 25
591 | 111 | 1015-3/4-4P-250HP KPVS | KPVS_1015-3/4_4P_250HP_13.52_BRZ | 7055.6 | 7055.6 | 14111.2 | 2 | 1 | 3 | E | KPVS_SplitCase | 12 | 10 | 12 | 20 | BranchMin12_BranchMax20 | 16 | 5 | 14 | 24 | HeaderMin14_HeaderMax24 | 24 | 5 | 25
591 | 111 | 1015-3/4-4P-250HP KPVS | KPVS_1015-3/4_4P_250HP_13.52_BRZ | 7055.6 | 7055.6 | 14111.2 | 2 | 1 | 3 | E | KPVS_SplitCase | 12 | 10 | 12 | 20 | BranchMin12_BranchMax20 | 18 | 5 | 14 | 24 | HeaderMin14_HeaderMax24 | 14 | 5 | 25 | [29 empty] | INVALID
591 | 111 | 1015-3/4-4P-250HP KPVS | KPVS_1015-3/4_4P_250HP_13.52_BRZ | 7055.6 | 7055.6 | 14111.2 | 2 | 1 | 3 | E | KPVS_SplitCase | 12 | 10 | 12 | 20 | BranchMin12_BranchMax20 | 18 | 5 | 14 | 24 | HeaderMin14_HeaderMax24 | 16 | 5 | 25 | [29 empty] | INVALID
591 | 111 | 1015-3/4-4P-250HP KPVS | KPVS_1015-3/4_4P_250HP_13.52_BRZ | 7055.6 | 7055.6 | 14111.2 | 2 | 1 | 3 | E | KPVS_SplitCase | 12 | 10 | 12 | 20 | BranchMin12_BranchMax20 | 18 | 5 | 14 | 24 | HeaderMin14_HeaderMax24 | 18 | 5 | 25 | [29 empty] | INVALID
591 | 111 | 1015-3/4-4P-250HP KPVS | KPVS_1015-3/4_4P_250HP_13.52_BRZ | 7055.6 | 7055.6 | 14111.2 | 2 | 1 | 3 | E | KPVS_SplitCase | 12 | 10 | 12 | 20 | BranchMin12_BranchMax20 | 18 | 5 | 14 | 24 | HeaderMin14_HeaderMax24 | 20 | 5 | 25
591 | 111 | 1015-3/4-4P-250HP KPVS | KPVS_1015-3/4_4P_250HP_13.52_BRZ | 7055.6 | 7055.6 | 14111.2 | 2 | 1 | 3 | E | KPVS_SplitCase | 12 | 10 | 12 | 20 | BranchMin12_BranchMax20 | 18 | 5 | 14 | 24 | HeaderMin14_HeaderMax24 | 24 | 5 | 25
591 | 111 | 1015-3/4-4P-250HP KPVS | KPVS_1015-3/4_4P_250HP_13.52_BRZ | 7055.6 | 7055.6 | 14111.2 | 2 | 1 | 3 | E | KPVS_SplitCase | 12 | 10 | 12 | 20 | BranchMin12_BranchMax20 | 20 | 5 | 14 | 24 | HeaderMin14_HeaderMax24 | 14 | 5 | 25 | [29 empty] | INVALID
591 | 111 | 1015-3/4-4P-250HP KPVS | KPVS_1015-3/4_4P_250HP_13.52_BRZ | 7055.6 | 7055.6 | 14111.2 | 2 | 1 | 3 | E | KPVS_SplitCase | 12 | 10 | 12 | 20 | BranchMin12_BranchMax20 | 20 | 5 | 14 | 24 | HeaderMin14_HeaderMax24 | 16 | 5 | 25 | [29 empty] | INVALID
591 | 111 | 1015-3/4-4P-250HP KPVS | KPVS_1015-3/4_4P_250HP_13.52_BRZ | 7055.6 | 7055.6 | 14111.2 | 2 | 1 | 3 | E | KPVS_SplitCase | 12 | 10 | 12 | 20 | BranchMin12_BranchMax20 | 20 | 5 | 14 | 24 | HeaderMin14_HeaderMax24 | 18 | 5 | 25 | [29 empty] | INVALID
591 | 111 | 1015-3/4-4P-250HP KPVS | KPVS_1015-3/4_4P_250HP_13.52_BRZ | 7055.6 | 7055.6 | 14111.2 | 2 | 1 | 3 | E | KPVS_SplitCase | 12 | 10 | 12 | 20 | BranchMin12_BranchMax20 | 20 | 5 | 14 | 24 | HeaderMin14_HeaderMax24 | 20 | 5 | 25 | [29 empty] | INVALID
591 | 111 | 1015-3/4-4P-250HP KPVS | KPVS_1015-3/4_4P_250HP_13.52_BRZ | 7055.6 | 7055.6 | 14111.2 | 2 | 1 | 3 | E | KPVS_SplitCase | 12 | 10 | 12 | 20 | BranchMin12_BranchMax20 | 20 | 5 | 14 | 24 | HeaderMin14_HeaderMax24 | 24 | 5 | 25
592 | 112 | 1015-3/4-4P-300HP KPVS | KPVS_1015-3/4_4P_300HP_14.03_BRZ | 7256.3 | 7256.3 | 14512.6 | 2 | 1 | 3 | E | KPVS_SplitCase | 12 | 10 | 12 | 20 | BranchMin12_BranchMax20 | 12 | 5 | 14 | 24 | HeaderMin14_HeaderMax24 | 14 | 5 | 25
592 | 112 | 1015-3/4-4P-300HP KPVS | KPVS_1015-3/4_4P_300HP_14.03_BRZ | 7256.3 | 7256.3 | 14512.6 | 2 | 1 | 3 | E | KPVS_SplitCase | 12 | 10 | 12 | 20 | BranchMin12_BranchMax20 | 12 | 5 | 14 | 24 | HeaderMin14_HeaderMax24 | 16 | 5 | 25
592 | 112 | 1015-3/4-4P-300HP KPVS | KPVS_1015-3/4_4P_300HP_14.03_BRZ | 7256.3 | 7256.3 | 14512.6 | 2 | 1 | 3 | E | KPVS_SplitCase | 12 | 10 | 12 | 20 | BranchMin12_BranchMax20 | 12 | 5 | 14 | 24 | HeaderMin14_HeaderMax24 | 18 | 5 | 25
592 | 112 | 1015-3/4-4P-300HP KPVS | KPVS_1015-3/4_4P_300HP_14.03_BRZ | 7256.3 | 7256.3 | 14512.6 | 2 | 1 | 3 | E | KPVS_SplitCase | 12 | 10 | 12 | 20 | BranchMin12_BranchMax20 | 12 | 5 | 14 | 24 | HeaderMin14_HeaderMax24 | 20 | 5 | 25
592 | 112 | 1015-3/4-4P-300HP KPVS | KPVS_1015-3/4_4P_300HP_14.03_BRZ | 7256.3 | 7256.3 | 14512.6 | 2 | 1 | 3 | E | KPVS_SplitCase | 12 | 10 | 12 | 20 | BranchMin12_BranchMax20 | 12 | 5 | 14 | 24 | HeaderMin14_HeaderMax24 | 24 | 5 | 25
592 | 112 | 1015-3/4-4P-300HP KPVS | KPVS_1015-3/4_4P_300HP_14.03_BRZ | 7256.3 | 7256.3 | 14512.6 | 2 | 1 | 3 | E | KPVS_SplitCase | 12 | 10 | 12 | 20 | BranchMin12_BranchMax20 | 14 | 5 | 14 | 24 | HeaderMin14_HeaderMax24 | 14 | 5 | 25 | [29 empty] | INVALID
592 | 112 | 1015-3/4-4P-300HP KPVS | KPVS_1015-3/4_4P_300HP_14.03_BRZ | 7256.3 | 7256.3 | 14512.6 | 2 | 1 | 3 | E | KPVS_SplitCase | 12 | 10 | 12 | 20 | BranchMin12_BranchMax20 | 14 | 5 | 14 | 24 | HeaderMin14_HeaderMax24 | 16 | 5 | 25
592 | 112 | 1015-3/4-4P-300HP KPVS | KPVS_1015-3/4_4P_300HP_14.03_BRZ | 7256.3 | 7256.3 | 14512.6 | 2 | 1 | 3 | E | KPVS_SplitCase | 12 | 10 | 12 | 20 | BranchMin12_BranchMax20 | 14 | 5 | 14 | 24 | HeaderMin14_HeaderMax24 | 18 | 5 | 25
592 | 112 | 1015-3/4-4P-300HP KPVS | KPVS_1015-3/4_4P_300HP_14.03_BRZ | 7256.3 | 7256.3 | 14512.6 | 2 | 1 | 3 | E | KPVS_SplitCase | 12 | 10 | 12 | 20 | BranchMin12_BranchMax20 | 14 | 5 | 14 | 24 | HeaderMin14_HeaderMax24 | 20 | 5 | 25
592 | 112 | 1015-3/4-4P-300HP KPVS | KPVS_1015-3/4_4P_300HP_14.03_BRZ | 7256.3 | 7256.3 | 14512.6 | 2 | 1 | 3 | E | KPVS_SplitCase | 12 | 10 | 12 | 20 | BranchMin12_BranchMax20 | 14 | 5 | 14 | 24 | HeaderMin14_HeaderMax24 | 24 | 5 | 25
592 | 112 | 1015-3/4-4P-300HP KPVS | KPVS_1015-3/4_4P_300HP_14.03_BRZ | 7256.3 | 7256.3 | 14512.6 | 2 | 1 | 3 | E | KPVS_SplitCase | 12 | 10 | 12 | 20 | BranchMin12_BranchMax20 | 16 | 5 | 14 | 24 | HeaderMin14_HeaderMax24 | 14 | 5 | 25 | [29 empty] | INVALID
592 | 112 | 1015-3/4-4P-300HP KPVS | KPVS_1015-3/4_4P_300HP_14.03_BRZ | 7256.3 | 7256.3 | 14512.6 | 2 | 1 | 3 | E | KPVS_SplitCase | 12 | 10 | 12 | 20 | BranchMin12_BranchMax20 | 16 | 5 | 14 | 24 | HeaderMin14_HeaderMax24 | 16 | 5 | 25 | [29 empty] | INVALID
592 | 112 | 1015-3/4-4P-300HP KPVS | KPVS_1015-3/4_4P_300HP_14.03_BRZ | 7256.3 | 7256.3 | 14512.6 | 2 | 1 | 3 | E | KPVS_SplitCase | 12 | 10 | 12 | 20 | BranchMin12_BranchMax20 | 16 | 5 | 14 | 24 | HeaderMin14_HeaderMax24 | 18 | 5 | 25
592 | 112 | 1015-3/4-4P-300HP KPVS | KPVS_1015-3/4_4P_300HP_14.03_BRZ | 7256.3 | 7256.3 | 14512.6 | 2 | 1 | 3 | E | KPVS_SplitCase | 12 | 10 | 12 | 20 | BranchMin12_BranchMax20 | 16 | 5 | 14 | 24 | HeaderMin14_HeaderMax24 | 20 | 5 | 25
592 | 112 | 1015-3/4-4P-300HP KPVS | KPVS_1015-3/4_4P_300HP_14.03_BRZ | 7256.3 | 7256.3 | 14512.6 | 2 | 1 | 3 | E | KPVS_SplitCase | 12 | 10 | 12 | 20 | BranchMin12_BranchMax20 | 16 | 5 | 14 | 24 | HeaderMin14_HeaderMax24 | 24 | 5 | 25
592 | 112 | 1015-3/4-4P-300HP KPVS | KPVS_1015-3/4_4P_300HP_14.03_BRZ | 7256.3 | 7256.3 | 14512.6 | 2 | 1 | 3 | E | KPVS_SplitCase | 12 | 10 | 12 | 20 | BranchMin12_BranchMax20 | 18 | 5 | 14 | 24 | HeaderMin14_HeaderMax24 | 14 | 5 | 25 | [29 empty] | INVALID
592 | 112 | 1015-3/4-4P-300HP KPVS | KPVS_1015-3/4_4P_300HP_14.03_BRZ | 7256.3 | 7256.3 | 14512.6 | 2 | 1 | 3 | E | KPVS_SplitCase | 12 | 10 | 12 | 20 | BranchMin12_BranchMax20 | 18 | 5 | 14 | 24 | HeaderMin14_HeaderMax24 | 16 | 5 | 25 | [29 empty] | INVALID
592 | 112 | 1015-3/4-4P-300HP KPVS | KPVS_1015-3/4_4P_300HP_14.03_BRZ | 7256.3 | 7256.3 | 14512.6 | 2 | 1 | 3 | E | KPVS_SplitCase | 12 | 10 | 12 | 20 | BranchMin12_BranchMax20 | 18 | 5 | 14 | 24 | HeaderMin14_HeaderMax24 | 18 | 5 | 25 | [29 empty] | INVALID
592 | 112 | 1015-3/4-4P-300HP KPVS | KPVS_1015-3/4_4P_300HP_14.03_BRZ | 7256.3 | 7256.3 | 14512.6 | 2 | 1 | 3 | E | KPVS_SplitCase | 12 | 10 | 12 | 20 | BranchMin12_BranchMax20 | 18 | 5 | 14 | 24 | HeaderMin14_HeaderMax24 | 20 | 5 | 25
592 | 112 | 1015-3/4-4P-300HP KPVS | KPVS_1015-3/4_4P_300HP_14.03_BRZ | 7256.3 | 7256.3 | 14512.6 | 2 | 1 | 3 | E | KPVS_SplitCase | 12 | 10 | 12 | 20 | BranchMin12_BranchMax20 | 18 | 5 | 14 | 24 | HeaderMin14_HeaderMax24 | 24 | 5 | 25
592 | 112 | 1015-3/4-4P-300HP KPVS | KPVS_1015-3/4_4P_300HP_14.03_BRZ | 7256.3 | 7256.3 | 14512.6 | 2 | 1 | 3 | E | KPVS_SplitCase | 12 | 10 | 12 | 20 | BranchMin12_BranchMax20 | 20 | 5 | 14 | 24 | HeaderMin14_HeaderMax24 | 14 | 5 | 25 | [29 empty] | INVALID
592 | 112 | 1015-3/4-4P-300HP KPVS | KPVS_1015-3/4_4P_300HP_14.03_BRZ | 7256.3 | 7256.3 | 14512.6 | 2 | 1 | 3 | E | KPVS_SplitCase | 12 | 10 | 12 | 20 | BranchMin12_BranchMax20 | 20 | 5 | 14 | 24 | HeaderMin14_HeaderMax24 | 16 | 5 | 25 | [29 empty] | INVALID
592 | 112 | 1015-3/4-4P-300HP KPVS | KPVS_1015-3/4_4P_300HP_14.03_BRZ | 7256.3 | 7256.3 | 14512.6 | 2 | 1 | 3 | E | KPVS_SplitCase | 12 | 10 | 12 | 20 | BranchMin12_BranchMax20 | 20 | 5 | 14 | 24 | HeaderMin14_HeaderMax24 | 18 | 5 | 25 | [29 empty] | INVALID
592 | 112 | 1015-3/4-4P-300HP KPVS | KPVS_1015-3/4_4P_300HP_14.03_BRZ | 7256.3 | 7256.3 | 14512.6 | 2 | 1 | 3 | E | KPVS_SplitCase | 12 | 10 | 12 | 20 | BranchMin12_BranchMax20 | 20 | 5 | 14 | 24 | HeaderMin14_HeaderMax24 | 20 | 5 | 25 | [29 empty] | INVALID
592 | 112 | 1015-3/4-4P-300HP KPVS | KPVS_1015-3/4_4P_300HP_14.03_BRZ | 7256.3 | 7256.3 | 14512.6 | 2 | 1 | 3 | E | KPVS_SplitCase | 12 | 10 | 12 | 20 | BranchMin12_BranchMax20 | 20 | 5 | 14 | 24 | HeaderMin14_HeaderMax24 | 24 | 5 | 25
593 | 113 | 1220-5/6-6P-125HP KPVS | KPVS_1220-5/6_6P_125HP_13.61_BRZ | 7208.6 | 7208.6 | 14417.2 | 2 | 1 | 3 | E | KPVS_SplitCase | 14 | 12 | 14 | 20 | BranchMin14_BranchMax20 | 14 | 4 | 16 | 24 | HeaderMin16_HeaderMax24 | 16 | 4 | 16
593 | 113 | 1220-5/6-6P-125HP KPVS | KPVS_1220-5/6_6P_125HP_13.61_BRZ | 7208.6 | 7208.6 | 14417.2 | 2 | 1 | 3 | E | KPVS_SplitCase | 14 | 12 | 14 | 20 | BranchMin14_BranchMax20 | 14 | 4 | 16 | 24 | HeaderMin16_HeaderMax24 | 18 | 4 | 16
593 | 113 | 1220-5/6-6P-125HP KPVS | KPVS_1220-5/6_6P_125HP_13.61_BRZ | 7208.6 | 7208.6 | 14417.2 | 2 | 1 | 3 | E | KPVS_SplitCase | 14 | 12 | 14 | 20 | BranchMin14_BranchMax20 | 14 | 4 | 16 | 24 | HeaderMin16_HeaderMax24 | 20 | 4 | 16
593 | 113 | 1220-5/6-6P-125HP KPVS | KPVS_1220-5/6_6P_125HP_13.61_BRZ | 7208.6 | 7208.6 | 14417.2 | 2 | 1 | 3 | E | KPVS_SplitCase | 14 | 12 | 14 | 20 | BranchMin14_BranchMax20 | 14 | 4 | 16 | 24 | HeaderMin16_HeaderMax24 | 24 | 4 | 16
593 | 113 | 1220-5/6-6P-125HP KPVS | KPVS_1220-5/6_6P_125HP_13.61_BRZ | 7208.6 | 7208.6 | 14417.2 | 2 | 1 | 3 | E | KPVS_SplitCase | 14 | 12 | 14 | 20 | BranchMin14_BranchMax20 | 16 | 4 | 16 | 24 | HeaderMin16_HeaderMax24 | 16 | 4 | 16 | [29 empty] | INVALID
593 | 113 | 1220-5/6-6P-125HP KPVS | KPVS_1220-5/6_6P_125HP_13.61_BRZ | 7208.6 | 7208.6 | 14417.2 | 2 | 1 | 3 | E | KPVS_SplitCase | 14 | 12 | 14 | 20 | BranchMin14_BranchMax20 | 16 | 4 | 16 | 24 | HeaderMin16_HeaderMax24 | 18 | 4 | 16
593 | 113 | 1220-5/6-6P-125HP KPVS | KPVS_1220-5/6_6P_125HP_13.61_BRZ | 7208.6 | 7208.6 | 14417.2 | 2 | 1 | 3 | E | KPVS_SplitCase | 14 | 12 | 14 | 20 | BranchMin14_BranchMax20 | 16 | 4 | 16 | 24 | HeaderMin16_HeaderMax24 | 20 | 4 | 16
593 | 113 | 1220-5/6-6P-125HP KPVS | KPVS_1220-5/6_6P_125HP_13.61_BRZ | 7208.6 | 7208.6 | 14417.2 | 2 | 1 | 3 | E | KPVS_SplitCase | 14 | 12 | 14 | 20 | BranchMin14_BranchMax20 | 16 | 4 | 16 | 24 | HeaderMin16_HeaderMax24 | 24 | 4 | 16
593 | 113 | 1220-5/6-6P-125HP KPVS | KPVS_1220-5/6_6P_125HP_13.61_BRZ | 7208.6 | 7208.6 | 14417.2 | 2 | 1 | 3 | E | KPVS_SplitCase | 14 | 12 | 14 | 20 | BranchMin14_BranchMax20 | 18 | 4 | 16 | 24 | HeaderMin16_HeaderMax24 | 16 | 4 | 16 | [29 empty] | INVALID
593 | 113 | 1220-5/6-6P-125HP KPVS | KPVS_1220-5/6_6P_125HP_13.61_BRZ | 7208.6 | 7208.6 | 14417.2 | 2 | 1 | 3 | E | KPVS_SplitCase | 14 | 12 | 14 | 20 | BranchMin14_BranchMax20 | 18 | 4 | 16 | 24 | HeaderMin16_HeaderMax24 | 18 | 4 | 16 | [29 empty] | INVALID
593 | 113 | 1220-5/6-6P-125HP KPVS | KPVS_1220-5/6_6P_125HP_13.61_BRZ | 7208.6 | 7208.6 | 14417.2 | 2 | 1 | 3 | E | KPVS_SplitCase | 14 | 12 | 14 | 20 | BranchMin14_BranchMax20 | 18 | 4 | 16 | 24 | HeaderMin16_HeaderMax24 | 20 | 4 | 16
593 | 113 | 1220-5/6-6P-125HP KPVS | KPVS_1220-5/6_6P_125HP_13.61_BRZ | 7208.6 | 7208.6 | 14417.2 | 2 | 1 | 3 | E | KPVS_SplitCase | 14 | 12 | 14 | 20 | BranchMin14_BranchMax20 | 18 | 4 | 16 | 24 | HeaderMin16_HeaderMax24 | 24 | 4 | 16
593 | 113 | 1220-5/6-6P-125HP KPVS | KPVS_1220-5/6_6P_125HP_13.61_BRZ | 7208.6 | 7208.6 | 14417.2 | 2 | 1 | 3 | E | KPVS_SplitCase | 14 | 12 | 14 | 20 | BranchMin14_BranchMax20 | 20 | 4 | 16 | 24 | HeaderMin16_HeaderMax24 | 16 | 4 | 16 | [29 empty] | INVALID
593 | 113 | 1220-5/6-6P-125HP KPVS | KPVS_1220-5/6_6P_125HP_13.61_BRZ | 7208.6 | 7208.6 | 14417.2 | 2 | 1 | 3 | E | KPVS_SplitCase | 14 | 12 | 14 | 20 | BranchMin14_BranchMax20 | 20 | 4 | 16 | 24 | HeaderMin16_HeaderMax24 | 18 | 4 | 16 | [29 empty] | INVALID
593 | 113 | 1220-5/6-6P-125HP KPVS | KPVS_1220-5/6_6P_125HP_13.61_BRZ | 7208.6 | 7208.6 | 14417.2 | 2 | 1 | 3 | E | KPVS_SplitCase | 14 | 12 | 14 | 20 | BranchMin14_BranchMax20 | 20 | 4 | 16 | 24 | HeaderMin16_HeaderMax24 | 20 | 4 | 16 | [29 empty] | INVALID
593 | 113 | 1220-5/6-6P-125HP KPVS | KPVS_1220-5/6_6P_125HP_13.61_BRZ | 7208.6 | 7208.6 | 14417.2 | 2 | 1 | 3 | E | KPVS_SplitCase | 14 | 12 | 14 | 20 | BranchMin14_BranchMax20 | 20 | 4 | 16 | 24 | HeaderMin16_HeaderMax24 | 24 | 4 | 16
594 | 114 | 1220-5/6-6P-150HP KPVS | KPVS_1220-5/6_6P_150HP_14.41_BRZ | 7821.9 | 7821.9 | 15643.8 | 2 | 1 | 3 | E | KPVS_SplitCase | 14 | 12 | 14 | 20 | BranchMin14_BranchMax20 | 14 | 4 | 16 | 24 | HeaderMin16_HeaderMax24 | 16 | 4 | 16
594 | 114 | 1220-5/6-6P-150HP KPVS | KPVS_1220-5/6_6P_150HP_14.41_BRZ | 7821.9 | 7821.9 | 15643.8 | 2 | 1 | 3 | E | KPVS_SplitCase | 14 | 12 | 14 | 20 | BranchMin14_BranchMax20 | 14 | 4 | 16 | 24 | HeaderMin16_HeaderMax24 | 18 | 4 | 16
594 | 114 | 1220-5/6-6P-150HP KPVS | KPVS_1220-5/6_6P_150HP_14.41_BRZ | 7821.9 | 7821.9 | 15643.8 | 2 | 1 | 3 | E | KPVS_SplitCase | 14 | 12 | 14 | 20 | BranchMin14_BranchMax20 | 14 | 4 | 16 | 24 | HeaderMin16_HeaderMax24 | 20 | 4 | 16
594 | 114 | 1220-5/6-6P-150HP KPVS | KPVS_1220-5/6_6P_150HP_14.41_BRZ | 7821.9 | 7821.9 | 15643.8 | 2 | 1 | 3 | E | KPVS_SplitCase | 14 | 12 | 14 | 20 | BranchMin14_BranchMax20 | 14 | 4 | 16 | 24 | HeaderMin16_HeaderMax24 | 24 | 4 | 16
594 | 114 | 1220-5/6-6P-150HP KPVS | KPVS_1220-5/6_6P_150HP_14.41_BRZ | 7821.9 | 7821.9 | 15643.8 | 2 | 1 | 3 | E | KPVS_SplitCase | 14 | 12 | 14 | 20 | BranchMin14_BranchMax20 | 16 | 4 | 16 | 24 | HeaderMin16_HeaderMax24 | 16 | 4 | 16 | [29 empty] | INVALID
594 | 114 | 1220-5/6-6P-150HP KPVS | KPVS_1220-5/6_6P_150HP_14.41_BRZ | 7821.9 | 7821.9 | 15643.8 | 2 | 1 | 3 | E | KPVS_SplitCase | 14 | 12 | 14 | 20 | BranchMin14_BranchMax20 | 16 | 4 | 16 | 24 | HeaderMin16_HeaderMax24 | 18 | 4 | 16
594 | 114 | 1220-5/6-6P-150HP KPVS | KPVS_1220-5/6_6P_150HP_14.41_BRZ | 7821.9 | 7821.9 | 15643.8 | 2 | 1 | 3 | E | KPVS_SplitCase | 14 | 12 | 14 | 20 | BranchMin14_BranchMax20 | 16 | 4 | 16 | 24 | HeaderMin16_HeaderMax24 | 20 | 4 | 16
594 | 114 | 1220-5/6-6P-150HP KPVS | KPVS_1220-5/6_6P_150HP_14.41_BRZ | 7821.9 | 7821.9 | 15643.8 | 2 | 1 | 3 | E | KPVS_SplitCase | 14 | 12 | 14 | 20 | BranchMin14_BranchMax20 | 16 | 4 | 16 | 24 | HeaderMin16_HeaderMax24 | 24 | 4 | 16
594 | 114 | 1220-5/6-6P-150HP KPVS | KPVS_1220-5/6_6P_150HP_14.41_BRZ | 7821.9 | 7821.9 | 15643.8 | 2 | 1 | 3 | E | KPVS_SplitCase | 14 | 12 | 14 | 20 | BranchMin14_BranchMax20 | 18 | 4 | 16 | 24 | HeaderMin16_HeaderMax24 | 16 | 4 | 16 | [29 empty] | INVALID
594 | 114 | 1220-5/6-6P-150HP KPVS | KPVS_1220-5/6_6P_150HP_14.41_BRZ | 7821.9 | 7821.9 | 15643.8 | 2 | 1 | 3 | E | KPVS_SplitCase | 14 | 12 | 14 | 20 | BranchMin14_BranchMax20 | 18 | 4 | 16 | 24 | HeaderMin16_HeaderMax24 | 18 | 4 | 16 | [29 empty] | INVALID
594 | 114 | 1220-5/6-6P-150HP KPVS | KPVS_1220-5/6_6P_150HP_14.41_BRZ | 7821.9 | 7821.9 | 15643.8 | 2 | 1 | 3 | E | KPVS_SplitCase | 14 | 12 | 14 | 20 | BranchMin14_BranchMax20 | 18 | 4 | 16 | 24 | HeaderMin16_HeaderMax24 | 20 | 4 | 16
594 | 114 | 1220-5/6-6P-150HP KPVS | KPVS_1220-5/6_6P_150HP_14.41_BRZ | 7821.9 | 7821.9 | 15643.8 | 2 | 1 | 3 | E | KPVS_SplitCase | 14 | 12 | 14 | 20 | BranchMin14_BranchMax20 | 18 | 4 | 16 | 24 | HeaderMin16_HeaderMax24 | 24 | 4 | 16
594 | 114 | 1220-5/6-6P-150HP KPVS | KPVS_1220-5/6_6P_150HP_14.41_BRZ | 7821.9 | 7821.9 | 15643.8 | 2 | 1 | 3 | E | KPVS_SplitCase | 14 | 12 | 14 | 20 | BranchMin14_BranchMax20 | 20 | 4 | 16 | 24 | HeaderMin16_HeaderMax24 | 16 | 4 | 16 | [29 empty] | INVALID
594 | 114 | 1220-5/6-6P-150HP KPVS | KPVS_1220-5/6_6P_150HP_14.41_BRZ | 7821.9 | 7821.9 | 15643.8 | 2 | 1 | 3 | E | KPVS_SplitCase | 14 | 12 | 14 | 20 | BranchMin14_BranchMax20 | 20 | 4 | 16 | 24 | HeaderMin16_HeaderMax24 | 18 | 4 | 16 | [29 empty] | INVALID
594 | 114 | 1220-5/6-6P-150HP KPVS | KPVS_1220-5/6_6P_150HP_14.41_BRZ | 7821.9 | 7821.9 | 15643.8 | 2 | 1 | 3 | E | KPVS_SplitCase | 14 | 12 | 14 | 20 | BranchMin14_BranchMax20 | 20 | 4 | 16 | 24 | HeaderMin16_HeaderMax24 | 20 | 4 | 16 | [29 empty] | INVALID
594 | 114 | 1220-5/6-6P-150HP KPVS | KPVS_1220-5/6_6P_150HP_14.41_BRZ | 7821.9 | 7821.9 | 15643.8 | 2 | 1 | 3 | E | KPVS_SplitCase | 14 | 12 | 14 | 20 | BranchMin14_BranchMax20 | 20 | 4 | 16 | 24 | HeaderMin16_HeaderMax24 | 24 | 4 | 16
595 | 115 | 1220-5/6-6P-200HP KPVS | KPVS_1220-5/6_6P_200HP_16.03_BRZ | 9109.1 | 9109.1 | 18218.2 | 2 | 1 | 3 | E | KPVS_SplitCase | 14 | 12 | 14 | 24 | BranchMin14_BranchMax24 | 14 | 5 | 16 | 24 | HeaderMin16_HeaderMax24 | 16 | 4 | 20
595 | 115 | 1220-5/6-6P-200HP KPVS | KPVS_1220-5/6_6P_200HP_16.03_BRZ | 9109.1 | 9109.1 | 18218.2 | 2 | 1 | 3 | E | KPVS_SplitCase | 14 | 12 | 14 | 24 | BranchMin14_BranchMax24 | 14 | 5 | 16 | 24 | HeaderMin16_HeaderMax24 | 18 | 4 | 20
595 | 115 | 1220-5/6-6P-200HP KPVS | KPVS_1220-5/6_6P_200HP_16.03_BRZ | 9109.1 | 9109.1 | 18218.2 | 2 | 1 | 3 | E | KPVS_SplitCase | 14 | 12 | 14 | 24 | BranchMin14_BranchMax24 | 14 | 5 | 16 | 24 | HeaderMin16_HeaderMax24 | 20 | 4 | 20
595 | 115 | 1220-5/6-6P-200HP KPVS | KPVS_1220-5/6_6P_200HP_16.03_BRZ | 9109.1 | 9109.1 | 18218.2 | 2 | 1 | 3 | E | KPVS_SplitCase | 14 | 12 | 14 | 24 | BranchMin14_BranchMax24 | 14 | 5 | 16 | 24 | HeaderMin16_HeaderMax24 | 24 | 4 | 20
595 | 115 | 1220-5/6-6P-200HP KPVS | KPVS_1220-5/6_6P_200HP_16.03_BRZ | 9109.1 | 9109.1 | 18218.2 | 2 | 1 | 3 | E | KPVS_SplitCase | 14 | 12 | 14 | 24 | BranchMin14_BranchMax24 | 16 | 5 | 16 | 24 | HeaderMin16_HeaderMax24 | 16 | 4 | 20 | [29 empty] | INVALID
595 | 115 | 1220-5/6-6P-200HP KPVS | KPVS_1220-5/6_6P_200HP_16.03_BRZ | 9109.1 | 9109.1 | 18218.2 | 2 | 1 | 3 | E | KPVS_SplitCase | 14 | 12 | 14 | 24 | BranchMin14_BranchMax24 | 16 | 5 | 16 | 24 | HeaderMin16_HeaderMax24 | 18 | 4 | 20
595 | 115 | 1220-5/6-6P-200HP KPVS | KPVS_1220-5/6_6P_200HP_16.03_BRZ | 9109.1 | 9109.1 | 18218.2 | 2 | 1 | 3 | E | KPVS_SplitCase | 14 | 12 | 14 | 24 | BranchMin14_BranchMax24 | 16 | 5 | 16 | 24 | HeaderMin16_HeaderMax24 | 20 | 4 | 20
595 | 115 | 1220-5/6-6P-200HP KPVS | KPVS_1220-5/6_6P_200HP_16.03_BRZ | 9109.1 | 9109.1 | 18218.2 | 2 | 1 | 3 | E | KPVS_SplitCase | 14 | 12 | 14 | 24 | BranchMin14_BranchMax24 | 16 | 5 | 16 | 24 | HeaderMin16_HeaderMax24 | 24 | 4 | 20
595 | 115 | 1220-5/6-6P-200HP KPVS | KPVS_1220-5/6_6P_200HP_16.03_BRZ | 9109.1 | 9109.1 | 18218.2 | 2 | 1 | 3 | E | KPVS_SplitCase | 14 | 12 | 14 | 24 | BranchMin14_BranchMax24 | 18 | 5 | 16 | 24 | HeaderMin16_HeaderMax24 | 16 | 4 | 20 | [29 empty] | INVALID
595 | 115 | 1220-5/6-6P-200HP KPVS | KPVS_1220-5/6_6P_200HP_16.03_BRZ | 9109.1 | 9109.1 | 18218.2 | 2 | 1 | 3 | E | KPVS_SplitCase | 14 | 12 | 14 | 24 | BranchMin14_BranchMax24 | 18 | 5 | 16 | 24 | HeaderMin16_HeaderMax24 | 18 | 4 | 20 | [29 empty] | INVALID
595 | 115 | 1220-5/6-6P-200HP KPVS | KPVS_1220-5/6_6P_200HP_16.03_BRZ | 9109.1 | 9109.1 | 18218.2 | 2 | 1 | 3 | E | KPVS_SplitCase | 14 | 12 | 14 | 24 | BranchMin14_BranchMax24 | 18 | 5 | 16 | 24 | HeaderMin16_HeaderMax24 | 20 | 4 | 20
595 | 115 | 1220-5/6-6P-200HP KPVS | KPVS_1220-5/6_6P_200HP_16.03_BRZ | 9109.1 | 9109.1 | 18218.2 | 2 | 1 | 3 | E | KPVS_SplitCase | 14 | 12 | 14 | 24 | BranchMin14_BranchMax24 | 18 | 5 | 16 | 24 | HeaderMin16_HeaderMax24 | 24 | 4 | 20
595 | 115 | 1220-5/6-6P-200HP KPVS | KPVS_1220-5/6_6P_200HP_16.03_BRZ | 9109.1 | 9109.1 | 18218.2 | 2 | 1 | 3 | E | KPVS_SplitCase | 14 | 12 | 14 | 24 | BranchMin14_BranchMax24 | 20 | 5 | 16 | 24 | HeaderMin16_HeaderMax24 | 16 | 4 | 20 | [29 empty] | INVALID
595 | 115 | 1220-5/6-6P-200HP KPVS | KPVS_1220-5/6_6P_200HP_16.03_BRZ | 9109.1 | 9109.1 | 18218.2 | 2 | 1 | 3 | E | KPVS_SplitCase | 14 | 12 | 14 | 24 | BranchMin14_BranchMax24 | 20 | 5 | 16 | 24 | HeaderMin16_HeaderMax24 | 18 | 4 | 20 | [29 empty] | INVALID
595 | 115 | 1220-5/6-6P-200HP KPVS | KPVS_1220-5/6_6P_200HP_16.03_BRZ | 9109.1 | 9109.1 | 18218.2 | 2 | 1 | 3 | E | KPVS_SplitCase | 14 | 12 | 14 | 24 | BranchMin14_BranchMax24 | 20 | 5 | 16 | 24 | HeaderMin16_HeaderMax24 | 20 | 4 | 20 | [29 empty] | INVALID
595 | 115 | 1220-5/6-6P-200HP KPVS | KPVS_1220-5/6_6P_200HP_16.03_BRZ | 9109.1 | 9109.1 | 18218.2 | 2 | 1 | 3 | E | KPVS_SplitCase | 14 | 12 | 14 | 24 | BranchMin14_BranchMax24 | 20 | 5 | 16 | 24 | HeaderMin16_HeaderMax24 | 24 | 4 | 20
595 | 115 | 1220-5/6-6P-200HP KPVS | KPVS_1220-5/6_6P_200HP_16.03_BRZ | 9109.1 | 9109.1 | 18218.2 | 2 | 1 | 3 | E | KPVS_SplitCase | 14 | 12 | 14 | 24 | BranchMin14_BranchMax24 | 24 | 5 | 16 | 24 | HeaderMin16_HeaderMax24 | 16 | 4 | 20 | [29 empty] | INVALID
595 | 115 | 1220-5/6-6P-200HP KPVS | KPVS_1220-5/6_6P_200HP_16.03_BRZ | 9109.1 | 9109.1 | 18218.2 | 2 | 1 | 3 | E | KPVS_SplitCase | 14 | 12 | 14 | 24 | BranchMin14_BranchMax24 | 24 | 5 | 16 | 24 | HeaderMin16_HeaderMax24 | 18 | 4 | 20 | [29 empty] | INVALID
595 | 115 | 1220-5/6-6P-200HP KPVS | KPVS_1220-5/6_6P_200HP_16.03_BRZ | 9109.1 | 9109.1 | 18218.2 | 2 | 1 | 3 | E | KPVS_SplitCase | 14 | 12 | 14 | 24 | BranchMin14_BranchMax24 | 24 | 5 | 16 | 24 | HeaderMin16_HeaderMax24 | 20 | 4 | 20 | [29 empty] | INVALID
595 | 115 | 1220-5/6-6P-200HP KPVS | KPVS_1220-5/6_6P_200HP_16.03_BRZ | 9109.1 | 9109.1 | 18218.2 | 2 | 1 | 3 | E | KPVS_SplitCase | 14 | 12 | 14 | 24 | BranchMin14_BranchMax24 | 24 | 5 | 16 | 24 | HeaderMin16_HeaderMax24 | 24 | 4 | 20 | [29 empty] | INVALID
596 | 116 | 1220-5/6-6P-250HP KPVS | KPVS_1220-5/6_6P_250HP_17.26_BRZ | 10125.3 | 10125.3 | 20250.6 | 2 | 1 | 3 | E | KPVS_SplitCase | 14 | 12 | 14 | 24 | BranchMin14_BranchMax24 | 14 | 5 | 16 | 24 | HeaderMin16_HeaderMax24 | 16 | 4 | 20
596 | 116 | 1220-5/6-6P-250HP KPVS | KPVS_1220-5/6_6P_250HP_17.26_BRZ | 10125.3 | 10125.3 | 20250.6 | 2 | 1 | 3 | E | KPVS_SplitCase | 14 | 12 | 14 | 24 | BranchMin14_BranchMax24 | 14 | 5 | 16 | 24 | HeaderMin16_HeaderMax24 | 18 | 4 | 20
596 | 116 | 1220-5/6-6P-250HP KPVS | KPVS_1220-5/6_6P_250HP_17.26_BRZ | 10125.3 | 10125.3 | 20250.6 | 2 | 1 | 3 | E | KPVS_SplitCase | 14 | 12 | 14 | 24 | BranchMin14_BranchMax24 | 14 | 5 | 16 | 24 | HeaderMin16_HeaderMax24 | 20 | 4 | 20
596 | 116 | 1220-5/6-6P-250HP KPVS | KPVS_1220-5/6_6P_250HP_17.26_BRZ | 10125.3 | 10125.3 | 20250.6 | 2 | 1 | 3 | E | KPVS_SplitCase | 14 | 12 | 14 | 24 | BranchMin14_BranchMax24 | 14 | 5 | 16 | 24 | HeaderMin16_HeaderMax24 | 24 | 4 | 20
596 | 116 | 1220-5/6-6P-250HP KPVS | KPVS_1220-5/6_6P_250HP_17.26_BRZ | 10125.3 | 10125.3 | 20250.6 | 2 | 1 | 3 | E | KPVS_SplitCase | 14 | 12 | 14 | 24 | BranchMin14_BranchMax24 | 16 | 5 | 16 | 24 | HeaderMin16_HeaderMax24 | 16 | 4 | 20 | [29 empty] | INVALID
596 | 116 | 1220-5/6-6P-250HP KPVS | KPVS_1220-5/6_6P_250HP_17.26_BRZ | 10125.3 | 10125.3 | 20250.6 | 2 | 1 | 3 | E | KPVS_SplitCase | 14 | 12 | 14 | 24 | BranchMin14_BranchMax24 | 16 | 5 | 16 | 24 | HeaderMin16_HeaderMax24 | 18 | 4 | 20
596 | 116 | 1220-5/6-6P-250HP KPVS | KPVS_1220-5/6_6P_250HP_17.26_BRZ | 10125.3 | 10125.3 | 20250.6 | 2 | 1 | 3 | E | KPVS_SplitCase | 14 | 12 | 14 | 24 | BranchMin14_BranchMax24 | 16 | 5 | 16 | 24 | HeaderMin16_HeaderMax24 | 20 | 4 | 20
596 | 116 | 1220-5/6-6P-250HP KPVS | KPVS_1220-5/6_6P_250HP_17.26_BRZ | 10125.3 | 10125.3 | 20250.6 | 2 | 1 | 3 | E | KPVS_SplitCase | 14 | 12 | 14 | 24 | BranchMin14_BranchMax24 | 16 | 5 | 16 | 24 | HeaderMin16_HeaderMax24 | 24 | 4 | 20
596 | 116 | 1220-5/6-6P-250HP KPVS | KPVS_1220-5/6_6P_250HP_17.26_BRZ | 10125.3 | 10125.3 | 20250.6 | 2 | 1 | 3 | E | KPVS_SplitCase | 14 | 12 | 14 | 24 | BranchMin14_BranchMax24 | 18 | 5 | 16 | 24 | HeaderMin16_HeaderMax24 | 16 | 4 | 20 | [29 empty] | INVALID
596 | 116 | 1220-5/6-6P-250HP KPVS | KPVS_1220-5/6_6P_250HP_17.26_BRZ | 10125.3 | 10125.3 | 20250.6 | 2 | 1 | 3 | E | KPVS_SplitCase | 14 | 12 | 14 | 24 | BranchMin14_BranchMax24 | 18 | 5 | 16 | 24 | HeaderMin16_HeaderMax24 | 18 | 4 | 20 | [29 empty] | INVALID
596 | 116 | 1220-5/6-6P-250HP KPVS | KPVS_1220-5/6_6P_250HP_17.26_BRZ | 10125.3 | 10125.3 | 20250.6 | 2 | 1 | 3 | E | KPVS_SplitCase | 14 | 12 | 14 | 24 | BranchMin14_BranchMax24 | 18 | 5 | 16 | 24 | HeaderMin16_HeaderMax24 | 20 | 4 | 20
596 | 116 | 1220-5/6-6P-250HP KPVS | KPVS_1220-5/6_6P_250HP_17.26_BRZ | 10125.3 | 10125.3 | 20250.6 | 2 | 1 | 3 | E | KPVS_SplitCase | 14 | 12 | 14 | 24 | BranchMin14_BranchMax24 | 18 | 5 | 16 | 24 | HeaderMin16_HeaderMax24 | 24 | 4 | 20
596 | 116 | 1220-5/6-6P-250HP KPVS | KPVS_1220-5/6_6P_250HP_17.26_BRZ | 10125.3 | 10125.3 | 20250.6 | 2 | 1 | 3 | E | KPVS_SplitCase | 14 | 12 | 14 | 24 | BranchMin14_BranchMax24 | 20 | 5 | 16 | 24 | HeaderMin16_HeaderMax24 | 16 | 4 | 20 | [29 empty] | INVALID
596 | 116 | 1220-5/6-6P-250HP KPVS | KPVS_1220-5/6_6P_250HP_17.26_BRZ | 10125.3 | 10125.3 | 20250.6 | 2 | 1 | 3 | E | KPVS_SplitCase | 14 | 12 | 14 | 24 | BranchMin14_BranchMax24 | 20 | 5 | 16 | 24 | HeaderMin16_HeaderMax24 | 18 | 4 | 20 | [29 empty] | INVALID
596 | 116 | 1220-5/6-6P-250HP KPVS | KPVS_1220-5/6_6P_250HP_17.26_BRZ | 10125.3 | 10125.3 | 20250.6 | 2 | 1 | 3 | E | KPVS_SplitCase | 14 | 12 | 14 | 24 | BranchMin14_BranchMax24 | 20 | 5 | 16 | 24 | HeaderMin16_HeaderMax24 | 20 | 4 | 20 | [29 empty] | INVALID
596 | 116 | 1220-5/6-6P-250HP KPVS | KPVS_1220-5/6_6P_250HP_17.26_BRZ | 10125.3 | 10125.3 | 20250.6 | 2 | 1 | 3 | E | KPVS_SplitCase | 14 | 12 | 14 | 24 | BranchMin14_BranchMax24 | 20 | 5 | 16 | 24 | HeaderMin16_HeaderMax24 | 24 | 4 | 20
596 | 116 | 1220-5/6-6P-250HP KPVS | KPVS_1220-5/6_6P_250HP_17.26_BRZ | 10125.3 | 10125.3 | 20250.6 | 2 | 1 | 3 | E | KPVS_SplitCase | 14 | 12 | 14 | 24 | BranchMin14_BranchMax24 | 24 | 5 | 16 | 24 | HeaderMin16_HeaderMax24 | 16 | 4 | 20 | [29 empty] | INVALID
596 | 116 | 1220-5/6-6P-250HP KPVS | KPVS_1220-5/6_6P_250HP_17.26_BRZ | 10125.3 | 10125.3 | 20250.6 | 2 | 1 | 3 | E | KPVS_SplitCase | 14 | 12 | 14 | 24 | BranchMin14_BranchMax24 | 24 | 5 | 16 | 24 | HeaderMin16_HeaderMax24 | 18 | 4 | 20 | [29 empty] | INVALID
596 | 116 | 1220-5/6-6P-250HP KPVS | KPVS_1220-5/6_6P_250HP_17.26_BRZ | 10125.3 | 10125.3 | 20250.6 | 2 | 1 | 3 | E | KPVS_SplitCase | 14 | 12 | 14 | 24 | BranchMin14_BranchMax24 | 24 | 5 | 16 | 24 | HeaderMin16_HeaderMax24 | 20 | 4 | 20 | [29 empty] | INVALID
596 | 116 | 1220-5/6-6P-250HP KPVS | KPVS_1220-5/6_6P_250HP_17.26_BRZ | 10125.3 | 10125.3 | 20250.6 | 2 | 1 | 3 | E | KPVS_SplitCase | 14 | 12 | 14 | 24 | BranchMin14_BranchMax24 | 24 | 5 | 16 | 24 | HeaderMin16_HeaderMax24 | 24 | 4 | 20 | [29 empty] | INVALID
597 | 117 | 1220-5/6-6P-300HP KPVS | KPVS_1220-5/6_6P_300HP_18.18_BRZ | 10905.9 | 10905.9 | 21811.8 | 2 | 1 | 3 | E | KPVS_SplitCase | 14 | 12 | 14 | 24 | BranchMin14_BranchMax24 | 14 | 5 | 16 | 24 | HeaderMin16_HeaderMax24 | 16 | 4 | 20
597 | 117 | 1220-5/6-6P-300HP KPVS | KPVS_1220-5/6_6P_300HP_18.18_BRZ | 10905.9 | 10905.9 | 21811.8 | 2 | 1 | 3 | E | KPVS_SplitCase | 14 | 12 | 14 | 24 | BranchMin14_BranchMax24 | 14 | 5 | 16 | 24 | HeaderMin16_HeaderMax24 | 18 | 4 | 20
597 | 117 | 1220-5/6-6P-300HP KPVS | KPVS_1220-5/6_6P_300HP_18.18_BRZ | 10905.9 | 10905.9 | 21811.8 | 2 | 1 | 3 | E | KPVS_SplitCase | 14 | 12 | 14 | 24 | BranchMin14_BranchMax24 | 14 | 5 | 16 | 24 | HeaderMin16_HeaderMax24 | 20 | 4 | 20
597 | 117 | 1220-5/6-6P-300HP KPVS | KPVS_1220-5/6_6P_300HP_18.18_BRZ | 10905.9 | 10905.9 | 21811.8 | 2 | 1 | 3 | E | KPVS_SplitCase | 14 | 12 | 14 | 24 | BranchMin14_BranchMax24 | 14 | 5 | 16 | 24 | HeaderMin16_HeaderMax24 | 24 | 4 | 20
597 | 117 | 1220-5/6-6P-300HP KPVS | KPVS_1220-5/6_6P_300HP_18.18_BRZ | 10905.9 | 10905.9 | 21811.8 | 2 | 1 | 3 | E | KPVS_SplitCase | 14 | 12 | 14 | 24 | BranchMin14_BranchMax24 | 16 | 5 | 16 | 24 | HeaderMin16_HeaderMax24 | 16 | 4 | 20 | [29 empty] | INVALID
597 | 117 | 1220-5/6-6P-300HP KPVS | KPVS_1220-5/6_6P_300HP_18.18_BRZ | 10905.9 | 10905.9 | 21811.8 | 2 | 1 | 3 | E | KPVS_SplitCase | 14 | 12 | 14 | 24 | BranchMin14_BranchMax24 | 16 | 5 | 16 | 24 | HeaderMin16_HeaderMax24 | 18 | 4 | 20
597 | 117 | 1220-5/6-6P-300HP KPVS | KPVS_1220-5/6_6P_300HP_18.18_BRZ | 10905.9 | 10905.9 | 21811.8 | 2 | 1 | 3 | E | KPVS_SplitCase | 14 | 12 | 14 | 24 | BranchMin14_BranchMax24 | 16 | 5 | 16 | 24 | HeaderMin16_HeaderMax24 | 20 | 4 | 20
597 | 117 | 1220-5/6-6P-300HP KPVS | KPVS_1220-5/6_6P_300HP_18.18_BRZ | 10905.9 | 10905.9 | 21811.8 | 2 | 1 | 3 | E | KPVS_SplitCase | 14 | 12 | 14 | 24 | BranchMin14_BranchMax24 | 16 | 5 | 16 | 24 | HeaderMin16_HeaderMax24 | 24 | 4 | 20
597 | 117 | 1220-5/6-6P-300HP KPVS | KPVS_1220-5/6_6P_300HP_18.18_BRZ | 10905.9 | 10905.9 | 21811.8 | 2 | 1 | 3 | E | KPVS_SplitCase | 14 | 12 | 14 | 24 | BranchMin14_BranchMax24 | 18 | 5 | 16 | 24 | HeaderMin16_HeaderMax24 | 16 | 4 | 20 | [29 empty] | INVALID
597 | 117 | 1220-5/6-6P-300HP KPVS | KPVS_1220-5/6_6P_300HP_18.18_BRZ | 10905.9 | 10905.9 | 21811.8 | 2 | 1 | 3 | E | KPVS_SplitCase | 14 | 12 | 14 | 24 | BranchMin14_BranchMax24 | 18 | 5 | 16 | 24 | HeaderMin16_HeaderMax24 | 18 | 4 | 20 | [29 empty] | INVALID
597 | 117 | 1220-5/6-6P-300HP KPVS | KPVS_1220-5/6_6P_300HP_18.18_BRZ | 10905.9 | 10905.9 | 21811.8 | 2 | 1 | 3 | E | KPVS_SplitCase | 14 | 12 | 14 | 24 | BranchMin14_BranchMax24 | 18 | 5 | 16 | 24 | HeaderMin16_HeaderMax24 | 20 | 4 | 20
597 | 117 | 1220-5/6-6P-300HP KPVS | KPVS_1220-5/6_6P_300HP_18.18_BRZ | 10905.9 | 10905.9 | 21811.8 | 2 | 1 | 3 | E | KPVS_SplitCase | 14 | 12 | 14 | 24 | BranchMin14_BranchMax24 | 18 | 5 | 16 | 24 | HeaderMin16_HeaderMax24 | 24 | 4 | 20
597 | 117 | 1220-5/6-6P-300HP KPVS | KPVS_1220-5/6_6P_300HP_18.18_BRZ | 10905.9 | 10905.9 | 21811.8 | 2 | 1 | 3 | E | KPVS_SplitCase | 14 | 12 | 14 | 24 | BranchMin14_BranchMax24 | 20 | 5 | 16 | 24 | HeaderMin16_HeaderMax24 | 16 | 4 | 20 | [29 empty] | INVALID
597 | 117 | 1220-5/6-6P-300HP KPVS | KPVS_1220-5/6_6P_300HP_18.18_BRZ | 10905.9 | 10905.9 | 21811.8 | 2 | 1 | 3 | E | KPVS_SplitCase | 14 | 12 | 14 | 24 | BranchMin14_BranchMax24 | 20 | 5 | 16 | 24 | HeaderMin16_HeaderMax24 | 18 | 4 | 20 | [29 empty] | INVALID
597 | 117 | 1220-5/6-6P-300HP KPVS | KPVS_1220-5/6_6P_300HP_18.18_BRZ | 10905.9 | 10905.9 | 21811.8 | 2 | 1 | 3 | E | KPVS_SplitCase | 14 | 12 | 14 | 24 | BranchMin14_BranchMax24 | 20 | 5 | 16 | 24 | HeaderMin16_HeaderMax24 | 20 | 4 | 20 | [29 empty] | INVALID
597 | 117 | 1220-5/6-6P-300HP KPVS | KPVS_1220-5/6_6P_300HP_18.18_BRZ | 10905.9 | 10905.9 | 21811.8 | 2 | 1 | 3 | E | KPVS_SplitCase | 14 | 12 | 14 | 24 | BranchMin14_BranchMax24 | 20 | 5 | 16 | 24 | HeaderMin16_HeaderMax24 | 24 | 4 | 20
597 | 117 | 1220-5/6-6P-300HP KPVS | KPVS_1220-5/6_6P_300HP_18.18_BRZ | 10905.9 | 10905.9 | 21811.8 | 2 | 1 | 3 | E | KPVS_SplitCase | 14 | 12 | 14 | 24 | BranchMin14_BranchMax24 | 24 | 5 | 16 | 24 | HeaderMin16_HeaderMax24 | 16 | 4 | 20 | [29 empty] | INVALID
597 | 117 | 1220-5/6-6P-300HP KPVS | KPVS_1220-5/6_6P_300HP_18.18_BRZ | 10905.9 | 10905.9 | 21811.8 | 2 | 1 | 3 | E | KPVS_SplitCase | 14 | 12 | 14 | 24 | BranchMin14_BranchMax24 | 24 | 5 | 16 | 24 | HeaderMin16_HeaderMax24 | 18 | 4 | 20 | [29 empty] | INVALID
597 | 117 | 1220-5/6-6P-300HP KPVS | KPVS_1220-5/6_6P_300HP_18.18_BRZ | 10905.9 | 10905.9 | 21811.8 | 2 | 1 | 3 | E | KPVS_SplitCase | 14 | 12 | 14 | 24 | BranchMin14_BranchMax24 | 24 | 5 | 16 | 24 | HeaderMin16_HeaderMax24 | 20 | 4 | 20 | [29 empty] | INVALID
597 | 117 | 1220-5/6-6P-300HP KPVS | KPVS_1220-5/6_6P_300HP_18.18_BRZ | 10905.9 | 10905.9 | 21811.8 | 2 | 1 | 3 | E | KPVS_SplitCase | 14 | 12 | 14 | 24 | BranchMin14_BranchMax24 | 24 | 5 | 16 | 24 | HeaderMin16_HeaderMax24 | 24 | 4 | 20 | [29 empty] | INVALID
598 | 118 | 1415-1/2-4P-250HP KPVS | KPVS_1415-1/2_4P_250HP_12.73_BRZ | 10473.9 | 10473.9 | 20947.8 | 2 | 1 | 3 | E | KPVS_SplitCase | 16 | 14 | 16 | 24 | BranchMin16_BranchMax24 | 16 | 4 | 18 | 24 | HeaderMin18_HeaderMax24 | 18 | 3 | 12
598 | 118 | 1415-1/2-4P-250HP KPVS | KPVS_1415-1/2_4P_250HP_12.73_BRZ | 10473.9 | 10473.9 | 20947.8 | 2 | 1 | 3 | E | KPVS_SplitCase | 16 | 14 | 16 | 24 | BranchMin16_BranchMax24 | 16 | 4 | 18 | 24 | HeaderMin18_HeaderMax24 | 20 | 3 | 12
598 | 118 | 1415-1/2-4P-250HP KPVS | KPVS_1415-1/2_4P_250HP_12.73_BRZ | 10473.9 | 10473.9 | 20947.8 | 2 | 1 | 3 | E | KPVS_SplitCase | 16 | 14 | 16 | 24 | BranchMin16_BranchMax24 | 16 | 4 | 18 | 24 | HeaderMin18_HeaderMax24 | 24 | 3 | 12
598 | 118 | 1415-1/2-4P-250HP KPVS | KPVS_1415-1/2_4P_250HP_12.73_BRZ | 10473.9 | 10473.9 | 20947.8 | 2 | 1 | 3 | E | KPVS_SplitCase | 16 | 14 | 16 | 24 | BranchMin16_BranchMax24 | 18 | 4 | 18 | 24 | HeaderMin18_HeaderMax24 | 18 | 3 | 12 | [29 empty] | INVALID
598 | 118 | 1415-1/2-4P-250HP KPVS | KPVS_1415-1/2_4P_250HP_12.73_BRZ | 10473.9 | 10473.9 | 20947.8 | 2 | 1 | 3 | E | KPVS_SplitCase | 16 | 14 | 16 | 24 | BranchMin16_BranchMax24 | 18 | 4 | 18 | 24 | HeaderMin18_HeaderMax24 | 20 | 3 | 12
598 | 118 | 1415-1/2-4P-250HP KPVS | KPVS_1415-1/2_4P_250HP_12.73_BRZ | 10473.9 | 10473.9 | 20947.8 | 2 | 1 | 3 | E | KPVS_SplitCase | 16 | 14 | 16 | 24 | BranchMin16_BranchMax24 | 18 | 4 | 18 | 24 | HeaderMin18_HeaderMax24 | 24 | 3 | 12
598 | 118 | 1415-1/2-4P-250HP KPVS | KPVS_1415-1/2_4P_250HP_12.73_BRZ | 10473.9 | 10473.9 | 20947.8 | 2 | 1 | 3 | E | KPVS_SplitCase | 16 | 14 | 16 | 24 | BranchMin16_BranchMax24 | 20 | 4 | 18 | 24 | HeaderMin18_HeaderMax24 | 18 | 3 | 12 | [29 empty] | INVALID
598 | 118 | 1415-1/2-4P-250HP KPVS | KPVS_1415-1/2_4P_250HP_12.73_BRZ | 10473.9 | 10473.9 | 20947.8 | 2 | 1 | 3 | E | KPVS_SplitCase | 16 | 14 | 16 | 24 | BranchMin16_BranchMax24 | 20 | 4 | 18 | 24 | HeaderMin18_HeaderMax24 | 20 | 3 | 12 | [29 empty] | INVALID
598 | 118 | 1415-1/2-4P-250HP KPVS | KPVS_1415-1/2_4P_250HP_12.73_BRZ | 10473.9 | 10473.9 | 20947.8 | 2 | 1 | 3 | E | KPVS_SplitCase | 16 | 14 | 16 | 24 | BranchMin16_BranchMax24 | 20 | 4 | 18 | 24 | HeaderMin18_HeaderMax24 | 24 | 3 | 12
598 | 118 | 1415-1/2-4P-250HP KPVS | KPVS_1415-1/2_4P_250HP_12.73_BRZ | 10473.9 | 10473.9 | 20947.8 | 2 | 1 | 3 | E | KPVS_SplitCase | 16 | 14 | 16 | 24 | BranchMin16_BranchMax24 | 24 | 4 | 18 | 24 | HeaderMin18_HeaderMax24 | 18 | 3 | 12 | [29 empty] | INVALID
598 | 118 | 1415-1/2-4P-250HP KPVS | KPVS_1415-1/2_4P_250HP_12.73_BRZ | 10473.9 | 10473.9 | 20947.8 | 2 | 1 | 3 | E | KPVS_SplitCase | 16 | 14 | 16 | 24 | BranchMin16_BranchMax24 | 24 | 4 | 18 | 24 | HeaderMin18_HeaderMax24 | 20 | 3 | 12 | [29 empty] | INVALID
598 | 118 | 1415-1/2-4P-250HP KPVS | KPVS_1415-1/2_4P_250HP_12.73_BRZ | 10473.9 | 10473.9 | 20947.8 | 2 | 1 | 3 | E | KPVS_SplitCase | 16 | 14 | 16 | 24 | BranchMin16_BranchMax24 | 24 | 4 | 18 | 24 | HeaderMin18_HeaderMax24 | 24 | 3 | 12 | [29 empty] | INVALID
599 | 119 | 1415-1/2-4P-300HP KPVS | KPVS_1415-1/2_4P_300HP_13.48_BRZ | 11367.6 | 11367.6 | 22735.2 | 2 | 1 | 3 | E | KPVS_SplitCase | 16 | 14 | 16 | 24 | BranchMin16_BranchMax24 | 16 | 4 | 18 | 24 | HeaderMin18_HeaderMax24 | 18 | 3 | 12
599 | 119 | 1415-1/2-4P-300HP KPVS | KPVS_1415-1/2_4P_300HP_13.48_BRZ | 11367.6 | 11367.6 | 22735.2 | 2 | 1 | 3 | E | KPVS_SplitCase | 16 | 14 | 16 | 24 | BranchMin16_BranchMax24 | 16 | 4 | 18 | 24 | HeaderMin18_HeaderMax24 | 20 | 3 | 12
599 | 119 | 1415-1/2-4P-300HP KPVS | KPVS_1415-1/2_4P_300HP_13.48_BRZ | 11367.6 | 11367.6 | 22735.2 | 2 | 1 | 3 | E | KPVS_SplitCase | 16 | 14 | 16 | 24 | BranchMin16_BranchMax24 | 16 | 4 | 18 | 24 | HeaderMin18_HeaderMax24 | 24 | 3 | 12
599 | 119 | 1415-1/2-4P-300HP KPVS | KPVS_1415-1/2_4P_300HP_13.48_BRZ | 11367.6 | 11367.6 | 22735.2 | 2 | 1 | 3 | E | KPVS_SplitCase | 16 | 14 | 16 | 24 | BranchMin16_BranchMax24 | 18 | 4 | 18 | 24 | HeaderMin18_HeaderMax24 | 18 | 3 | 12 | [29 empty] | INVALID
599 | 119 | 1415-1/2-4P-300HP KPVS | KPVS_1415-1/2_4P_300HP_13.48_BRZ | 11367.6 | 11367.6 | 22735.2 | 2 | 1 | 3 | E | KPVS_SplitCase | 16 | 14 | 16 | 24 | BranchMin16_BranchMax24 | 18 | 4 | 18 | 24 | HeaderMin18_HeaderMax24 | 20 | 3 | 12
599 | 119 | 1415-1/2-4P-300HP KPVS | KPVS_1415-1/2_4P_300HP_13.48_BRZ | 11367.6 | 11367.6 | 22735.2 | 2 | 1 | 3 | E | KPVS_SplitCase | 16 | 14 | 16 | 24 | BranchMin16_BranchMax24 | 18 | 4 | 18 | 24 | HeaderMin18_HeaderMax24 | 24 | 3 | 12
599 | 119 | 1415-1/2-4P-300HP KPVS | KPVS_1415-1/2_4P_300HP_13.48_BRZ | 11367.6 | 11367.6 | 22735.2 | 2 | 1 | 3 | E | KPVS_SplitCase | 16 | 14 | 16 | 24 | BranchMin16_BranchMax24 | 20 | 4 | 18 | 24 | HeaderMin18_HeaderMax24 | 18 | 3 | 12 | [29 empty] | INVALID
599 | 119 | 1415-1/2-4P-300HP KPVS | KPVS_1415-1/2_4P_300HP_13.48_BRZ | 11367.6 | 11367.6 | 22735.2 | 2 | 1 | 3 | E | KPVS_SplitCase | 16 | 14 | 16 | 24 | BranchMin16_BranchMax24 | 20 | 4 | 18 | 24 | HeaderMin18_HeaderMax24 | 20 | 3 | 12 | [29 empty] | INVALID
599 | 119 | 1415-1/2-4P-300HP KPVS | KPVS_1415-1/2_4P_300HP_13.48_BRZ | 11367.6 | 11367.6 | 22735.2 | 2 | 1 | 3 | E | KPVS_SplitCase | 16 | 14 | 16 | 24 | BranchMin16_BranchMax24 | 20 | 4 | 18 | 24 | HeaderMin18_HeaderMax24 | 24 | 3 | 12
599 | 119 | 1415-1/2-4P-300HP KPVS | KPVS_1415-1/2_4P_300HP_13.48_BRZ | 11367.6 | 11367.6 | 22735.2 | 2 | 1 | 3 | E | KPVS_SplitCase | 16 | 14 | 16 | 24 | BranchMin16_BranchMax24 | 24 | 4 | 18 | 24 | HeaderMin18_HeaderMax24 | 18 | 3 | 12 | [29 empty] | INVALID
599 | 119 | 1415-1/2-4P-300HP KPVS | KPVS_1415-1/2_4P_300HP_13.48_BRZ | 11367.6 | 11367.6 | 22735.2 | 2 | 1 | 3 | E | KPVS_SplitCase | 16 | 14 | 16 | 24 | BranchMin16_BranchMax24 | 24 | 4 | 18 | 24 | HeaderMin18_HeaderMax24 | 20 | 3 | 12 | [29 empty] | INVALID
599 | 119 | 1415-1/2-4P-300HP KPVS | KPVS_1415-1/2_4P_300HP_13.48_BRZ | 11367.6 | 11367.6 | 22735.2 | 2 | 1 | 3 | E | KPVS_SplitCase | 16 | 14 | 16 | 24 | BranchMin16_BranchMax24 | 24 | 4 | 18 | 24 | HeaderMin18_HeaderMax24 | 24 | 3 | 12 | [29 empty] | INVALID
600 | 120 | 1415-3/4-4P-300HP KPVS | KPVS_1415-3/4_4P_300HP_13.24_BRZ | 11554.5 | 11554.5 | 23109 | 2 | 1 | 3 | E | KPVS_SplitCase | 18 | 14 | 18 | 24 | BranchMin18_BranchMax24 | 18 | 3 | 20 | 24 | HeaderMin20_HeaderMax24 | 20 | 2 | 6
600 | 120 | 1415-3/4-4P-300HP KPVS | KPVS_1415-3/4_4P_300HP_13.24_BRZ | 11554.5 | 11554.5 | 23109 | 2 | 1 | 3 | E | KPVS_SplitCase | 18 | 14 | 18 | 24 | BranchMin18_BranchMax24 | 18 | 3 | 20 | 24 | HeaderMin20_HeaderMax24 | 24 | 2 | 6
600 | 120 | 1415-3/4-4P-300HP KPVS | KPVS_1415-3/4_4P_300HP_13.24_BRZ | 11554.5 | 11554.5 | 23109 | 2 | 1 | 3 | E | KPVS_SplitCase | 18 | 14 | 18 | 24 | BranchMin18_BranchMax24 | 20 | 3 | 20 | 24 | HeaderMin20_HeaderMax24 | 20 | 2 | 6 | [29 empty] | INVALID
600 | 120 | 1415-3/4-4P-300HP KPVS | KPVS_1415-3/4_4P_300HP_13.24_BRZ | 11554.5 | 11554.5 | 23109 | 2 | 1 | 3 | E | KPVS_SplitCase | 18 | 14 | 18 | 24 | BranchMin18_BranchMax24 | 20 | 3 | 20 | 24 | HeaderMin20_HeaderMax24 | 24 | 2 | 6
600 | 120 | 1415-3/4-4P-300HP KPVS | KPVS_1415-3/4_4P_300HP_13.24_BRZ | 11554.5 | 11554.5 | 23109 | 2 | 1 | 3 | E | KPVS_SplitCase | 18 | 14 | 18 | 24 | BranchMin18_BranchMax24 | 24 | 3 | 20 | 24 | HeaderMin20_HeaderMax24 | 20 | 2 | 6 | [29 empty] | INVALID
600 | 120 | 1415-3/4-4P-300HP KPVS | KPVS_1415-3/4_4P_300HP_13.24_BRZ | 11554.5 | 11554.5 | 23109 | 2 | 1 | 3 | E | KPVS_SplitCase | 18 | 14 | 18 | 24 | BranchMin18_BranchMax24 | 24 | 3 | 20 | 24 | HeaderMin20_HeaderMax24 | 24 | 2 | 6 | [29 empty] | INVALID
601 | 1 | 2095-1/2-2P-20HP KPVS | KPVS_2095-1/2_2P_25HP_7.19_BRZ | 404.6 | 404.6 | 1213.8 | 3 | 1 | 4 | F | KPVS_SplitCase | 2.5 | 2 | 2.5 | 5 | BranchMin2.5_BranchMax5 | 2.5 | 4 | 3 | 8 | HeaderMin3_HeaderMax8 | 3 | 5 | 20
601 | 1 | 2095-1/2-2P-20HP KPVS | KPVS_2095-1/2_2P_25HP_7.19_BRZ | 404.6 | 404.6 | 1213.8 | 3 | 1 | 4 | F | KPVS_SplitCase | 2.5 | 2 | 2.5 | 5 | BranchMin2.5_BranchMax5 | 2.5 | 4 | 3 | 8 | HeaderMin3_HeaderMax8 | 4 | 5 | 20
601 | 1 | 2095-1/2-2P-20HP KPVS | KPVS_2095-1/2_2P_25HP_7.19_BRZ | 404.6 | 404.6 | 1213.8 | 3 | 1 | 4 | F | KPVS_SplitCase | 2.5 | 2 | 2.5 | 5 | BranchMin2.5_BranchMax5 | 2.5 | 4 | 3 | 8 | HeaderMin3_HeaderMax8 | 5 | 5 | 20
601 | 1 | 2095-1/2-2P-20HP KPVS | KPVS_2095-1/2_2P_25HP_7.19_BRZ | 404.6 | 404.6 | 1213.8 | 3 | 1 | 4 | F | KPVS_SplitCase | 2.5 | 2 | 2.5 | 5 | BranchMin2.5_BranchMax5 | 2.5 | 4 | 3 | 8 | HeaderMin3_HeaderMax8 | 6 | 5 | 20
601 | 1 | 2095-1/2-2P-20HP KPVS | KPVS_2095-1/2_2P_25HP_7.19_BRZ | 404.6 | 404.6 | 1213.8 | 3 | 1 | 4 | F | KPVS_SplitCase | 2.5 | 2 | 2.5 | 5 | BranchMin2.5_BranchMax5 | 2.5 | 4 | 3 | 8 | HeaderMin3_HeaderMax8 | 8 | 5 | 20
601 | 1 | 2095-1/2-2P-20HP KPVS | KPVS_2095-1/2_2P_25HP_7.19_BRZ | 404.6 | 404.6 | 1213.8 | 3 | 1 | 4 | F | KPVS_SplitCase | 2.5 | 2 | 2.5 | 5 | BranchMin2.5_BranchMax5 | 3 | 4 | 3 | 8 | HeaderMin3_HeaderMax8 | 3 | 5 | 20 | [29 empty] | INVALID
601 | 1 | 2095-1/2-2P-20HP KPVS | KPVS_2095-1/2_2P_25HP_7.19_BRZ | 404.6 | 404.6 | 1213.8 | 3 | 1 | 4 | F | KPVS_SplitCase | 2.5 | 2 | 2.5 | 5 | BranchMin2.5_BranchMax5 | 3 | 4 | 3 | 8 | HeaderMin3_HeaderMax8 | 4 | 5 | 20
601 | 1 | 2095-1/2-2P-20HP KPVS | KPVS_2095-1/2_2P_25HP_7.19_BRZ | 404.6 | 404.6 | 1213.8 | 3 | 1 | 4 | F | KPVS_SplitCase | 2.5 | 2 | 2.5 | 5 | BranchMin2.5_BranchMax5 | 3 | 4 | 3 | 8 | HeaderMin3_HeaderMax8 | 5 | 5 | 20
601 | 1 | 2095-1/2-2P-20HP KPVS | KPVS_2095-1/2_2P_25HP_7.19_BRZ | 404.6 | 404.6 | 1213.8 | 3 | 1 | 4 | F | KPVS_SplitCase | 2.5 | 2 | 2.5 | 5 | BranchMin2.5_BranchMax5 | 3 | 4 | 3 | 8 | HeaderMin3_HeaderMax8 | 6 | 5 | 20
601 | 1 | 2095-1/2-2P-20HP KPVS | KPVS_2095-1/2_2P_25HP_7.19_BRZ | 404.6 | 404.6 | 1213.8 | 3 | 1 | 4 | F | KPVS_SplitCase | 2.5 | 2 | 2.5 | 5 | BranchMin2.5_BranchMax5 | 3 | 4 | 3 | 8 | HeaderMin3_HeaderMax8 | 8 | 5 | 20
601 | 1 | 2095-1/2-2P-20HP KPVS | KPVS_2095-1/2_2P_25HP_7.19_BRZ | 404.6 | 404.6 | 1213.8 | 3 | 1 | 4 | F | KPVS_SplitCase | 2.5 | 2 | 2.5 | 5 | BranchMin2.5_BranchMax5 | 4 | 4 | 3 | 8 | HeaderMin3_HeaderMax8 | 3 | 5 | 20 | [29 empty] | INVALID
601 | 1 | 2095-1/2-2P-20HP KPVS | KPVS_2095-1/2_2P_25HP_7.19_BRZ | 404.6 | 404.6 | 1213.8 | 3 | 1 | 4 | F | KPVS_SplitCase | 2.5 | 2 | 2.5 | 5 | BranchMin2.5_BranchMax5 | 4 | 4 | 3 | 8 | HeaderMin3_HeaderMax8 | 4 | 5 | 20 | [29 empty] | INVALID
601 | 1 | 2095-1/2-2P-20HP KPVS | KPVS_2095-1/2_2P_25HP_7.19_BRZ | 404.6 | 404.6 | 1213.8 | 3 | 1 | 4 | F | KPVS_SplitCase | 2.5 | 2 | 2.5 | 5 | BranchMin2.5_BranchMax5 | 4 | 4 | 3 | 8 | HeaderMin3_HeaderMax8 | 5 | 5 | 20
601 | 1 | 2095-1/2-2P-20HP KPVS | KPVS_2095-1/2_2P_25HP_7.19_BRZ | 404.6 | 404.6 | 1213.8 | 3 | 1 | 4 | F | KPVS_SplitCase | 2.5 | 2 | 2.5 | 5 | BranchMin2.5_BranchMax5 | 4 | 4 | 3 | 8 | HeaderMin3_HeaderMax8 | 6 | 5 | 20
601 | 1 | 2095-1/2-2P-20HP KPVS | KPVS_2095-1/2_2P_25HP_7.19_BRZ | 404.6 | 404.6 | 1213.8 | 3 | 1 | 4 | F | KPVS_SplitCase | 2.5 | 2 | 2.5 | 5 | BranchMin2.5_BranchMax5 | 4 | 4 | 3 | 8 | HeaderMin3_HeaderMax8 | 8 | 5 | 20
601 | 1 | 2095-1/2-2P-20HP KPVS | KPVS_2095-1/2_2P_25HP_7.19_BRZ | 404.6 | 404.6 | 1213.8 | 3 | 1 | 4 | F | KPVS_SplitCase | 2.5 | 2 | 2.5 | 5 | BranchMin2.5_BranchMax5 | 5 | 4 | 3 | 8 | HeaderMin3_HeaderMax8 | 3 | 5 | 20 | [29 empty] | INVALID
601 | 1 | 2095-1/2-2P-20HP KPVS | KPVS_2095-1/2_2P_25HP_7.19_BRZ | 404.6 | 404.6 | 1213.8 | 3 | 1 | 4 | F | KPVS_SplitCase | 2.5 | 2 | 2.5 | 5 | BranchMin2.5_BranchMax5 | 5 | 4 | 3 | 8 | HeaderMin3_HeaderMax8 | 4 | 5 | 20 | [29 empty] | INVALID
601 | 1 | 2095-1/2-2P-20HP KPVS | KPVS_2095-1/2_2P_25HP_7.19_BRZ | 404.6 | 404.6 | 1213.8 | 3 | 1 | 4 | F | KPVS_SplitCase | 2.5 | 2 | 2.5 | 5 | BranchMin2.5_BranchMax5 | 5 | 4 | 3 | 8 | HeaderMin3_HeaderMax8 | 5 | 5 | 20 | [29 empty] | INVALID
601 | 1 | 2095-1/2-2P-20HP KPVS | KPVS_2095-1/2_2P_25HP_7.19_BRZ | 404.6 | 404.6 | 1213.8 | 3 | 1 | 4 | F | KPVS_SplitCase | 2.5 | 2 | 2.5 | 5 | BranchMin2.5_BranchMax5 | 5 | 4 | 3 | 8 | HeaderMin3_HeaderMax8 | 6 | 5 | 20
601 | 1 | 2095-1/2-2P-20HP KPVS | KPVS_2095-1/2_2P_25HP_7.19_BRZ | 404.6 | 404.6 | 1213.8 | 3 | 1 | 4 | F | KPVS_SplitCase | 2.5 | 2 | 2.5 | 5 | BranchMin2.5_BranchMax5 | 5 | 4 | 3 | 8 | HeaderMin3_HeaderMax8 | 8 | 5 | 20
602 | 2 | 2095-1/2-2P-25HP KPVS | KPVS_2095-1/2_2P_30HP_7.57_BRZ | 435.2 | 435.2 | 1305.6 | 3 | 1 | 4 | F | KPVS_SplitCase | 2.5 | 2 | 2.5 | 5 | BranchMin2.5_BranchMax5 | 2.5 | 4 | 3 | 8 | HeaderMin3_HeaderMax8 | 3 | 5 | 20
602 | 2 | 2095-1/2-2P-25HP KPVS | KPVS_2095-1/2_2P_30HP_7.57_BRZ | 435.2 | 435.2 | 1305.6 | 3 | 1 | 4 | F | KPVS_SplitCase | 2.5 | 2 | 2.5 | 5 | BranchMin2.5_BranchMax5 | 2.5 | 4 | 3 | 8 | HeaderMin3_HeaderMax8 | 4 | 5 | 20
602 | 2 | 2095-1/2-2P-25HP KPVS | KPVS_2095-1/2_2P_30HP_7.57_BRZ | 435.2 | 435.2 | 1305.6 | 3 | 1 | 4 | F | KPVS_SplitCase | 2.5 | 2 | 2.5 | 5 | BranchMin2.5_BranchMax5 | 2.5 | 4 | 3 | 8 | HeaderMin3_HeaderMax8 | 5 | 5 | 20
602 | 2 | 2095-1/2-2P-25HP KPVS | KPVS_2095-1/2_2P_30HP_7.57_BRZ | 435.2 | 435.2 | 1305.6 | 3 | 1 | 4 | F | KPVS_SplitCase | 2.5 | 2 | 2.5 | 5 | BranchMin2.5_BranchMax5 | 2.5 | 4 | 3 | 8 | HeaderMin3_HeaderMax8 | 6 | 5 | 20
602 | 2 | 2095-1/2-2P-25HP KPVS | KPVS_2095-1/2_2P_30HP_7.57_BRZ | 435.2 | 435.2 | 1305.6 | 3 | 1 | 4 | F | KPVS_SplitCase | 2.5 | 2 | 2.5 | 5 | BranchMin2.5_BranchMax5 | 2.5 | 4 | 3 | 8 | HeaderMin3_HeaderMax8 | 8 | 5 | 20
602 | 2 | 2095-1/2-2P-25HP KPVS | KPVS_2095-1/2_2P_30HP_7.57_BRZ | 435.2 | 435.2 | 1305.6 | 3 | 1 | 4 | F | KPVS_SplitCase | 2.5 | 2 | 2.5 | 5 | BranchMin2.5_BranchMax5 | 3 | 4 | 3 | 8 | HeaderMin3_HeaderMax8 | 3 | 5 | 20 | [29 empty] | INVALID
602 | 2 | 2095-1/2-2P-25HP KPVS | KPVS_2095-1/2_2P_30HP_7.57_BRZ | 435.2 | 435.2 | 1305.6 | 3 | 1 | 4 | F | KPVS_SplitCase | 2.5 | 2 | 2.5 | 5 | BranchMin2.5_BranchMax5 | 3 | 4 | 3 | 8 | HeaderMin3_HeaderMax8 | 4 | 5 | 20
602 | 2 | 2095-1/2-2P-25HP KPVS | KPVS_2095-1/2_2P_30HP_7.57_BRZ | 435.2 | 435.2 | 1305.6 | 3 | 1 | 4 | F | KPVS_SplitCase | 2.5 | 2 | 2.5 | 5 | BranchMin2.5_BranchMax5 | 3 | 4 | 3 | 8 | HeaderMin3_HeaderMax8 | 5 | 5 | 20
602 | 2 | 2095-1/2-2P-25HP KPVS | KPVS_2095-1/2_2P_30HP_7.57_BRZ | 435.2 | 435.2 | 1305.6 | 3 | 1 | 4 | F | KPVS_SplitCase | 2.5 | 2 | 2.5 | 5 | BranchMin2.5_BranchMax5 | 3 | 4 | 3 | 8 | HeaderMin3_HeaderMax8 | 6 | 5 | 20
602 | 2 | 2095-1/2-2P-25HP KPVS | KPVS_2095-1/2_2P_30HP_7.57_BRZ | 435.2 | 435.2 | 1305.6 | 3 | 1 | 4 | F | KPVS_SplitCase | 2.5 | 2 | 2.5 | 5 | BranchMin2.5_BranchMax5 | 3 | 4 | 3 | 8 | HeaderMin3_HeaderMax8 | 8 | 5 | 20
602 | 2 | 2095-1/2-2P-25HP KPVS | KPVS_2095-1/2_2P_30HP_7.57_BRZ | 435.2 | 435.2 | 1305.6 | 3 | 1 | 4 | F | KPVS_SplitCase | 2.5 | 2 | 2.5 | 5 | BranchMin2.5_BranchMax5 | 4 | 4 | 3 | 8 | HeaderMin3_HeaderMax8 | 3 | 5 | 20 | [29 empty] | INVALID
602 | 2 | 2095-1/2-2P-25HP KPVS | KPVS_2095-1/2_2P_30HP_7.57_BRZ | 435.2 | 435.2 | 1305.6 | 3 | 1 | 4 | F | KPVS_SplitCase | 2.5 | 2 | 2.5 | 5 | BranchMin2.5_BranchMax5 | 4 | 4 | 3 | 8 | HeaderMin3_HeaderMax8 | 4 | 5 | 20 | [29 empty] | INVALID
602 | 2 | 2095-1/2-2P-25HP KPVS | KPVS_2095-1/2_2P_30HP_7.57_BRZ | 435.2 | 435.2 | 1305.6 | 3 | 1 | 4 | F | KPVS_SplitCase | 2.5 | 2 | 2.5 | 5 | BranchMin2.5_BranchMax5 | 4 | 4 | 3 | 8 | HeaderMin3_HeaderMax8 | 5 | 5 | 20
602 | 2 | 2095-1/2-2P-25HP KPVS | KPVS_2095-1/2_2P_30HP_7.57_BRZ | 435.2 | 435.2 | 1305.6 | 3 | 1 | 4 | F | KPVS_SplitCase | 2.5 | 2 | 2.5 | 5 | BranchMin2.5_BranchMax5 | 4 | 4 | 3 | 8 | HeaderMin3_HeaderMax8 | 6 | 5 | 20
602 | 2 | 2095-1/2-2P-25HP KPVS | KPVS_2095-1/2_2P_30HP_7.57_BRZ | 435.2 | 435.2 | 1305.6 | 3 | 1 | 4 | F | KPVS_SplitCase | 2.5 | 2 | 2.5 | 5 | BranchMin2.5_BranchMax5 | 4 | 4 | 3 | 8 | HeaderMin3_HeaderMax8 | 8 | 5 | 20
602 | 2 | 2095-1/2-2P-25HP KPVS | KPVS_2095-1/2_2P_30HP_7.57_BRZ | 435.2 | 435.2 | 1305.6 | 3 | 1 | 4 | F | KPVS_SplitCase | 2.5 | 2 | 2.5 | 5 | BranchMin2.5_BranchMax5 | 5 | 4 | 3 | 8 | HeaderMin3_HeaderMax8 | 3 | 5 | 20 | [29 empty] | INVALID
602 | 2 | 2095-1/2-2P-25HP KPVS | KPVS_2095-1/2_2P_30HP_7.57_BRZ | 435.2 | 435.2 | 1305.6 | 3 | 1 | 4 | F | KPVS_SplitCase | 2.5 | 2 | 2.5 | 5 | BranchMin2.5_BranchMax5 | 5 | 4 | 3 | 8 | HeaderMin3_HeaderMax8 | 4 | 5 | 20 | [29 empty] | INVALID
602 | 2 | 2095-1/2-2P-25HP KPVS | KPVS_2095-1/2_2P_30HP_7.57_BRZ | 435.2 | 435.2 | 1305.6 | 3 | 1 | 4 | F | KPVS_SplitCase | 2.5 | 2 | 2.5 | 5 | BranchMin2.5_BranchMax5 | 5 | 4 | 3 | 8 | HeaderMin3_HeaderMax8 | 5 | 5 | 20 | [29 empty] | INVALID
602 | 2 | 2095-1/2-2P-25HP KPVS | KPVS_2095-1/2_2P_30HP_7.57_BRZ | 435.2 | 435.2 | 1305.6 | 3 | 1 | 4 | F | KPVS_SplitCase | 2.5 | 2 | 2.5 | 5 | BranchMin2.5_BranchMax5 | 5 | 4 | 3 | 8 | HeaderMin3_HeaderMax8 | 6 | 5 | 20
602 | 2 | 2095-1/2-2P-25HP KPVS | KPVS_2095-1/2_2P_30HP_7.57_BRZ | 435.2 | 435.2 | 1305.6 | 3 | 1 | 4 | F | KPVS_SplitCase | 2.5 | 2 | 2.5 | 5 | BranchMin2.5_BranchMax5 | 5 | 4 | 3 | 8 | HeaderMin3_HeaderMax8 | 8 | 5 | 20
603 | 3 | 2095-1/2-2P-30HP KPVS | KPVS_2095-1/2_2P_40HP_8.07_BRZ | 476.1 | 476.1 | 1428.3 | 3 | 1 | 4 | F | KPVS_SplitCase | 2.5 | 2 | 2.5 | 5 | BranchMin2.5_BranchMax5 | 2.5 | 4 | 3 | 8 | HeaderMin3_HeaderMax8 | 3 | 5 | 20
603 | 3 | 2095-1/2-2P-30HP KPVS | KPVS_2095-1/2_2P_40HP_8.07_BRZ | 476.1 | 476.1 | 1428.3 | 3 | 1 | 4 | F | KPVS_SplitCase | 2.5 | 2 | 2.5 | 5 | BranchMin2.5_BranchMax5 | 2.5 | 4 | 3 | 8 | HeaderMin3_HeaderMax8 | 4 | 5 | 20
603 | 3 | 2095-1/2-2P-30HP KPVS | KPVS_2095-1/2_2P_40HP_8.07_BRZ | 476.1 | 476.1 | 1428.3 | 3 | 1 | 4 | F | KPVS_SplitCase | 2.5 | 2 | 2.5 | 5 | BranchMin2.5_BranchMax5 | 2.5 | 4 | 3 | 8 | HeaderMin3_HeaderMax8 | 5 | 5 | 20
603 | 3 | 2095-1/2-2P-30HP KPVS | KPVS_2095-1/2_2P_40HP_8.07_BRZ | 476.1 | 476.1 | 1428.3 | 3 | 1 | 4 | F | KPVS_SplitCase | 2.5 | 2 | 2.5 | 5 | BranchMin2.5_BranchMax5 | 2.5 | 4 | 3 | 8 | HeaderMin3_HeaderMax8 | 6 | 5 | 20
603 | 3 | 2095-1/2-2P-30HP KPVS | KPVS_2095-1/2_2P_40HP_8.07_BRZ | 476.1 | 476.1 | 1428.3 | 3 | 1 | 4 | F | KPVS_SplitCase | 2.5 | 2 | 2.5 | 5 | BranchMin2.5_BranchMax5 | 2.5 | 4 | 3 | 8 | HeaderMin3_HeaderMax8 | 8 | 5 | 20
603 | 3 | 2095-1/2-2P-30HP KPVS | KPVS_2095-1/2_2P_40HP_8.07_BRZ | 476.1 | 476.1 | 1428.3 | 3 | 1 | 4 | F | KPVS_SplitCase | 2.5 | 2 | 2.5 | 5 | BranchMin2.5_BranchMax5 | 3 | 4 | 3 | 8 | HeaderMin3_HeaderMax8 | 3 | 5 | 20 | [29 empty] | INVALID
603 | 3 | 2095-1/2-2P-30HP KPVS | KPVS_2095-1/2_2P_40HP_8.07_BRZ | 476.1 | 476.1 | 1428.3 | 3 | 1 | 4 | F | KPVS_SplitCase | 2.5 | 2 | 2.5 | 5 | BranchMin2.5_BranchMax5 | 3 | 4 | 3 | 8 | HeaderMin3_HeaderMax8 | 4 | 5 | 20
603 | 3 | 2095-1/2-2P-30HP KPVS | KPVS_2095-1/2_2P_40HP_8.07_BRZ | 476.1 | 476.1 | 1428.3 | 3 | 1 | 4 | F | KPVS_SplitCase | 2.5 | 2 | 2.5 | 5 | BranchMin2.5_BranchMax5 | 3 | 4 | 3 | 8 | HeaderMin3_HeaderMax8 | 5 | 5 | 20
603 | 3 | 2095-1/2-2P-30HP KPVS | KPVS_2095-1/2_2P_40HP_8.07_BRZ | 476.1 | 476.1 | 1428.3 | 3 | 1 | 4 | F | KPVS_SplitCase | 2.5 | 2 | 2.5 | 5 | BranchMin2.5_BranchMax5 | 3 | 4 | 3 | 8 | HeaderMin3_HeaderMax8 | 6 | 5 | 20
603 | 3 | 2095-1/2-2P-30HP KPVS | KPVS_2095-1/2_2P_40HP_8.07_BRZ | 476.1 | 476.1 | 1428.3 | 3 | 1 | 4 | F | KPVS_SplitCase | 2.5 | 2 | 2.5 | 5 | BranchMin2.5_BranchMax5 | 3 | 4 | 3 | 8 | HeaderMin3_HeaderMax8 | 8 | 5 | 20
603 | 3 | 2095-1/2-2P-30HP KPVS | KPVS_2095-1/2_2P_40HP_8.07_BRZ | 476.1 | 476.1 | 1428.3 | 3 | 1 | 4 | F | KPVS_SplitCase | 2.5 | 2 | 2.5 | 5 | BranchMin2.5_BranchMax5 | 4 | 4 | 3 | 8 | HeaderMin3_HeaderMax8 | 3 | 5 | 20 | [29 empty] | INVALID
603 | 3 | 2095-1/2-2P-30HP KPVS | KPVS_2095-1/2_2P_40HP_8.07_BRZ | 476.1 | 476.1 | 1428.3 | 3 | 1 | 4 | F | KPVS_SplitCase | 2.5 | 2 | 2.5 | 5 | BranchMin2.5_BranchMax5 | 4 | 4 | 3 | 8 | HeaderMin3_HeaderMax8 | 4 | 5 | 20 | [29 empty] | INVALID
603 | 3 | 2095-1/2-2P-30HP KPVS | KPVS_2095-1/2_2P_40HP_8.07_BRZ | 476.1 | 476.1 | 1428.3 | 3 | 1 | 4 | F | KPVS_SplitCase | 2.5 | 2 | 2.5 | 5 | BranchMin2.5_BranchMax5 | 4 | 4 | 3 | 8 | HeaderMin3_HeaderMax8 | 5 | 5 | 20
603 | 3 | 2095-1/2-2P-30HP KPVS | KPVS_2095-1/2_2P_40HP_8.07_BRZ | 476.1 | 476.1 | 1428.3 | 3 | 1 | 4 | F | KPVS_SplitCase | 2.5 | 2 | 2.5 | 5 | BranchMin2.5_BranchMax5 | 4 | 4 | 3 | 8 | HeaderMin3_HeaderMax8 | 6 | 5 | 20
603 | 3 | 2095-1/2-2P-30HP KPVS | KPVS_2095-1/2_2P_40HP_8.07_BRZ | 476.1 | 476.1 | 1428.3 | 3 | 1 | 4 | F | KPVS_SplitCase | 2.5 | 2 | 2.5 | 5 | BranchMin2.5_BranchMax5 | 4 | 4 | 3 | 8 | HeaderMin3_HeaderMax8 | 8 | 5 | 20
603 | 3 | 2095-1/2-2P-30HP KPVS | KPVS_2095-1/2_2P_40HP_8.07_BRZ | 476.1 | 476.1 | 1428.3 | 3 | 1 | 4 | F | KPVS_SplitCase | 2.5 | 2 | 2.5 | 5 | BranchMin2.5_BranchMax5 | 5 | 4 | 3 | 8 | HeaderMin3_HeaderMax8 | 3 | 5 | 20 | [29 empty] | INVALID
603 | 3 | 2095-1/2-2P-30HP KPVS | KPVS_2095-1/2_2P_40HP_8.07_BRZ | 476.1 | 476.1 | 1428.3 | 3 | 1 | 4 | F | KPVS_SplitCase | 2.5 | 2 | 2.5 | 5 | BranchMin2.5_BranchMax5 | 5 | 4 | 3 | 8 | HeaderMin3_HeaderMax8 | 4 | 5 | 20 | [29 empty] | INVALID
603 | 3 | 2095-1/2-2P-30HP KPVS | KPVS_2095-1/2_2P_40HP_8.07_BRZ | 476.1 | 476.1 | 1428.3 | 3 | 1 | 4 | F | KPVS_SplitCase | 2.5 | 2 | 2.5 | 5 | BranchMin2.5_BranchMax5 | 5 | 4 | 3 | 8 | HeaderMin3_HeaderMax8 | 5 | 5 | 20 | [29 empty] | INVALID
603 | 3 | 2095-1/2-2P-30HP KPVS | KPVS_2095-1/2_2P_40HP_8.07_BRZ | 476.1 | 476.1 | 1428.3 | 3 | 1 | 4 | F | KPVS_SplitCase | 2.5 | 2 | 2.5 | 5 | BranchMin2.5_BranchMax5 | 5 | 4 | 3 | 8 | HeaderMin3_HeaderMax8 | 6 | 5 | 20
603 | 3 | 2095-1/2-2P-30HP KPVS | KPVS_2095-1/2_2P_40HP_8.07_BRZ | 476.1 | 476.1 | 1428.3 | 3 | 1 | 4 | F | KPVS_SplitCase | 2.5 | 2 | 2.5 | 5 | BranchMin2.5_BranchMax5 | 5 | 4 | 3 | 8 | HeaderMin3_HeaderMax8 | 8 | 5 | 20
604 | 4 | 2095-1/2-2P-40HP KPVS | KPVS_2095-1/2_2P_50HP_8.60_BRZ | 521.2 | 521.2 | 1563.6 | 3 | 1 | 4 | F | KPVS_SplitCase | 2.5 | 2 | 2.5 | 5 | BranchMin2.5_BranchMax5 | 2.5 | 4 | 3 | 8 | HeaderMin3_HeaderMax8 | 3 | 5 | 20
604 | 4 | 2095-1/2-2P-40HP KPVS | KPVS_2095-1/2_2P_50HP_8.60_BRZ | 521.2 | 521.2 | 1563.6 | 3 | 1 | 4 | F | KPVS_SplitCase | 2.5 | 2 | 2.5 | 5 | BranchMin2.5_BranchMax5 | 2.5 | 4 | 3 | 8 | HeaderMin3_HeaderMax8 | 4 | 5 | 20
604 | 4 | 2095-1/2-2P-40HP KPVS | KPVS_2095-1/2_2P_50HP_8.60_BRZ | 521.2 | 521.2 | 1563.6 | 3 | 1 | 4 | F | KPVS_SplitCase | 2.5 | 2 | 2.5 | 5 | BranchMin2.5_BranchMax5 | 2.5 | 4 | 3 | 8 | HeaderMin3_HeaderMax8 | 5 | 5 | 20
604 | 4 | 2095-1/2-2P-40HP KPVS | KPVS_2095-1/2_2P_50HP_8.60_BRZ | 521.2 | 521.2 | 1563.6 | 3 | 1 | 4 | F | KPVS_SplitCase | 2.5 | 2 | 2.5 | 5 | BranchMin2.5_BranchMax5 | 2.5 | 4 | 3 | 8 | HeaderMin3_HeaderMax8 | 6 | 5 | 20
604 | 4 | 2095-1/2-2P-40HP KPVS | KPVS_2095-1/2_2P_50HP_8.60_BRZ | 521.2 | 521.2 | 1563.6 | 3 | 1 | 4 | F | KPVS_SplitCase | 2.5 | 2 | 2.5 | 5 | BranchMin2.5_BranchMax5 | 2.5 | 4 | 3 | 8 | HeaderMin3_HeaderMax8 | 8 | 5 | 20
604 | 4 | 2095-1/2-2P-40HP KPVS | KPVS_2095-1/2_2P_50HP_8.60_BRZ | 521.2 | 521.2 | 1563.6 | 3 | 1 | 4 | F | KPVS_SplitCase | 2.5 | 2 | 2.5 | 5 | BranchMin2.5_BranchMax5 | 3 | 4 | 3 | 8 | HeaderMin3_HeaderMax8 | 3 | 5 | 20 | [29 empty] | INVALID
604 | 4 | 2095-1/2-2P-40HP KPVS | KPVS_2095-1/2_2P_50HP_8.60_BRZ | 521.2 | 521.2 | 1563.6 | 3 | 1 | 4 | F | KPVS_SplitCase | 2.5 | 2 | 2.5 | 5 | BranchMin2.5_BranchMax5 | 3 | 4 | 3 | 8 | HeaderMin3_HeaderMax8 | 4 | 5 | 20
604 | 4 | 2095-1/2-2P-40HP KPVS | KPVS_2095-1/2_2P_50HP_8.60_BRZ | 521.2 | 521.2 | 1563.6 | 3 | 1 | 4 | F | KPVS_SplitCase | 2.5 | 2 | 2.5 | 5 | BranchMin2.5_BranchMax5 | 3 | 4 | 3 | 8 | HeaderMin3_HeaderMax8 | 5 | 5 | 20
604 | 4 | 2095-1/2-2P-40HP KPVS | KPVS_2095-1/2_2P_50HP_8.60_BRZ | 521.2 | 521.2 | 1563.6 | 3 | 1 | 4 | F | KPVS_SplitCase | 2.5 | 2 | 2.5 | 5 | BranchMin2.5_BranchMax5 | 3 | 4 | 3 | 8 | HeaderMin3_HeaderMax8 | 6 | 5 | 20
604 | 4 | 2095-1/2-2P-40HP KPVS | KPVS_2095-1/2_2P_50HP_8.60_BRZ | 521.2 | 521.2 | 1563.6 | 3 | 1 | 4 | F | KPVS_SplitCase | 2.5 | 2 | 2.5 | 5 | BranchMin2.5_BranchMax5 | 3 | 4 | 3 | 8 | HeaderMin3_HeaderMax8 | 8 | 5 | 20
604 | 4 | 2095-1/2-2P-40HP KPVS | KPVS_2095-1/2_2P_50HP_8.60_BRZ | 521.2 | 521.2 | 1563.6 | 3 | 1 | 4 | F | KPVS_SplitCase | 2.5 | 2 | 2.5 | 5 | BranchMin2.5_BranchMax5 | 4 | 4 | 3 | 8 | HeaderMin3_HeaderMax8 | 3 | 5 | 20 | [29 empty] | INVALID
604 | 4 | 2095-1/2-2P-40HP KPVS | KPVS_2095-1/2_2P_50HP_8.60_BRZ | 521.2 | 521.2 | 1563.6 | 3 | 1 | 4 | F | KPVS_SplitCase | 2.5 | 2 | 2.5 | 5 | BranchMin2.5_BranchMax5 | 4 | 4 | 3 | 8 | HeaderMin3_HeaderMax8 | 4 | 5 | 20 | [29 empty] | INVALID
604 | 4 | 2095-1/2-2P-40HP KPVS | KPVS_2095-1/2_2P_50HP_8.60_BRZ | 521.2 | 521.2 | 1563.6 | 3 | 1 | 4 | F | KPVS_SplitCase | 2.5 | 2 | 2.5 | 5 | BranchMin2.5_BranchMax5 | 4 | 4 | 3 | 8 | HeaderMin3_HeaderMax8 | 5 | 5 | 20
604 | 4 | 2095-1/2-2P-40HP KPVS | KPVS_2095-1/2_2P_50HP_8.60_BRZ | 521.2 | 521.2 | 1563.6 | 3 | 1 | 4 | F | KPVS_SplitCase | 2.5 | 2 | 2.5 | 5 | BranchMin2.5_BranchMax5 | 4 | 4 | 3 | 8 | HeaderMin3_HeaderMax8 | 6 | 5 | 20
604 | 4 | 2095-1/2-2P-40HP KPVS | KPVS_2095-1/2_2P_50HP_8.60_BRZ | 521.2 | 521.2 | 1563.6 | 3 | 1 | 4 | F | KPVS_SplitCase | 2.5 | 2 | 2.5 | 5 | BranchMin2.5_BranchMax5 | 4 | 4 | 3 | 8 | HeaderMin3_HeaderMax8 | 8 | 5 | 20
604 | 4 | 2095-1/2-2P-40HP KPVS | KPVS_2095-1/2_2P_50HP_8.60_BRZ | 521.2 | 521.2 | 1563.6 | 3 | 1 | 4 | F | KPVS_SplitCase | 2.5 | 2 | 2.5 | 5 | BranchMin2.5_BranchMax5 | 5 | 4 | 3 | 8 | HeaderMin3_HeaderMax8 | 3 | 5 | 20 | [29 empty] | INVALID
604 | 4 | 2095-1/2-2P-40HP KPVS | KPVS_2095-1/2_2P_50HP_8.60_BRZ | 521.2 | 521.2 | 1563.6 | 3 | 1 | 4 | F | KPVS_SplitCase | 2.5 | 2 | 2.5 | 5 | BranchMin2.5_BranchMax5 | 5 | 4 | 3 | 8 | HeaderMin3_HeaderMax8 | 4 | 5 | 20 | [29 empty] | INVALID
604 | 4 | 2095-1/2-2P-40HP KPVS | KPVS_2095-1/2_2P_50HP_8.60_BRZ | 521.2 | 521.2 | 1563.6 | 3 | 1 | 4 | F | KPVS_SplitCase | 2.5 | 2 | 2.5 | 5 | BranchMin2.5_BranchMax5 | 5 | 4 | 3 | 8 | HeaderMin3_HeaderMax8 | 5 | 5 | 20 | [29 empty] | INVALID
604 | 4 | 2095-1/2-2P-40HP KPVS | KPVS_2095-1/2_2P_50HP_8.60_BRZ | 521.2 | 521.2 | 1563.6 | 3 | 1 | 4 | F | KPVS_SplitCase | 2.5 | 2 | 2.5 | 5 | BranchMin2.5_BranchMax5 | 5 | 4 | 3 | 8 | HeaderMin3_HeaderMax8 | 6 | 5 | 20
604 | 4 | 2095-1/2-2P-40HP KPVS | KPVS_2095-1/2_2P_50HP_8.60_BRZ | 521.2 | 521.2 | 1563.6 | 3 | 1 | 4 | F | KPVS_SplitCase | 2.5 | 2 | 2.5 | 5 | BranchMin2.5_BranchMax5 | 5 | 4 | 3 | 8 | HeaderMin3_HeaderMax8 | 8 | 5 | 20
605 | 5 | 2095-1/2-2P-50HP KPVS | KPVS_2095-1/2_2P_60HP_9.11_BRZ | 565.7 | 565.7 | 1697.1 | 3 | 1 | 4 | F | KPVS_SplitCase | 2.5 | 2 | 2.5 | 5 | BranchMin2.5_BranchMax5 | 2.5 | 4 | 3 | 10 | HeaderMin3_HeaderMax10 | 3 | 6 | 24
605 | 5 | 2095-1/2-2P-50HP KPVS | KPVS_2095-1/2_2P_60HP_9.11_BRZ | 565.7 | 565.7 | 1697.1 | 3 | 1 | 4 | F | KPVS_SplitCase | 2.5 | 2 | 2.5 | 5 | BranchMin2.5_BranchMax5 | 2.5 | 4 | 3 | 10 | HeaderMin3_HeaderMax10 | 4 | 6 | 24
605 | 5 | 2095-1/2-2P-50HP KPVS | KPVS_2095-1/2_2P_60HP_9.11_BRZ | 565.7 | 565.7 | 1697.1 | 3 | 1 | 4 | F | KPVS_SplitCase | 2.5 | 2 | 2.5 | 5 | BranchMin2.5_BranchMax5 | 2.5 | 4 | 3 | 10 | HeaderMin3_HeaderMax10 | 5 | 6 | 24
605 | 5 | 2095-1/2-2P-50HP KPVS | KPVS_2095-1/2_2P_60HP_9.11_BRZ | 565.7 | 565.7 | 1697.1 | 3 | 1 | 4 | F | KPVS_SplitCase | 2.5 | 2 | 2.5 | 5 | BranchMin2.5_BranchMax5 | 2.5 | 4 | 3 | 10 | HeaderMin3_HeaderMax10 | 6 | 6 | 24
605 | 5 | 2095-1/2-2P-50HP KPVS | KPVS_2095-1/2_2P_60HP_9.11_BRZ | 565.7 | 565.7 | 1697.1 | 3 | 1 | 4 | F | KPVS_SplitCase | 2.5 | 2 | 2.5 | 5 | BranchMin2.5_BranchMax5 | 2.5 | 4 | 3 | 10 | HeaderMin3_HeaderMax10 | 8 | 6 | 24
605 | 5 | 2095-1/2-2P-50HP KPVS | KPVS_2095-1/2_2P_60HP_9.11_BRZ | 565.7 | 565.7 | 1697.1 | 3 | 1 | 4 | F | KPVS_SplitCase | 2.5 | 2 | 2.5 | 5 | BranchMin2.5_BranchMax5 | 2.5 | 4 | 3 | 10 | HeaderMin3_HeaderMax10 | 10 | 6 | 24
605 | 5 | 2095-1/2-2P-50HP KPVS | KPVS_2095-1/2_2P_60HP_9.11_BRZ | 565.7 | 565.7 | 1697.1 | 3 | 1 | 4 | F | KPVS_SplitCase | 2.5 | 2 | 2.5 | 5 | BranchMin2.5_BranchMax5 | 3 | 4 | 3 | 10 | HeaderMin3_HeaderMax10 | 3 | 6 | 24 | [29 empty] | INVALID
605 | 5 | 2095-1/2-2P-50HP KPVS | KPVS_2095-1/2_2P_60HP_9.11_BRZ | 565.7 | 565.7 | 1697.1 | 3 | 1 | 4 | F | KPVS_SplitCase | 2.5 | 2 | 2.5 | 5 | BranchMin2.5_BranchMax5 | 3 | 4 | 3 | 10 | HeaderMin3_HeaderMax10 | 4 | 6 | 24
605 | 5 | 2095-1/2-2P-50HP KPVS | KPVS_2095-1/2_2P_60HP_9.11_BRZ | 565.7 | 565.7 | 1697.1 | 3 | 1 | 4 | F | KPVS_SplitCase | 2.5 | 2 | 2.5 | 5 | BranchMin2.5_BranchMax5 | 3 | 4 | 3 | 10 | HeaderMin3_HeaderMax10 | 5 | 6 | 24
605 | 5 | 2095-1/2-2P-50HP KPVS | KPVS_2095-1/2_2P_60HP_9.11_BRZ | 565.7 | 565.7 | 1697.1 | 3 | 1 | 4 | F | KPVS_SplitCase | 2.5 | 2 | 2.5 | 5 | BranchMin2.5_BranchMax5 | 3 | 4 | 3 | 10 | HeaderMin3_HeaderMax10 | 6 | 6 | 24
605 | 5 | 2095-1/2-2P-50HP KPVS | KPVS_2095-1/2_2P_60HP_9.11_BRZ | 565.7 | 565.7 | 1697.1 | 3 | 1 | 4 | F | KPVS_SplitCase | 2.5 | 2 | 2.5 | 5 | BranchMin2.5_BranchMax5 | 3 | 4 | 3 | 10 | HeaderMin3_HeaderMax10 | 8 | 6 | 24
605 | 5 | 2095-1/2-2P-50HP KPVS | KPVS_2095-1/2_2P_60HP_9.11_BRZ | 565.7 | 565.7 | 1697.1 | 3 | 1 | 4 | F | KPVS_SplitCase | 2.5 | 2 | 2.5 | 5 | BranchMin2.5_BranchMax5 | 3 | 4 | 3 | 10 | HeaderMin3_HeaderMax10 | 10 | 6 | 24
605 | 5 | 2095-1/2-2P-50HP KPVS | KPVS_2095-1/2_2P_60HP_9.11_BRZ | 565.7 | 565.7 | 1697.1 | 3 | 1 | 4 | F | KPVS_SplitCase | 2.5 | 2 | 2.5 | 5 | BranchMin2.5_BranchMax5 | 4 | 4 | 3 | 10 | HeaderMin3_HeaderMax10 | 3 | 6 | 24 | [29 empty] | INVALID
605 | 5 | 2095-1/2-2P-50HP KPVS | KPVS_2095-1/2_2P_60HP_9.11_BRZ | 565.7 | 565.7 | 1697.1 | 3 | 1 | 4 | F | KPVS_SplitCase | 2.5 | 2 | 2.5 | 5 | BranchMin2.5_BranchMax5 | 4 | 4 | 3 | 10 | HeaderMin3_HeaderMax10 | 4 | 6 | 24 | [29 empty] | INVALID
605 | 5 | 2095-1/2-2P-50HP KPVS | KPVS_2095-1/2_2P_60HP_9.11_BRZ | 565.7 | 565.7 | 1697.1 | 3 | 1 | 4 | F | KPVS_SplitCase | 2.5 | 2 | 2.5 | 5 | BranchMin2.5_BranchMax5 | 4 | 4 | 3 | 10 | HeaderMin3_HeaderMax10 | 5 | 6 | 24
605 | 5 | 2095-1/2-2P-50HP KPVS | KPVS_2095-1/2_2P_60HP_9.11_BRZ | 565.7 | 565.7 | 1697.1 | 3 | 1 | 4 | F | KPVS_SplitCase | 2.5 | 2 | 2.5 | 5 | BranchMin2.5_BranchMax5 | 4 | 4 | 3 | 10 | HeaderMin3_HeaderMax10 | 6 | 6 | 24
605 | 5 | 2095-1/2-2P-50HP KPVS | KPVS_2095-1/2_2P_60HP_9.11_BRZ | 565.7 | 565.7 | 1697.1 | 3 | 1 | 4 | F | KPVS_SplitCase | 2.5 | 2 | 2.5 | 5 | BranchMin2.5_BranchMax5 | 4 | 4 | 3 | 10 | HeaderMin3_HeaderMax10 | 8 | 6 | 24
605 | 5 | 2095-1/2-2P-50HP KPVS | KPVS_2095-1/2_2P_60HP_9.11_BRZ | 565.7 | 565.7 | 1697.1 | 3 | 1 | 4 | F | KPVS_SplitCase | 2.5 | 2 | 2.5 | 5 | BranchMin2.5_BranchMax5 | 4 | 4 | 3 | 10 | HeaderMin3_HeaderMax10 | 10 | 6 | 24
605 | 5 | 2095-1/2-2P-50HP KPVS | KPVS_2095-1/2_2P_60HP_9.11_BRZ | 565.7 | 565.7 | 1697.1 | 3 | 1 | 4 | F | KPVS_SplitCase | 2.5 | 2 | 2.5 | 5 | BranchMin2.5_BranchMax5 | 5 | 4 | 3 | 10 | HeaderMin3_HeaderMax10 | 3 | 6 | 24 | [29 empty] | INVALID
605 | 5 | 2095-1/2-2P-50HP KPVS | KPVS_2095-1/2_2P_60HP_9.11_BRZ | 565.7 | 565.7 | 1697.1 | 3 | 1 | 4 | F | KPVS_SplitCase | 2.5 | 2 | 2.5 | 5 | BranchMin2.5_BranchMax5 | 5 | 4 | 3 | 10 | HeaderMin3_HeaderMax10 | 4 | 6 | 24 | [29 empty] | INVALID
605 | 5 | 2095-1/2-2P-50HP KPVS | KPVS_2095-1/2_2P_60HP_9.11_BRZ | 565.7 | 565.7 | 1697.1 | 3 | 1 | 4 | F | KPVS_SplitCase | 2.5 | 2 | 2.5 | 5 | BranchMin2.5_BranchMax5 | 5 | 4 | 3 | 10 | HeaderMin3_HeaderMax10 | 5 | 6 | 24 | [29 empty] | INVALID
605 | 5 | 2095-1/2-2P-50HP KPVS | KPVS_2095-1/2_2P_60HP_9.11_BRZ | 565.7 | 565.7 | 1697.1 | 3 | 1 | 4 | F | KPVS_SplitCase | 2.5 | 2 | 2.5 | 5 | BranchMin2.5_BranchMax5 | 5 | 4 | 3 | 10 | HeaderMin3_HeaderMax10 | 6 | 6 | 24
605 | 5 | 2095-1/2-2P-50HP KPVS | KPVS_2095-1/2_2P_60HP_9.11_BRZ | 565.7 | 565.7 | 1697.1 | 3 | 1 | 4 | F | KPVS_SplitCase | 2.5 | 2 | 2.5 | 5 | BranchMin2.5_BranchMax5 | 5 | 4 | 3 | 10 | HeaderMin3_HeaderMax10 | 8 | 6 | 24
605 | 5 | 2095-1/2-2P-50HP KPVS | KPVS_2095-1/2_2P_60HP_9.11_BRZ | 565.7 | 565.7 | 1697.1 | 3 | 1 | 4 | F | KPVS_SplitCase | 2.5 | 2 | 2.5 | 5 | BranchMin2.5_BranchMax5 | 5 | 4 | 3 | 10 | HeaderMin3_HeaderMax10 | 10 | 6 | 24
606 | 6 | 2095-1/2-2P-60HP KPVS | KPVS_2095-1/2_2P_75HP_9.50_BRZ | 600 | 600 | 1800 | 3 | 1 | 4 | F | KPVS_SplitCase | 2.5 | 2 | 2.5 | 5 | BranchMin2.5_BranchMax5 | 2.5 | 4 | 3 | 10 | HeaderMin3_HeaderMax10 | 3 | 6 | 24
606 | 6 | 2095-1/2-2P-60HP KPVS | KPVS_2095-1/2_2P_75HP_9.50_BRZ | 600 | 600 | 1800 | 3 | 1 | 4 | F | KPVS_SplitCase | 2.5 | 2 | 2.5 | 5 | BranchMin2.5_BranchMax5 | 2.5 | 4 | 3 | 10 | HeaderMin3_HeaderMax10 | 4 | 6 | 24
606 | 6 | 2095-1/2-2P-60HP KPVS | KPVS_2095-1/2_2P_75HP_9.50_BRZ | 600 | 600 | 1800 | 3 | 1 | 4 | F | KPVS_SplitCase | 2.5 | 2 | 2.5 | 5 | BranchMin2.5_BranchMax5 | 2.5 | 4 | 3 | 10 | HeaderMin3_HeaderMax10 | 5 | 6 | 24
606 | 6 | 2095-1/2-2P-60HP KPVS | KPVS_2095-1/2_2P_75HP_9.50_BRZ | 600 | 600 | 1800 | 3 | 1 | 4 | F | KPVS_SplitCase | 2.5 | 2 | 2.5 | 5 | BranchMin2.5_BranchMax5 | 2.5 | 4 | 3 | 10 | HeaderMin3_HeaderMax10 | 6 | 6 | 24
606 | 6 | 2095-1/2-2P-60HP KPVS | KPVS_2095-1/2_2P_75HP_9.50_BRZ | 600 | 600 | 1800 | 3 | 1 | 4 | F | KPVS_SplitCase | 2.5 | 2 | 2.5 | 5 | BranchMin2.5_BranchMax5 | 2.5 | 4 | 3 | 10 | HeaderMin3_HeaderMax10 | 8 | 6 | 24
606 | 6 | 2095-1/2-2P-60HP KPVS | KPVS_2095-1/2_2P_75HP_9.50_BRZ | 600 | 600 | 1800 | 3 | 1 | 4 | F | KPVS_SplitCase | 2.5 | 2 | 2.5 | 5 | BranchMin2.5_BranchMax5 | 2.5 | 4 | 3 | 10 | HeaderMin3_HeaderMax10 | 10 | 6 | 24
606 | 6 | 2095-1/2-2P-60HP KPVS | KPVS_2095-1/2_2P_75HP_9.50_BRZ | 600 | 600 | 1800 | 3 | 1 | 4 | F | KPVS_SplitCase | 2.5 | 2 | 2.5 | 5 | BranchMin2.5_BranchMax5 | 3 | 4 | 3 | 10 | HeaderMin3_HeaderMax10 | 3 | 6 | 24 | [29 empty] | INVALID
606 | 6 | 2095-1/2-2P-60HP KPVS | KPVS_2095-1/2_2P_75HP_9.50_BRZ | 600 | 600 | 1800 | 3 | 1 | 4 | F | KPVS_SplitCase | 2.5 | 2 | 2.5 | 5 | BranchMin2.5_BranchMax5 | 3 | 4 | 3 | 10 | HeaderMin3_HeaderMax10 | 4 | 6 | 24
606 | 6 | 2095-1/2-2P-60HP KPVS | KPVS_2095-1/2_2P_75HP_9.50_BRZ | 600 | 600 | 1800 | 3 | 1 | 4 | F | KPVS_SplitCase | 2.5 | 2 | 2.5 | 5 | BranchMin2.5_BranchMax5 | 3 | 4 | 3 | 10 | HeaderMin3_HeaderMax10 | 5 | 6 | 24
606 | 6 | 2095-1/2-2P-60HP KPVS | KPVS_2095-1/2_2P_75HP_9.50_BRZ | 600 | 600 | 1800 | 3 | 1 | 4 | F | KPVS_SplitCase | 2.5 | 2 | 2.5 | 5 | BranchMin2.5_BranchMax5 | 3 | 4 | 3 | 10 | HeaderMin3_HeaderMax10 | 6 | 6 | 24
606 | 6 | 2095-1/2-2P-60HP KPVS | KPVS_2095-1/2_2P_75HP_9.50_BRZ | 600 | 600 | 1800 | 3 | 1 | 4 | F | KPVS_SplitCase | 2.5 | 2 | 2.5 | 5 | BranchMin2.5_BranchMax5 | 3 | 4 | 3 | 10 | HeaderMin3_HeaderMax10 | 8 | 6 | 24
606 | 6 | 2095-1/2-2P-60HP KPVS | KPVS_2095-1/2_2P_75HP_9.50_BRZ | 600 | 600 | 1800 | 3 | 1 | 4 | F | KPVS_SplitCase | 2.5 | 2 | 2.5 | 5 | BranchMin2.5_BranchMax5 | 3 | 4 | 3 | 10 | HeaderMin3_HeaderMax10 | 10 | 6 | 24
606 | 6 | 2095-1/2-2P-60HP KPVS | KPVS_2095-1/2_2P_75HP_9.50_BRZ | 600 | 600 | 1800 | 3 | 1 | 4 | F | KPVS_SplitCase | 2.5 | 2 | 2.5 | 5 | BranchMin2.5_BranchMax5 | 4 | 4 | 3 | 10 | HeaderMin3_HeaderMax10 | 3 | 6 | 24 | [29 empty] | INVALID
606 | 6 | 2095-1/2-2P-60HP KPVS | KPVS_2095-1/2_2P_75HP_9.50_BRZ | 600 | 600 | 1800 | 3 | 1 | 4 | F | KPVS_SplitCase | 2.5 | 2 | 2.5 | 5 | BranchMin2.5_BranchMax5 | 4 | 4 | 3 | 10 | HeaderMin3_HeaderMax10 | 4 | 6 | 24 | [29 empty] | INVALID
606 | 6 | 2095-1/2-2P-60HP KPVS | KPVS_2095-1/2_2P_75HP_9.50_BRZ | 600 | 600 | 1800 | 3 | 1 | 4 | F | KPVS_SplitCase | 2.5 | 2 | 2.5 | 5 | BranchMin2.5_BranchMax5 | 4 | 4 | 3 | 10 | HeaderMin3_HeaderMax10 | 5 | 6 | 24
606 | 6 | 2095-1/2-2P-60HP KPVS | KPVS_2095-1/2_2P_75HP_9.50_BRZ | 600 | 600 | 1800 | 3 | 1 | 4 | F | KPVS_SplitCase | 2.5 | 2 | 2.5 | 5 | BranchMin2.5_BranchMax5 | 4 | 4 | 3 | 10 | HeaderMin3_HeaderMax10 | 6 | 6 | 24
606 | 6 | 2095-1/2-2P-60HP KPVS | KPVS_2095-1/2_2P_75HP_9.50_BRZ | 600 | 600 | 1800 | 3 | 1 | 4 | F | KPVS_SplitCase | 2.5 | 2 | 2.5 | 5 | BranchMin2.5_BranchMax5 | 4 | 4 | 3 | 10 | HeaderMin3_HeaderMax10 | 8 | 6 | 24
606 | 6 | 2095-1/2-2P-60HP KPVS | KPVS_2095-1/2_2P_75HP_9.50_BRZ | 600 | 600 | 1800 | 3 | 1 | 4 | F | KPVS_SplitCase | 2.5 | 2 | 2.5 | 5 | BranchMin2.5_BranchMax5 | 4 | 4 | 3 | 10 | HeaderMin3_HeaderMax10 | 10 | 6 | 24
606 | 6 | 2095-1/2-2P-60HP KPVS | KPVS_2095-1/2_2P_75HP_9.50_BRZ | 600 | 600 | 1800 | 3 | 1 | 4 | F | KPVS_SplitCase | 2.5 | 2 | 2.5 | 5 | BranchMin2.5_BranchMax5 | 5 | 4 | 3 | 10 | HeaderMin3_HeaderMax10 | 3 | 6 | 24 | [29 empty] | INVALID
606 | 6 | 2095-1/2-2P-60HP KPVS | KPVS_2095-1/2_2P_75HP_9.50_BRZ | 600 | 600 | 1800 | 3 | 1 | 4 | F | KPVS_SplitCase | 2.5 | 2 | 2.5 | 5 | BranchMin2.5_BranchMax5 | 5 | 4 | 3 | 10 | HeaderMin3_HeaderMax10 | 4 | 6 | 24 | [29 empty] | INVALID
606 | 6 | 2095-1/2-2P-60HP KPVS | KPVS_2095-1/2_2P_75HP_9.50_BRZ | 600 | 600 | 1800 | 3 | 1 | 4 | F | KPVS_SplitCase | 2.5 | 2 | 2.5 | 5 | BranchMin2.5_BranchMax5 | 5 | 4 | 3 | 10 | HeaderMin3_HeaderMax10 | 5 | 6 | 24 | [29 empty] | INVALID
606 | 6 | 2095-1/2-2P-60HP KPVS | KPVS_2095-1/2_2P_75HP_9.50_BRZ | 600 | 600 | 1800 | 3 | 1 | 4 | F | KPVS_SplitCase | 2.5 | 2 | 2.5 | 5 | BranchMin2.5_BranchMax5 | 5 | 4 | 3 | 10 | HeaderMin3_HeaderMax10 | 6 | 6 | 24
606 | 6 | 2095-1/2-2P-60HP KPVS | KPVS_2095-1/2_2P_75HP_9.50_BRZ | 600 | 600 | 1800 | 3 | 1 | 4 | F | KPVS_SplitCase | 2.5 | 2 | 2.5 | 5 | BranchMin2.5_BranchMax5 | 5 | 4 | 3 | 10 | HeaderMin3_HeaderMax10 | 8 | 6 | 24
606 | 6 | 2095-1/2-2P-60HP KPVS | KPVS_2095-1/2_2P_75HP_9.50_BRZ | 600 | 600 | 1800 | 3 | 1 | 4 | F | KPVS_SplitCase | 2.5 | 2 | 2.5 | 5 | BranchMin2.5_BranchMax5 | 5 | 4 | 3 | 10 | HeaderMin3_HeaderMax10 | 10 | 6 | 24
607 | 7 | 2095-1/2-2P-75HP KPVS | KPVS_2095-1/2_2P_40HP_8.07_BRZ | 476.1 | 476.1 | 1428.3 | 3 | 1 | 4 | F | KPVS_SplitCase | 2.5 | 2 | 2.5 | 5 | BranchMin2.5_BranchMax5 | 2.5 | 4 | 3 | 8 | HeaderMin3_HeaderMax8 | 3 | 5 | 20
607 | 7 | 2095-1/2-2P-75HP KPVS | KPVS_2095-1/2_2P_40HP_8.07_BRZ | 476.1 | 476.1 | 1428.3 | 3 | 1 | 4 | F | KPVS_SplitCase | 2.5 | 2 | 2.5 | 5 | BranchMin2.5_BranchMax5 | 2.5 | 4 | 3 | 8 | HeaderMin3_HeaderMax8 | 4 | 5 | 20
607 | 7 | 2095-1/2-2P-75HP KPVS | KPVS_2095-1/2_2P_40HP_8.07_BRZ | 476.1 | 476.1 | 1428.3 | 3 | 1 | 4 | F | KPVS_SplitCase | 2.5 | 2 | 2.5 | 5 | BranchMin2.5_BranchMax5 | 2.5 | 4 | 3 | 8 | HeaderMin3_HeaderMax8 | 5 | 5 | 20
607 | 7 | 2095-1/2-2P-75HP KPVS | KPVS_2095-1/2_2P_40HP_8.07_BRZ | 476.1 | 476.1 | 1428.3 | 3 | 1 | 4 | F | KPVS_SplitCase | 2.5 | 2 | 2.5 | 5 | BranchMin2.5_BranchMax5 | 2.5 | 4 | 3 | 8 | HeaderMin3_HeaderMax8 | 6 | 5 | 20
607 | 7 | 2095-1/2-2P-75HP KPVS | KPVS_2095-1/2_2P_40HP_8.07_BRZ | 476.1 | 476.1 | 1428.3 | 3 | 1 | 4 | F | KPVS_SplitCase | 2.5 | 2 | 2.5 | 5 | BranchMin2.5_BranchMax5 | 2.5 | 4 | 3 | 8 | HeaderMin3_HeaderMax8 | 8 | 5 | 20
607 | 7 | 2095-1/2-2P-75HP KPVS | KPVS_2095-1/2_2P_40HP_8.07_BRZ | 476.1 | 476.1 | 1428.3 | 3 | 1 | 4 | F | KPVS_SplitCase | 2.5 | 2 | 2.5 | 5 | BranchMin2.5_BranchMax5 | 3 | 4 | 3 | 8 | HeaderMin3_HeaderMax8 | 3 | 5 | 20 | [29 empty] | INVALID
607 | 7 | 2095-1/2-2P-75HP KPVS | KPVS_2095-1/2_2P_40HP_8.07_BRZ | 476.1 | 476.1 | 1428.3 | 3 | 1 | 4 | F | KPVS_SplitCase | 2.5 | 2 | 2.5 | 5 | BranchMin2.5_BranchMax5 | 3 | 4 | 3 | 8 | HeaderMin3_HeaderMax8 | 4 | 5 | 20
607 | 7 | 2095-1/2-2P-75HP KPVS | KPVS_2095-1/2_2P_40HP_8.07_BRZ | 476.1 | 476.1 | 1428.3 | 3 | 1 | 4 | F | KPVS_SplitCase | 2.5 | 2 | 2.5 | 5 | BranchMin2.5_BranchMax5 | 3 | 4 | 3 | 8 | HeaderMin3_HeaderMax8 | 5 | 5 | 20
607 | 7 | 2095-1/2-2P-75HP KPVS | KPVS_2095-1/2_2P_40HP_8.07_BRZ | 476.1 | 476.1 | 1428.3 | 3 | 1 | 4 | F | KPVS_SplitCase | 2.5 | 2 | 2.5 | 5 | BranchMin2.5_BranchMax5 | 3 | 4 | 3 | 8 | HeaderMin3_HeaderMax8 | 6 | 5 | 20
607 | 7 | 2095-1/2-2P-75HP KPVS | KPVS_2095-1/2_2P_40HP_8.07_BRZ | 476.1 | 476.1 | 1428.3 | 3 | 1 | 4 | F | KPVS_SplitCase | 2.5 | 2 | 2.5 | 5 | BranchMin2.5_BranchMax5 | 3 | 4 | 3 | 8 | HeaderMin3_HeaderMax8 | 8 | 5 | 20
607 | 7 | 2095-1/2-2P-75HP KPVS | KPVS_2095-1/2_2P_40HP_8.07_BRZ | 476.1 | 476.1 | 1428.3 | 3 | 1 | 4 | F | KPVS_SplitCase | 2.5 | 2 | 2.5 | 5 | BranchMin2.5_BranchMax5 | 4 | 4 | 3 | 8 | HeaderMin3_HeaderMax8 | 3 | 5 | 20 | [29 empty] | INVALID
607 | 7 | 2095-1/2-2P-75HP KPVS | KPVS_2095-1/2_2P_40HP_8.07_BRZ | 476.1 | 476.1 | 1428.3 | 3 | 1 | 4 | F | KPVS_SplitCase | 2.5 | 2 | 2.5 | 5 | BranchMin2.5_BranchMax5 | 4 | 4 | 3 | 8 | HeaderMin3_HeaderMax8 | 4 | 5 | 20 | [29 empty] | INVALID
607 | 7 | 2095-1/2-2P-75HP KPVS | KPVS_2095-1/2_2P_40HP_8.07_BRZ | 476.1 | 476.1 | 1428.3 | 3 | 1 | 4 | F | KPVS_SplitCase | 2.5 | 2 | 2.5 | 5 | BranchMin2.5_BranchMax5 | 4 | 4 | 3 | 8 | HeaderMin3_HeaderMax8 | 5 | 5 | 20
607 | 7 | 2095-1/2-2P-75HP KPVS | KPVS_2095-1/2_2P_40HP_8.07_BRZ | 476.1 | 476.1 | 1428.3 | 3 | 1 | 4 | F | KPVS_SplitCase | 2.5 | 2 | 2.5 | 5 | BranchMin2.5_BranchMax5 | 4 | 4 | 3 | 8 | HeaderMin3_HeaderMax8 | 6 | 5 | 20
607 | 7 | 2095-1/2-2P-75HP KPVS | KPVS_2095-1/2_2P_40HP_8.07_BRZ | 476.1 | 476.1 | 1428.3 | 3 | 1 | 4 | F | KPVS_SplitCase | 2.5 | 2 | 2.5 | 5 | BranchMin2.5_BranchMax5 | 4 | 4 | 3 | 8 | HeaderMin3_HeaderMax8 | 8 | 5 | 20
607 | 7 | 2095-1/2-2P-75HP KPVS | KPVS_2095-1/2_2P_40HP_8.07_BRZ | 476.1 | 476.1 | 1428.3 | 3 | 1 | 4 | F | KPVS_SplitCase | 2.5 | 2 | 2.5 | 5 | BranchMin2.5_BranchMax5 | 5 | 4 | 3 | 8 | HeaderMin3_HeaderMax8 | 3 | 5 | 20 | [29 empty] | INVALID
607 | 7 | 2095-1/2-2P-75HP KPVS | KPVS_2095-1/2_2P_40HP_8.07_BRZ | 476.1 | 476.1 | 1428.3 | 3 | 1 | 4 | F | KPVS_SplitCase | 2.5 | 2 | 2.5 | 5 | BranchMin2.5_BranchMax5 | 5 | 4 | 3 | 8 | HeaderMin3_HeaderMax8 | 4 | 5 | 20 | [29 empty] | INVALID
607 | 7 | 2095-1/2-2P-75HP KPVS | KPVS_2095-1/2_2P_40HP_8.07_BRZ | 476.1 | 476.1 | 1428.3 | 3 | 1 | 4 | F | KPVS_SplitCase | 2.5 | 2 | 2.5 | 5 | BranchMin2.5_BranchMax5 | 5 | 4 | 3 | 8 | HeaderMin3_HeaderMax8 | 5 | 5 | 20 | [29 empty] | INVALID
607 | 7 | 2095-1/2-2P-75HP KPVS | KPVS_2095-1/2_2P_40HP_8.07_BRZ | 476.1 | 476.1 | 1428.3 | 3 | 1 | 4 | F | KPVS_SplitCase | 2.5 | 2 | 2.5 | 5 | BranchMin2.5_BranchMax5 | 5 | 4 | 3 | 8 | HeaderMin3_HeaderMax8 | 6 | 5 | 20
607 | 7 | 2095-1/2-2P-75HP KPVS | KPVS_2095-1/2_2P_40HP_8.07_BRZ | 476.1 | 476.1 | 1428.3 | 3 | 1 | 4 | F | KPVS_SplitCase | 2.5 | 2 | 2.5 | 5 | BranchMin2.5_BranchMax5 | 5 | 4 | 3 | 8 | HeaderMin3_HeaderMax8 | 8 | 5 | 20
608 | 8 | 2013-5/6-4P-10HP KPVS | KPVS_2013-5/6_4P_10HP_9.49_SS | 309.5 | 309.5 | 928.5 | 3 | 1 | 4 | F | KPVS_SplitCase | 2.5 | 2 | 2.5 | 4 | BranchMin2.5_BranchMax4 | 2.5 | 3 | 3 | 6 | HeaderMin3_HeaderMax6 | 3 | 4 | 12
608 | 8 | 2013-5/6-4P-10HP KPVS | KPVS_2013-5/6_4P_10HP_9.49_SS | 309.5 | 309.5 | 928.5 | 3 | 1 | 4 | F | KPVS_SplitCase | 2.5 | 2 | 2.5 | 4 | BranchMin2.5_BranchMax4 | 2.5 | 3 | 3 | 6 | HeaderMin3_HeaderMax6 | 4 | 4 | 12
608 | 8 | 2013-5/6-4P-10HP KPVS | KPVS_2013-5/6_4P_10HP_9.49_SS | 309.5 | 309.5 | 928.5 | 3 | 1 | 4 | F | KPVS_SplitCase | 2.5 | 2 | 2.5 | 4 | BranchMin2.5_BranchMax4 | 2.5 | 3 | 3 | 6 | HeaderMin3_HeaderMax6 | 5 | 4 | 12
608 | 8 | 2013-5/6-4P-10HP KPVS | KPVS_2013-5/6_4P_10HP_9.49_SS | 309.5 | 309.5 | 928.5 | 3 | 1 | 4 | F | KPVS_SplitCase | 2.5 | 2 | 2.5 | 4 | BranchMin2.5_BranchMax4 | 2.5 | 3 | 3 | 6 | HeaderMin3_HeaderMax6 | 6 | 4 | 12
608 | 8 | 2013-5/6-4P-10HP KPVS | KPVS_2013-5/6_4P_10HP_9.49_SS | 309.5 | 309.5 | 928.5 | 3 | 1 | 4 | F | KPVS_SplitCase | 2.5 | 2 | 2.5 | 4 | BranchMin2.5_BranchMax4 | 3 | 3 | 3 | 6 | HeaderMin3_HeaderMax6 | 3 | 4 | 12 | [29 empty] | INVALID
608 | 8 | 2013-5/6-4P-10HP KPVS | KPVS_2013-5/6_4P_10HP_9.49_SS | 309.5 | 309.5 | 928.5 | 3 | 1 | 4 | F | KPVS_SplitCase | 2.5 | 2 | 2.5 | 4 | BranchMin2.5_BranchMax4 | 3 | 3 | 3 | 6 | HeaderMin3_HeaderMax6 | 4 | 4 | 12
608 | 8 | 2013-5/6-4P-10HP KPVS | KPVS_2013-5/6_4P_10HP_9.49_SS | 309.5 | 309.5 | 928.5 | 3 | 1 | 4 | F | KPVS_SplitCase | 2.5 | 2 | 2.5 | 4 | BranchMin2.5_BranchMax4 | 3 | 3 | 3 | 6 | HeaderMin3_HeaderMax6 | 5 | 4 | 12
608 | 8 | 2013-5/6-4P-10HP KPVS | KPVS_2013-5/6_4P_10HP_9.49_SS | 309.5 | 309.5 | 928.5 | 3 | 1 | 4 | F | KPVS_SplitCase | 2.5 | 2 | 2.5 | 4 | BranchMin2.5_BranchMax4 | 3 | 3 | 3 | 6 | HeaderMin3_HeaderMax6 | 6 | 4 | 12
608 | 8 | 2013-5/6-4P-10HP KPVS | KPVS_2013-5/6_4P_10HP_9.49_SS | 309.5 | 309.5 | 928.5 | 3 | 1 | 4 | F | KPVS_SplitCase | 2.5 | 2 | 2.5 | 4 | BranchMin2.5_BranchMax4 | 4 | 3 | 3 | 6 | HeaderMin3_HeaderMax6 | 3 | 4 | 12 | [29 empty] | INVALID
608 | 8 | 2013-5/6-4P-10HP KPVS | KPVS_2013-5/6_4P_10HP_9.49_SS | 309.5 | 309.5 | 928.5 | 3 | 1 | 4 | F | KPVS_SplitCase | 2.5 | 2 | 2.5 | 4 | BranchMin2.5_BranchMax4 | 4 | 3 | 3 | 6 | HeaderMin3_HeaderMax6 | 4 | 4 | 12 | [29 empty] | INVALID
608 | 8 | 2013-5/6-4P-10HP KPVS | KPVS_2013-5/6_4P_10HP_9.49_SS | 309.5 | 309.5 | 928.5 | 3 | 1 | 4 | F | KPVS_SplitCase | 2.5 | 2 | 2.5 | 4 | BranchMin2.5_BranchMax4 | 4 | 3 | 3 | 6 | HeaderMin3_HeaderMax6 | 5 | 4 | 12
608 | 8 | 2013-5/6-4P-10HP KPVS | KPVS_2013-5/6_4P_10HP_9.49_SS | 309.5 | 309.5 | 928.5 | 3 | 1 | 4 | F | KPVS_SplitCase | 2.5 | 2 | 2.5 | 4 | BranchMin2.5_BranchMax4 | 4 | 3 | 3 | 6 | HeaderMin3_HeaderMax6 | 6 | 4 | 12
609 | 9 | 2013-5/6-4P-15HP KPVS | KPVS_2013-5/6_4P_15HP_10.92_SS | 366.2 | 366.2 | 1098.6 | 3 | 1 | 4 | F | KPVS_SplitCase | 2.5 | 2 | 2.5 | 4 | BranchMin2.5_BranchMax4 | 2.5 | 3 | 3 | 8 | HeaderMin3_HeaderMax8 | 3 | 5 | 15
609 | 9 | 2013-5/6-4P-15HP KPVS | KPVS_2013-5/6_4P_15HP_10.92_SS | 366.2 | 366.2 | 1098.6 | 3 | 1 | 4 | F | KPVS_SplitCase | 2.5 | 2 | 2.5 | 4 | BranchMin2.5_BranchMax4 | 2.5 | 3 | 3 | 8 | HeaderMin3_HeaderMax8 | 4 | 5 | 15
609 | 9 | 2013-5/6-4P-15HP KPVS | KPVS_2013-5/6_4P_15HP_10.92_SS | 366.2 | 366.2 | 1098.6 | 3 | 1 | 4 | F | KPVS_SplitCase | 2.5 | 2 | 2.5 | 4 | BranchMin2.5_BranchMax4 | 2.5 | 3 | 3 | 8 | HeaderMin3_HeaderMax8 | 5 | 5 | 15
609 | 9 | 2013-5/6-4P-15HP KPVS | KPVS_2013-5/6_4P_15HP_10.92_SS | 366.2 | 366.2 | 1098.6 | 3 | 1 | 4 | F | KPVS_SplitCase | 2.5 | 2 | 2.5 | 4 | BranchMin2.5_BranchMax4 | 2.5 | 3 | 3 | 8 | HeaderMin3_HeaderMax8 | 6 | 5 | 15
609 | 9 | 2013-5/6-4P-15HP KPVS | KPVS_2013-5/6_4P_15HP_10.92_SS | 366.2 | 366.2 | 1098.6 | 3 | 1 | 4 | F | KPVS_SplitCase | 2.5 | 2 | 2.5 | 4 | BranchMin2.5_BranchMax4 | 2.5 | 3 | 3 | 8 | HeaderMin3_HeaderMax8 | 8 | 5 | 15
609 | 9 | 2013-5/6-4P-15HP KPVS | KPVS_2013-5/6_4P_15HP_10.92_SS | 366.2 | 366.2 | 1098.6 | 3 | 1 | 4 | F | KPVS_SplitCase | 2.5 | 2 | 2.5 | 4 | BranchMin2.5_BranchMax4 | 3 | 3 | 3 | 8 | HeaderMin3_HeaderMax8 | 3 | 5 | 15 | [29 empty] | INVALID
609 | 9 | 2013-5/6-4P-15HP KPVS | KPVS_2013-5/6_4P_15HP_10.92_SS | 366.2 | 366.2 | 1098.6 | 3 | 1 | 4 | F | KPVS_SplitCase | 2.5 | 2 | 2.5 | 4 | BranchMin2.5_BranchMax4 | 3 | 3 | 3 | 8 | HeaderMin3_HeaderMax8 | 4 | 5 | 15
609 | 9 | 2013-5/6-4P-15HP KPVS | KPVS_2013-5/6_4P_15HP_10.92_SS | 366.2 | 366.2 | 1098.6 | 3 | 1 | 4 | F | KPVS_SplitCase | 2.5 | 2 | 2.5 | 4 | BranchMin2.5_BranchMax4 | 3 | 3 | 3 | 8 | HeaderMin3_HeaderMax8 | 5 | 5 | 15
609 | 9 | 2013-5/6-4P-15HP KPVS | KPVS_2013-5/6_4P_15HP_10.92_SS | 366.2 | 366.2 | 1098.6 | 3 | 1 | 4 | F | KPVS_SplitCase | 2.5 | 2 | 2.5 | 4 | BranchMin2.5_BranchMax4 | 3 | 3 | 3 | 8 | HeaderMin3_HeaderMax8 | 6 | 5 | 15
609 | 9 | 2013-5/6-4P-15HP KPVS | KPVS_2013-5/6_4P_15HP_10.92_SS | 366.2 | 366.2 | 1098.6 | 3 | 1 | 4 | F | KPVS_SplitCase | 2.5 | 2 | 2.5 | 4 | BranchMin2.5_BranchMax4 | 3 | 3 | 3 | 8 | HeaderMin3_HeaderMax8 | 8 | 5 | 15
609 | 9 | 2013-5/6-4P-15HP KPVS | KPVS_2013-5/6_4P_15HP_10.92_SS | 366.2 | 366.2 | 1098.6 | 3 | 1 | 4 | F | KPVS_SplitCase | 2.5 | 2 | 2.5 | 4 | BranchMin2.5_BranchMax4 | 4 | 3 | 3 | 8 | HeaderMin3_HeaderMax8 | 3 | 5 | 15 | [29 empty] | INVALID
609 | 9 | 2013-5/6-4P-15HP KPVS | KPVS_2013-5/6_4P_15HP_10.92_SS | 366.2 | 366.2 | 1098.6 | 3 | 1 | 4 | F | KPVS_SplitCase | 2.5 | 2 | 2.5 | 4 | BranchMin2.5_BranchMax4 | 4 | 3 | 3 | 8 | HeaderMin3_HeaderMax8 | 4 | 5 | 15 | [29 empty] | INVALID
609 | 9 | 2013-5/6-4P-15HP KPVS | KPVS_2013-5/6_4P_15HP_10.92_SS | 366.2 | 366.2 | 1098.6 | 3 | 1 | 4 | F | KPVS_SplitCase | 2.5 | 2 | 2.5 | 4 | BranchMin2.5_BranchMax4 | 4 | 3 | 3 | 8 | HeaderMin3_HeaderMax8 | 5 | 5 | 15
609 | 9 | 2013-5/6-4P-15HP KPVS | KPVS_2013-5/6_4P_15HP_10.92_SS | 366.2 | 366.2 | 1098.6 | 3 | 1 | 4 | F | KPVS_SplitCase | 2.5 | 2 | 2.5 | 4 | BranchMin2.5_BranchMax4 | 4 | 3 | 3 | 8 | HeaderMin3_HeaderMax8 | 6 | 5 | 15
609 | 9 | 2013-5/6-4P-15HP KPVS | KPVS_2013-5/6_4P_15HP_10.92_SS | 366.2 | 366.2 | 1098.6 | 3 | 1 | 4 | F | KPVS_SplitCase | 2.5 | 2 | 2.5 | 4 | BranchMin2.5_BranchMax4 | 4 | 3 | 3 | 8 | HeaderMin3_HeaderMax8 | 8 | 5 | 15
610 | 10 | 2013-5/6-4P-20HP KPVS | KPVS_2013-5/6_4P_20HP_12.03_SS | 405.9 | 405.9 | 1217.7 | 3 | 1 | 4 | F | KPVS_SplitCase | 2.5 | 2 | 2.5 | 5 | BranchMin2.5_BranchMax5 | 2.5 | 4 | 3 | 8 | HeaderMin3_HeaderMax8 | 3 | 5 | 20
610 | 10 | 2013-5/6-4P-20HP KPVS | KPVS_2013-5/6_4P_20HP_12.03_SS | 405.9 | 405.9 | 1217.7 | 3 | 1 | 4 | F | KPVS_SplitCase | 2.5 | 2 | 2.5 | 5 | BranchMin2.5_BranchMax5 | 2.5 | 4 | 3 | 8 | HeaderMin3_HeaderMax8 | 4 | 5 | 20
610 | 10 | 2013-5/6-4P-20HP KPVS | KPVS_2013-5/6_4P_20HP_12.03_SS | 405.9 | 405.9 | 1217.7 | 3 | 1 | 4 | F | KPVS_SplitCase | 2.5 | 2 | 2.5 | 5 | BranchMin2.5_BranchMax5 | 2.5 | 4 | 3 | 8 | HeaderMin3_HeaderMax8 | 5 | 5 | 20
610 | 10 | 2013-5/6-4P-20HP KPVS | KPVS_2013-5/6_4P_20HP_12.03_SS | 405.9 | 405.9 | 1217.7 | 3 | 1 | 4 | F | KPVS_SplitCase | 2.5 | 2 | 2.5 | 5 | BranchMin2.5_BranchMax5 | 2.5 | 4 | 3 | 8 | HeaderMin3_HeaderMax8 | 6 | 5 | 20
610 | 10 | 2013-5/6-4P-20HP KPVS | KPVS_2013-5/6_4P_20HP_12.03_SS | 405.9 | 405.9 | 1217.7 | 3 | 1 | 4 | F | KPVS_SplitCase | 2.5 | 2 | 2.5 | 5 | BranchMin2.5_BranchMax5 | 2.5 | 4 | 3 | 8 | HeaderMin3_HeaderMax8 | 8 | 5 | 20
610 | 10 | 2013-5/6-4P-20HP KPVS | KPVS_2013-5/6_4P_20HP_12.03_SS | 405.9 | 405.9 | 1217.7 | 3 | 1 | 4 | F | KPVS_SplitCase | 2.5 | 2 | 2.5 | 5 | BranchMin2.5_BranchMax5 | 3 | 4 | 3 | 8 | HeaderMin3_HeaderMax8 | 3 | 5 | 20 | [29 empty] | INVALID
610 | 10 | 2013-5/6-4P-20HP KPVS | KPVS_2013-5/6_4P_20HP_12.03_SS | 405.9 | 405.9 | 1217.7 | 3 | 1 | 4 | F | KPVS_SplitCase | 2.5 | 2 | 2.5 | 5 | BranchMin2.5_BranchMax5 | 3 | 4 | 3 | 8 | HeaderMin3_HeaderMax8 | 4 | 5 | 20
610 | 10 | 2013-5/6-4P-20HP KPVS | KPVS_2013-5/6_4P_20HP_12.03_SS | 405.9 | 405.9 | 1217.7 | 3 | 1 | 4 | F | KPVS_SplitCase | 2.5 | 2 | 2.5 | 5 | BranchMin2.5_BranchMax5 | 3 | 4 | 3 | 8 | HeaderMin3_HeaderMax8 | 5 | 5 | 20
610 | 10 | 2013-5/6-4P-20HP KPVS | KPVS_2013-5/6_4P_20HP_12.03_SS | 405.9 | 405.9 | 1217.7 | 3 | 1 | 4 | F | KPVS_SplitCase | 2.5 | 2 | 2.5 | 5 | BranchMin2.5_BranchMax5 | 3 | 4 | 3 | 8 | HeaderMin3_HeaderMax8 | 6 | 5 | 20
610 | 10 | 2013-5/6-4P-20HP KPVS | KPVS_2013-5/6_4P_20HP_12.03_SS | 405.9 | 405.9 | 1217.7 | 3 | 1 | 4 | F | KPVS_SplitCase | 2.5 | 2 | 2.5 | 5 | BranchMin2.5_BranchMax5 | 3 | 4 | 3 | 8 | HeaderMin3_HeaderMax8 | 8 | 5 | 20
610 | 10 | 2013-5/6-4P-20HP KPVS | KPVS_2013-5/6_4P_20HP_12.03_SS | 405.9 | 405.9 | 1217.7 | 3 | 1 | 4 | F | KPVS_SplitCase | 2.5 | 2 | 2.5 | 5 | BranchMin2.5_BranchMax5 | 4 | 4 | 3 | 8 | HeaderMin3_HeaderMax8 | 3 | 5 | 20 | [29 empty] | INVALID
610 | 10 | 2013-5/6-4P-20HP KPVS | KPVS_2013-5/6_4P_20HP_12.03_SS | 405.9 | 405.9 | 1217.7 | 3 | 1 | 4 | F | KPVS_SplitCase | 2.5 | 2 | 2.5 | 5 | BranchMin2.5_BranchMax5 | 4 | 4 | 3 | 8 | HeaderMin3_HeaderMax8 | 4 | 5 | 20 | [29 empty] | INVALID
610 | 10 | 2013-5/6-4P-20HP KPVS | KPVS_2013-5/6_4P_20HP_12.03_SS | 405.9 | 405.9 | 1217.7 | 3 | 1 | 4 | F | KPVS_SplitCase | 2.5 | 2 | 2.5 | 5 | BranchMin2.5_BranchMax5 | 4 | 4 | 3 | 8 | HeaderMin3_HeaderMax8 | 5 | 5 | 20
610 | 10 | 2013-5/6-4P-20HP KPVS | KPVS_2013-5/6_4P_20HP_12.03_SS | 405.9 | 405.9 | 1217.7 | 3 | 1 | 4 | F | KPVS_SplitCase | 2.5 | 2 | 2.5 | 5 | BranchMin2.5_BranchMax5 | 4 | 4 | 3 | 8 | HeaderMin3_HeaderMax8 | 6 | 5 | 20
610 | 10 | 2013-5/6-4P-20HP KPVS | KPVS_2013-5/6_4P_20HP_12.03_SS | 405.9 | 405.9 | 1217.7 | 3 | 1 | 4 | F | KPVS_SplitCase | 2.5 | 2 | 2.5 | 5 | BranchMin2.5_BranchMax5 | 4 | 4 | 3 | 8 | HeaderMin3_HeaderMax8 | 8 | 5 | 20
610 | 10 | 2013-5/6-4P-20HP KPVS | KPVS_2013-5/6_4P_20HP_12.03_SS | 405.9 | 405.9 | 1217.7 | 3 | 1 | 4 | F | KPVS_SplitCase | 2.5 | 2 | 2.5 | 5 | BranchMin2.5_BranchMax5 | 5 | 4 | 3 | 8 | HeaderMin3_HeaderMax8 | 3 | 5 | 20 | [29 empty] | INVALID
610 | 10 | 2013-5/6-4P-20HP KPVS | KPVS_2013-5/6_4P_20HP_12.03_SS | 405.9 | 405.9 | 1217.7 | 3 | 1 | 4 | F | KPVS_SplitCase | 2.5 | 2 | 2.5 | 5 | BranchMin2.5_BranchMax5 | 5 | 4 | 3 | 8 | HeaderMin3_HeaderMax8 | 4 | 5 | 20 | [29 empty] | INVALID
610 | 10 | 2013-5/6-4P-20HP KPVS | KPVS_2013-5/6_4P_20HP_12.03_SS | 405.9 | 405.9 | 1217.7 | 3 | 1 | 4 | F | KPVS_SplitCase | 2.5 | 2 | 2.5 | 5 | BranchMin2.5_BranchMax5 | 5 | 4 | 3 | 8 | HeaderMin3_HeaderMax8 | 5 | 5 | 20 | [29 empty] | INVALID
610 | 10 | 2013-5/6-4P-20HP KPVS | KPVS_2013-5/6_4P_20HP_12.03_SS | 405.9 | 405.9 | 1217.7 | 3 | 1 | 4 | F | KPVS_SplitCase | 2.5 | 2 | 2.5 | 5 | BranchMin2.5_BranchMax5 | 5 | 4 | 3 | 8 | HeaderMin3_HeaderMax8 | 6 | 5 | 20
610 | 10 | 2013-5/6-4P-20HP KPVS | KPVS_2013-5/6_4P_20HP_12.03_SS | 405.9 | 405.9 | 1217.7 | 3 | 1 | 4 | F | KPVS_SplitCase | 2.5 | 2 | 2.5 | 5 | BranchMin2.5_BranchMax5 | 5 | 4 | 3 | 8 | HeaderMin3_HeaderMax8 | 8 | 5 | 20
611 | 11 | 2013-5/6-4P-25HP KPVS | KPVS_2013-5/6_4P_25HP_13.00_SS | 441.1 | 441.1 | 1323.3 | 3 | 1 | 4 | F | KPVS_SplitCase | 2.5 | 2 | 2.5 | 5 | BranchMin2.5_BranchMax5 | 2.5 | 4 | 3 | 8 | HeaderMin3_HeaderMax8 | 3 | 5 | 20
611 | 11 | 2013-5/6-4P-25HP KPVS | KPVS_2013-5/6_4P_25HP_13.00_SS | 441.1 | 441.1 | 1323.3 | 3 | 1 | 4 | F | KPVS_SplitCase | 2.5 | 2 | 2.5 | 5 | BranchMin2.5_BranchMax5 | 2.5 | 4 | 3 | 8 | HeaderMin3_HeaderMax8 | 4 | 5 | 20
611 | 11 | 2013-5/6-4P-25HP KPVS | KPVS_2013-5/6_4P_25HP_13.00_SS | 441.1 | 441.1 | 1323.3 | 3 | 1 | 4 | F | KPVS_SplitCase | 2.5 | 2 | 2.5 | 5 | BranchMin2.5_BranchMax5 | 2.5 | 4 | 3 | 8 | HeaderMin3_HeaderMax8 | 5 | 5 | 20
611 | 11 | 2013-5/6-4P-25HP KPVS | KPVS_2013-5/6_4P_25HP_13.00_SS | 441.1 | 441.1 | 1323.3 | 3 | 1 | 4 | F | KPVS_SplitCase | 2.5 | 2 | 2.5 | 5 | BranchMin2.5_BranchMax5 | 2.5 | 4 | 3 | 8 | HeaderMin3_HeaderMax8 | 6 | 5 | 20
611 | 11 | 2013-5/6-4P-25HP KPVS | KPVS_2013-5/6_4P_25HP_13.00_SS | 441.1 | 441.1 | 1323.3 | 3 | 1 | 4 | F | KPVS_SplitCase | 2.5 | 2 | 2.5 | 5 | BranchMin2.5_BranchMax5 | 2.5 | 4 | 3 | 8 | HeaderMin3_HeaderMax8 | 8 | 5 | 20
611 | 11 | 2013-5/6-4P-25HP KPVS | KPVS_2013-5/6_4P_25HP_13.00_SS | 441.1 | 441.1 | 1323.3 | 3 | 1 | 4 | F | KPVS_SplitCase | 2.5 | 2 | 2.5 | 5 | BranchMin2.5_BranchMax5 | 3 | 4 | 3 | 8 | HeaderMin3_HeaderMax8 | 3 | 5 | 20 | [29 empty] | INVALID
611 | 11 | 2013-5/6-4P-25HP KPVS | KPVS_2013-5/6_4P_25HP_13.00_SS | 441.1 | 441.1 | 1323.3 | 3 | 1 | 4 | F | KPVS_SplitCase | 2.5 | 2 | 2.5 | 5 | BranchMin2.5_BranchMax5 | 3 | 4 | 3 | 8 | HeaderMin3_HeaderMax8 | 4 | 5 | 20
611 | 11 | 2013-5/6-4P-25HP KPVS | KPVS_2013-5/6_4P_25HP_13.00_SS | 441.1 | 441.1 | 1323.3 | 3 | 1 | 4 | F | KPVS_SplitCase | 2.5 | 2 | 2.5 | 5 | BranchMin2.5_BranchMax5 | 3 | 4 | 3 | 8 | HeaderMin3_HeaderMax8 | 5 | 5 | 20
611 | 11 | 2013-5/6-4P-25HP KPVS | KPVS_2013-5/6_4P_25HP_13.00_SS | 441.1 | 441.1 | 1323.3 | 3 | 1 | 4 | F | KPVS_SplitCase | 2.5 | 2 | 2.5 | 5 | BranchMin2.5_BranchMax5 | 3 | 4 | 3 | 8 | HeaderMin3_HeaderMax8 | 6 | 5 | 20
611 | 11 | 2013-5/6-4P-25HP KPVS | KPVS_2013-5/6_4P_25HP_13.00_SS | 441.1 | 441.1 | 1323.3 | 3 | 1 | 4 | F | KPVS_SplitCase | 2.5 | 2 | 2.5 | 5 | BranchMin2.5_BranchMax5 | 3 | 4 | 3 | 8 | HeaderMin3_HeaderMax8 | 8 | 5 | 20
611 | 11 | 2013-5/6-4P-25HP KPVS | KPVS_2013-5/6_4P_25HP_13.00_SS | 441.1 | 441.1 | 1323.3 | 3 | 1 | 4 | F | KPVS_SplitCase | 2.5 | 2 | 2.5 | 5 | BranchMin2.5_BranchMax5 | 4 | 4 | 3 | 8 | HeaderMin3_HeaderMax8 | 3 | 5 | 20 | [29 empty] | INVALID
611 | 11 | 2013-5/6-4P-25HP KPVS | KPVS_2013-5/6_4P_25HP_13.00_SS | 441.1 | 441.1 | 1323.3 | 3 | 1 | 4 | F | KPVS_SplitCase | 2.5 | 2 | 2.5 | 5 | BranchMin2.5_BranchMax5 | 4 | 4 | 3 | 8 | HeaderMin3_HeaderMax8 | 4 | 5 | 20 | [29 empty] | INVALID
611 | 11 | 2013-5/6-4P-25HP KPVS | KPVS_2013-5/6_4P_25HP_13.00_SS | 441.1 | 441.1 | 1323.3 | 3 | 1 | 4 | F | KPVS_SplitCase | 2.5 | 2 | 2.5 | 5 | BranchMin2.5_BranchMax5 | 4 | 4 | 3 | 8 | HeaderMin3_HeaderMax8 | 5 | 5 | 20
611 | 11 | 2013-5/6-4P-25HP KPVS | KPVS_2013-5/6_4P_25HP_13.00_SS | 441.1 | 441.1 | 1323.3 | 3 | 1 | 4 | F | KPVS_SplitCase | 2.5 | 2 | 2.5 | 5 | BranchMin2.5_BranchMax5 | 4 | 4 | 3 | 8 | HeaderMin3_HeaderMax8 | 6 | 5 | 20
611 | 11 | 2013-5/6-4P-25HP KPVS | KPVS_2013-5/6_4P_25HP_13.00_SS | 441.1 | 441.1 | 1323.3 | 3 | 1 | 4 | F | KPVS_SplitCase | 2.5 | 2 | 2.5 | 5 | BranchMin2.5_BranchMax5 | 4 | 4 | 3 | 8 | HeaderMin3_HeaderMax8 | 8 | 5 | 20
611 | 11 | 2013-5/6-4P-25HP KPVS | KPVS_2013-5/6_4P_25HP_13.00_SS | 441.1 | 441.1 | 1323.3 | 3 | 1 | 4 | F | KPVS_SplitCase | 2.5 | 2 | 2.5 | 5 | BranchMin2.5_BranchMax5 | 5 | 4 | 3 | 8 | HeaderMin3_HeaderMax8 | 3 | 5 | 20 | [29 empty] | INVALID
611 | 11 | 2013-5/6-4P-25HP KPVS | KPVS_2013-5/6_4P_25HP_13.00_SS | 441.1 | 441.1 | 1323.3 | 3 | 1 | 4 | F | KPVS_SplitCase | 2.5 | 2 | 2.5 | 5 | BranchMin2.5_BranchMax5 | 5 | 4 | 3 | 8 | HeaderMin3_HeaderMax8 | 4 | 5 | 20 | [29 empty] | INVALID
611 | 11 | 2013-5/6-4P-25HP KPVS | KPVS_2013-5/6_4P_25HP_13.00_SS | 441.1 | 441.1 | 1323.3 | 3 | 1 | 4 | F | KPVS_SplitCase | 2.5 | 2 | 2.5 | 5 | BranchMin2.5_BranchMax5 | 5 | 4 | 3 | 8 | HeaderMin3_HeaderMax8 | 5 | 5 | 20 | [29 empty] | INVALID
611 | 11 | 2013-5/6-4P-25HP KPVS | KPVS_2013-5/6_4P_25HP_13.00_SS | 441.1 | 441.1 | 1323.3 | 3 | 1 | 4 | F | KPVS_SplitCase | 2.5 | 2 | 2.5 | 5 | BranchMin2.5_BranchMax5 | 5 | 4 | 3 | 8 | HeaderMin3_HeaderMax8 | 6 | 5 | 20
611 | 11 | 2013-5/6-4P-25HP KPVS | KPVS_2013-5/6_4P_25HP_13.00_SS | 441.1 | 441.1 | 1323.3 | 3 | 1 | 4 | F | KPVS_SplitCase | 2.5 | 2 | 2.5 | 5 | BranchMin2.5_BranchMax5 | 5 | 4 | 3 | 8 | HeaderMin3_HeaderMax8 | 8 | 5 | 20
612 | 12 | 3095-7/8-2P-40HP KPVS | KPVS_3095-7/8_2P_40HP_6.83_BRZ | 844.1 | 844.1 | 2532.3 | 3 | 1 | 4 | F | KPVS_SplitCase | 4 | 3 | 4 | 6 | BranchMin4_BranchMax6 | 4 | 3 | 5 | 12 | HeaderMin5_HeaderMax12 | 5 | 5 | 15
612 | 12 | 3095-7/8-2P-40HP KPVS | KPVS_3095-7/8_2P_40HP_6.83_BRZ | 844.1 | 844.1 | 2532.3 | 3 | 1 | 4 | F | KPVS_SplitCase | 4 | 3 | 4 | 6 | BranchMin4_BranchMax6 | 4 | 3 | 5 | 12 | HeaderMin5_HeaderMax12 | 6 | 5 | 15
612 | 12 | 3095-7/8-2P-40HP KPVS | KPVS_3095-7/8_2P_40HP_6.83_BRZ | 844.1 | 844.1 | 2532.3 | 3 | 1 | 4 | F | KPVS_SplitCase | 4 | 3 | 4 | 6 | BranchMin4_BranchMax6 | 4 | 3 | 5 | 12 | HeaderMin5_HeaderMax12 | 8 | 5 | 15
612 | 12 | 3095-7/8-2P-40HP KPVS | KPVS_3095-7/8_2P_40HP_6.83_BRZ | 844.1 | 844.1 | 2532.3 | 3 | 1 | 4 | F | KPVS_SplitCase | 4 | 3 | 4 | 6 | BranchMin4_BranchMax6 | 4 | 3 | 5 | 12 | HeaderMin5_HeaderMax12 | 10 | 5 | 15
612 | 12 | 3095-7/8-2P-40HP KPVS | KPVS_3095-7/8_2P_40HP_6.83_BRZ | 844.1 | 844.1 | 2532.3 | 3 | 1 | 4 | F | KPVS_SplitCase | 4 | 3 | 4 | 6 | BranchMin4_BranchMax6 | 4 | 3 | 5 | 12 | HeaderMin5_HeaderMax12 | 12 | 5 | 15
612 | 12 | 3095-7/8-2P-40HP KPVS | KPVS_3095-7/8_2P_40HP_6.83_BRZ | 844.1 | 844.1 | 2532.3 | 3 | 1 | 4 | F | KPVS_SplitCase | 4 | 3 | 4 | 6 | BranchMin4_BranchMax6 | 5 | 3 | 5 | 12 | HeaderMin5_HeaderMax12 | 5 | 5 | 15 | [29 empty] | INVALID
612 | 12 | 3095-7/8-2P-40HP KPVS | KPVS_3095-7/8_2P_40HP_6.83_BRZ | 844.1 | 844.1 | 2532.3 | 3 | 1 | 4 | F | KPVS_SplitCase | 4 | 3 | 4 | 6 | BranchMin4_BranchMax6 | 5 | 3 | 5 | 12 | HeaderMin5_HeaderMax12 | 6 | 5 | 15
612 | 12 | 3095-7/8-2P-40HP KPVS | KPVS_3095-7/8_2P_40HP_6.83_BRZ | 844.1 | 844.1 | 2532.3 | 3 | 1 | 4 | F | KPVS_SplitCase | 4 | 3 | 4 | 6 | BranchMin4_BranchMax6 | 5 | 3 | 5 | 12 | HeaderMin5_HeaderMax12 | 8 | 5 | 15
612 | 12 | 3095-7/8-2P-40HP KPVS | KPVS_3095-7/8_2P_40HP_6.83_BRZ | 844.1 | 844.1 | 2532.3 | 3 | 1 | 4 | F | KPVS_SplitCase | 4 | 3 | 4 | 6 | BranchMin4_BranchMax6 | 5 | 3 | 5 | 12 | HeaderMin5_HeaderMax12 | 10 | 5 | 15
612 | 12 | 3095-7/8-2P-40HP KPVS | KPVS_3095-7/8_2P_40HP_6.83_BRZ | 844.1 | 844.1 | 2532.3 | 3 | 1 | 4 | F | KPVS_SplitCase | 4 | 3 | 4 | 6 | BranchMin4_BranchMax6 | 5 | 3 | 5 | 12 | HeaderMin5_HeaderMax12 | 12 | 5 | 15
612 | 12 | 3095-7/8-2P-40HP KPVS | KPVS_3095-7/8_2P_40HP_6.83_BRZ | 844.1 | 844.1 | 2532.3 | 3 | 1 | 4 | F | KPVS_SplitCase | 4 | 3 | 4 | 6 | BranchMin4_BranchMax6 | 6 | 3 | 5 | 12 | HeaderMin5_HeaderMax12 | 5 | 5 | 15 | [29 empty] | INVALID
612 | 12 | 3095-7/8-2P-40HP KPVS | KPVS_3095-7/8_2P_40HP_6.83_BRZ | 844.1 | 844.1 | 2532.3 | 3 | 1 | 4 | F | KPVS_SplitCase | 4 | 3 | 4 | 6 | BranchMin4_BranchMax6 | 6 | 3 | 5 | 12 | HeaderMin5_HeaderMax12 | 6 | 5 | 15 | [29 empty] | INVALID
612 | 12 | 3095-7/8-2P-40HP KPVS | KPVS_3095-7/8_2P_40HP_6.83_BRZ | 844.1 | 844.1 | 2532.3 | 3 | 1 | 4 | F | KPVS_SplitCase | 4 | 3 | 4 | 6 | BranchMin4_BranchMax6 | 6 | 3 | 5 | 12 | HeaderMin5_HeaderMax12 | 8 | 5 | 15
612 | 12 | 3095-7/8-2P-40HP KPVS | KPVS_3095-7/8_2P_40HP_6.83_BRZ | 844.1 | 844.1 | 2532.3 | 3 | 1 | 4 | F | KPVS_SplitCase | 4 | 3 | 4 | 6 | BranchMin4_BranchMax6 | 6 | 3 | 5 | 12 | HeaderMin5_HeaderMax12 | 10 | 5 | 15
612 | 12 | 3095-7/8-2P-40HP KPVS | KPVS_3095-7/8_2P_40HP_6.83_BRZ | 844.1 | 844.1 | 2532.3 | 3 | 1 | 4 | F | KPVS_SplitCase | 4 | 3 | 4 | 6 | BranchMin4_BranchMax6 | 6 | 3 | 5 | 12 | HeaderMin5_HeaderMax12 | 12 | 5 | 15
613 | 13 | 3095-7/8-2P-50HP KPVS | KPVS_3095-7/8_2P_50HP_7.31_BRZ | 888.7 | 888.7 | 2666.1 | 3 | 1 | 4 | F | KPVS_SplitCase | 4 | 3 | 4 | 6 | BranchMin4_BranchMax6 | 4 | 3 | 5 | 12 | HeaderMin5_HeaderMax12 | 5 | 5 | 15
613 | 13 | 3095-7/8-2P-50HP KPVS | KPVS_3095-7/8_2P_50HP_7.31_BRZ | 888.7 | 888.7 | 2666.1 | 3 | 1 | 4 | F | KPVS_SplitCase | 4 | 3 | 4 | 6 | BranchMin4_BranchMax6 | 4 | 3 | 5 | 12 | HeaderMin5_HeaderMax12 | 6 | 5 | 15
613 | 13 | 3095-7/8-2P-50HP KPVS | KPVS_3095-7/8_2P_50HP_7.31_BRZ | 888.7 | 888.7 | 2666.1 | 3 | 1 | 4 | F | KPVS_SplitCase | 4 | 3 | 4 | 6 | BranchMin4_BranchMax6 | 4 | 3 | 5 | 12 | HeaderMin5_HeaderMax12 | 8 | 5 | 15
613 | 13 | 3095-7/8-2P-50HP KPVS | KPVS_3095-7/8_2P_50HP_7.31_BRZ | 888.7 | 888.7 | 2666.1 | 3 | 1 | 4 | F | KPVS_SplitCase | 4 | 3 | 4 | 6 | BranchMin4_BranchMax6 | 4 | 3 | 5 | 12 | HeaderMin5_HeaderMax12 | 10 | 5 | 15
613 | 13 | 3095-7/8-2P-50HP KPVS | KPVS_3095-7/8_2P_50HP_7.31_BRZ | 888.7 | 888.7 | 2666.1 | 3 | 1 | 4 | F | KPVS_SplitCase | 4 | 3 | 4 | 6 | BranchMin4_BranchMax6 | 4 | 3 | 5 | 12 | HeaderMin5_HeaderMax12 | 12 | 5 | 15
613 | 13 | 3095-7/8-2P-50HP KPVS | KPVS_3095-7/8_2P_50HP_7.31_BRZ | 888.7 | 888.7 | 2666.1 | 3 | 1 | 4 | F | KPVS_SplitCase | 4 | 3 | 4 | 6 | BranchMin4_BranchMax6 | 5 | 3 | 5 | 12 | HeaderMin5_HeaderMax12 | 5 | 5 | 15 | [29 empty] | INVALID
613 | 13 | 3095-7/8-2P-50HP KPVS | KPVS_3095-7/8_2P_50HP_7.31_BRZ | 888.7 | 888.7 | 2666.1 | 3 | 1 | 4 | F | KPVS_SplitCase | 4 | 3 | 4 | 6 | BranchMin4_BranchMax6 | 5 | 3 | 5 | 12 | HeaderMin5_HeaderMax12 | 6 | 5 | 15
613 | 13 | 3095-7/8-2P-50HP KPVS | KPVS_3095-7/8_2P_50HP_7.31_BRZ | 888.7 | 888.7 | 2666.1 | 3 | 1 | 4 | F | KPVS_SplitCase | 4 | 3 | 4 | 6 | BranchMin4_BranchMax6 | 5 | 3 | 5 | 12 | HeaderMin5_HeaderMax12 | 8 | 5 | 15
613 | 13 | 3095-7/8-2P-50HP KPVS | KPVS_3095-7/8_2P_50HP_7.31_BRZ | 888.7 | 888.7 | 2666.1 | 3 | 1 | 4 | F | KPVS_SplitCase | 4 | 3 | 4 | 6 | BranchMin4_BranchMax6 | 5 | 3 | 5 | 12 | HeaderMin5_HeaderMax12 | 10 | 5 | 15
613 | 13 | 3095-7/8-2P-50HP KPVS | KPVS_3095-7/8_2P_50HP_7.31_BRZ | 888.7 | 888.7 | 2666.1 | 3 | 1 | 4 | F | KPVS_SplitCase | 4 | 3 | 4 | 6 | BranchMin4_BranchMax6 | 5 | 3 | 5 | 12 | HeaderMin5_HeaderMax12 | 12 | 5 | 15
613 | 13 | 3095-7/8-2P-50HP KPVS | KPVS_3095-7/8_2P_50HP_7.31_BRZ | 888.7 | 888.7 | 2666.1 | 3 | 1 | 4 | F | KPVS_SplitCase | 4 | 3 | 4 | 6 | BranchMin4_BranchMax6 | 6 | 3 | 5 | 12 | HeaderMin5_HeaderMax12 | 5 | 5 | 15 | [29 empty] | INVALID
613 | 13 | 3095-7/8-2P-50HP KPVS | KPVS_3095-7/8_2P_50HP_7.31_BRZ | 888.7 | 888.7 | 2666.1 | 3 | 1 | 4 | F | KPVS_SplitCase | 4 | 3 | 4 | 6 | BranchMin4_BranchMax6 | 6 | 3 | 5 | 12 | HeaderMin5_HeaderMax12 | 6 | 5 | 15 | [29 empty] | INVALID
613 | 13 | 3095-7/8-2P-50HP KPVS | KPVS_3095-7/8_2P_50HP_7.31_BRZ | 888.7 | 888.7 | 2666.1 | 3 | 1 | 4 | F | KPVS_SplitCase | 4 | 3 | 4 | 6 | BranchMin4_BranchMax6 | 6 | 3 | 5 | 12 | HeaderMin5_HeaderMax12 | 8 | 5 | 15
613 | 13 | 3095-7/8-2P-50HP KPVS | KPVS_3095-7/8_2P_50HP_7.31_BRZ | 888.7 | 888.7 | 2666.1 | 3 | 1 | 4 | F | KPVS_SplitCase | 4 | 3 | 4 | 6 | BranchMin4_BranchMax6 | 6 | 3 | 5 | 12 | HeaderMin5_HeaderMax12 | 10 | 5 | 15
613 | 13 | 3095-7/8-2P-50HP KPVS | KPVS_3095-7/8_2P_50HP_7.31_BRZ | 888.7 | 888.7 | 2666.1 | 3 | 1 | 4 | F | KPVS_SplitCase | 4 | 3 | 4 | 6 | BranchMin4_BranchMax6 | 6 | 3 | 5 | 12 | HeaderMin5_HeaderMax12 | 12 | 5 | 15
614 | 14 | 3095-7/8-2P-60HP KPVS | KPVS_3095-7/8_2P_60HP_7.80_BRZ | 910.5 | 910.5 | 2731.5 | 3 | 1 | 4 | F | KPVS_SplitCase | 4 | 3 | 4 | 6 | BranchMin4_BranchMax6 | 4 | 3 | 5 | 12 | HeaderMin5_HeaderMax12 | 5 | 5 | 15
614 | 14 | 3095-7/8-2P-60HP KPVS | KPVS_3095-7/8_2P_60HP_7.80_BRZ | 910.5 | 910.5 | 2731.5 | 3 | 1 | 4 | F | KPVS_SplitCase | 4 | 3 | 4 | 6 | BranchMin4_BranchMax6 | 4 | 3 | 5 | 12 | HeaderMin5_HeaderMax12 | 6 | 5 | 15
614 | 14 | 3095-7/8-2P-60HP KPVS | KPVS_3095-7/8_2P_60HP_7.80_BRZ | 910.5 | 910.5 | 2731.5 | 3 | 1 | 4 | F | KPVS_SplitCase | 4 | 3 | 4 | 6 | BranchMin4_BranchMax6 | 4 | 3 | 5 | 12 | HeaderMin5_HeaderMax12 | 8 | 5 | 15
614 | 14 | 3095-7/8-2P-60HP KPVS | KPVS_3095-7/8_2P_60HP_7.80_BRZ | 910.5 | 910.5 | 2731.5 | 3 | 1 | 4 | F | KPVS_SplitCase | 4 | 3 | 4 | 6 | BranchMin4_BranchMax6 | 4 | 3 | 5 | 12 | HeaderMin5_HeaderMax12 | 10 | 5 | 15
614 | 14 | 3095-7/8-2P-60HP KPVS | KPVS_3095-7/8_2P_60HP_7.80_BRZ | 910.5 | 910.5 | 2731.5 | 3 | 1 | 4 | F | KPVS_SplitCase | 4 | 3 | 4 | 6 | BranchMin4_BranchMax6 | 4 | 3 | 5 | 12 | HeaderMin5_HeaderMax12 | 12 | 5 | 15
614 | 14 | 3095-7/8-2P-60HP KPVS | KPVS_3095-7/8_2P_60HP_7.80_BRZ | 910.5 | 910.5 | 2731.5 | 3 | 1 | 4 | F | KPVS_SplitCase | 4 | 3 | 4 | 6 | BranchMin4_BranchMax6 | 5 | 3 | 5 | 12 | HeaderMin5_HeaderMax12 | 5 | 5 | 15 | [29 empty] | INVALID
614 | 14 | 3095-7/8-2P-60HP KPVS | KPVS_3095-7/8_2P_60HP_7.80_BRZ | 910.5 | 910.5 | 2731.5 | 3 | 1 | 4 | F | KPVS_SplitCase | 4 | 3 | 4 | 6 | BranchMin4_BranchMax6 | 5 | 3 | 5 | 12 | HeaderMin5_HeaderMax12 | 6 | 5 | 15
614 | 14 | 3095-7/8-2P-60HP KPVS | KPVS_3095-7/8_2P_60HP_7.80_BRZ | 910.5 | 910.5 | 2731.5 | 3 | 1 | 4 | F | KPVS_SplitCase | 4 | 3 | 4 | 6 | BranchMin4_BranchMax6 | 5 | 3 | 5 | 12 | HeaderMin5_HeaderMax12 | 8 | 5 | 15
614 | 14 | 3095-7/8-2P-60HP KPVS | KPVS_3095-7/8_2P_60HP_7.80_BRZ | 910.5 | 910.5 | 2731.5 | 3 | 1 | 4 | F | KPVS_SplitCase | 4 | 3 | 4 | 6 | BranchMin4_BranchMax6 | 5 | 3 | 5 | 12 | HeaderMin5_HeaderMax12 | 10 | 5 | 15
614 | 14 | 3095-7/8-2P-60HP KPVS | KPVS_3095-7/8_2P_60HP_7.80_BRZ | 910.5 | 910.5 | 2731.5 | 3 | 1 | 4 | F | KPVS_SplitCase | 4 | 3 | 4 | 6 | BranchMin4_BranchMax6 | 5 | 3 | 5 | 12 | HeaderMin5_HeaderMax12 | 12 | 5 | 15
614 | 14 | 3095-7/8-2P-60HP KPVS | KPVS_3095-7/8_2P_60HP_7.80_BRZ | 910.5 | 910.5 | 2731.5 | 3 | 1 | 4 | F | KPVS_SplitCase | 4 | 3 | 4 | 6 | BranchMin4_BranchMax6 | 6 | 3 | 5 | 12 | HeaderMin5_HeaderMax12 | 5 | 5 | 15 | [29 empty] | INVALID
614 | 14 | 3095-7/8-2P-60HP KPVS | KPVS_3095-7/8_2P_60HP_7.80_BRZ | 910.5 | 910.5 | 2731.5 | 3 | 1 | 4 | F | KPVS_SplitCase | 4 | 3 | 4 | 6 | BranchMin4_BranchMax6 | 6 | 3 | 5 | 12 | HeaderMin5_HeaderMax12 | 6 | 5 | 15 | [29 empty] | INVALID
614 | 14 | 3095-7/8-2P-60HP KPVS | KPVS_3095-7/8_2P_60HP_7.80_BRZ | 910.5 | 910.5 | 2731.5 | 3 | 1 | 4 | F | KPVS_SplitCase | 4 | 3 | 4 | 6 | BranchMin4_BranchMax6 | 6 | 3 | 5 | 12 | HeaderMin5_HeaderMax12 | 8 | 5 | 15
614 | 14 | 3095-7/8-2P-60HP KPVS | KPVS_3095-7/8_2P_60HP_7.80_BRZ | 910.5 | 910.5 | 2731.5 | 3 | 1 | 4 | F | KPVS_SplitCase | 4 | 3 | 4 | 6 | BranchMin4_BranchMax6 | 6 | 3 | 5 | 12 | HeaderMin5_HeaderMax12 | 10 | 5 | 15
614 | 14 | 3095-7/8-2P-60HP KPVS | KPVS_3095-7/8_2P_60HP_7.80_BRZ | 910.5 | 910.5 | 2731.5 | 3 | 1 | 4 | F | KPVS_SplitCase | 4 | 3 | 4 | 6 | BranchMin4_BranchMax6 | 6 | 3 | 5 | 12 | HeaderMin5_HeaderMax12 | 12 | 5 | 15
615 | 15 | 3095-7/8-2P-75HP KPVS | KPVS_3095-7/8_2P_75HP_8.47_BRZ | 901.5 | 901.5 | 2704.5 | 3 | 1 | 4 | F | KPVS_SplitCase | 4 | 3 | 4 | 6 | BranchMin4_BranchMax6 | 4 | 3 | 5 | 12 | HeaderMin5_HeaderMax12 | 5 | 5 | 15
615 | 15 | 3095-7/8-2P-75HP KPVS | KPVS_3095-7/8_2P_75HP_8.47_BRZ | 901.5 | 901.5 | 2704.5 | 3 | 1 | 4 | F | KPVS_SplitCase | 4 | 3 | 4 | 6 | BranchMin4_BranchMax6 | 4 | 3 | 5 | 12 | HeaderMin5_HeaderMax12 | 6 | 5 | 15
615 | 15 | 3095-7/8-2P-75HP KPVS | KPVS_3095-7/8_2P_75HP_8.47_BRZ | 901.5 | 901.5 | 2704.5 | 3 | 1 | 4 | F | KPVS_SplitCase | 4 | 3 | 4 | 6 | BranchMin4_BranchMax6 | 4 | 3 | 5 | 12 | HeaderMin5_HeaderMax12 | 8 | 5 | 15
615 | 15 | 3095-7/8-2P-75HP KPVS | KPVS_3095-7/8_2P_75HP_8.47_BRZ | 901.5 | 901.5 | 2704.5 | 3 | 1 | 4 | F | KPVS_SplitCase | 4 | 3 | 4 | 6 | BranchMin4_BranchMax6 | 4 | 3 | 5 | 12 | HeaderMin5_HeaderMax12 | 10 | 5 | 15
615 | 15 | 3095-7/8-2P-75HP KPVS | KPVS_3095-7/8_2P_75HP_8.47_BRZ | 901.5 | 901.5 | 2704.5 | 3 | 1 | 4 | F | KPVS_SplitCase | 4 | 3 | 4 | 6 | BranchMin4_BranchMax6 | 4 | 3 | 5 | 12 | HeaderMin5_HeaderMax12 | 12 | 5 | 15
615 | 15 | 3095-7/8-2P-75HP KPVS | KPVS_3095-7/8_2P_75HP_8.47_BRZ | 901.5 | 901.5 | 2704.5 | 3 | 1 | 4 | F | KPVS_SplitCase | 4 | 3 | 4 | 6 | BranchMin4_BranchMax6 | 5 | 3 | 5 | 12 | HeaderMin5_HeaderMax12 | 5 | 5 | 15 | [29 empty] | INVALID
615 | 15 | 3095-7/8-2P-75HP KPVS | KPVS_3095-7/8_2P_75HP_8.47_BRZ | 901.5 | 901.5 | 2704.5 | 3 | 1 | 4 | F | KPVS_SplitCase | 4 | 3 | 4 | 6 | BranchMin4_BranchMax6 | 5 | 3 | 5 | 12 | HeaderMin5_HeaderMax12 | 6 | 5 | 15
615 | 15 | 3095-7/8-2P-75HP KPVS | KPVS_3095-7/8_2P_75HP_8.47_BRZ | 901.5 | 901.5 | 2704.5 | 3 | 1 | 4 | F | KPVS_SplitCase | 4 | 3 | 4 | 6 | BranchMin4_BranchMax6 | 5 | 3 | 5 | 12 | HeaderMin5_HeaderMax12 | 8 | 5 | 15
615 | 15 | 3095-7/8-2P-75HP KPVS | KPVS_3095-7/8_2P_75HP_8.47_BRZ | 901.5 | 901.5 | 2704.5 | 3 | 1 | 4 | F | KPVS_SplitCase | 4 | 3 | 4 | 6 | BranchMin4_BranchMax6 | 5 | 3 | 5 | 12 | HeaderMin5_HeaderMax12 | 10 | 5 | 15
615 | 15 | 3095-7/8-2P-75HP KPVS | KPVS_3095-7/8_2P_75HP_8.47_BRZ | 901.5 | 901.5 | 2704.5 | 3 | 1 | 4 | F | KPVS_SplitCase | 4 | 3 | 4 | 6 | BranchMin4_BranchMax6 | 5 | 3 | 5 | 12 | HeaderMin5_HeaderMax12 | 12 | 5 | 15
615 | 15 | 3095-7/8-2P-75HP KPVS | KPVS_3095-7/8_2P_75HP_8.47_BRZ | 901.5 | 901.5 | 2704.5 | 3 | 1 | 4 | F | KPVS_SplitCase | 4 | 3 | 4 | 6 | BranchMin4_BranchMax6 | 6 | 3 | 5 | 12 | HeaderMin5_HeaderMax12 | 5 | 5 | 15 | [29 empty] | INVALID
615 | 15 | 3095-7/8-2P-75HP KPVS | KPVS_3095-7/8_2P_75HP_8.47_BRZ | 901.5 | 901.5 | 2704.5 | 3 | 1 | 4 | F | KPVS_SplitCase | 4 | 3 | 4 | 6 | BranchMin4_BranchMax6 | 6 | 3 | 5 | 12 | HeaderMin5_HeaderMax12 | 6 | 5 | 15 | [29 empty] | INVALID
615 | 15 | 3095-7/8-2P-75HP KPVS | KPVS_3095-7/8_2P_75HP_8.47_BRZ | 901.5 | 901.5 | 2704.5 | 3 | 1 | 4 | F | KPVS_SplitCase | 4 | 3 | 4 | 6 | BranchMin4_BranchMax6 | 6 | 3 | 5 | 12 | HeaderMin5_HeaderMax12 | 8 | 5 | 15
615 | 15 | 3095-7/8-2P-75HP KPVS | KPVS_3095-7/8_2P_75HP_8.47_BRZ | 901.5 | 901.5 | 2704.5 | 3 | 1 | 4 | F | KPVS_SplitCase | 4 | 3 | 4 | 6 | BranchMin4_BranchMax6 | 6 | 3 | 5 | 12 | HeaderMin5_HeaderMax12 | 10 | 5 | 15
615 | 15 | 3095-7/8-2P-75HP KPVS | KPVS_3095-7/8_2P_75HP_8.47_BRZ | 901.5 | 901.5 | 2704.5 | 3 | 1 | 4 | F | KPVS_SplitCase | 4 | 3 | 4 | 6 | BranchMin4_BranchMax6 | 6 | 3 | 5 | 12 | HeaderMin5_HeaderMax12 | 12 | 5 | 15
616 | 16 | 3095-7/8-2P-100HP KPVS | KPVS_3095-7/8_2P_100HP_9.24_BRZ | 964.4 | 964.4 | 2893.2 | 3 | 1 | 4 | F | KPVS_SplitCase | 4 | 3 | 4 | 8 | BranchMin4_BranchMax8 | 4 | 4 | 5 | 12 | HeaderMin5_HeaderMax12 | 5 | 5 | 20
616 | 16 | 3095-7/8-2P-100HP KPVS | KPVS_3095-7/8_2P_100HP_9.24_BRZ | 964.4 | 964.4 | 2893.2 | 3 | 1 | 4 | F | KPVS_SplitCase | 4 | 3 | 4 | 8 | BranchMin4_BranchMax8 | 4 | 4 | 5 | 12 | HeaderMin5_HeaderMax12 | 6 | 5 | 20
616 | 16 | 3095-7/8-2P-100HP KPVS | KPVS_3095-7/8_2P_100HP_9.24_BRZ | 964.4 | 964.4 | 2893.2 | 3 | 1 | 4 | F | KPVS_SplitCase | 4 | 3 | 4 | 8 | BranchMin4_BranchMax8 | 4 | 4 | 5 | 12 | HeaderMin5_HeaderMax12 | 8 | 5 | 20
616 | 16 | 3095-7/8-2P-100HP KPVS | KPVS_3095-7/8_2P_100HP_9.24_BRZ | 964.4 | 964.4 | 2893.2 | 3 | 1 | 4 | F | KPVS_SplitCase | 4 | 3 | 4 | 8 | BranchMin4_BranchMax8 | 4 | 4 | 5 | 12 | HeaderMin5_HeaderMax12 | 10 | 5 | 20
616 | 16 | 3095-7/8-2P-100HP KPVS | KPVS_3095-7/8_2P_100HP_9.24_BRZ | 964.4 | 964.4 | 2893.2 | 3 | 1 | 4 | F | KPVS_SplitCase | 4 | 3 | 4 | 8 | BranchMin4_BranchMax8 | 4 | 4 | 5 | 12 | HeaderMin5_HeaderMax12 | 12 | 5 | 20
616 | 16 | 3095-7/8-2P-100HP KPVS | KPVS_3095-7/8_2P_100HP_9.24_BRZ | 964.4 | 964.4 | 2893.2 | 3 | 1 | 4 | F | KPVS_SplitCase | 4 | 3 | 4 | 8 | BranchMin4_BranchMax8 | 5 | 4 | 5 | 12 | HeaderMin5_HeaderMax12 | 5 | 5 | 20 | [29 empty] | INVALID
616 | 16 | 3095-7/8-2P-100HP KPVS | KPVS_3095-7/8_2P_100HP_9.24_BRZ | 964.4 | 964.4 | 2893.2 | 3 | 1 | 4 | F | KPVS_SplitCase | 4 | 3 | 4 | 8 | BranchMin4_BranchMax8 | 5 | 4 | 5 | 12 | HeaderMin5_HeaderMax12 | 6 | 5 | 20
616 | 16 | 3095-7/8-2P-100HP KPVS | KPVS_3095-7/8_2P_100HP_9.24_BRZ | 964.4 | 964.4 | 2893.2 | 3 | 1 | 4 | F | KPVS_SplitCase | 4 | 3 | 4 | 8 | BranchMin4_BranchMax8 | 5 | 4 | 5 | 12 | HeaderMin5_HeaderMax12 | 8 | 5 | 20
616 | 16 | 3095-7/8-2P-100HP KPVS | KPVS_3095-7/8_2P_100HP_9.24_BRZ | 964.4 | 964.4 | 2893.2 | 3 | 1 | 4 | F | KPVS_SplitCase | 4 | 3 | 4 | 8 | BranchMin4_BranchMax8 | 5 | 4 | 5 | 12 | HeaderMin5_HeaderMax12 | 10 | 5 | 20
616 | 16 | 3095-7/8-2P-100HP KPVS | KPVS_3095-7/8_2P_100HP_9.24_BRZ | 964.4 | 964.4 | 2893.2 | 3 | 1 | 4 | F | KPVS_SplitCase | 4 | 3 | 4 | 8 | BranchMin4_BranchMax8 | 5 | 4 | 5 | 12 | HeaderMin5_HeaderMax12 | 12 | 5 | 20
616 | 16 | 3095-7/8-2P-100HP KPVS | KPVS_3095-7/8_2P_100HP_9.24_BRZ | 964.4 | 964.4 | 2893.2 | 3 | 1 | 4 | F | KPVS_SplitCase | 4 | 3 | 4 | 8 | BranchMin4_BranchMax8 | 6 | 4 | 5 | 12 | HeaderMin5_HeaderMax12 | 5 | 5 | 20 | [29 empty] | INVALID
616 | 16 | 3095-7/8-2P-100HP KPVS | KPVS_3095-7/8_2P_100HP_9.24_BRZ | 964.4 | 964.4 | 2893.2 | 3 | 1 | 4 | F | KPVS_SplitCase | 4 | 3 | 4 | 8 | BranchMin4_BranchMax8 | 6 | 4 | 5 | 12 | HeaderMin5_HeaderMax12 | 6 | 5 | 20 | [29 empty] | INVALID
616 | 16 | 3095-7/8-2P-100HP KPVS | KPVS_3095-7/8_2P_100HP_9.24_BRZ | 964.4 | 964.4 | 2893.2 | 3 | 1 | 4 | F | KPVS_SplitCase | 4 | 3 | 4 | 8 | BranchMin4_BranchMax8 | 6 | 4 | 5 | 12 | HeaderMin5_HeaderMax12 | 8 | 5 | 20
616 | 16 | 3095-7/8-2P-100HP KPVS | KPVS_3095-7/8_2P_100HP_9.24_BRZ | 964.4 | 964.4 | 2893.2 | 3 | 1 | 4 | F | KPVS_SplitCase | 4 | 3 | 4 | 8 | BranchMin4_BranchMax8 | 6 | 4 | 5 | 12 | HeaderMin5_HeaderMax12 | 10 | 5 | 20
616 | 16 | 3095-7/8-2P-100HP KPVS | KPVS_3095-7/8_2P_100HP_9.24_BRZ | 964.4 | 964.4 | 2893.2 | 3 | 1 | 4 | F | KPVS_SplitCase | 4 | 3 | 4 | 8 | BranchMin4_BranchMax8 | 6 | 4 | 5 | 12 | HeaderMin5_HeaderMax12 | 12 | 5 | 20
616 | 16 | 3095-7/8-2P-100HP KPVS | KPVS_3095-7/8_2P_100HP_9.24_BRZ | 964.4 | 964.4 | 2893.2 | 3 | 1 | 4 | F | KPVS_SplitCase | 4 | 3 | 4 | 8 | BranchMin4_BranchMax8 | 8 | 4 | 5 | 12 | HeaderMin5_HeaderMax12 | 5 | 5 | 20 | [29 empty] | INVALID
616 | 16 | 3095-7/8-2P-100HP KPVS | KPVS_3095-7/8_2P_100HP_9.24_BRZ | 964.4 | 964.4 | 2893.2 | 3 | 1 | 4 | F | KPVS_SplitCase | 4 | 3 | 4 | 8 | BranchMin4_BranchMax8 | 8 | 4 | 5 | 12 | HeaderMin5_HeaderMax12 | 6 | 5 | 20 | [29 empty] | INVALID
616 | 16 | 3095-7/8-2P-100HP KPVS | KPVS_3095-7/8_2P_100HP_9.24_BRZ | 964.4 | 964.4 | 2893.2 | 3 | 1 | 4 | F | KPVS_SplitCase | 4 | 3 | 4 | 8 | BranchMin4_BranchMax8 | 8 | 4 | 5 | 12 | HeaderMin5_HeaderMax12 | 8 | 5 | 20 | [29 empty] | INVALID
616 | 16 | 3095-7/8-2P-100HP KPVS | KPVS_3095-7/8_2P_100HP_9.24_BRZ | 964.4 | 964.4 | 2893.2 | 3 | 1 | 4 | F | KPVS_SplitCase | 4 | 3 | 4 | 8 | BranchMin4_BranchMax8 | 8 | 4 | 5 | 12 | HeaderMin5_HeaderMax12 | 10 | 5 | 20
616 | 16 | 3095-7/8-2P-100HP KPVS | KPVS_3095-7/8_2P_100HP_9.24_BRZ | 964.4 | 964.4 | 2893.2 | 3 | 1 | 4 | F | KPVS_SplitCase | 4 | 3 | 4 | 8 | BranchMin4_BranchMax8 | 8 | 4 | 5 | 12 | HeaderMin5_HeaderMax12 | 12 | 5 | 20
617 | 17 | 3095-7/8-2P-125HP KPVS | KPVS_3095-7/8_2P_125HP_9.50_BRZ | 1000 | 1000 | 3000 | 3 | 1 | 4 | F | KPVS_SplitCase | 4 | 3 | 4 | 8 | BranchMin4_BranchMax8 | 4 | 4 | 5 | 12 | HeaderMin5_HeaderMax12 | 5 | 5 | 20
617 | 17 | 3095-7/8-2P-125HP KPVS | KPVS_3095-7/8_2P_125HP_9.50_BRZ | 1000 | 1000 | 3000 | 3 | 1 | 4 | F | KPVS_SplitCase | 4 | 3 | 4 | 8 | BranchMin4_BranchMax8 | 4 | 4 | 5 | 12 | HeaderMin5_HeaderMax12 | 6 | 5 | 20
617 | 17 | 3095-7/8-2P-125HP KPVS | KPVS_3095-7/8_2P_125HP_9.50_BRZ | 1000 | 1000 | 3000 | 3 | 1 | 4 | F | KPVS_SplitCase | 4 | 3 | 4 | 8 | BranchMin4_BranchMax8 | 4 | 4 | 5 | 12 | HeaderMin5_HeaderMax12 | 8 | 5 | 20
617 | 17 | 3095-7/8-2P-125HP KPVS | KPVS_3095-7/8_2P_125HP_9.50_BRZ | 1000 | 1000 | 3000 | 3 | 1 | 4 | F | KPVS_SplitCase | 4 | 3 | 4 | 8 | BranchMin4_BranchMax8 | 4 | 4 | 5 | 12 | HeaderMin5_HeaderMax12 | 10 | 5 | 20
617 | 17 | 3095-7/8-2P-125HP KPVS | KPVS_3095-7/8_2P_125HP_9.50_BRZ | 1000 | 1000 | 3000 | 3 | 1 | 4 | F | KPVS_SplitCase | 4 | 3 | 4 | 8 | BranchMin4_BranchMax8 | 4 | 4 | 5 | 12 | HeaderMin5_HeaderMax12 | 12 | 5 | 20
617 | 17 | 3095-7/8-2P-125HP KPVS | KPVS_3095-7/8_2P_125HP_9.50_BRZ | 1000 | 1000 | 3000 | 3 | 1 | 4 | F | KPVS_SplitCase | 4 | 3 | 4 | 8 | BranchMin4_BranchMax8 | 5 | 4 | 5 | 12 | HeaderMin5_HeaderMax12 | 5 | 5 | 20 | [29 empty] | INVALID
617 | 17 | 3095-7/8-2P-125HP KPVS | KPVS_3095-7/8_2P_125HP_9.50_BRZ | 1000 | 1000 | 3000 | 3 | 1 | 4 | F | KPVS_SplitCase | 4 | 3 | 4 | 8 | BranchMin4_BranchMax8 | 5 | 4 | 5 | 12 | HeaderMin5_HeaderMax12 | 6 | 5 | 20
617 | 17 | 3095-7/8-2P-125HP KPVS | KPVS_3095-7/8_2P_125HP_9.50_BRZ | 1000 | 1000 | 3000 | 3 | 1 | 4 | F | KPVS_SplitCase | 4 | 3 | 4 | 8 | BranchMin4_BranchMax8 | 5 | 4 | 5 | 12 | HeaderMin5_HeaderMax12 | 8 | 5 | 20
617 | 17 | 3095-7/8-2P-125HP KPVS | KPVS_3095-7/8_2P_125HP_9.50_BRZ | 1000 | 1000 | 3000 | 3 | 1 | 4 | F | KPVS_SplitCase | 4 | 3 | 4 | 8 | BranchMin4_BranchMax8 | 5 | 4 | 5 | 12 | HeaderMin5_HeaderMax12 | 10 | 5 | 20
617 | 17 | 3095-7/8-2P-125HP KPVS | KPVS_3095-7/8_2P_125HP_9.50_BRZ | 1000 | 1000 | 3000 | 3 | 1 | 4 | F | KPVS_SplitCase | 4 | 3 | 4 | 8 | BranchMin4_BranchMax8 | 5 | 4 | 5 | 12 | HeaderMin5_HeaderMax12 | 12 | 5 | 20
617 | 17 | 3095-7/8-2P-125HP KPVS | KPVS_3095-7/8_2P_125HP_9.50_BRZ | 1000 | 1000 | 3000 | 3 | 1 | 4 | F | KPVS_SplitCase | 4 | 3 | 4 | 8 | BranchMin4_BranchMax8 | 6 | 4 | 5 | 12 | HeaderMin5_HeaderMax12 | 5 | 5 | 20 | [29 empty] | INVALID
617 | 17 | 3095-7/8-2P-125HP KPVS | KPVS_3095-7/8_2P_125HP_9.50_BRZ | 1000 | 1000 | 3000 | 3 | 1 | 4 | F | KPVS_SplitCase | 4 | 3 | 4 | 8 | BranchMin4_BranchMax8 | 6 | 4 | 5 | 12 | HeaderMin5_HeaderMax12 | 6 | 5 | 20 | [29 empty] | INVALID
617 | 17 | 3095-7/8-2P-125HP KPVS | KPVS_3095-7/8_2P_125HP_9.50_BRZ | 1000 | 1000 | 3000 | 3 | 1 | 4 | F | KPVS_SplitCase | 4 | 3 | 4 | 8 | BranchMin4_BranchMax8 | 6 | 4 | 5 | 12 | HeaderMin5_HeaderMax12 | 8 | 5 | 20
617 | 17 | 3095-7/8-2P-125HP KPVS | KPVS_3095-7/8_2P_125HP_9.50_BRZ | 1000 | 1000 | 3000 | 3 | 1 | 4 | F | KPVS_SplitCase | 4 | 3 | 4 | 8 | BranchMin4_BranchMax8 | 6 | 4 | 5 | 12 | HeaderMin5_HeaderMax12 | 10 | 5 | 20
617 | 17 | 3095-7/8-2P-125HP KPVS | KPVS_3095-7/8_2P_125HP_9.50_BRZ | 1000 | 1000 | 3000 | 3 | 1 | 4 | F | KPVS_SplitCase | 4 | 3 | 4 | 8 | BranchMin4_BranchMax8 | 6 | 4 | 5 | 12 | HeaderMin5_HeaderMax12 | 12 | 5 | 20
617 | 17 | 3095-7/8-2P-125HP KPVS | KPVS_3095-7/8_2P_125HP_9.50_BRZ | 1000 | 1000 | 3000 | 3 | 1 | 4 | F | KPVS_SplitCase | 4 | 3 | 4 | 8 | BranchMin4_BranchMax8 | 8 | 4 | 5 | 12 | HeaderMin5_HeaderMax12 | 5 | 5 | 20 | [29 empty] | INVALID
617 | 17 | 3095-7/8-2P-125HP KPVS | KPVS_3095-7/8_2P_125HP_9.50_BRZ | 1000 | 1000 | 3000 | 3 | 1 | 4 | F | KPVS_SplitCase | 4 | 3 | 4 | 8 | BranchMin4_BranchMax8 | 8 | 4 | 5 | 12 | HeaderMin5_HeaderMax12 | 6 | 5 | 20 | [29 empty] | INVALID
617 | 17 | 3095-7/8-2P-125HP KPVS | KPVS_3095-7/8_2P_125HP_9.50_BRZ | 1000 | 1000 | 3000 | 3 | 1 | 4 | F | KPVS_SplitCase | 4 | 3 | 4 | 8 | BranchMin4_BranchMax8 | 8 | 4 | 5 | 12 | HeaderMin5_HeaderMax12 | 8 | 5 | 20 | [29 empty] | INVALID
617 | 17 | 3095-7/8-2P-125HP KPVS | KPVS_3095-7/8_2P_125HP_9.50_BRZ | 1000 | 1000 | 3000 | 3 | 1 | 4 | F | KPVS_SplitCase | 4 | 3 | 4 | 8 | BranchMin4_BranchMax8 | 8 | 4 | 5 | 12 | HeaderMin5_HeaderMax12 | 10 | 5 | 20
617 | 17 | 3095-7/8-2P-125HP KPVS | KPVS_3095-7/8_2P_125HP_9.50_BRZ | 1000 | 1000 | 3000 | 3 | 1 | 4 | F | KPVS_SplitCase | 4 | 3 | 4 | 8 | BranchMin4_BranchMax8 | 8 | 4 | 5 | 12 | HeaderMin5_HeaderMax12 | 12 | 5 | 20
618 | 18 | 3014-7/8-4P-20HP KPVS | KPVS_3014-7/8_4P_20HP_10.51_BRZ | 597.3 | 597.3 | 1791.9 | 3 | 1 | 4 | F | KPVS_SplitCase | 4 | 3 | 4 | 5 | BranchMin4_BranchMax5 | 4 | 2 | 5 | 10 | HeaderMin5_HeaderMax10 | 5 | 4 | 8
618 | 18 | 3014-7/8-4P-20HP KPVS | KPVS_3014-7/8_4P_20HP_10.51_BRZ | 597.3 | 597.3 | 1791.9 | 3 | 1 | 4 | F | KPVS_SplitCase | 4 | 3 | 4 | 5 | BranchMin4_BranchMax5 | 4 | 2 | 5 | 10 | HeaderMin5_HeaderMax10 | 6 | 4 | 8
618 | 18 | 3014-7/8-4P-20HP KPVS | KPVS_3014-7/8_4P_20HP_10.51_BRZ | 597.3 | 597.3 | 1791.9 | 3 | 1 | 4 | F | KPVS_SplitCase | 4 | 3 | 4 | 5 | BranchMin4_BranchMax5 | 4 | 2 | 5 | 10 | HeaderMin5_HeaderMax10 | 8 | 4 | 8
618 | 18 | 3014-7/8-4P-20HP KPVS | KPVS_3014-7/8_4P_20HP_10.51_BRZ | 597.3 | 597.3 | 1791.9 | 3 | 1 | 4 | F | KPVS_SplitCase | 4 | 3 | 4 | 5 | BranchMin4_BranchMax5 | 4 | 2 | 5 | 10 | HeaderMin5_HeaderMax10 | 10 | 4 | 8
618 | 18 | 3014-7/8-4P-20HP KPVS | KPVS_3014-7/8_4P_20HP_10.51_BRZ | 597.3 | 597.3 | 1791.9 | 3 | 1 | 4 | F | KPVS_SplitCase | 4 | 3 | 4 | 5 | BranchMin4_BranchMax5 | 5 | 2 | 5 | 10 | HeaderMin5_HeaderMax10 | 5 | 4 | 8 | [29 empty] | INVALID
618 | 18 | 3014-7/8-4P-20HP KPVS | KPVS_3014-7/8_4P_20HP_10.51_BRZ | 597.3 | 597.3 | 1791.9 | 3 | 1 | 4 | F | KPVS_SplitCase | 4 | 3 | 4 | 5 | BranchMin4_BranchMax5 | 5 | 2 | 5 | 10 | HeaderMin5_HeaderMax10 | 6 | 4 | 8
618 | 18 | 3014-7/8-4P-20HP KPVS | KPVS_3014-7/8_4P_20HP_10.51_BRZ | 597.3 | 597.3 | 1791.9 | 3 | 1 | 4 | F | KPVS_SplitCase | 4 | 3 | 4 | 5 | BranchMin4_BranchMax5 | 5 | 2 | 5 | 10 | HeaderMin5_HeaderMax10 | 8 | 4 | 8
618 | 18 | 3014-7/8-4P-20HP KPVS | KPVS_3014-7/8_4P_20HP_10.51_BRZ | 597.3 | 597.3 | 1791.9 | 3 | 1 | 4 | F | KPVS_SplitCase | 4 | 3 | 4 | 5 | BranchMin4_BranchMax5 | 5 | 2 | 5 | 10 | HeaderMin5_HeaderMax10 | 10 | 4 | 8
619 | 19 | 3014-7/8-4P-25HP KPVS | KPVS_3014-7/8_4P_25HP_11.23_BRZ | 656.6 | 656.6 | 1969.8 | 3 | 1 | 4 | F | KPVS_SplitCase | 4 | 3 | 4 | 6 | BranchMin4_BranchMax6 | 4 | 3 | 5 | 10 | HeaderMin5_HeaderMax10 | 5 | 4 | 12
619 | 19 | 3014-7/8-4P-25HP KPVS | KPVS_3014-7/8_4P_25HP_11.23_BRZ | 656.6 | 656.6 | 1969.8 | 3 | 1 | 4 | F | KPVS_SplitCase | 4 | 3 | 4 | 6 | BranchMin4_BranchMax6 | 4 | 3 | 5 | 10 | HeaderMin5_HeaderMax10 | 6 | 4 | 12
619 | 19 | 3014-7/8-4P-25HP KPVS | KPVS_3014-7/8_4P_25HP_11.23_BRZ | 656.6 | 656.6 | 1969.8 | 3 | 1 | 4 | F | KPVS_SplitCase | 4 | 3 | 4 | 6 | BranchMin4_BranchMax6 | 4 | 3 | 5 | 10 | HeaderMin5_HeaderMax10 | 8 | 4 | 12
619 | 19 | 3014-7/8-4P-25HP KPVS | KPVS_3014-7/8_4P_25HP_11.23_BRZ | 656.6 | 656.6 | 1969.8 | 3 | 1 | 4 | F | KPVS_SplitCase | 4 | 3 | 4 | 6 | BranchMin4_BranchMax6 | 4 | 3 | 5 | 10 | HeaderMin5_HeaderMax10 | 10 | 4 | 12
619 | 19 | 3014-7/8-4P-25HP KPVS | KPVS_3014-7/8_4P_25HP_11.23_BRZ | 656.6 | 656.6 | 1969.8 | 3 | 1 | 4 | F | KPVS_SplitCase | 4 | 3 | 4 | 6 | BranchMin4_BranchMax6 | 5 | 3 | 5 | 10 | HeaderMin5_HeaderMax10 | 5 | 4 | 12 | [29 empty] | INVALID
619 | 19 | 3014-7/8-4P-25HP KPVS | KPVS_3014-7/8_4P_25HP_11.23_BRZ | 656.6 | 656.6 | 1969.8 | 3 | 1 | 4 | F | KPVS_SplitCase | 4 | 3 | 4 | 6 | BranchMin4_BranchMax6 | 5 | 3 | 5 | 10 | HeaderMin5_HeaderMax10 | 6 | 4 | 12
619 | 19 | 3014-7/8-4P-25HP KPVS | KPVS_3014-7/8_4P_25HP_11.23_BRZ | 656.6 | 656.6 | 1969.8 | 3 | 1 | 4 | F | KPVS_SplitCase | 4 | 3 | 4 | 6 | BranchMin4_BranchMax6 | 5 | 3 | 5 | 10 | HeaderMin5_HeaderMax10 | 8 | 4 | 12
619 | 19 | 3014-7/8-4P-25HP KPVS | KPVS_3014-7/8_4P_25HP_11.23_BRZ | 656.6 | 656.6 | 1969.8 | 3 | 1 | 4 | F | KPVS_SplitCase | 4 | 3 | 4 | 6 | BranchMin4_BranchMax6 | 5 | 3 | 5 | 10 | HeaderMin5_HeaderMax10 | 10 | 4 | 12
619 | 19 | 3014-7/8-4P-25HP KPVS | KPVS_3014-7/8_4P_25HP_11.23_BRZ | 656.6 | 656.6 | 1969.8 | 3 | 1 | 4 | F | KPVS_SplitCase | 4 | 3 | 4 | 6 | BranchMin4_BranchMax6 | 6 | 3 | 5 | 10 | HeaderMin5_HeaderMax10 | 5 | 4 | 12 | [29 empty] | INVALID
619 | 19 | 3014-7/8-4P-25HP KPVS | KPVS_3014-7/8_4P_25HP_11.23_BRZ | 656.6 | 656.6 | 1969.8 | 3 | 1 | 4 | F | KPVS_SplitCase | 4 | 3 | 4 | 6 | BranchMin4_BranchMax6 | 6 | 3 | 5 | 10 | HeaderMin5_HeaderMax10 | 6 | 4 | 12 | [29 empty] | INVALID
619 | 19 | 3014-7/8-4P-25HP KPVS | KPVS_3014-7/8_4P_25HP_11.23_BRZ | 656.6 | 656.6 | 1969.8 | 3 | 1 | 4 | F | KPVS_SplitCase | 4 | 3 | 4 | 6 | BranchMin4_BranchMax6 | 6 | 3 | 5 | 10 | HeaderMin5_HeaderMax10 | 8 | 4 | 12
619 | 19 | 3014-7/8-4P-25HP KPVS | KPVS_3014-7/8_4P_25HP_11.23_BRZ | 656.6 | 656.6 | 1969.8 | 3 | 1 | 4 | F | KPVS_SplitCase | 4 | 3 | 4 | 6 | BranchMin4_BranchMax6 | 6 | 3 | 5 | 10 | HeaderMin5_HeaderMax10 | 10 | 4 | 12
620 | 20 | 3014-7/8-4P-30HP KPVS | KPVS_3014-7/8_4P_30HP_11.86_BRZ | 710 | 710 | 2130 | 3 | 1 | 4 | F | KPVS_SplitCase | 4 | 3 | 4 | 6 | BranchMin4_BranchMax6 | 4 | 3 | 5 | 10 | HeaderMin5_HeaderMax10 | 5 | 4 | 12
620 | 20 | 3014-7/8-4P-30HP KPVS | KPVS_3014-7/8_4P_30HP_11.86_BRZ | 710 | 710 | 2130 | 3 | 1 | 4 | F | KPVS_SplitCase | 4 | 3 | 4 | 6 | BranchMin4_BranchMax6 | 4 | 3 | 5 | 10 | HeaderMin5_HeaderMax10 | 6 | 4 | 12
620 | 20 | 3014-7/8-4P-30HP KPVS | KPVS_3014-7/8_4P_30HP_11.86_BRZ | 710 | 710 | 2130 | 3 | 1 | 4 | F | KPVS_SplitCase | 4 | 3 | 4 | 6 | BranchMin4_BranchMax6 | 4 | 3 | 5 | 10 | HeaderMin5_HeaderMax10 | 8 | 4 | 12
620 | 20 | 3014-7/8-4P-30HP KPVS | KPVS_3014-7/8_4P_30HP_11.86_BRZ | 710 | 710 | 2130 | 3 | 1 | 4 | F | KPVS_SplitCase | 4 | 3 | 4 | 6 | BranchMin4_BranchMax6 | 4 | 3 | 5 | 10 | HeaderMin5_HeaderMax10 | 10 | 4 | 12
620 | 20 | 3014-7/8-4P-30HP KPVS | KPVS_3014-7/8_4P_30HP_11.86_BRZ | 710 | 710 | 2130 | 3 | 1 | 4 | F | KPVS_SplitCase | 4 | 3 | 4 | 6 | BranchMin4_BranchMax6 | 5 | 3 | 5 | 10 | HeaderMin5_HeaderMax10 | 5 | 4 | 12 | [29 empty] | INVALID
620 | 20 | 3014-7/8-4P-30HP KPVS | KPVS_3014-7/8_4P_30HP_11.86_BRZ | 710 | 710 | 2130 | 3 | 1 | 4 | F | KPVS_SplitCase | 4 | 3 | 4 | 6 | BranchMin4_BranchMax6 | 5 | 3 | 5 | 10 | HeaderMin5_HeaderMax10 | 6 | 4 | 12
620 | 20 | 3014-7/8-4P-30HP KPVS | KPVS_3014-7/8_4P_30HP_11.86_BRZ | 710 | 710 | 2130 | 3 | 1 | 4 | F | KPVS_SplitCase | 4 | 3 | 4 | 6 | BranchMin4_BranchMax6 | 5 | 3 | 5 | 10 | HeaderMin5_HeaderMax10 | 8 | 4 | 12
620 | 20 | 3014-7/8-4P-30HP KPVS | KPVS_3014-7/8_4P_30HP_11.86_BRZ | 710 | 710 | 2130 | 3 | 1 | 4 | F | KPVS_SplitCase | 4 | 3 | 4 | 6 | BranchMin4_BranchMax6 | 5 | 3 | 5 | 10 | HeaderMin5_HeaderMax10 | 10 | 4 | 12
620 | 20 | 3014-7/8-4P-30HP KPVS | KPVS_3014-7/8_4P_30HP_11.86_BRZ | 710 | 710 | 2130 | 3 | 1 | 4 | F | KPVS_SplitCase | 4 | 3 | 4 | 6 | BranchMin4_BranchMax6 | 6 | 3 | 5 | 10 | HeaderMin5_HeaderMax10 | 5 | 4 | 12 | [29 empty] | INVALID
620 | 20 | 3014-7/8-4P-30HP KPVS | KPVS_3014-7/8_4P_30HP_11.86_BRZ | 710 | 710 | 2130 | 3 | 1 | 4 | F | KPVS_SplitCase | 4 | 3 | 4 | 6 | BranchMin4_BranchMax6 | 6 | 3 | 5 | 10 | HeaderMin5_HeaderMax10 | 6 | 4 | 12 | [29 empty] | INVALID
620 | 20 | 3014-7/8-4P-30HP KPVS | KPVS_3014-7/8_4P_30HP_11.86_BRZ | 710 | 710 | 2130 | 3 | 1 | 4 | F | KPVS_SplitCase | 4 | 3 | 4 | 6 | BranchMin4_BranchMax6 | 6 | 3 | 5 | 10 | HeaderMin5_HeaderMax10 | 8 | 4 | 12
620 | 20 | 3014-7/8-4P-30HP KPVS | KPVS_3014-7/8_4P_30HP_11.86_BRZ | 710 | 710 | 2130 | 3 | 1 | 4 | F | KPVS_SplitCase | 4 | 3 | 4 | 6 | BranchMin4_BranchMax6 | 6 | 3 | 5 | 10 | HeaderMin5_HeaderMax10 | 10 | 4 | 12
621 | 21 | 3014-7/8-4P-40HP KPVS | KPVS_3014-7/8_4P_40HP_12.92_BRZ | 802.4 | 802.4 | 2407.2 | 3 | 1 | 4 | F | KPVS_SplitCase | 4 | 3 | 4 | 6 | BranchMin4_BranchMax6 | 4 | 3 | 5 | 10 | HeaderMin5_HeaderMax10 | 5 | 4 | 12
621 | 21 | 3014-7/8-4P-40HP KPVS | KPVS_3014-7/8_4P_40HP_12.92_BRZ | 802.4 | 802.4 | 2407.2 | 3 | 1 | 4 | F | KPVS_SplitCase | 4 | 3 | 4 | 6 | BranchMin4_BranchMax6 | 4 | 3 | 5 | 10 | HeaderMin5_HeaderMax10 | 6 | 4 | 12
621 | 21 | 3014-7/8-4P-40HP KPVS | KPVS_3014-7/8_4P_40HP_12.92_BRZ | 802.4 | 802.4 | 2407.2 | 3 | 1 | 4 | F | KPVS_SplitCase | 4 | 3 | 4 | 6 | BranchMin4_BranchMax6 | 4 | 3 | 5 | 10 | HeaderMin5_HeaderMax10 | 8 | 4 | 12
621 | 21 | 3014-7/8-4P-40HP KPVS | KPVS_3014-7/8_4P_40HP_12.92_BRZ | 802.4 | 802.4 | 2407.2 | 3 | 1 | 4 | F | KPVS_SplitCase | 4 | 3 | 4 | 6 | BranchMin4_BranchMax6 | 4 | 3 | 5 | 10 | HeaderMin5_HeaderMax10 | 10 | 4 | 12
621 | 21 | 3014-7/8-4P-40HP KPVS | KPVS_3014-7/8_4P_40HP_12.92_BRZ | 802.4 | 802.4 | 2407.2 | 3 | 1 | 4 | F | KPVS_SplitCase | 4 | 3 | 4 | 6 | BranchMin4_BranchMax6 | 5 | 3 | 5 | 10 | HeaderMin5_HeaderMax10 | 5 | 4 | 12 | [29 empty] | INVALID
621 | 21 | 3014-7/8-4P-40HP KPVS | KPVS_3014-7/8_4P_40HP_12.92_BRZ | 802.4 | 802.4 | 2407.2 | 3 | 1 | 4 | F | KPVS_SplitCase | 4 | 3 | 4 | 6 | BranchMin4_BranchMax6 | 5 | 3 | 5 | 10 | HeaderMin5_HeaderMax10 | 6 | 4 | 12
621 | 21 | 3014-7/8-4P-40HP KPVS | KPVS_3014-7/8_4P_40HP_12.92_BRZ | 802.4 | 802.4 | 2407.2 | 3 | 1 | 4 | F | KPVS_SplitCase | 4 | 3 | 4 | 6 | BranchMin4_BranchMax6 | 5 | 3 | 5 | 10 | HeaderMin5_HeaderMax10 | 8 | 4 | 12
621 | 21 | 3014-7/8-4P-40HP KPVS | KPVS_3014-7/8_4P_40HP_12.92_BRZ | 802.4 | 802.4 | 2407.2 | 3 | 1 | 4 | F | KPVS_SplitCase | 4 | 3 | 4 | 6 | BranchMin4_BranchMax6 | 5 | 3 | 5 | 10 | HeaderMin5_HeaderMax10 | 10 | 4 | 12
621 | 21 | 3014-7/8-4P-40HP KPVS | KPVS_3014-7/8_4P_40HP_12.92_BRZ | 802.4 | 802.4 | 2407.2 | 3 | 1 | 4 | F | KPVS_SplitCase | 4 | 3 | 4 | 6 | BranchMin4_BranchMax6 | 6 | 3 | 5 | 10 | HeaderMin5_HeaderMax10 | 5 | 4 | 12 | [29 empty] | INVALID
621 | 21 | 3014-7/8-4P-40HP KPVS | KPVS_3014-7/8_4P_40HP_12.92_BRZ | 802.4 | 802.4 | 2407.2 | 3 | 1 | 4 | F | KPVS_SplitCase | 4 | 3 | 4 | 6 | BranchMin4_BranchMax6 | 6 | 3 | 5 | 10 | HeaderMin5_HeaderMax10 | 6 | 4 | 12 | [29 empty] | INVALID
621 | 21 | 3014-7/8-4P-40HP KPVS | KPVS_3014-7/8_4P_40HP_12.92_BRZ | 802.4 | 802.4 | 2407.2 | 3 | 1 | 4 | F | KPVS_SplitCase | 4 | 3 | 4 | 6 | BranchMin4_BranchMax6 | 6 | 3 | 5 | 10 | HeaderMin5_HeaderMax10 | 8 | 4 | 12
621 | 21 | 3014-7/8-4P-40HP KPVS | KPVS_3014-7/8_4P_40HP_12.92_BRZ | 802.4 | 802.4 | 2407.2 | 3 | 1 | 4 | F | KPVS_SplitCase | 4 | 3 | 4 | 6 | BranchMin4_BranchMax6 | 6 | 3 | 5 | 10 | HeaderMin5_HeaderMax10 | 10 | 4 | 12
622 | 22 | 3014-7/8-4P-50HP KPVS | KPVS_3014-7/8_4P_50HP_13.79_BRZ | 880.7 | 880.7 | 2642.1 | 3 | 1 | 4 | F | KPVS_SplitCase | 4 | 3 | 4 | 6 | BranchMin4_BranchMax6 | 4 | 3 | 5 | 12 | HeaderMin5_HeaderMax12 | 5 | 5 | 15
622 | 22 | 3014-7/8-4P-50HP KPVS | KPVS_3014-7/8_4P_50HP_13.79_BRZ | 880.7 | 880.7 | 2642.1 | 3 | 1 | 4 | F | KPVS_SplitCase | 4 | 3 | 4 | 6 | BranchMin4_BranchMax6 | 4 | 3 | 5 | 12 | HeaderMin5_HeaderMax12 | 6 | 5 | 15
622 | 22 | 3014-7/8-4P-50HP KPVS | KPVS_3014-7/8_4P_50HP_13.79_BRZ | 880.7 | 880.7 | 2642.1 | 3 | 1 | 4 | F | KPVS_SplitCase | 4 | 3 | 4 | 6 | BranchMin4_BranchMax6 | 4 | 3 | 5 | 12 | HeaderMin5_HeaderMax12 | 8 | 5 | 15
622 | 22 | 3014-7/8-4P-50HP KPVS | KPVS_3014-7/8_4P_50HP_13.79_BRZ | 880.7 | 880.7 | 2642.1 | 3 | 1 | 4 | F | KPVS_SplitCase | 4 | 3 | 4 | 6 | BranchMin4_BranchMax6 | 4 | 3 | 5 | 12 | HeaderMin5_HeaderMax12 | 10 | 5 | 15
622 | 22 | 3014-7/8-4P-50HP KPVS | KPVS_3014-7/8_4P_50HP_13.79_BRZ | 880.7 | 880.7 | 2642.1 | 3 | 1 | 4 | F | KPVS_SplitCase | 4 | 3 | 4 | 6 | BranchMin4_BranchMax6 | 4 | 3 | 5 | 12 | HeaderMin5_HeaderMax12 | 12 | 5 | 15
622 | 22 | 3014-7/8-4P-50HP KPVS | KPVS_3014-7/8_4P_50HP_13.79_BRZ | 880.7 | 880.7 | 2642.1 | 3 | 1 | 4 | F | KPVS_SplitCase | 4 | 3 | 4 | 6 | BranchMin4_BranchMax6 | 5 | 3 | 5 | 12 | HeaderMin5_HeaderMax12 | 5 | 5 | 15 | [29 empty] | INVALID
622 | 22 | 3014-7/8-4P-50HP KPVS | KPVS_3014-7/8_4P_50HP_13.79_BRZ | 880.7 | 880.7 | 2642.1 | 3 | 1 | 4 | F | KPVS_SplitCase | 4 | 3 | 4 | 6 | BranchMin4_BranchMax6 | 5 | 3 | 5 | 12 | HeaderMin5_HeaderMax12 | 6 | 5 | 15
622 | 22 | 3014-7/8-4P-50HP KPVS | KPVS_3014-7/8_4P_50HP_13.79_BRZ | 880.7 | 880.7 | 2642.1 | 3 | 1 | 4 | F | KPVS_SplitCase | 4 | 3 | 4 | 6 | BranchMin4_BranchMax6 | 5 | 3 | 5 | 12 | HeaderMin5_HeaderMax12 | 8 | 5 | 15
622 | 22 | 3014-7/8-4P-50HP KPVS | KPVS_3014-7/8_4P_50HP_13.79_BRZ | 880.7 | 880.7 | 2642.1 | 3 | 1 | 4 | F | KPVS_SplitCase | 4 | 3 | 4 | 6 | BranchMin4_BranchMax6 | 5 | 3 | 5 | 12 | HeaderMin5_HeaderMax12 | 10 | 5 | 15
622 | 22 | 3014-7/8-4P-50HP KPVS | KPVS_3014-7/8_4P_50HP_13.79_BRZ | 880.7 | 880.7 | 2642.1 | 3 | 1 | 4 | F | KPVS_SplitCase | 4 | 3 | 4 | 6 | BranchMin4_BranchMax6 | 5 | 3 | 5 | 12 | HeaderMin5_HeaderMax12 | 12 | 5 | 15
622 | 22 | 3014-7/8-4P-50HP KPVS | KPVS_3014-7/8_4P_50HP_13.79_BRZ | 880.7 | 880.7 | 2642.1 | 3 | 1 | 4 | F | KPVS_SplitCase | 4 | 3 | 4 | 6 | BranchMin4_BranchMax6 | 6 | 3 | 5 | 12 | HeaderMin5_HeaderMax12 | 5 | 5 | 15 | [29 empty] | INVALID
622 | 22 | 3014-7/8-4P-50HP KPVS | KPVS_3014-7/8_4P_50HP_13.79_BRZ | 880.7 | 880.7 | 2642.1 | 3 | 1 | 4 | F | KPVS_SplitCase | 4 | 3 | 4 | 6 | BranchMin4_BranchMax6 | 6 | 3 | 5 | 12 | HeaderMin5_HeaderMax12 | 6 | 5 | 15 | [29 empty] | INVALID
622 | 22 | 3014-7/8-4P-50HP KPVS | KPVS_3014-7/8_4P_50HP_13.79_BRZ | 880.7 | 880.7 | 2642.1 | 3 | 1 | 4 | F | KPVS_SplitCase | 4 | 3 | 4 | 6 | BranchMin4_BranchMax6 | 6 | 3 | 5 | 12 | HeaderMin5_HeaderMax12 | 8 | 5 | 15
622 | 22 | 3014-7/8-4P-50HP KPVS | KPVS_3014-7/8_4P_50HP_13.79_BRZ | 880.7 | 880.7 | 2642.1 | 3 | 1 | 4 | F | KPVS_SplitCase | 4 | 3 | 4 | 6 | BranchMin4_BranchMax6 | 6 | 3 | 5 | 12 | HeaderMin5_HeaderMax12 | 10 | 5 | 15
622 | 22 | 3014-7/8-4P-50HP KPVS | KPVS_3014-7/8_4P_50HP_13.79_BRZ | 880.7 | 880.7 | 2642.1 | 3 | 1 | 4 | F | KPVS_SplitCase | 4 | 3 | 4 | 6 | BranchMin4_BranchMax6 | 6 | 3 | 5 | 12 | HeaderMin5_HeaderMax12 | 12 | 5 | 15
623 | 23 | 3014-7/8-4P-60HP KPVS | KPVS_3014-7/8_4P_60HP_14.00_BRZ | 900 | 900 | 2700 | 3 | 1 | 4 | F | KPVS_SplitCase | 4 | 3 | 4 | 6 | BranchMin4_BranchMax6 | 4 | 3 | 5 | 12 | HeaderMin5_HeaderMax12 | 5 | 5 | 15
623 | 23 | 3014-7/8-4P-60HP KPVS | KPVS_3014-7/8_4P_60HP_14.00_BRZ | 900 | 900 | 2700 | 3 | 1 | 4 | F | KPVS_SplitCase | 4 | 3 | 4 | 6 | BranchMin4_BranchMax6 | 4 | 3 | 5 | 12 | HeaderMin5_HeaderMax12 | 6 | 5 | 15
623 | 23 | 3014-7/8-4P-60HP KPVS | KPVS_3014-7/8_4P_60HP_14.00_BRZ | 900 | 900 | 2700 | 3 | 1 | 4 | F | KPVS_SplitCase | 4 | 3 | 4 | 6 | BranchMin4_BranchMax6 | 4 | 3 | 5 | 12 | HeaderMin5_HeaderMax12 | 8 | 5 | 15
623 | 23 | 3014-7/8-4P-60HP KPVS | KPVS_3014-7/8_4P_60HP_14.00_BRZ | 900 | 900 | 2700 | 3 | 1 | 4 | F | KPVS_SplitCase | 4 | 3 | 4 | 6 | BranchMin4_BranchMax6 | 4 | 3 | 5 | 12 | HeaderMin5_HeaderMax12 | 10 | 5 | 15
623 | 23 | 3014-7/8-4P-60HP KPVS | KPVS_3014-7/8_4P_60HP_14.00_BRZ | 900 | 900 | 2700 | 3 | 1 | 4 | F | KPVS_SplitCase | 4 | 3 | 4 | 6 | BranchMin4_BranchMax6 | 4 | 3 | 5 | 12 | HeaderMin5_HeaderMax12 | 12 | 5 | 15
623 | 23 | 3014-7/8-4P-60HP KPVS | KPVS_3014-7/8_4P_60HP_14.00_BRZ | 900 | 900 | 2700 | 3 | 1 | 4 | F | KPVS_SplitCase | 4 | 3 | 4 | 6 | BranchMin4_BranchMax6 | 5 | 3 | 5 | 12 | HeaderMin5_HeaderMax12 | 5 | 5 | 15 | [29 empty] | INVALID
623 | 23 | 3014-7/8-4P-60HP KPVS | KPVS_3014-7/8_4P_60HP_14.00_BRZ | 900 | 900 | 2700 | 3 | 1 | 4 | F | KPVS_SplitCase | 4 | 3 | 4 | 6 | BranchMin4_BranchMax6 | 5 | 3 | 5 | 12 | HeaderMin5_HeaderMax12 | 6 | 5 | 15
623 | 23 | 3014-7/8-4P-60HP KPVS | KPVS_3014-7/8_4P_60HP_14.00_BRZ | 900 | 900 | 2700 | 3 | 1 | 4 | F | KPVS_SplitCase | 4 | 3 | 4 | 6 | BranchMin4_BranchMax6 | 5 | 3 | 5 | 12 | HeaderMin5_HeaderMax12 | 8 | 5 | 15
623 | 23 | 3014-7/8-4P-60HP KPVS | KPVS_3014-7/8_4P_60HP_14.00_BRZ | 900 | 900 | 2700 | 3 | 1 | 4 | F | KPVS_SplitCase | 4 | 3 | 4 | 6 | BranchMin4_BranchMax6 | 5 | 3 | 5 | 12 | HeaderMin5_HeaderMax12 | 10 | 5 | 15
623 | 23 | 3014-7/8-4P-60HP KPVS | KPVS_3014-7/8_4P_60HP_14.00_BRZ | 900 | 900 | 2700 | 3 | 1 | 4 | F | KPVS_SplitCase | 4 | 3 | 4 | 6 | BranchMin4_BranchMax6 | 5 | 3 | 5 | 12 | HeaderMin5_HeaderMax12 | 12 | 5 | 15
623 | 23 | 3014-7/8-4P-60HP KPVS | KPVS_3014-7/8_4P_60HP_14.00_BRZ | 900 | 900 | 2700 | 3 | 1 | 4 | F | KPVS_SplitCase | 4 | 3 | 4 | 6 | BranchMin4_BranchMax6 | 6 | 3 | 5 | 12 | HeaderMin5_HeaderMax12 | 5 | 5 | 15 | [29 empty] | INVALID
623 | 23 | 3014-7/8-4P-60HP KPVS | KPVS_3014-7/8_4P_60HP_14.00_BRZ | 900 | 900 | 2700 | 3 | 1 | 4 | F | KPVS_SplitCase | 4 | 3 | 4 | 6 | BranchMin4_BranchMax6 | 6 | 3 | 5 | 12 | HeaderMin5_HeaderMax12 | 6 | 5 | 15 | [29 empty] | INVALID
623 | 23 | 3014-7/8-4P-60HP KPVS | KPVS_3014-7/8_4P_60HP_14.00_BRZ | 900 | 900 | 2700 | 3 | 1 | 4 | F | KPVS_SplitCase | 4 | 3 | 4 | 6 | BranchMin4_BranchMax6 | 6 | 3 | 5 | 12 | HeaderMin5_HeaderMax12 | 8 | 5 | 15
623 | 23 | 3014-7/8-4P-60HP KPVS | KPVS_3014-7/8_4P_60HP_14.00_BRZ | 900 | 900 | 2700 | 3 | 1 | 4 | F | KPVS_SplitCase | 4 | 3 | 4 | 6 | BranchMin4_BranchMax6 | 6 | 3 | 5 | 12 | HeaderMin5_HeaderMax12 | 10 | 5 | 15
623 | 23 | 3014-7/8-4P-60HP KPVS | KPVS_3014-7/8_4P_60HP_14.00_BRZ | 900 | 900 | 2700 | 3 | 1 | 4 | F | KPVS_SplitCase | 4 | 3 | 4 | 6 | BranchMin4_BranchMax6 | 6 | 3 | 5 | 12 | HeaderMin5_HeaderMax12 | 12 | 5 | 15
624 | 24 | 4012-1/2-4P-5HP KPVS | KPVS_4012-1/2_4P_5HP_6.82_BRZ | 532.4 | 532.4 | 1597.2 | 3 | 1 | 4 | F | KPVS_SplitCase | 5 | 4 | 5 | 5 | BranchMin5_BranchMax5 | 5 | 1 | 6 | 8 | HeaderMin6_HeaderMax8 | 6 | 2 | 2
624 | 24 | 4012-1/2-4P-5HP KPVS | KPVS_4012-1/2_4P_5HP_6.82_BRZ | 532.4 | 532.4 | 1597.2 | 3 | 1 | 4 | F | KPVS_SplitCase | 5 | 4 | 5 | 5 | BranchMin5_BranchMax5 | 5 | 1 | 6 | 8 | HeaderMin6_HeaderMax8 | 8 | 2 | 2
625 | 25 | 4012-1/2-4P-7.5HP KPVS | KPVS_4012-1/2_4P_7.5HP_7.70_BRZ | 625.2 | 625.2 | 1875.6 | 3 | 1 | 4 | F | KPVS_SplitCase | 5 | 4 | 5 | 5 | BranchMin5_BranchMax5 | 5 | 1 | 6 | 10 | HeaderMin6_HeaderMax10 | 6 | 3 | 3
625 | 25 | 4012-1/2-4P-7.5HP KPVS | KPVS_4012-1/2_4P_7.5HP_7.70_BRZ | 625.2 | 625.2 | 1875.6 | 3 | 1 | 4 | F | KPVS_SplitCase | 5 | 4 | 5 | 5 | BranchMin5_BranchMax5 | 5 | 1 | 6 | 10 | HeaderMin6_HeaderMax10 | 8 | 3 | 3
625 | 25 | 4012-1/2-4P-7.5HP KPVS | KPVS_4012-1/2_4P_7.5HP_7.70_BRZ | 625.2 | 625.2 | 1875.6 | 3 | 1 | 4 | F | KPVS_SplitCase | 5 | 4 | 5 | 5 | BranchMin5_BranchMax5 | 5 | 1 | 6 | 10 | HeaderMin6_HeaderMax10 | 10 | 3 | 3
626 | 26 | 4012-1/2-4P-10HP KPVS | KPVS_4012-1/2_4P_10HP_8.39_BRZ | 696.4 | 696.4 | 2089.2 | 3 | 1 | 4 | F | KPVS_SplitCase | 5 | 4 | 5 | 6 | BranchMin5_BranchMax6 | 5 | 2 | 6 | 10 | HeaderMin6_HeaderMax10 | 6 | 3 | 6
626 | 26 | 4012-1/2-4P-10HP KPVS | KPVS_4012-1/2_4P_10HP_8.39_BRZ | 696.4 | 696.4 | 2089.2 | 3 | 1 | 4 | F | KPVS_SplitCase | 5 | 4 | 5 | 6 | BranchMin5_BranchMax6 | 5 | 2 | 6 | 10 | HeaderMin6_HeaderMax10 | 8 | 3 | 6
626 | 26 | 4012-1/2-4P-10HP KPVS | KPVS_4012-1/2_4P_10HP_8.39_BRZ | 696.4 | 696.4 | 2089.2 | 3 | 1 | 4 | F | KPVS_SplitCase | 5 | 4 | 5 | 6 | BranchMin5_BranchMax6 | 5 | 2 | 6 | 10 | HeaderMin6_HeaderMax10 | 10 | 3 | 6
626 | 26 | 4012-1/2-4P-10HP KPVS | KPVS_4012-1/2_4P_10HP_8.39_BRZ | 696.4 | 696.4 | 2089.2 | 3 | 1 | 4 | F | KPVS_SplitCase | 5 | 4 | 5 | 6 | BranchMin5_BranchMax6 | 6 | 2 | 6 | 10 | HeaderMin6_HeaderMax10 | 6 | 3 | 6 | [29 empty] | INVALID
626 | 26 | 4012-1/2-4P-10HP KPVS | KPVS_4012-1/2_4P_10HP_8.39_BRZ | 696.4 | 696.4 | 2089.2 | 3 | 1 | 4 | F | KPVS_SplitCase | 5 | 4 | 5 | 6 | BranchMin5_BranchMax6 | 6 | 2 | 6 | 10 | HeaderMin6_HeaderMax10 | 8 | 3 | 6
626 | 26 | 4012-1/2-4P-10HP KPVS | KPVS_4012-1/2_4P_10HP_8.39_BRZ | 696.4 | 696.4 | 2089.2 | 3 | 1 | 4 | F | KPVS_SplitCase | 5 | 4 | 5 | 6 | BranchMin5_BranchMax6 | 6 | 2 | 6 | 10 | HeaderMin6_HeaderMax10 | 10 | 3 | 6
627 | 27 | 4012-1/2-4P-15HP KPVS | KPVS_4012-1/2_4P_15HP_9.28_BRZ | 775.8 | 775.8 | 2327.4 | 3 | 1 | 4 | F | KPVS_SplitCase | 5 | 4 | 5 | 6 | BranchMin5_BranchMax6 | 5 | 2 | 6 | 10 | HeaderMin6_HeaderMax10 | 6 | 3 | 6
627 | 27 | 4012-1/2-4P-15HP KPVS | KPVS_4012-1/2_4P_15HP_9.28_BRZ | 775.8 | 775.8 | 2327.4 | 3 | 1 | 4 | F | KPVS_SplitCase | 5 | 4 | 5 | 6 | BranchMin5_BranchMax6 | 5 | 2 | 6 | 10 | HeaderMin6_HeaderMax10 | 8 | 3 | 6
627 | 27 | 4012-1/2-4P-15HP KPVS | KPVS_4012-1/2_4P_15HP_9.28_BRZ | 775.8 | 775.8 | 2327.4 | 3 | 1 | 4 | F | KPVS_SplitCase | 5 | 4 | 5 | 6 | BranchMin5_BranchMax6 | 5 | 2 | 6 | 10 | HeaderMin6_HeaderMax10 | 10 | 3 | 6
627 | 27 | 4012-1/2-4P-15HP KPVS | KPVS_4012-1/2_4P_15HP_9.28_BRZ | 775.8 | 775.8 | 2327.4 | 3 | 1 | 4 | F | KPVS_SplitCase | 5 | 4 | 5 | 6 | BranchMin5_BranchMax6 | 6 | 2 | 6 | 10 | HeaderMin6_HeaderMax10 | 6 | 3 | 6 | [29 empty] | INVALID
627 | 27 | 4012-1/2-4P-15HP KPVS | KPVS_4012-1/2_4P_15HP_9.28_BRZ | 775.8 | 775.8 | 2327.4 | 3 | 1 | 4 | F | KPVS_SplitCase | 5 | 4 | 5 | 6 | BranchMin5_BranchMax6 | 6 | 2 | 6 | 10 | HeaderMin6_HeaderMax10 | 8 | 3 | 6
627 | 27 | 4012-1/2-4P-15HP KPVS | KPVS_4012-1/2_4P_15HP_9.28_BRZ | 775.8 | 775.8 | 2327.4 | 3 | 1 | 4 | F | KPVS_SplitCase | 5 | 4 | 5 | 6 | BranchMin5_BranchMax6 | 6 | 2 | 6 | 10 | HeaderMin6_HeaderMax10 | 10 | 3 | 6
628 | 28 | 4012-1/2-4P-20HP KPVS | KPVS_4012-1/2_4P_20HP_10.04_BRZ | 829.7 | 829.7 | 2489.1 | 3 | 1 | 4 | F | KPVS_SplitCase | 5 | 4 | 5 | 6 | BranchMin5_BranchMax6 | 5 | 2 | 6 | 10 | HeaderMin6_HeaderMax10 | 6 | 3 | 6
628 | 28 | 4012-1/2-4P-20HP KPVS | KPVS_4012-1/2_4P_20HP_10.04_BRZ | 829.7 | 829.7 | 2489.1 | 3 | 1 | 4 | F | KPVS_SplitCase | 5 | 4 | 5 | 6 | BranchMin5_BranchMax6 | 5 | 2 | 6 | 10 | HeaderMin6_HeaderMax10 | 8 | 3 | 6
628 | 28 | 4012-1/2-4P-20HP KPVS | KPVS_4012-1/2_4P_20HP_10.04_BRZ | 829.7 | 829.7 | 2489.1 | 3 | 1 | 4 | F | KPVS_SplitCase | 5 | 4 | 5 | 6 | BranchMin5_BranchMax6 | 5 | 2 | 6 | 10 | HeaderMin6_HeaderMax10 | 10 | 3 | 6
628 | 28 | 4012-1/2-4P-20HP KPVS | KPVS_4012-1/2_4P_20HP_10.04_BRZ | 829.7 | 829.7 | 2489.1 | 3 | 1 | 4 | F | KPVS_SplitCase | 5 | 4 | 5 | 6 | BranchMin5_BranchMax6 | 6 | 2 | 6 | 10 | HeaderMin6_HeaderMax10 | 6 | 3 | 6 | [29 empty] | INVALID
628 | 28 | 4012-1/2-4P-20HP KPVS | KPVS_4012-1/2_4P_20HP_10.04_BRZ | 829.7 | 829.7 | 2489.1 | 3 | 1 | 4 | F | KPVS_SplitCase | 5 | 4 | 5 | 6 | BranchMin5_BranchMax6 | 6 | 2 | 6 | 10 | HeaderMin6_HeaderMax10 | 8 | 3 | 6
628 | 28 | 4012-1/2-4P-20HP KPVS | KPVS_4012-1/2_4P_20HP_10.04_BRZ | 829.7 | 829.7 | 2489.1 | 3 | 1 | 4 | F | KPVS_SplitCase | 5 | 4 | 5 | 6 | BranchMin5_BranchMax6 | 6 | 2 | 6 | 10 | HeaderMin6_HeaderMax10 | 10 | 3 | 6
629 | 29 | 4012-1/2-4P-25HP KPVS | KPVS_4012-1/2_4P_25HP_10.91_BRZ | 914.4 | 914.4 | 2743.2 | 3 | 1 | 4 | F | KPVS_SplitCase | 5 | 4 | 5 | 6 | BranchMin5_BranchMax6 | 5 | 2 | 6 | 12 | HeaderMin6_HeaderMax12 | 6 | 4 | 8
629 | 29 | 4012-1/2-4P-25HP KPVS | KPVS_4012-1/2_4P_25HP_10.91_BRZ | 914.4 | 914.4 | 2743.2 | 3 | 1 | 4 | F | KPVS_SplitCase | 5 | 4 | 5 | 6 | BranchMin5_BranchMax6 | 5 | 2 | 6 | 12 | HeaderMin6_HeaderMax12 | 8 | 4 | 8
629 | 29 | 4012-1/2-4P-25HP KPVS | KPVS_4012-1/2_4P_25HP_10.91_BRZ | 914.4 | 914.4 | 2743.2 | 3 | 1 | 4 | F | KPVS_SplitCase | 5 | 4 | 5 | 6 | BranchMin5_BranchMax6 | 5 | 2 | 6 | 12 | HeaderMin6_HeaderMax12 | 10 | 4 | 8
629 | 29 | 4012-1/2-4P-25HP KPVS | KPVS_4012-1/2_4P_25HP_10.91_BRZ | 914.4 | 914.4 | 2743.2 | 3 | 1 | 4 | F | KPVS_SplitCase | 5 | 4 | 5 | 6 | BranchMin5_BranchMax6 | 5 | 2 | 6 | 12 | HeaderMin6_HeaderMax12 | 12 | 4 | 8
629 | 29 | 4012-1/2-4P-25HP KPVS | KPVS_4012-1/2_4P_25HP_10.91_BRZ | 914.4 | 914.4 | 2743.2 | 3 | 1 | 4 | F | KPVS_SplitCase | 5 | 4 | 5 | 6 | BranchMin5_BranchMax6 | 6 | 2 | 6 | 12 | HeaderMin6_HeaderMax12 | 6 | 4 | 8 | [29 empty] | INVALID
629 | 29 | 4012-1/2-4P-25HP KPVS | KPVS_4012-1/2_4P_25HP_10.91_BRZ | 914.4 | 914.4 | 2743.2 | 3 | 1 | 4 | F | KPVS_SplitCase | 5 | 4 | 5 | 6 | BranchMin5_BranchMax6 | 6 | 2 | 6 | 12 | HeaderMin6_HeaderMax12 | 8 | 4 | 8
629 | 29 | 4012-1/2-4P-25HP KPVS | KPVS_4012-1/2_4P_25HP_10.91_BRZ | 914.4 | 914.4 | 2743.2 | 3 | 1 | 4 | F | KPVS_SplitCase | 5 | 4 | 5 | 6 | BranchMin5_BranchMax6 | 6 | 2 | 6 | 12 | HeaderMin6_HeaderMax12 | 10 | 4 | 8
629 | 29 | 4012-1/2-4P-25HP KPVS | KPVS_4012-1/2_4P_25HP_10.91_BRZ | 914.4 | 914.4 | 2743.2 | 3 | 1 | 4 | F | KPVS_SplitCase | 5 | 4 | 5 | 6 | BranchMin5_BranchMax6 | 6 | 2 | 6 | 12 | HeaderMin6_HeaderMax12 | 12 | 4 | 8
630 | 30 | 4012-1/2-4P-30HP KPVS | KPVS_4012-1/2_4P_30HP_11.00_BRZ | 924 | 924 | 2772 | 3 | 1 | 4 | F | KPVS_SplitCase | 5 | 4 | 5 | 6 | BranchMin5_BranchMax6 | 5 | 2 | 6 | 12 | HeaderMin6_HeaderMax12 | 6 | 4 | 8
630 | 30 | 4012-1/2-4P-30HP KPVS | KPVS_4012-1/2_4P_30HP_11.00_BRZ | 924 | 924 | 2772 | 3 | 1 | 4 | F | KPVS_SplitCase | 5 | 4 | 5 | 6 | BranchMin5_BranchMax6 | 5 | 2 | 6 | 12 | HeaderMin6_HeaderMax12 | 8 | 4 | 8
630 | 30 | 4012-1/2-4P-30HP KPVS | KPVS_4012-1/2_4P_30HP_11.00_BRZ | 924 | 924 | 2772 | 3 | 1 | 4 | F | KPVS_SplitCase | 5 | 4 | 5 | 6 | BranchMin5_BranchMax6 | 5 | 2 | 6 | 12 | HeaderMin6_HeaderMax12 | 10 | 4 | 8
630 | 30 | 4012-1/2-4P-30HP KPVS | KPVS_4012-1/2_4P_30HP_11.00_BRZ | 924 | 924 | 2772 | 3 | 1 | 4 | F | KPVS_SplitCase | 5 | 4 | 5 | 6 | BranchMin5_BranchMax6 | 5 | 2 | 6 | 12 | HeaderMin6_HeaderMax12 | 12 | 4 | 8
630 | 30 | 4012-1/2-4P-30HP KPVS | KPVS_4012-1/2_4P_30HP_11.00_BRZ | 924 | 924 | 2772 | 3 | 1 | 4 | F | KPVS_SplitCase | 5 | 4 | 5 | 6 | BranchMin5_BranchMax6 | 6 | 2 | 6 | 12 | HeaderMin6_HeaderMax12 | 6 | 4 | 8 | [29 empty] | INVALID
630 | 30 | 4012-1/2-4P-30HP KPVS | KPVS_4012-1/2_4P_30HP_11.00_BRZ | 924 | 924 | 2772 | 3 | 1 | 4 | F | KPVS_SplitCase | 5 | 4 | 5 | 6 | BranchMin5_BranchMax6 | 6 | 2 | 6 | 12 | HeaderMin6_HeaderMax12 | 8 | 4 | 8
630 | 30 | 4012-1/2-4P-30HP KPVS | KPVS_4012-1/2_4P_30HP_11.00_BRZ | 924 | 924 | 2772 | 3 | 1 | 4 | F | KPVS_SplitCase | 5 | 4 | 5 | 6 | BranchMin5_BranchMax6 | 6 | 2 | 6 | 12 | HeaderMin6_HeaderMax12 | 10 | 4 | 8
630 | 30 | 4012-1/2-4P-30HP KPVS | KPVS_4012-1/2_4P_30HP_11.00_BRZ | 924 | 924 | 2772 | 3 | 1 | 4 | F | KPVS_SplitCase | 5 | 4 | 5 | 6 | BranchMin5_BranchMax6 | 6 | 2 | 6 | 12 | HeaderMin6_HeaderMax12 | 12 | 4 | 8
631 | 31 | 4012-7/8-4P-10HP KPVS | KPVS_4012-7/8_4P_10HP_7.56_BRZ | 887.5 | 887.5 | 2662.5 | 3 | 1 | 4 | F | KPVS_SplitCase | 5 | 4 | 5 | 6 | BranchMin5_BranchMax6 | 5 | 2 | 6 | 12 | HeaderMin6_HeaderMax12 | 6 | 4 | 8
631 | 31 | 4012-7/8-4P-10HP KPVS | KPVS_4012-7/8_4P_10HP_7.56_BRZ | 887.5 | 887.5 | 2662.5 | 3 | 1 | 4 | F | KPVS_SplitCase | 5 | 4 | 5 | 6 | BranchMin5_BranchMax6 | 5 | 2 | 6 | 12 | HeaderMin6_HeaderMax12 | 8 | 4 | 8
631 | 31 | 4012-7/8-4P-10HP KPVS | KPVS_4012-7/8_4P_10HP_7.56_BRZ | 887.5 | 887.5 | 2662.5 | 3 | 1 | 4 | F | KPVS_SplitCase | 5 | 4 | 5 | 6 | BranchMin5_BranchMax6 | 5 | 2 | 6 | 12 | HeaderMin6_HeaderMax12 | 10 | 4 | 8
631 | 31 | 4012-7/8-4P-10HP KPVS | KPVS_4012-7/8_4P_10HP_7.56_BRZ | 887.5 | 887.5 | 2662.5 | 3 | 1 | 4 | F | KPVS_SplitCase | 5 | 4 | 5 | 6 | BranchMin5_BranchMax6 | 5 | 2 | 6 | 12 | HeaderMin6_HeaderMax12 | 12 | 4 | 8
631 | 31 | 4012-7/8-4P-10HP KPVS | KPVS_4012-7/8_4P_10HP_7.56_BRZ | 887.5 | 887.5 | 2662.5 | 3 | 1 | 4 | F | KPVS_SplitCase | 5 | 4 | 5 | 6 | BranchMin5_BranchMax6 | 6 | 2 | 6 | 12 | HeaderMin6_HeaderMax12 | 6 | 4 | 8 | [29 empty] | INVALID
631 | 31 | 4012-7/8-4P-10HP KPVS | KPVS_4012-7/8_4P_10HP_7.56_BRZ | 887.5 | 887.5 | 2662.5 | 3 | 1 | 4 | F | KPVS_SplitCase | 5 | 4 | 5 | 6 | BranchMin5_BranchMax6 | 6 | 2 | 6 | 12 | HeaderMin6_HeaderMax12 | 8 | 4 | 8
631 | 31 | 4012-7/8-4P-10HP KPVS | KPVS_4012-7/8_4P_10HP_7.56_BRZ | 887.5 | 887.5 | 2662.5 | 3 | 1 | 4 | F | KPVS_SplitCase | 5 | 4 | 5 | 6 | BranchMin5_BranchMax6 | 6 | 2 | 6 | 12 | HeaderMin6_HeaderMax12 | 10 | 4 | 8
631 | 31 | 4012-7/8-4P-10HP KPVS | KPVS_4012-7/8_4P_10HP_7.56_BRZ | 887.5 | 887.5 | 2662.5 | 3 | 1 | 4 | F | KPVS_SplitCase | 5 | 4 | 5 | 6 | BranchMin5_BranchMax6 | 6 | 2 | 6 | 12 | HeaderMin6_HeaderMax12 | 12 | 4 | 8
632 | 32 | 4012-7/8-4P-15HP KPVS | KPVS_4012-7/8_4P_15HP_8.57_BRZ | 976.3 | 976.3 | 2928.9 | 3 | 1 | 4 | F | KPVS_SplitCase | 5 | 4 | 5 | 8 | BranchMin5_BranchMax8 | 5 | 3 | 6 | 12 | HeaderMin6_HeaderMax12 | 6 | 4 | 12
632 | 32 | 4012-7/8-4P-15HP KPVS | KPVS_4012-7/8_4P_15HP_8.57_BRZ | 976.3 | 976.3 | 2928.9 | 3 | 1 | 4 | F | KPVS_SplitCase | 5 | 4 | 5 | 8 | BranchMin5_BranchMax8 | 5 | 3 | 6 | 12 | HeaderMin6_HeaderMax12 | 8 | 4 | 12
632 | 32 | 4012-7/8-4P-15HP KPVS | KPVS_4012-7/8_4P_15HP_8.57_BRZ | 976.3 | 976.3 | 2928.9 | 3 | 1 | 4 | F | KPVS_SplitCase | 5 | 4 | 5 | 8 | BranchMin5_BranchMax8 | 5 | 3 | 6 | 12 | HeaderMin6_HeaderMax12 | 10 | 4 | 12
632 | 32 | 4012-7/8-4P-15HP KPVS | KPVS_4012-7/8_4P_15HP_8.57_BRZ | 976.3 | 976.3 | 2928.9 | 3 | 1 | 4 | F | KPVS_SplitCase | 5 | 4 | 5 | 8 | BranchMin5_BranchMax8 | 5 | 3 | 6 | 12 | HeaderMin6_HeaderMax12 | 12 | 4 | 12
632 | 32 | 4012-7/8-4P-15HP KPVS | KPVS_4012-7/8_4P_15HP_8.57_BRZ | 976.3 | 976.3 | 2928.9 | 3 | 1 | 4 | F | KPVS_SplitCase | 5 | 4 | 5 | 8 | BranchMin5_BranchMax8 | 6 | 3 | 6 | 12 | HeaderMin6_HeaderMax12 | 6 | 4 | 12 | [29 empty] | INVALID
632 | 32 | 4012-7/8-4P-15HP KPVS | KPVS_4012-7/8_4P_15HP_8.57_BRZ | 976.3 | 976.3 | 2928.9 | 3 | 1 | 4 | F | KPVS_SplitCase | 5 | 4 | 5 | 8 | BranchMin5_BranchMax8 | 6 | 3 | 6 | 12 | HeaderMin6_HeaderMax12 | 8 | 4 | 12
632 | 32 | 4012-7/8-4P-15HP KPVS | KPVS_4012-7/8_4P_15HP_8.57_BRZ | 976.3 | 976.3 | 2928.9 | 3 | 1 | 4 | F | KPVS_SplitCase | 5 | 4 | 5 | 8 | BranchMin5_BranchMax8 | 6 | 3 | 6 | 12 | HeaderMin6_HeaderMax12 | 10 | 4 | 12
632 | 32 | 4012-7/8-4P-15HP KPVS | KPVS_4012-7/8_4P_15HP_8.57_BRZ | 976.3 | 976.3 | 2928.9 | 3 | 1 | 4 | F | KPVS_SplitCase | 5 | 4 | 5 | 8 | BranchMin5_BranchMax8 | 6 | 3 | 6 | 12 | HeaderMin6_HeaderMax12 | 12 | 4 | 12
632 | 32 | 4012-7/8-4P-15HP KPVS | KPVS_4012-7/8_4P_15HP_8.57_BRZ | 976.3 | 976.3 | 2928.9 | 3 | 1 | 4 | F | KPVS_SplitCase | 5 | 4 | 5 | 8 | BranchMin5_BranchMax8 | 8 | 3 | 6 | 12 | HeaderMin6_HeaderMax12 | 6 | 4 | 12 | [29 empty] | INVALID
632 | 32 | 4012-7/8-4P-15HP KPVS | KPVS_4012-7/8_4P_15HP_8.57_BRZ | 976.3 | 976.3 | 2928.9 | 3 | 1 | 4 | F | KPVS_SplitCase | 5 | 4 | 5 | 8 | BranchMin5_BranchMax8 | 8 | 3 | 6 | 12 | HeaderMin6_HeaderMax12 | 8 | 4 | 12 | [29 empty] | INVALID
632 | 32 | 4012-7/8-4P-15HP KPVS | KPVS_4012-7/8_4P_15HP_8.57_BRZ | 976.3 | 976.3 | 2928.9 | 3 | 1 | 4 | F | KPVS_SplitCase | 5 | 4 | 5 | 8 | BranchMin5_BranchMax8 | 8 | 3 | 6 | 12 | HeaderMin6_HeaderMax12 | 10 | 4 | 12
632 | 32 | 4012-7/8-4P-15HP KPVS | KPVS_4012-7/8_4P_15HP_8.57_BRZ | 976.3 | 976.3 | 2928.9 | 3 | 1 | 4 | F | KPVS_SplitCase | 5 | 4 | 5 | 8 | BranchMin5_BranchMax8 | 8 | 3 | 6 | 12 | HeaderMin6_HeaderMax12 | 12 | 4 | 12
633 | 33 | 4012-7/8-4P-20HP KPVS | KPVS_4012-7/8_4P_20HP_9.35_BRZ | 1058.8 | 1058.8 | 3176.4 | 3 | 1 | 4 | F | KPVS_SplitCase | 5 | 4 | 5 | 8 | BranchMin5_BranchMax8 | 5 | 3 | 6 | 12 | HeaderMin6_HeaderMax12 | 6 | 4 | 12
633 | 33 | 4012-7/8-4P-20HP KPVS | KPVS_4012-7/8_4P_20HP_9.35_BRZ | 1058.8 | 1058.8 | 3176.4 | 3 | 1 | 4 | F | KPVS_SplitCase | 5 | 4 | 5 | 8 | BranchMin5_BranchMax8 | 5 | 3 | 6 | 12 | HeaderMin6_HeaderMax12 | 8 | 4 | 12
633 | 33 | 4012-7/8-4P-20HP KPVS | KPVS_4012-7/8_4P_20HP_9.35_BRZ | 1058.8 | 1058.8 | 3176.4 | 3 | 1 | 4 | F | KPVS_SplitCase | 5 | 4 | 5 | 8 | BranchMin5_BranchMax8 | 5 | 3 | 6 | 12 | HeaderMin6_HeaderMax12 | 10 | 4 | 12
633 | 33 | 4012-7/8-4P-20HP KPVS | KPVS_4012-7/8_4P_20HP_9.35_BRZ | 1058.8 | 1058.8 | 3176.4 | 3 | 1 | 4 | F | KPVS_SplitCase | 5 | 4 | 5 | 8 | BranchMin5_BranchMax8 | 5 | 3 | 6 | 12 | HeaderMin6_HeaderMax12 | 12 | 4 | 12
633 | 33 | 4012-7/8-4P-20HP KPVS | KPVS_4012-7/8_4P_20HP_9.35_BRZ | 1058.8 | 1058.8 | 3176.4 | 3 | 1 | 4 | F | KPVS_SplitCase | 5 | 4 | 5 | 8 | BranchMin5_BranchMax8 | 6 | 3 | 6 | 12 | HeaderMin6_HeaderMax12 | 6 | 4 | 12 | [29 empty] | INVALID
633 | 33 | 4012-7/8-4P-20HP KPVS | KPVS_4012-7/8_4P_20HP_9.35_BRZ | 1058.8 | 1058.8 | 3176.4 | 3 | 1 | 4 | F | KPVS_SplitCase | 5 | 4 | 5 | 8 | BranchMin5_BranchMax8 | 6 | 3 | 6 | 12 | HeaderMin6_HeaderMax12 | 8 | 4 | 12
633 | 33 | 4012-7/8-4P-20HP KPVS | KPVS_4012-7/8_4P_20HP_9.35_BRZ | 1058.8 | 1058.8 | 3176.4 | 3 | 1 | 4 | F | KPVS_SplitCase | 5 | 4 | 5 | 8 | BranchMin5_BranchMax8 | 6 | 3 | 6 | 12 | HeaderMin6_HeaderMax12 | 10 | 4 | 12
633 | 33 | 4012-7/8-4P-20HP KPVS | KPVS_4012-7/8_4P_20HP_9.35_BRZ | 1058.8 | 1058.8 | 3176.4 | 3 | 1 | 4 | F | KPVS_SplitCase | 5 | 4 | 5 | 8 | BranchMin5_BranchMax8 | 6 | 3 | 6 | 12 | HeaderMin6_HeaderMax12 | 12 | 4 | 12
633 | 33 | 4012-7/8-4P-20HP KPVS | KPVS_4012-7/8_4P_20HP_9.35_BRZ | 1058.8 | 1058.8 | 3176.4 | 3 | 1 | 4 | F | KPVS_SplitCase | 5 | 4 | 5 | 8 | BranchMin5_BranchMax8 | 8 | 3 | 6 | 12 | HeaderMin6_HeaderMax12 | 6 | 4 | 12 | [29 empty] | INVALID
633 | 33 | 4012-7/8-4P-20HP KPVS | KPVS_4012-7/8_4P_20HP_9.35_BRZ | 1058.8 | 1058.8 | 3176.4 | 3 | 1 | 4 | F | KPVS_SplitCase | 5 | 4 | 5 | 8 | BranchMin5_BranchMax8 | 8 | 3 | 6 | 12 | HeaderMin6_HeaderMax12 | 8 | 4 | 12 | [29 empty] | INVALID
633 | 33 | 4012-7/8-4P-20HP KPVS | KPVS_4012-7/8_4P_20HP_9.35_BRZ | 1058.8 | 1058.8 | 3176.4 | 3 | 1 | 4 | F | KPVS_SplitCase | 5 | 4 | 5 | 8 | BranchMin5_BranchMax8 | 8 | 3 | 6 | 12 | HeaderMin6_HeaderMax12 | 10 | 4 | 12
633 | 33 | 4012-7/8-4P-20HP KPVS | KPVS_4012-7/8_4P_20HP_9.35_BRZ | 1058.8 | 1058.8 | 3176.4 | 3 | 1 | 4 | F | KPVS_SplitCase | 5 | 4 | 5 | 8 | BranchMin5_BranchMax8 | 8 | 3 | 6 | 12 | HeaderMin6_HeaderMax12 | 12 | 4 | 12
634 | 34 | 4012-7/8-4P-25HP KPVS | KPVS_4012-7/8_4P_25HP_9.91_BRZ | 1105.4 | 1105.4 | 3316.2 | 3 | 1 | 4 | F | KPVS_SplitCase | 5 | 4 | 5 | 8 | BranchMin5_BranchMax8 | 5 | 3 | 6 | 12 | HeaderMin6_HeaderMax12 | 6 | 4 | 12
634 | 34 | 4012-7/8-4P-25HP KPVS | KPVS_4012-7/8_4P_25HP_9.91_BRZ | 1105.4 | 1105.4 | 3316.2 | 3 | 1 | 4 | F | KPVS_SplitCase | 5 | 4 | 5 | 8 | BranchMin5_BranchMax8 | 5 | 3 | 6 | 12 | HeaderMin6_HeaderMax12 | 8 | 4 | 12
634 | 34 | 4012-7/8-4P-25HP KPVS | KPVS_4012-7/8_4P_25HP_9.91_BRZ | 1105.4 | 1105.4 | 3316.2 | 3 | 1 | 4 | F | KPVS_SplitCase | 5 | 4 | 5 | 8 | BranchMin5_BranchMax8 | 5 | 3 | 6 | 12 | HeaderMin6_HeaderMax12 | 10 | 4 | 12
634 | 34 | 4012-7/8-4P-25HP KPVS | KPVS_4012-7/8_4P_25HP_9.91_BRZ | 1105.4 | 1105.4 | 3316.2 | 3 | 1 | 4 | F | KPVS_SplitCase | 5 | 4 | 5 | 8 | BranchMin5_BranchMax8 | 5 | 3 | 6 | 12 | HeaderMin6_HeaderMax12 | 12 | 4 | 12
634 | 34 | 4012-7/8-4P-25HP KPVS | KPVS_4012-7/8_4P_25HP_9.91_BRZ | 1105.4 | 1105.4 | 3316.2 | 3 | 1 | 4 | F | KPVS_SplitCase | 5 | 4 | 5 | 8 | BranchMin5_BranchMax8 | 6 | 3 | 6 | 12 | HeaderMin6_HeaderMax12 | 6 | 4 | 12 | [29 empty] | INVALID
634 | 34 | 4012-7/8-4P-25HP KPVS | KPVS_4012-7/8_4P_25HP_9.91_BRZ | 1105.4 | 1105.4 | 3316.2 | 3 | 1 | 4 | F | KPVS_SplitCase | 5 | 4 | 5 | 8 | BranchMin5_BranchMax8 | 6 | 3 | 6 | 12 | HeaderMin6_HeaderMax12 | 8 | 4 | 12
634 | 34 | 4012-7/8-4P-25HP KPVS | KPVS_4012-7/8_4P_25HP_9.91_BRZ | 1105.4 | 1105.4 | 3316.2 | 3 | 1 | 4 | F | KPVS_SplitCase | 5 | 4 | 5 | 8 | BranchMin5_BranchMax8 | 6 | 3 | 6 | 12 | HeaderMin6_HeaderMax12 | 10 | 4 | 12
634 | 34 | 4012-7/8-4P-25HP KPVS | KPVS_4012-7/8_4P_25HP_9.91_BRZ | 1105.4 | 1105.4 | 3316.2 | 3 | 1 | 4 | F | KPVS_SplitCase | 5 | 4 | 5 | 8 | BranchMin5_BranchMax8 | 6 | 3 | 6 | 12 | HeaderMin6_HeaderMax12 | 12 | 4 | 12
634 | 34 | 4012-7/8-4P-25HP KPVS | KPVS_4012-7/8_4P_25HP_9.91_BRZ | 1105.4 | 1105.4 | 3316.2 | 3 | 1 | 4 | F | KPVS_SplitCase | 5 | 4 | 5 | 8 | BranchMin5_BranchMax8 | 8 | 3 | 6 | 12 | HeaderMin6_HeaderMax12 | 6 | 4 | 12 | [29 empty] | INVALID
634 | 34 | 4012-7/8-4P-25HP KPVS | KPVS_4012-7/8_4P_25HP_9.91_BRZ | 1105.4 | 1105.4 | 3316.2 | 3 | 1 | 4 | F | KPVS_SplitCase | 5 | 4 | 5 | 8 | BranchMin5_BranchMax8 | 8 | 3 | 6 | 12 | HeaderMin6_HeaderMax12 | 8 | 4 | 12 | [29 empty] | INVALID
634 | 34 | 4012-7/8-4P-25HP KPVS | KPVS_4012-7/8_4P_25HP_9.91_BRZ | 1105.4 | 1105.4 | 3316.2 | 3 | 1 | 4 | F | KPVS_SplitCase | 5 | 4 | 5 | 8 | BranchMin5_BranchMax8 | 8 | 3 | 6 | 12 | HeaderMin6_HeaderMax12 | 10 | 4 | 12
634 | 34 | 4012-7/8-4P-25HP KPVS | KPVS_4012-7/8_4P_25HP_9.91_BRZ | 1105.4 | 1105.4 | 3316.2 | 3 | 1 | 4 | F | KPVS_SplitCase | 5 | 4 | 5 | 8 | BranchMin5_BranchMax8 | 8 | 3 | 6 | 12 | HeaderMin6_HeaderMax12 | 12 | 4 | 12
635 | 35 | 4012-7/8-4P-30HP KPVS | KPVS_4012-7/8_4P_30HP_10.38_BRZ | 1130.9 | 1130.9 | 3392.7 | 3 | 1 | 4 | F | KPVS_SplitCase | 5 | 4 | 5 | 8 | BranchMin5_BranchMax8 | 5 | 3 | 6 | 12 | HeaderMin6_HeaderMax12 | 6 | 4 | 12
635 | 35 | 4012-7/8-4P-30HP KPVS | KPVS_4012-7/8_4P_30HP_10.38_BRZ | 1130.9 | 1130.9 | 3392.7 | 3 | 1 | 4 | F | KPVS_SplitCase | 5 | 4 | 5 | 8 | BranchMin5_BranchMax8 | 5 | 3 | 6 | 12 | HeaderMin6_HeaderMax12 | 8 | 4 | 12
635 | 35 | 4012-7/8-4P-30HP KPVS | KPVS_4012-7/8_4P_30HP_10.38_BRZ | 1130.9 | 1130.9 | 3392.7 | 3 | 1 | 4 | F | KPVS_SplitCase | 5 | 4 | 5 | 8 | BranchMin5_BranchMax8 | 5 | 3 | 6 | 12 | HeaderMin6_HeaderMax12 | 10 | 4 | 12
635 | 35 | 4012-7/8-4P-30HP KPVS | KPVS_4012-7/8_4P_30HP_10.38_BRZ | 1130.9 | 1130.9 | 3392.7 | 3 | 1 | 4 | F | KPVS_SplitCase | 5 | 4 | 5 | 8 | BranchMin5_BranchMax8 | 5 | 3 | 6 | 12 | HeaderMin6_HeaderMax12 | 12 | 4 | 12
635 | 35 | 4012-7/8-4P-30HP KPVS | KPVS_4012-7/8_4P_30HP_10.38_BRZ | 1130.9 | 1130.9 | 3392.7 | 3 | 1 | 4 | F | KPVS_SplitCase | 5 | 4 | 5 | 8 | BranchMin5_BranchMax8 | 6 | 3 | 6 | 12 | HeaderMin6_HeaderMax12 | 6 | 4 | 12 | [29 empty] | INVALID
635 | 35 | 4012-7/8-4P-30HP KPVS | KPVS_4012-7/8_4P_30HP_10.38_BRZ | 1130.9 | 1130.9 | 3392.7 | 3 | 1 | 4 | F | KPVS_SplitCase | 5 | 4 | 5 | 8 | BranchMin5_BranchMax8 | 6 | 3 | 6 | 12 | HeaderMin6_HeaderMax12 | 8 | 4 | 12
635 | 35 | 4012-7/8-4P-30HP KPVS | KPVS_4012-7/8_4P_30HP_10.38_BRZ | 1130.9 | 1130.9 | 3392.7 | 3 | 1 | 4 | F | KPVS_SplitCase | 5 | 4 | 5 | 8 | BranchMin5_BranchMax8 | 6 | 3 | 6 | 12 | HeaderMin6_HeaderMax12 | 10 | 4 | 12
635 | 35 | 4012-7/8-4P-30HP KPVS | KPVS_4012-7/8_4P_30HP_10.38_BRZ | 1130.9 | 1130.9 | 3392.7 | 3 | 1 | 4 | F | KPVS_SplitCase | 5 | 4 | 5 | 8 | BranchMin5_BranchMax8 | 6 | 3 | 6 | 12 | HeaderMin6_HeaderMax12 | 12 | 4 | 12
635 | 35 | 4012-7/8-4P-30HP KPVS | KPVS_4012-7/8_4P_30HP_10.38_BRZ | 1130.9 | 1130.9 | 3392.7 | 3 | 1 | 4 | F | KPVS_SplitCase | 5 | 4 | 5 | 8 | BranchMin5_BranchMax8 | 8 | 3 | 6 | 12 | HeaderMin6_HeaderMax12 | 6 | 4 | 12 | [29 empty] | INVALID
635 | 35 | 4012-7/8-4P-30HP KPVS | KPVS_4012-7/8_4P_30HP_10.38_BRZ | 1130.9 | 1130.9 | 3392.7 | 3 | 1 | 4 | F | KPVS_SplitCase | 5 | 4 | 5 | 8 | BranchMin5_BranchMax8 | 8 | 3 | 6 | 12 | HeaderMin6_HeaderMax12 | 8 | 4 | 12 | [29 empty] | INVALID
635 | 35 | 4012-7/8-4P-30HP KPVS | KPVS_4012-7/8_4P_30HP_10.38_BRZ | 1130.9 | 1130.9 | 3392.7 | 3 | 1 | 4 | F | KPVS_SplitCase | 5 | 4 | 5 | 8 | BranchMin5_BranchMax8 | 8 | 3 | 6 | 12 | HeaderMin6_HeaderMax12 | 10 | 4 | 12
635 | 35 | 4012-7/8-4P-30HP KPVS | KPVS_4012-7/8_4P_30HP_10.38_BRZ | 1130.9 | 1130.9 | 3392.7 | 3 | 1 | 4 | F | KPVS_SplitCase | 5 | 4 | 5 | 8 | BranchMin5_BranchMax8 | 8 | 3 | 6 | 12 | HeaderMin6_HeaderMax12 | 12 | 4 | 12
636 | 36 | 4012-7/8-4P-40HP KPVS | KPVS_4012-7/8_4P_40HP_11.39_BRZ | 1197.7 | 1197.7 | 3593.1 | 3 | 1 | 4 | F | KPVS_SplitCase | 5 | 4 | 5 | 8 | BranchMin5_BranchMax8 | 5 | 3 | 6 | 14 | HeaderMin6_HeaderMax14 | 6 | 5 | 15
636 | 36 | 4012-7/8-4P-40HP KPVS | KPVS_4012-7/8_4P_40HP_11.39_BRZ | 1197.7 | 1197.7 | 3593.1 | 3 | 1 | 4 | F | KPVS_SplitCase | 5 | 4 | 5 | 8 | BranchMin5_BranchMax8 | 5 | 3 | 6 | 14 | HeaderMin6_HeaderMax14 | 8 | 5 | 15
636 | 36 | 4012-7/8-4P-40HP KPVS | KPVS_4012-7/8_4P_40HP_11.39_BRZ | 1197.7 | 1197.7 | 3593.1 | 3 | 1 | 4 | F | KPVS_SplitCase | 5 | 4 | 5 | 8 | BranchMin5_BranchMax8 | 5 | 3 | 6 | 14 | HeaderMin6_HeaderMax14 | 10 | 5 | 15
636 | 36 | 4012-7/8-4P-40HP KPVS | KPVS_4012-7/8_4P_40HP_11.39_BRZ | 1197.7 | 1197.7 | 3593.1 | 3 | 1 | 4 | F | KPVS_SplitCase | 5 | 4 | 5 | 8 | BranchMin5_BranchMax8 | 5 | 3 | 6 | 14 | HeaderMin6_HeaderMax14 | 12 | 5 | 15
636 | 36 | 4012-7/8-4P-40HP KPVS | KPVS_4012-7/8_4P_40HP_11.39_BRZ | 1197.7 | 1197.7 | 3593.1 | 3 | 1 | 4 | F | KPVS_SplitCase | 5 | 4 | 5 | 8 | BranchMin5_BranchMax8 | 5 | 3 | 6 | 14 | HeaderMin6_HeaderMax14 | 14 | 5 | 15
636 | 36 | 4012-7/8-4P-40HP KPVS | KPVS_4012-7/8_4P_40HP_11.39_BRZ | 1197.7 | 1197.7 | 3593.1 | 3 | 1 | 4 | F | KPVS_SplitCase | 5 | 4 | 5 | 8 | BranchMin5_BranchMax8 | 6 | 3 | 6 | 14 | HeaderMin6_HeaderMax14 | 6 | 5 | 15 | [29 empty] | INVALID
636 | 36 | 4012-7/8-4P-40HP KPVS | KPVS_4012-7/8_4P_40HP_11.39_BRZ | 1197.7 | 1197.7 | 3593.1 | 3 | 1 | 4 | F | KPVS_SplitCase | 5 | 4 | 5 | 8 | BranchMin5_BranchMax8 | 6 | 3 | 6 | 14 | HeaderMin6_HeaderMax14 | 8 | 5 | 15
636 | 36 | 4012-7/8-4P-40HP KPVS | KPVS_4012-7/8_4P_40HP_11.39_BRZ | 1197.7 | 1197.7 | 3593.1 | 3 | 1 | 4 | F | KPVS_SplitCase | 5 | 4 | 5 | 8 | BranchMin5_BranchMax8 | 6 | 3 | 6 | 14 | HeaderMin6_HeaderMax14 | 10 | 5 | 15
636 | 36 | 4012-7/8-4P-40HP KPVS | KPVS_4012-7/8_4P_40HP_11.39_BRZ | 1197.7 | 1197.7 | 3593.1 | 3 | 1 | 4 | F | KPVS_SplitCase | 5 | 4 | 5 | 8 | BranchMin5_BranchMax8 | 6 | 3 | 6 | 14 | HeaderMin6_HeaderMax14 | 12 | 5 | 15
636 | 36 | 4012-7/8-4P-40HP KPVS | KPVS_4012-7/8_4P_40HP_11.39_BRZ | 1197.7 | 1197.7 | 3593.1 | 3 | 1 | 4 | F | KPVS_SplitCase | 5 | 4 | 5 | 8 | BranchMin5_BranchMax8 | 6 | 3 | 6 | 14 | HeaderMin6_HeaderMax14 | 14 | 5 | 15
636 | 36 | 4012-7/8-4P-40HP KPVS | KPVS_4012-7/8_4P_40HP_11.39_BRZ | 1197.7 | 1197.7 | 3593.1 | 3 | 1 | 4 | F | KPVS_SplitCase | 5 | 4 | 5 | 8 | BranchMin5_BranchMax8 | 8 | 3 | 6 | 14 | HeaderMin6_HeaderMax14 | 6 | 5 | 15 | [29 empty] | INVALID
636 | 36 | 4012-7/8-4P-40HP KPVS | KPVS_4012-7/8_4P_40HP_11.39_BRZ | 1197.7 | 1197.7 | 3593.1 | 3 | 1 | 4 | F | KPVS_SplitCase | 5 | 4 | 5 | 8 | BranchMin5_BranchMax8 | 8 | 3 | 6 | 14 | HeaderMin6_HeaderMax14 | 8 | 5 | 15 | [29 empty] | INVALID
636 | 36 | 4012-7/8-4P-40HP KPVS | KPVS_4012-7/8_4P_40HP_11.39_BRZ | 1197.7 | 1197.7 | 3593.1 | 3 | 1 | 4 | F | KPVS_SplitCase | 5 | 4 | 5 | 8 | BranchMin5_BranchMax8 | 8 | 3 | 6 | 14 | HeaderMin6_HeaderMax14 | 10 | 5 | 15
636 | 36 | 4012-7/8-4P-40HP KPVS | KPVS_4012-7/8_4P_40HP_11.39_BRZ | 1197.7 | 1197.7 | 3593.1 | 3 | 1 | 4 | F | KPVS_SplitCase | 5 | 4 | 5 | 8 | BranchMin5_BranchMax8 | 8 | 3 | 6 | 14 | HeaderMin6_HeaderMax14 | 12 | 5 | 15
636 | 36 | 4012-7/8-4P-40HP KPVS | KPVS_4012-7/8_4P_40HP_11.39_BRZ | 1197.7 | 1197.7 | 3593.1 | 3 | 1 | 4 | F | KPVS_SplitCase | 5 | 4 | 5 | 8 | BranchMin5_BranchMax8 | 8 | 3 | 6 | 14 | HeaderMin6_HeaderMax14 | 14 | 5 | 15
637 | 37 | 4012-7/8-4P-50HP KPVS | KPVS_4012-7/8_4P_50HP_12.00_BRZ | 1259 | 1259 | 3777 | 3 | 1 | 4 | F | KPVS_SplitCase | 5 | 4 | 5 | 8 | BranchMin5_BranchMax8 | 5 | 3 | 6 | 14 | HeaderMin6_HeaderMax14 | 6 | 5 | 15
637 | 37 | 4012-7/8-4P-50HP KPVS | KPVS_4012-7/8_4P_50HP_12.00_BRZ | 1259 | 1259 | 3777 | 3 | 1 | 4 | F | KPVS_SplitCase | 5 | 4 | 5 | 8 | BranchMin5_BranchMax8 | 5 | 3 | 6 | 14 | HeaderMin6_HeaderMax14 | 8 | 5 | 15
637 | 37 | 4012-7/8-4P-50HP KPVS | KPVS_4012-7/8_4P_50HP_12.00_BRZ | 1259 | 1259 | 3777 | 3 | 1 | 4 | F | KPVS_SplitCase | 5 | 4 | 5 | 8 | BranchMin5_BranchMax8 | 5 | 3 | 6 | 14 | HeaderMin6_HeaderMax14 | 10 | 5 | 15
637 | 37 | 4012-7/8-4P-50HP KPVS | KPVS_4012-7/8_4P_50HP_12.00_BRZ | 1259 | 1259 | 3777 | 3 | 1 | 4 | F | KPVS_SplitCase | 5 | 4 | 5 | 8 | BranchMin5_BranchMax8 | 5 | 3 | 6 | 14 | HeaderMin6_HeaderMax14 | 12 | 5 | 15
637 | 37 | 4012-7/8-4P-50HP KPVS | KPVS_4012-7/8_4P_50HP_12.00_BRZ | 1259 | 1259 | 3777 | 3 | 1 | 4 | F | KPVS_SplitCase | 5 | 4 | 5 | 8 | BranchMin5_BranchMax8 | 5 | 3 | 6 | 14 | HeaderMin6_HeaderMax14 | 14 | 5 | 15
637 | 37 | 4012-7/8-4P-50HP KPVS | KPVS_4012-7/8_4P_50HP_12.00_BRZ | 1259 | 1259 | 3777 | 3 | 1 | 4 | F | KPVS_SplitCase | 5 | 4 | 5 | 8 | BranchMin5_BranchMax8 | 6 | 3 | 6 | 14 | HeaderMin6_HeaderMax14 | 6 | 5 | 15 | [29 empty] | INVALID
637 | 37 | 4012-7/8-4P-50HP KPVS | KPVS_4012-7/8_4P_50HP_12.00_BRZ | 1259 | 1259 | 3777 | 3 | 1 | 4 | F | KPVS_SplitCase | 5 | 4 | 5 | 8 | BranchMin5_BranchMax8 | 6 | 3 | 6 | 14 | HeaderMin6_HeaderMax14 | 8 | 5 | 15
637 | 37 | 4012-7/8-4P-50HP KPVS | KPVS_4012-7/8_4P_50HP_12.00_BRZ | 1259 | 1259 | 3777 | 3 | 1 | 4 | F | KPVS_SplitCase | 5 | 4 | 5 | 8 | BranchMin5_BranchMax8 | 6 | 3 | 6 | 14 | HeaderMin6_HeaderMax14 | 10 | 5 | 15
637 | 37 | 4012-7/8-4P-50HP KPVS | KPVS_4012-7/8_4P_50HP_12.00_BRZ | 1259 | 1259 | 3777 | 3 | 1 | 4 | F | KPVS_SplitCase | 5 | 4 | 5 | 8 | BranchMin5_BranchMax8 | 6 | 3 | 6 | 14 | HeaderMin6_HeaderMax14 | 12 | 5 | 15
637 | 37 | 4012-7/8-4P-50HP KPVS | KPVS_4012-7/8_4P_50HP_12.00_BRZ | 1259 | 1259 | 3777 | 3 | 1 | 4 | F | KPVS_SplitCase | 5 | 4 | 5 | 8 | BranchMin5_BranchMax8 | 6 | 3 | 6 | 14 | HeaderMin6_HeaderMax14 | 14 | 5 | 15
637 | 37 | 4012-7/8-4P-50HP KPVS | KPVS_4012-7/8_4P_50HP_12.00_BRZ | 1259 | 1259 | 3777 | 3 | 1 | 4 | F | KPVS_SplitCase | 5 | 4 | 5 | 8 | BranchMin5_BranchMax8 | 8 | 3 | 6 | 14 | HeaderMin6_HeaderMax14 | 6 | 5 | 15 | [29 empty] | INVALID
637 | 37 | 4012-7/8-4P-50HP KPVS | KPVS_4012-7/8_4P_50HP_12.00_BRZ | 1259 | 1259 | 3777 | 3 | 1 | 4 | F | KPVS_SplitCase | 5 | 4 | 5 | 8 | BranchMin5_BranchMax8 | 8 | 3 | 6 | 14 | HeaderMin6_HeaderMax14 | 8 | 5 | 15 | [29 empty] | INVALID
637 | 37 | 4012-7/8-4P-50HP KPVS | KPVS_4012-7/8_4P_50HP_12.00_BRZ | 1259 | 1259 | 3777 | 3 | 1 | 4 | F | KPVS_SplitCase | 5 | 4 | 5 | 8 | BranchMin5_BranchMax8 | 8 | 3 | 6 | 14 | HeaderMin6_HeaderMax14 | 10 | 5 | 15
637 | 37 | 4012-7/8-4P-50HP KPVS | KPVS_4012-7/8_4P_50HP_12.00_BRZ | 1259 | 1259 | 3777 | 3 | 1 | 4 | F | KPVS_SplitCase | 5 | 4 | 5 | 8 | BranchMin5_BranchMax8 | 8 | 3 | 6 | 14 | HeaderMin6_HeaderMax14 | 12 | 5 | 15
637 | 37 | 4012-7/8-4P-50HP KPVS | KPVS_4012-7/8_4P_50HP_12.00_BRZ | 1259 | 1259 | 3777 | 3 | 1 | 4 | F | KPVS_SplitCase | 5 | 4 | 5 | 8 | BranchMin5_BranchMax8 | 8 | 3 | 6 | 14 | HeaderMin6_HeaderMax14 | 14 | 5 | 15
638 | 38 | 4015-9/0-4P-25HP KPVS | KPVS_4015-9/0_4P_25HP_9.71_BRZ | 786.3 | 786.3 | 2358.9 | 3 | 1 | 4 | F | KPVS_SplitCase | 5 | 4 | 5 | 6 | BranchMin5_BranchMax6 | 5 | 2 | 6 | 10 | HeaderMin6_HeaderMax10 | 6 | 3 | 6
638 | 38 | 4015-9/0-4P-25HP KPVS | KPVS_4015-9/0_4P_25HP_9.71_BRZ | 786.3 | 786.3 | 2358.9 | 3 | 1 | 4 | F | KPVS_SplitCase | 5 | 4 | 5 | 6 | BranchMin5_BranchMax6 | 5 | 2 | 6 | 10 | HeaderMin6_HeaderMax10 | 8 | 3 | 6
638 | 38 | 4015-9/0-4P-25HP KPVS | KPVS_4015-9/0_4P_25HP_9.71_BRZ | 786.3 | 786.3 | 2358.9 | 3 | 1 | 4 | F | KPVS_SplitCase | 5 | 4 | 5 | 6 | BranchMin5_BranchMax6 | 5 | 2 | 6 | 10 | HeaderMin6_HeaderMax10 | 10 | 3 | 6
638 | 38 | 4015-9/0-4P-25HP KPVS | KPVS_4015-9/0_4P_25HP_9.71_BRZ | 786.3 | 786.3 | 2358.9 | 3 | 1 | 4 | F | KPVS_SplitCase | 5 | 4 | 5 | 6 | BranchMin5_BranchMax6 | 6 | 2 | 6 | 10 | HeaderMin6_HeaderMax10 | 6 | 3 | 6 | [29 empty] | INVALID
638 | 38 | 4015-9/0-4P-25HP KPVS | KPVS_4015-9/0_4P_25HP_9.71_BRZ | 786.3 | 786.3 | 2358.9 | 3 | 1 | 4 | F | KPVS_SplitCase | 5 | 4 | 5 | 6 | BranchMin5_BranchMax6 | 6 | 2 | 6 | 10 | HeaderMin6_HeaderMax10 | 8 | 3 | 6
638 | 38 | 4015-9/0-4P-25HP KPVS | KPVS_4015-9/0_4P_25HP_9.71_BRZ | 786.3 | 786.3 | 2358.9 | 3 | 1 | 4 | F | KPVS_SplitCase | 5 | 4 | 5 | 6 | BranchMin5_BranchMax6 | 6 | 2 | 6 | 10 | HeaderMin6_HeaderMax10 | 10 | 3 | 6
639 | 39 | 4015-9/0-4P-30HP KPVS | KPVS_4015-9/0_4P_30HP_10.24_BRZ | 848.4 | 848.4 | 2545.2 | 3 | 1 | 4 | F | KPVS_SplitCase | 5 | 4 | 5 | 6 | BranchMin5_BranchMax6 | 5 | 2 | 6 | 12 | HeaderMin6_HeaderMax12 | 6 | 4 | 8
639 | 39 | 4015-9/0-4P-30HP KPVS | KPVS_4015-9/0_4P_30HP_10.24_BRZ | 848.4 | 848.4 | 2545.2 | 3 | 1 | 4 | F | KPVS_SplitCase | 5 | 4 | 5 | 6 | BranchMin5_BranchMax6 | 5 | 2 | 6 | 12 | HeaderMin6_HeaderMax12 | 8 | 4 | 8
639 | 39 | 4015-9/0-4P-30HP KPVS | KPVS_4015-9/0_4P_30HP_10.24_BRZ | 848.4 | 848.4 | 2545.2 | 3 | 1 | 4 | F | KPVS_SplitCase | 5 | 4 | 5 | 6 | BranchMin5_BranchMax6 | 5 | 2 | 6 | 12 | HeaderMin6_HeaderMax12 | 10 | 4 | 8
639 | 39 | 4015-9/0-4P-30HP KPVS | KPVS_4015-9/0_4P_30HP_10.24_BRZ | 848.4 | 848.4 | 2545.2 | 3 | 1 | 4 | F | KPVS_SplitCase | 5 | 4 | 5 | 6 | BranchMin5_BranchMax6 | 5 | 2 | 6 | 12 | HeaderMin6_HeaderMax12 | 12 | 4 | 8
639 | 39 | 4015-9/0-4P-30HP KPVS | KPVS_4015-9/0_4P_30HP_10.24_BRZ | 848.4 | 848.4 | 2545.2 | 3 | 1 | 4 | F | KPVS_SplitCase | 5 | 4 | 5 | 6 | BranchMin5_BranchMax6 | 6 | 2 | 6 | 12 | HeaderMin6_HeaderMax12 | 6 | 4 | 8 | [29 empty] | INVALID
639 | 39 | 4015-9/0-4P-30HP KPVS | KPVS_4015-9/0_4P_30HP_10.24_BRZ | 848.4 | 848.4 | 2545.2 | 3 | 1 | 4 | F | KPVS_SplitCase | 5 | 4 | 5 | 6 | BranchMin5_BranchMax6 | 6 | 2 | 6 | 12 | HeaderMin6_HeaderMax12 | 8 | 4 | 8
639 | 39 | 4015-9/0-4P-30HP KPVS | KPVS_4015-9/0_4P_30HP_10.24_BRZ | 848.4 | 848.4 | 2545.2 | 3 | 1 | 4 | F | KPVS_SplitCase | 5 | 4 | 5 | 6 | BranchMin5_BranchMax6 | 6 | 2 | 6 | 12 | HeaderMin6_HeaderMax12 | 10 | 4 | 8
639 | 39 | 4015-9/0-4P-30HP KPVS | KPVS_4015-9/0_4P_30HP_10.24_BRZ | 848.4 | 848.4 | 2545.2 | 3 | 1 | 4 | F | KPVS_SplitCase | 5 | 4 | 5 | 6 | BranchMin5_BranchMax6 | 6 | 2 | 6 | 12 | HeaderMin6_HeaderMax12 | 12 | 4 | 8
640 | 40 | 4015-9/0-4P-40HP KPVS | KPVS_4015-9/0_4P_40HP_11.17_BRZ | 960.9 | 960.9 | 2882.7 | 3 | 1 | 4 | F | KPVS_SplitCase | 5 | 4 | 5 | 8 | BranchMin5_BranchMax8 | 5 | 3 | 6 | 12 | HeaderMin6_HeaderMax12 | 6 | 4 | 12
640 | 40 | 4015-9/0-4P-40HP KPVS | KPVS_4015-9/0_4P_40HP_11.17_BRZ | 960.9 | 960.9 | 2882.7 | 3 | 1 | 4 | F | KPVS_SplitCase | 5 | 4 | 5 | 8 | BranchMin5_BranchMax8 | 5 | 3 | 6 | 12 | HeaderMin6_HeaderMax12 | 8 | 4 | 12
640 | 40 | 4015-9/0-4P-40HP KPVS | KPVS_4015-9/0_4P_40HP_11.17_BRZ | 960.9 | 960.9 | 2882.7 | 3 | 1 | 4 | F | KPVS_SplitCase | 5 | 4 | 5 | 8 | BranchMin5_BranchMax8 | 5 | 3 | 6 | 12 | HeaderMin6_HeaderMax12 | 10 | 4 | 12
640 | 40 | 4015-9/0-4P-40HP KPVS | KPVS_4015-9/0_4P_40HP_11.17_BRZ | 960.9 | 960.9 | 2882.7 | 3 | 1 | 4 | F | KPVS_SplitCase | 5 | 4 | 5 | 8 | BranchMin5_BranchMax8 | 5 | 3 | 6 | 12 | HeaderMin6_HeaderMax12 | 12 | 4 | 12
640 | 40 | 4015-9/0-4P-40HP KPVS | KPVS_4015-9/0_4P_40HP_11.17_BRZ | 960.9 | 960.9 | 2882.7 | 3 | 1 | 4 | F | KPVS_SplitCase | 5 | 4 | 5 | 8 | BranchMin5_BranchMax8 | 6 | 3 | 6 | 12 | HeaderMin6_HeaderMax12 | 6 | 4 | 12 | [29 empty] | INVALID
640 | 40 | 4015-9/0-4P-40HP KPVS | KPVS_4015-9/0_4P_40HP_11.17_BRZ | 960.9 | 960.9 | 2882.7 | 3 | 1 | 4 | F | KPVS_SplitCase | 5 | 4 | 5 | 8 | BranchMin5_BranchMax8 | 6 | 3 | 6 | 12 | HeaderMin6_HeaderMax12 | 8 | 4 | 12
640 | 40 | 4015-9/0-4P-40HP KPVS | KPVS_4015-9/0_4P_40HP_11.17_BRZ | 960.9 | 960.9 | 2882.7 | 3 | 1 | 4 | F | KPVS_SplitCase | 5 | 4 | 5 | 8 | BranchMin5_BranchMax8 | 6 | 3 | 6 | 12 | HeaderMin6_HeaderMax12 | 10 | 4 | 12
640 | 40 | 4015-9/0-4P-40HP KPVS | KPVS_4015-9/0_4P_40HP_11.17_BRZ | 960.9 | 960.9 | 2882.7 | 3 | 1 | 4 | F | KPVS_SplitCase | 5 | 4 | 5 | 8 | BranchMin5_BranchMax8 | 6 | 3 | 6 | 12 | HeaderMin6_HeaderMax12 | 12 | 4 | 12
640 | 40 | 4015-9/0-4P-40HP KPVS | KPVS_4015-9/0_4P_40HP_11.17_BRZ | 960.9 | 960.9 | 2882.7 | 3 | 1 | 4 | F | KPVS_SplitCase | 5 | 4 | 5 | 8 | BranchMin5_BranchMax8 | 8 | 3 | 6 | 12 | HeaderMin6_HeaderMax12 | 6 | 4 | 12 | [29 empty] | INVALID
640 | 40 | 4015-9/0-4P-40HP KPVS | KPVS_4015-9/0_4P_40HP_11.17_BRZ | 960.9 | 960.9 | 2882.7 | 3 | 1 | 4 | F | KPVS_SplitCase | 5 | 4 | 5 | 8 | BranchMin5_BranchMax8 | 8 | 3 | 6 | 12 | HeaderMin6_HeaderMax12 | 8 | 4 | 12 | [29 empty] | INVALID
640 | 40 | 4015-9/0-4P-40HP KPVS | KPVS_4015-9/0_4P_40HP_11.17_BRZ | 960.9 | 960.9 | 2882.7 | 3 | 1 | 4 | F | KPVS_SplitCase | 5 | 4 | 5 | 8 | BranchMin5_BranchMax8 | 8 | 3 | 6 | 12 | HeaderMin6_HeaderMax12 | 10 | 4 | 12
640 | 40 | 4015-9/0-4P-40HP KPVS | KPVS_4015-9/0_4P_40HP_11.17_BRZ | 960.9 | 960.9 | 2882.7 | 3 | 1 | 4 | F | KPVS_SplitCase | 5 | 4 | 5 | 8 | BranchMin5_BranchMax8 | 8 | 3 | 6 | 12 | HeaderMin6_HeaderMax12 | 12 | 4 | 12
641 | 41 | 4015-9/0-4P-50HP KPVS | KPVS_4015-9/0_4P_50HP_11.92_BRZ | 1054.6 | 1054.6 | 3163.8 | 3 | 1 | 4 | F | KPVS_SplitCase | 5 | 4 | 5 | 8 | BranchMin5_BranchMax8 | 5 | 3 | 6 | 12 | HeaderMin6_HeaderMax12 | 6 | 4 | 12
641 | 41 | 4015-9/0-4P-50HP KPVS | KPVS_4015-9/0_4P_50HP_11.92_BRZ | 1054.6 | 1054.6 | 3163.8 | 3 | 1 | 4 | F | KPVS_SplitCase | 5 | 4 | 5 | 8 | BranchMin5_BranchMax8 | 5 | 3 | 6 | 12 | HeaderMin6_HeaderMax12 | 8 | 4 | 12
641 | 41 | 4015-9/0-4P-50HP KPVS | KPVS_4015-9/0_4P_50HP_11.92_BRZ | 1054.6 | 1054.6 | 3163.8 | 3 | 1 | 4 | F | KPVS_SplitCase | 5 | 4 | 5 | 8 | BranchMin5_BranchMax8 | 5 | 3 | 6 | 12 | HeaderMin6_HeaderMax12 | 10 | 4 | 12
641 | 41 | 4015-9/0-4P-50HP KPVS | KPVS_4015-9/0_4P_50HP_11.92_BRZ | 1054.6 | 1054.6 | 3163.8 | 3 | 1 | 4 | F | KPVS_SplitCase | 5 | 4 | 5 | 8 | BranchMin5_BranchMax8 | 5 | 3 | 6 | 12 | HeaderMin6_HeaderMax12 | 12 | 4 | 12
641 | 41 | 4015-9/0-4P-50HP KPVS | KPVS_4015-9/0_4P_50HP_11.92_BRZ | 1054.6 | 1054.6 | 3163.8 | 3 | 1 | 4 | F | KPVS_SplitCase | 5 | 4 | 5 | 8 | BranchMin5_BranchMax8 | 6 | 3 | 6 | 12 | HeaderMin6_HeaderMax12 | 6 | 4 | 12 | [29 empty] | INVALID
641 | 41 | 4015-9/0-4P-50HP KPVS | KPVS_4015-9/0_4P_50HP_11.92_BRZ | 1054.6 | 1054.6 | 3163.8 | 3 | 1 | 4 | F | KPVS_SplitCase | 5 | 4 | 5 | 8 | BranchMin5_BranchMax8 | 6 | 3 | 6 | 12 | HeaderMin6_HeaderMax12 | 8 | 4 | 12
641 | 41 | 4015-9/0-4P-50HP KPVS | KPVS_4015-9/0_4P_50HP_11.92_BRZ | 1054.6 | 1054.6 | 3163.8 | 3 | 1 | 4 | F | KPVS_SplitCase | 5 | 4 | 5 | 8 | BranchMin5_BranchMax8 | 6 | 3 | 6 | 12 | HeaderMin6_HeaderMax12 | 10 | 4 | 12
641 | 41 | 4015-9/0-4P-50HP KPVS | KPVS_4015-9/0_4P_50HP_11.92_BRZ | 1054.6 | 1054.6 | 3163.8 | 3 | 1 | 4 | F | KPVS_SplitCase | 5 | 4 | 5 | 8 | BranchMin5_BranchMax8 | 6 | 3 | 6 | 12 | HeaderMin6_HeaderMax12 | 12 | 4 | 12
641 | 41 | 4015-9/0-4P-50HP KPVS | KPVS_4015-9/0_4P_50HP_11.92_BRZ | 1054.6 | 1054.6 | 3163.8 | 3 | 1 | 4 | F | KPVS_SplitCase | 5 | 4 | 5 | 8 | BranchMin5_BranchMax8 | 8 | 3 | 6 | 12 | HeaderMin6_HeaderMax12 | 6 | 4 | 12 | [29 empty] | INVALID
641 | 41 | 4015-9/0-4P-50HP KPVS | KPVS_4015-9/0_4P_50HP_11.92_BRZ | 1054.6 | 1054.6 | 3163.8 | 3 | 1 | 4 | F | KPVS_SplitCase | 5 | 4 | 5 | 8 | BranchMin5_BranchMax8 | 8 | 3 | 6 | 12 | HeaderMin6_HeaderMax12 | 8 | 4 | 12 | [29 empty] | INVALID
641 | 41 | 4015-9/0-4P-50HP KPVS | KPVS_4015-9/0_4P_50HP_11.92_BRZ | 1054.6 | 1054.6 | 3163.8 | 3 | 1 | 4 | F | KPVS_SplitCase | 5 | 4 | 5 | 8 | BranchMin5_BranchMax8 | 8 | 3 | 6 | 12 | HeaderMin6_HeaderMax12 | 10 | 4 | 12
641 | 41 | 4015-9/0-4P-50HP KPVS | KPVS_4015-9/0_4P_50HP_11.92_BRZ | 1054.6 | 1054.6 | 3163.8 | 3 | 1 | 4 | F | KPVS_SplitCase | 5 | 4 | 5 | 8 | BranchMin5_BranchMax8 | 8 | 3 | 6 | 12 | HeaderMin6_HeaderMax12 | 12 | 4 | 12
642 | 42 | 4015-9/0-4P-60HP KPVS | KPVS_4015-9/0_4P_60HP_12.56_BRZ | 1137.7 | 1137.7 | 3413.1 | 3 | 1 | 4 | F | KPVS_SplitCase | 5 | 4 | 5 | 8 | BranchMin5_BranchMax8 | 5 | 3 | 6 | 12 | HeaderMin6_HeaderMax12 | 6 | 4 | 12
642 | 42 | 4015-9/0-4P-60HP KPVS | KPVS_4015-9/0_4P_60HP_12.56_BRZ | 1137.7 | 1137.7 | 3413.1 | 3 | 1 | 4 | F | KPVS_SplitCase | 5 | 4 | 5 | 8 | BranchMin5_BranchMax8 | 5 | 3 | 6 | 12 | HeaderMin6_HeaderMax12 | 8 | 4 | 12
642 | 42 | 4015-9/0-4P-60HP KPVS | KPVS_4015-9/0_4P_60HP_12.56_BRZ | 1137.7 | 1137.7 | 3413.1 | 3 | 1 | 4 | F | KPVS_SplitCase | 5 | 4 | 5 | 8 | BranchMin5_BranchMax8 | 5 | 3 | 6 | 12 | HeaderMin6_HeaderMax12 | 10 | 4 | 12
642 | 42 | 4015-9/0-4P-60HP KPVS | KPVS_4015-9/0_4P_60HP_12.56_BRZ | 1137.7 | 1137.7 | 3413.1 | 3 | 1 | 4 | F | KPVS_SplitCase | 5 | 4 | 5 | 8 | BranchMin5_BranchMax8 | 5 | 3 | 6 | 12 | HeaderMin6_HeaderMax12 | 12 | 4 | 12
642 | 42 | 4015-9/0-4P-60HP KPVS | KPVS_4015-9/0_4P_60HP_12.56_BRZ | 1137.7 | 1137.7 | 3413.1 | 3 | 1 | 4 | F | KPVS_SplitCase | 5 | 4 | 5 | 8 | BranchMin5_BranchMax8 | 6 | 3 | 6 | 12 | HeaderMin6_HeaderMax12 | 6 | 4 | 12 | [29 empty] | INVALID
642 | 42 | 4015-9/0-4P-60HP KPVS | KPVS_4015-9/0_4P_60HP_12.56_BRZ | 1137.7 | 1137.7 | 3413.1 | 3 | 1 | 4 | F | KPVS_SplitCase | 5 | 4 | 5 | 8 | BranchMin5_BranchMax8 | 6 | 3 | 6 | 12 | HeaderMin6_HeaderMax12 | 8 | 4 | 12
642 | 42 | 4015-9/0-4P-60HP KPVS | KPVS_4015-9/0_4P_60HP_12.56_BRZ | 1137.7 | 1137.7 | 3413.1 | 3 | 1 | 4 | F | KPVS_SplitCase | 5 | 4 | 5 | 8 | BranchMin5_BranchMax8 | 6 | 3 | 6 | 12 | HeaderMin6_HeaderMax12 | 10 | 4 | 12
642 | 42 | 4015-9/0-4P-60HP KPVS | KPVS_4015-9/0_4P_60HP_12.56_BRZ | 1137.7 | 1137.7 | 3413.1 | 3 | 1 | 4 | F | KPVS_SplitCase | 5 | 4 | 5 | 8 | BranchMin5_BranchMax8 | 6 | 3 | 6 | 12 | HeaderMin6_HeaderMax12 | 12 | 4 | 12
642 | 42 | 4015-9/0-4P-60HP KPVS | KPVS_4015-9/0_4P_60HP_12.56_BRZ | 1137.7 | 1137.7 | 3413.1 | 3 | 1 | 4 | F | KPVS_SplitCase | 5 | 4 | 5 | 8 | BranchMin5_BranchMax8 | 8 | 3 | 6 | 12 | HeaderMin6_HeaderMax12 | 6 | 4 | 12 | [29 empty] | INVALID
642 | 42 | 4015-9/0-4P-60HP KPVS | KPVS_4015-9/0_4P_60HP_12.56_BRZ | 1137.7 | 1137.7 | 3413.1 | 3 | 1 | 4 | F | KPVS_SplitCase | 5 | 4 | 5 | 8 | BranchMin5_BranchMax8 | 8 | 3 | 6 | 12 | HeaderMin6_HeaderMax12 | 8 | 4 | 12 | [29 empty] | INVALID
642 | 42 | 4015-9/0-4P-60HP KPVS | KPVS_4015-9/0_4P_60HP_12.56_BRZ | 1137.7 | 1137.7 | 3413.1 | 3 | 1 | 4 | F | KPVS_SplitCase | 5 | 4 | 5 | 8 | BranchMin5_BranchMax8 | 8 | 3 | 6 | 12 | HeaderMin6_HeaderMax12 | 10 | 4 | 12
642 | 42 | 4015-9/0-4P-60HP KPVS | KPVS_4015-9/0_4P_60HP_12.56_BRZ | 1137.7 | 1137.7 | 3413.1 | 3 | 1 | 4 | F | KPVS_SplitCase | 5 | 4 | 5 | 8 | BranchMin5_BranchMax8 | 8 | 3 | 6 | 12 | HeaderMin6_HeaderMax12 | 12 | 4 | 12
643 | 43 | 4015-9/0-4P-75HP KPVS | KPVS_4015-9/0_4P_75HP_13.30_BRZ | 1251.5 | 1251.5 | 3754.5 | 3 | 1 | 4 | F | KPVS_SplitCase | 5 | 4 | 5 | 8 | BranchMin5_BranchMax8 | 5 | 3 | 6 | 14 | HeaderMin6_HeaderMax14 | 6 | 5 | 15
643 | 43 | 4015-9/0-4P-75HP KPVS | KPVS_4015-9/0_4P_75HP_13.30_BRZ | 1251.5 | 1251.5 | 3754.5 | 3 | 1 | 4 | F | KPVS_SplitCase | 5 | 4 | 5 | 8 | BranchMin5_BranchMax8 | 5 | 3 | 6 | 14 | HeaderMin6_HeaderMax14 | 8 | 5 | 15
643 | 43 | 4015-9/0-4P-75HP KPVS | KPVS_4015-9/0_4P_75HP_13.30_BRZ | 1251.5 | 1251.5 | 3754.5 | 3 | 1 | 4 | F | KPVS_SplitCase | 5 | 4 | 5 | 8 | BranchMin5_BranchMax8 | 5 | 3 | 6 | 14 | HeaderMin6_HeaderMax14 | 10 | 5 | 15
643 | 43 | 4015-9/0-4P-75HP KPVS | KPVS_4015-9/0_4P_75HP_13.30_BRZ | 1251.5 | 1251.5 | 3754.5 | 3 | 1 | 4 | F | KPVS_SplitCase | 5 | 4 | 5 | 8 | BranchMin5_BranchMax8 | 5 | 3 | 6 | 14 | HeaderMin6_HeaderMax14 | 12 | 5 | 15
643 | 43 | 4015-9/0-4P-75HP KPVS | KPVS_4015-9/0_4P_75HP_13.30_BRZ | 1251.5 | 1251.5 | 3754.5 | 3 | 1 | 4 | F | KPVS_SplitCase | 5 | 4 | 5 | 8 | BranchMin5_BranchMax8 | 5 | 3 | 6 | 14 | HeaderMin6_HeaderMax14 | 14 | 5 | 15
643 | 43 | 4015-9/0-4P-75HP KPVS | KPVS_4015-9/0_4P_75HP_13.30_BRZ | 1251.5 | 1251.5 | 3754.5 | 3 | 1 | 4 | F | KPVS_SplitCase | 5 | 4 | 5 | 8 | BranchMin5_BranchMax8 | 6 | 3 | 6 | 14 | HeaderMin6_HeaderMax14 | 6 | 5 | 15 | [29 empty] | INVALID
643 | 43 | 4015-9/0-4P-75HP KPVS | KPVS_4015-9/0_4P_75HP_13.30_BRZ | 1251.5 | 1251.5 | 3754.5 | 3 | 1 | 4 | F | KPVS_SplitCase | 5 | 4 | 5 | 8 | BranchMin5_BranchMax8 | 6 | 3 | 6 | 14 | HeaderMin6_HeaderMax14 | 8 | 5 | 15
643 | 43 | 4015-9/0-4P-75HP KPVS | KPVS_4015-9/0_4P_75HP_13.30_BRZ | 1251.5 | 1251.5 | 3754.5 | 3 | 1 | 4 | F | KPVS_SplitCase | 5 | 4 | 5 | 8 | BranchMin5_BranchMax8 | 6 | 3 | 6 | 14 | HeaderMin6_HeaderMax14 | 10 | 5 | 15
643 | 43 | 4015-9/0-4P-75HP KPVS | KPVS_4015-9/0_4P_75HP_13.30_BRZ | 1251.5 | 1251.5 | 3754.5 | 3 | 1 | 4 | F | KPVS_SplitCase | 5 | 4 | 5 | 8 | BranchMin5_BranchMax8 | 6 | 3 | 6 | 14 | HeaderMin6_HeaderMax14 | 12 | 5 | 15
643 | 43 | 4015-9/0-4P-75HP KPVS | KPVS_4015-9/0_4P_75HP_13.30_BRZ | 1251.5 | 1251.5 | 3754.5 | 3 | 1 | 4 | F | KPVS_SplitCase | 5 | 4 | 5 | 8 | BranchMin5_BranchMax8 | 6 | 3 | 6 | 14 | HeaderMin6_HeaderMax14 | 14 | 5 | 15
643 | 43 | 4015-9/0-4P-75HP KPVS | KPVS_4015-9/0_4P_75HP_13.30_BRZ | 1251.5 | 1251.5 | 3754.5 | 3 | 1 | 4 | F | KPVS_SplitCase | 5 | 4 | 5 | 8 | BranchMin5_BranchMax8 | 8 | 3 | 6 | 14 | HeaderMin6_HeaderMax14 | 6 | 5 | 15 | [29 empty] | INVALID
643 | 43 | 4015-9/0-4P-75HP KPVS | KPVS_4015-9/0_4P_75HP_13.30_BRZ | 1251.5 | 1251.5 | 3754.5 | 3 | 1 | 4 | F | KPVS_SplitCase | 5 | 4 | 5 | 8 | BranchMin5_BranchMax8 | 8 | 3 | 6 | 14 | HeaderMin6_HeaderMax14 | 8 | 5 | 15 | [29 empty] | INVALID
643 | 43 | 4015-9/0-4P-75HP KPVS | KPVS_4015-9/0_4P_75HP_13.30_BRZ | 1251.5 | 1251.5 | 3754.5 | 3 | 1 | 4 | F | KPVS_SplitCase | 5 | 4 | 5 | 8 | BranchMin5_BranchMax8 | 8 | 3 | 6 | 14 | HeaderMin6_HeaderMax14 | 10 | 5 | 15
643 | 43 | 4015-9/0-4P-75HP KPVS | KPVS_4015-9/0_4P_75HP_13.30_BRZ | 1251.5 | 1251.5 | 3754.5 | 3 | 1 | 4 | F | KPVS_SplitCase | 5 | 4 | 5 | 8 | BranchMin5_BranchMax8 | 8 | 3 | 6 | 14 | HeaderMin6_HeaderMax14 | 12 | 5 | 15
643 | 43 | 4015-9/0-4P-75HP KPVS | KPVS_4015-9/0_4P_75HP_13.30_BRZ | 1251.5 | 1251.5 | 3754.5 | 3 | 1 | 4 | F | KPVS_SplitCase | 5 | 4 | 5 | 8 | BranchMin5_BranchMax8 | 8 | 3 | 6 | 14 | HeaderMin6_HeaderMax14 | 14 | 5 | 15
644 | 44 | 4015-9/0-4P-100HP KPVS | KPVS_4015-9/0_4P_100HP_14.44_BRZ | 1415.3 | 1415.3 | 4245.9 | 3 | 1 | 4 | F | KPVS_SplitCase | 5 | 4 | 5 | 8 | BranchMin5_BranchMax8 | 5 | 3 | 6 | 14 | HeaderMin6_HeaderMax14 | 6 | 5 | 15
644 | 44 | 4015-9/0-4P-100HP KPVS | KPVS_4015-9/0_4P_100HP_14.44_BRZ | 1415.3 | 1415.3 | 4245.9 | 3 | 1 | 4 | F | KPVS_SplitCase | 5 | 4 | 5 | 8 | BranchMin5_BranchMax8 | 5 | 3 | 6 | 14 | HeaderMin6_HeaderMax14 | 8 | 5 | 15
644 | 44 | 4015-9/0-4P-100HP KPVS | KPVS_4015-9/0_4P_100HP_14.44_BRZ | 1415.3 | 1415.3 | 4245.9 | 3 | 1 | 4 | F | KPVS_SplitCase | 5 | 4 | 5 | 8 | BranchMin5_BranchMax8 | 5 | 3 | 6 | 14 | HeaderMin6_HeaderMax14 | 10 | 5 | 15
644 | 44 | 4015-9/0-4P-100HP KPVS | KPVS_4015-9/0_4P_100HP_14.44_BRZ | 1415.3 | 1415.3 | 4245.9 | 3 | 1 | 4 | F | KPVS_SplitCase | 5 | 4 | 5 | 8 | BranchMin5_BranchMax8 | 5 | 3 | 6 | 14 | HeaderMin6_HeaderMax14 | 12 | 5 | 15
644 | 44 | 4015-9/0-4P-100HP KPVS | KPVS_4015-9/0_4P_100HP_14.44_BRZ | 1415.3 | 1415.3 | 4245.9 | 3 | 1 | 4 | F | KPVS_SplitCase | 5 | 4 | 5 | 8 | BranchMin5_BranchMax8 | 5 | 3 | 6 | 14 | HeaderMin6_HeaderMax14 | 14 | 5 | 15
644 | 44 | 4015-9/0-4P-100HP KPVS | KPVS_4015-9/0_4P_100HP_14.44_BRZ | 1415.3 | 1415.3 | 4245.9 | 3 | 1 | 4 | F | KPVS_SplitCase | 5 | 4 | 5 | 8 | BranchMin5_BranchMax8 | 6 | 3 | 6 | 14 | HeaderMin6_HeaderMax14 | 6 | 5 | 15 | [29 empty] | INVALID
644 | 44 | 4015-9/0-4P-100HP KPVS | KPVS_4015-9/0_4P_100HP_14.44_BRZ | 1415.3 | 1415.3 | 4245.9 | 3 | 1 | 4 | F | KPVS_SplitCase | 5 | 4 | 5 | 8 | BranchMin5_BranchMax8 | 6 | 3 | 6 | 14 | HeaderMin6_HeaderMax14 | 8 | 5 | 15
644 | 44 | 4015-9/0-4P-100HP KPVS | KPVS_4015-9/0_4P_100HP_14.44_BRZ | 1415.3 | 1415.3 | 4245.9 | 3 | 1 | 4 | F | KPVS_SplitCase | 5 | 4 | 5 | 8 | BranchMin5_BranchMax8 | 6 | 3 | 6 | 14 | HeaderMin6_HeaderMax14 | 10 | 5 | 15
644 | 44 | 4015-9/0-4P-100HP KPVS | KPVS_4015-9/0_4P_100HP_14.44_BRZ | 1415.3 | 1415.3 | 4245.9 | 3 | 1 | 4 | F | KPVS_SplitCase | 5 | 4 | 5 | 8 | BranchMin5_BranchMax8 | 6 | 3 | 6 | 14 | HeaderMin6_HeaderMax14 | 12 | 5 | 15
644 | 44 | 4015-9/0-4P-100HP KPVS | KPVS_4015-9/0_4P_100HP_14.44_BRZ | 1415.3 | 1415.3 | 4245.9 | 3 | 1 | 4 | F | KPVS_SplitCase | 5 | 4 | 5 | 8 | BranchMin5_BranchMax8 | 6 | 3 | 6 | 14 | HeaderMin6_HeaderMax14 | 14 | 5 | 15
644 | 44 | 4015-9/0-4P-100HP KPVS | KPVS_4015-9/0_4P_100HP_14.44_BRZ | 1415.3 | 1415.3 | 4245.9 | 3 | 1 | 4 | F | KPVS_SplitCase | 5 | 4 | 5 | 8 | BranchMin5_BranchMax8 | 8 | 3 | 6 | 14 | HeaderMin6_HeaderMax14 | 6 | 5 | 15 | [29 empty] | INVALID
644 | 44 | 4015-9/0-4P-100HP KPVS | KPVS_4015-9/0_4P_100HP_14.44_BRZ | 1415.3 | 1415.3 | 4245.9 | 3 | 1 | 4 | F | KPVS_SplitCase | 5 | 4 | 5 | 8 | BranchMin5_BranchMax8 | 8 | 3 | 6 | 14 | HeaderMin6_HeaderMax14 | 8 | 5 | 15 | [29 empty] | INVALID
644 | 44 | 4015-9/0-4P-100HP KPVS | KPVS_4015-9/0_4P_100HP_14.44_BRZ | 1415.3 | 1415.3 | 4245.9 | 3 | 1 | 4 | F | KPVS_SplitCase | 5 | 4 | 5 | 8 | BranchMin5_BranchMax8 | 8 | 3 | 6 | 14 | HeaderMin6_HeaderMax14 | 10 | 5 | 15
644 | 44 | 4015-9/0-4P-100HP KPVS | KPVS_4015-9/0_4P_100HP_14.44_BRZ | 1415.3 | 1415.3 | 4245.9 | 3 | 1 | 4 | F | KPVS_SplitCase | 5 | 4 | 5 | 8 | BranchMin5_BranchMax8 | 8 | 3 | 6 | 14 | HeaderMin6_HeaderMax14 | 12 | 5 | 15
644 | 44 | 4015-9/0-4P-100HP KPVS | KPVS_4015-9/0_4P_100HP_14.44_BRZ | 1415.3 | 1415.3 | 4245.9 | 3 | 1 | 4 | F | KPVS_SplitCase | 5 | 4 | 5 | 8 | BranchMin5_BranchMax8 | 8 | 3 | 6 | 14 | HeaderMin6_HeaderMax14 | 14 | 5 | 15
645 | 45 | 4015-9/0-4P-125HP KPVS | KPVS_4015-9/0_4P_125HP_15.25_BRZ | 1500 | 1500 | 4500 | 3 | 1 | 4 | F | KPVS_SplitCase | 5 | 4 | 5 | 8 | BranchMin5_BranchMax8 | 5 | 3 | 6 | 16 | HeaderMin6_HeaderMax16 | 6 | 6 | 18
645 | 45 | 4015-9/0-4P-125HP KPVS | KPVS_4015-9/0_4P_125HP_15.25_BRZ | 1500 | 1500 | 4500 | 3 | 1 | 4 | F | KPVS_SplitCase | 5 | 4 | 5 | 8 | BranchMin5_BranchMax8 | 5 | 3 | 6 | 16 | HeaderMin6_HeaderMax16 | 8 | 6 | 18
645 | 45 | 4015-9/0-4P-125HP KPVS | KPVS_4015-9/0_4P_125HP_15.25_BRZ | 1500 | 1500 | 4500 | 3 | 1 | 4 | F | KPVS_SplitCase | 5 | 4 | 5 | 8 | BranchMin5_BranchMax8 | 5 | 3 | 6 | 16 | HeaderMin6_HeaderMax16 | 10 | 6 | 18
645 | 45 | 4015-9/0-4P-125HP KPVS | KPVS_4015-9/0_4P_125HP_15.25_BRZ | 1500 | 1500 | 4500 | 3 | 1 | 4 | F | KPVS_SplitCase | 5 | 4 | 5 | 8 | BranchMin5_BranchMax8 | 5 | 3 | 6 | 16 | HeaderMin6_HeaderMax16 | 12 | 6 | 18
645 | 45 | 4015-9/0-4P-125HP KPVS | KPVS_4015-9/0_4P_125HP_15.25_BRZ | 1500 | 1500 | 4500 | 3 | 1 | 4 | F | KPVS_SplitCase | 5 | 4 | 5 | 8 | BranchMin5_BranchMax8 | 5 | 3 | 6 | 16 | HeaderMin6_HeaderMax16 | 14 | 6 | 18
645 | 45 | 4015-9/0-4P-125HP KPVS | KPVS_4015-9/0_4P_125HP_15.25_BRZ | 1500 | 1500 | 4500 | 3 | 1 | 4 | F | KPVS_SplitCase | 5 | 4 | 5 | 8 | BranchMin5_BranchMax8 | 5 | 3 | 6 | 16 | HeaderMin6_HeaderMax16 | 16 | 6 | 18
645 | 45 | 4015-9/0-4P-125HP KPVS | KPVS_4015-9/0_4P_125HP_15.25_BRZ | 1500 | 1500 | 4500 | 3 | 1 | 4 | F | KPVS_SplitCase | 5 | 4 | 5 | 8 | BranchMin5_BranchMax8 | 6 | 3 | 6 | 16 | HeaderMin6_HeaderMax16 | 6 | 6 | 18 | [29 empty] | INVALID
645 | 45 | 4015-9/0-4P-125HP KPVS | KPVS_4015-9/0_4P_125HP_15.25_BRZ | 1500 | 1500 | 4500 | 3 | 1 | 4 | F | KPVS_SplitCase | 5 | 4 | 5 | 8 | BranchMin5_BranchMax8 | 6 | 3 | 6 | 16 | HeaderMin6_HeaderMax16 | 8 | 6 | 18
645 | 45 | 4015-9/0-4P-125HP KPVS | KPVS_4015-9/0_4P_125HP_15.25_BRZ | 1500 | 1500 | 4500 | 3 | 1 | 4 | F | KPVS_SplitCase | 5 | 4 | 5 | 8 | BranchMin5_BranchMax8 | 6 | 3 | 6 | 16 | HeaderMin6_HeaderMax16 | 10 | 6 | 18
645 | 45 | 4015-9/0-4P-125HP KPVS | KPVS_4015-9/0_4P_125HP_15.25_BRZ | 1500 | 1500 | 4500 | 3 | 1 | 4 | F | KPVS_SplitCase | 5 | 4 | 5 | 8 | BranchMin5_BranchMax8 | 6 | 3 | 6 | 16 | HeaderMin6_HeaderMax16 | 12 | 6 | 18
645 | 45 | 4015-9/0-4P-125HP KPVS | KPVS_4015-9/0_4P_125HP_15.25_BRZ | 1500 | 1500 | 4500 | 3 | 1 | 4 | F | KPVS_SplitCase | 5 | 4 | 5 | 8 | BranchMin5_BranchMax8 | 6 | 3 | 6 | 16 | HeaderMin6_HeaderMax16 | 14 | 6 | 18
645 | 45 | 4015-9/0-4P-125HP KPVS | KPVS_4015-9/0_4P_125HP_15.25_BRZ | 1500 | 1500 | 4500 | 3 | 1 | 4 | F | KPVS_SplitCase | 5 | 4 | 5 | 8 | BranchMin5_BranchMax8 | 6 | 3 | 6 | 16 | HeaderMin6_HeaderMax16 | 16 | 6 | 18
645 | 45 | 4015-9/0-4P-125HP KPVS | KPVS_4015-9/0_4P_125HP_15.25_BRZ | 1500 | 1500 | 4500 | 3 | 1 | 4 | F | KPVS_SplitCase | 5 | 4 | 5 | 8 | BranchMin5_BranchMax8 | 8 | 3 | 6 | 16 | HeaderMin6_HeaderMax16 | 6 | 6 | 18 | [29 empty] | INVALID
645 | 45 | 4015-9/0-4P-125HP KPVS | KPVS_4015-9/0_4P_125HP_15.25_BRZ | 1500 | 1500 | 4500 | 3 | 1 | 4 | F | KPVS_SplitCase | 5 | 4 | 5 | 8 | BranchMin5_BranchMax8 | 8 | 3 | 6 | 16 | HeaderMin6_HeaderMax16 | 8 | 6 | 18 | [29 empty] | INVALID
645 | 45 | 4015-9/0-4P-125HP KPVS | KPVS_4015-9/0_4P_125HP_15.25_BRZ | 1500 | 1500 | 4500 | 3 | 1 | 4 | F | KPVS_SplitCase | 5 | 4 | 5 | 8 | BranchMin5_BranchMax8 | 8 | 3 | 6 | 16 | HeaderMin6_HeaderMax16 | 10 | 6 | 18
645 | 45 | 4015-9/0-4P-125HP KPVS | KPVS_4015-9/0_4P_125HP_15.25_BRZ | 1500 | 1500 | 4500 | 3 | 1 | 4 | F | KPVS_SplitCase | 5 | 4 | 5 | 8 | BranchMin5_BranchMax8 | 8 | 3 | 6 | 16 | HeaderMin6_HeaderMax16 | 12 | 6 | 18
645 | 45 | 4015-9/0-4P-125HP KPVS | KPVS_4015-9/0_4P_125HP_15.25_BRZ | 1500 | 1500 | 4500 | 3 | 1 | 4 | F | KPVS_SplitCase | 5 | 4 | 5 | 8 | BranchMin5_BranchMax8 | 8 | 3 | 6 | 16 | HeaderMin6_HeaderMax16 | 14 | 6 | 18
645 | 45 | 4015-9/0-4P-125HP KPVS | KPVS_4015-9/0_4P_125HP_15.25_BRZ | 1500 | 1500 | 4500 | 3 | 1 | 4 | F | KPVS_SplitCase | 5 | 4 | 5 | 8 | BranchMin5_BranchMax8 | 8 | 3 | 6 | 16 | HeaderMin6_HeaderMax16 | 16 | 6 | 18
646 | 46 | 5012-7/8-4P-15HP KPVS | KPVS_5012-7/8_4P_15HP_7.65_BRZ | 1236.1 | 1236.1 | 3708.3 | 3 | 1 | 4 | F | KPVS_SplitCase | 6 | 5 | 6 | 8 | BranchMin6_BranchMax8 | 6 | 2 | 8 | 14 | HeaderMin8_HeaderMax14 | 8 | 4 | 8
646 | 46 | 5012-7/8-4P-15HP KPVS | KPVS_5012-7/8_4P_15HP_7.65_BRZ | 1236.1 | 1236.1 | 3708.3 | 3 | 1 | 4 | F | KPVS_SplitCase | 6 | 5 | 6 | 8 | BranchMin6_BranchMax8 | 6 | 2 | 8 | 14 | HeaderMin8_HeaderMax14 | 10 | 4 | 8
646 | 46 | 5012-7/8-4P-15HP KPVS | KPVS_5012-7/8_4P_15HP_7.65_BRZ | 1236.1 | 1236.1 | 3708.3 | 3 | 1 | 4 | F | KPVS_SplitCase | 6 | 5 | 6 | 8 | BranchMin6_BranchMax8 | 6 | 2 | 8 | 14 | HeaderMin8_HeaderMax14 | 12 | 4 | 8
646 | 46 | 5012-7/8-4P-15HP KPVS | KPVS_5012-7/8_4P_15HP_7.65_BRZ | 1236.1 | 1236.1 | 3708.3 | 3 | 1 | 4 | F | KPVS_SplitCase | 6 | 5 | 6 | 8 | BranchMin6_BranchMax8 | 6 | 2 | 8 | 14 | HeaderMin8_HeaderMax14 | 14 | 4 | 8
646 | 46 | 5012-7/8-4P-15HP KPVS | KPVS_5012-7/8_4P_15HP_7.65_BRZ | 1236.1 | 1236.1 | 3708.3 | 3 | 1 | 4 | F | KPVS_SplitCase | 6 | 5 | 6 | 8 | BranchMin6_BranchMax8 | 8 | 2 | 8 | 14 | HeaderMin8_HeaderMax14 | 8 | 4 | 8 | [29 empty] | INVALID
646 | 46 | 5012-7/8-4P-15HP KPVS | KPVS_5012-7/8_4P_15HP_7.65_BRZ | 1236.1 | 1236.1 | 3708.3 | 3 | 1 | 4 | F | KPVS_SplitCase | 6 | 5 | 6 | 8 | BranchMin6_BranchMax8 | 8 | 2 | 8 | 14 | HeaderMin8_HeaderMax14 | 10 | 4 | 8
646 | 46 | 5012-7/8-4P-15HP KPVS | KPVS_5012-7/8_4P_15HP_7.65_BRZ | 1236.1 | 1236.1 | 3708.3 | 3 | 1 | 4 | F | KPVS_SplitCase | 6 | 5 | 6 | 8 | BranchMin6_BranchMax8 | 8 | 2 | 8 | 14 | HeaderMin8_HeaderMax14 | 12 | 4 | 8
646 | 46 | 5012-7/8-4P-15HP KPVS | KPVS_5012-7/8_4P_15HP_7.65_BRZ | 1236.1 | 1236.1 | 3708.3 | 3 | 1 | 4 | F | KPVS_SplitCase | 6 | 5 | 6 | 8 | BranchMin6_BranchMax8 | 8 | 2 | 8 | 14 | HeaderMin8_HeaderMax14 | 14 | 4 | 8
647 | 47 | 5012-7/8-4P-20HP KPVS | KPVS_5012-7/8_4P_20HP_8.38_BRZ | 1345.4 | 1345.4 | 4036.2 | 3 | 1 | 4 | F | KPVS_SplitCase | 6 | 5 | 6 | 8 | BranchMin6_BranchMax8 | 6 | 2 | 8 | 14 | HeaderMin8_HeaderMax14 | 8 | 4 | 8
647 | 47 | 5012-7/8-4P-20HP KPVS | KPVS_5012-7/8_4P_20HP_8.38_BRZ | 1345.4 | 1345.4 | 4036.2 | 3 | 1 | 4 | F | KPVS_SplitCase | 6 | 5 | 6 | 8 | BranchMin6_BranchMax8 | 6 | 2 | 8 | 14 | HeaderMin8_HeaderMax14 | 10 | 4 | 8
647 | 47 | 5012-7/8-4P-20HP KPVS | KPVS_5012-7/8_4P_20HP_8.38_BRZ | 1345.4 | 1345.4 | 4036.2 | 3 | 1 | 4 | F | KPVS_SplitCase | 6 | 5 | 6 | 8 | BranchMin6_BranchMax8 | 6 | 2 | 8 | 14 | HeaderMin8_HeaderMax14 | 12 | 4 | 8
647 | 47 | 5012-7/8-4P-20HP KPVS | KPVS_5012-7/8_4P_20HP_8.38_BRZ | 1345.4 | 1345.4 | 4036.2 | 3 | 1 | 4 | F | KPVS_SplitCase | 6 | 5 | 6 | 8 | BranchMin6_BranchMax8 | 6 | 2 | 8 | 14 | HeaderMin8_HeaderMax14 | 14 | 4 | 8
647 | 47 | 5012-7/8-4P-20HP KPVS | KPVS_5012-7/8_4P_20HP_8.38_BRZ | 1345.4 | 1345.4 | 4036.2 | 3 | 1 | 4 | F | KPVS_SplitCase | 6 | 5 | 6 | 8 | BranchMin6_BranchMax8 | 8 | 2 | 8 | 14 | HeaderMin8_HeaderMax14 | 8 | 4 | 8 | [29 empty] | INVALID
647 | 47 | 5012-7/8-4P-20HP KPVS | KPVS_5012-7/8_4P_20HP_8.38_BRZ | 1345.4 | 1345.4 | 4036.2 | 3 | 1 | 4 | F | KPVS_SplitCase | 6 | 5 | 6 | 8 | BranchMin6_BranchMax8 | 8 | 2 | 8 | 14 | HeaderMin8_HeaderMax14 | 10 | 4 | 8
647 | 47 | 5012-7/8-4P-20HP KPVS | KPVS_5012-7/8_4P_20HP_8.38_BRZ | 1345.4 | 1345.4 | 4036.2 | 3 | 1 | 4 | F | KPVS_SplitCase | 6 | 5 | 6 | 8 | BranchMin6_BranchMax8 | 8 | 2 | 8 | 14 | HeaderMin8_HeaderMax14 | 12 | 4 | 8
647 | 47 | 5012-7/8-4P-20HP KPVS | KPVS_5012-7/8_4P_20HP_8.38_BRZ | 1345.4 | 1345.4 | 4036.2 | 3 | 1 | 4 | F | KPVS_SplitCase | 6 | 5 | 6 | 8 | BranchMin6_BranchMax8 | 8 | 2 | 8 | 14 | HeaderMin8_HeaderMax14 | 14 | 4 | 8
648 | 48 | 5012-7/8-4P-25HP KPVS | KPVS_5012-7/8_4P_25HP_8.96_BRZ | 1441.8 | 1441.8 | 4325.4 | 3 | 1 | 4 | F | KPVS_SplitCase | 6 | 5 | 6 | 8 | BranchMin6_BranchMax8 | 6 | 2 | 8 | 16 | HeaderMin8_HeaderMax16 | 8 | 5 | 10
648 | 48 | 5012-7/8-4P-25HP KPVS | KPVS_5012-7/8_4P_25HP_8.96_BRZ | 1441.8 | 1441.8 | 4325.4 | 3 | 1 | 4 | F | KPVS_SplitCase | 6 | 5 | 6 | 8 | BranchMin6_BranchMax8 | 6 | 2 | 8 | 16 | HeaderMin8_HeaderMax16 | 10 | 5 | 10
648 | 48 | 5012-7/8-4P-25HP KPVS | KPVS_5012-7/8_4P_25HP_8.96_BRZ | 1441.8 | 1441.8 | 4325.4 | 3 | 1 | 4 | F | KPVS_SplitCase | 6 | 5 | 6 | 8 | BranchMin6_BranchMax8 | 6 | 2 | 8 | 16 | HeaderMin8_HeaderMax16 | 12 | 5 | 10
648 | 48 | 5012-7/8-4P-25HP KPVS | KPVS_5012-7/8_4P_25HP_8.96_BRZ | 1441.8 | 1441.8 | 4325.4 | 3 | 1 | 4 | F | KPVS_SplitCase | 6 | 5 | 6 | 8 | BranchMin6_BranchMax8 | 6 | 2 | 8 | 16 | HeaderMin8_HeaderMax16 | 14 | 5 | 10
648 | 48 | 5012-7/8-4P-25HP KPVS | KPVS_5012-7/8_4P_25HP_8.96_BRZ | 1441.8 | 1441.8 | 4325.4 | 3 | 1 | 4 | F | KPVS_SplitCase | 6 | 5 | 6 | 8 | BranchMin6_BranchMax8 | 6 | 2 | 8 | 16 | HeaderMin8_HeaderMax16 | 16 | 5 | 10
648 | 48 | 5012-7/8-4P-25HP KPVS | KPVS_5012-7/8_4P_25HP_8.96_BRZ | 1441.8 | 1441.8 | 4325.4 | 3 | 1 | 4 | F | KPVS_SplitCase | 6 | 5 | 6 | 8 | BranchMin6_BranchMax8 | 8 | 2 | 8 | 16 | HeaderMin8_HeaderMax16 | 8 | 5 | 10 | [29 empty] | INVALID
648 | 48 | 5012-7/8-4P-25HP KPVS | KPVS_5012-7/8_4P_25HP_8.96_BRZ | 1441.8 | 1441.8 | 4325.4 | 3 | 1 | 4 | F | KPVS_SplitCase | 6 | 5 | 6 | 8 | BranchMin6_BranchMax8 | 8 | 2 | 8 | 16 | HeaderMin8_HeaderMax16 | 10 | 5 | 10
648 | 48 | 5012-7/8-4P-25HP KPVS | KPVS_5012-7/8_4P_25HP_8.96_BRZ | 1441.8 | 1441.8 | 4325.4 | 3 | 1 | 4 | F | KPVS_SplitCase | 6 | 5 | 6 | 8 | BranchMin6_BranchMax8 | 8 | 2 | 8 | 16 | HeaderMin8_HeaderMax16 | 12 | 5 | 10
648 | 48 | 5012-7/8-4P-25HP KPVS | KPVS_5012-7/8_4P_25HP_8.96_BRZ | 1441.8 | 1441.8 | 4325.4 | 3 | 1 | 4 | F | KPVS_SplitCase | 6 | 5 | 6 | 8 | BranchMin6_BranchMax8 | 8 | 2 | 8 | 16 | HeaderMin8_HeaderMax16 | 14 | 5 | 10
648 | 48 | 5012-7/8-4P-25HP KPVS | KPVS_5012-7/8_4P_25HP_8.96_BRZ | 1441.8 | 1441.8 | 4325.4 | 3 | 1 | 4 | F | KPVS_SplitCase | 6 | 5 | 6 | 8 | BranchMin6_BranchMax8 | 8 | 2 | 8 | 16 | HeaderMin8_HeaderMax16 | 16 | 5 | 10
649 | 49 | 5012-7/8-4P-30HP KPVS | KPVS_5012-7/8_4P_30HP_9.45_BRZ | 1529.7 | 1529.7 | 4589.1 | 3 | 1 | 4 | F | KPVS_SplitCase | 6 | 5 | 6 | 8 | BranchMin6_BranchMax8 | 6 | 2 | 8 | 16 | HeaderMin8_HeaderMax16 | 8 | 5 | 10
649 | 49 | 5012-7/8-4P-30HP KPVS | KPVS_5012-7/8_4P_30HP_9.45_BRZ | 1529.7 | 1529.7 | 4589.1 | 3 | 1 | 4 | F | KPVS_SplitCase | 6 | 5 | 6 | 8 | BranchMin6_BranchMax8 | 6 | 2 | 8 | 16 | HeaderMin8_HeaderMax16 | 10 | 5 | 10
649 | 49 | 5012-7/8-4P-30HP KPVS | KPVS_5012-7/8_4P_30HP_9.45_BRZ | 1529.7 | 1529.7 | 4589.1 | 3 | 1 | 4 | F | KPVS_SplitCase | 6 | 5 | 6 | 8 | BranchMin6_BranchMax8 | 6 | 2 | 8 | 16 | HeaderMin8_HeaderMax16 | 12 | 5 | 10
649 | 49 | 5012-7/8-4P-30HP KPVS | KPVS_5012-7/8_4P_30HP_9.45_BRZ | 1529.7 | 1529.7 | 4589.1 | 3 | 1 | 4 | F | KPVS_SplitCase | 6 | 5 | 6 | 8 | BranchMin6_BranchMax8 | 6 | 2 | 8 | 16 | HeaderMin8_HeaderMax16 | 14 | 5 | 10
649 | 49 | 5012-7/8-4P-30HP KPVS | KPVS_5012-7/8_4P_30HP_9.45_BRZ | 1529.7 | 1529.7 | 4589.1 | 3 | 1 | 4 | F | KPVS_SplitCase | 6 | 5 | 6 | 8 | BranchMin6_BranchMax8 | 6 | 2 | 8 | 16 | HeaderMin8_HeaderMax16 | 16 | 5 | 10
649 | 49 | 5012-7/8-4P-30HP KPVS | KPVS_5012-7/8_4P_30HP_9.45_BRZ | 1529.7 | 1529.7 | 4589.1 | 3 | 1 | 4 | F | KPVS_SplitCase | 6 | 5 | 6 | 8 | BranchMin6_BranchMax8 | 8 | 2 | 8 | 16 | HeaderMin8_HeaderMax16 | 8 | 5 | 10 | [29 empty] | INVALID
649 | 49 | 5012-7/8-4P-30HP KPVS | KPVS_5012-7/8_4P_30HP_9.45_BRZ | 1529.7 | 1529.7 | 4589.1 | 3 | 1 | 4 | F | KPVS_SplitCase | 6 | 5 | 6 | 8 | BranchMin6_BranchMax8 | 8 | 2 | 8 | 16 | HeaderMin8_HeaderMax16 | 10 | 5 | 10
649 | 49 | 5012-7/8-4P-30HP KPVS | KPVS_5012-7/8_4P_30HP_9.45_BRZ | 1529.7 | 1529.7 | 4589.1 | 3 | 1 | 4 | F | KPVS_SplitCase | 6 | 5 | 6 | 8 | BranchMin6_BranchMax8 | 8 | 2 | 8 | 16 | HeaderMin8_HeaderMax16 | 12 | 5 | 10
649 | 49 | 5012-7/8-4P-30HP KPVS | KPVS_5012-7/8_4P_30HP_9.45_BRZ | 1529.7 | 1529.7 | 4589.1 | 3 | 1 | 4 | F | KPVS_SplitCase | 6 | 5 | 6 | 8 | BranchMin6_BranchMax8 | 8 | 2 | 8 | 16 | HeaderMin8_HeaderMax16 | 14 | 5 | 10
649 | 49 | 5012-7/8-4P-30HP KPVS | KPVS_5012-7/8_4P_30HP_9.45_BRZ | 1529.7 | 1529.7 | 4589.1 | 3 | 1 | 4 | F | KPVS_SplitCase | 6 | 5 | 6 | 8 | BranchMin6_BranchMax8 | 8 | 2 | 8 | 16 | HeaderMin8_HeaderMax16 | 16 | 5 | 10
650 | 50 | 5012-7/8-4P-40HP KPVS | KPVS_5012-7/8_4P_40HP_10.20_BRZ | 1658 | 1658 | 4974 | 3 | 1 | 4 | F | KPVS_SplitCase | 6 | 5 | 6 | 10 | BranchMin6_BranchMax10 | 6 | 3 | 8 | 16 | HeaderMin8_HeaderMax16 | 8 | 5 | 15
650 | 50 | 5012-7/8-4P-40HP KPVS | KPVS_5012-7/8_4P_40HP_10.20_BRZ | 1658 | 1658 | 4974 | 3 | 1 | 4 | F | KPVS_SplitCase | 6 | 5 | 6 | 10 | BranchMin6_BranchMax10 | 6 | 3 | 8 | 16 | HeaderMin8_HeaderMax16 | 10 | 5 | 15
650 | 50 | 5012-7/8-4P-40HP KPVS | KPVS_5012-7/8_4P_40HP_10.20_BRZ | 1658 | 1658 | 4974 | 3 | 1 | 4 | F | KPVS_SplitCase | 6 | 5 | 6 | 10 | BranchMin6_BranchMax10 | 6 | 3 | 8 | 16 | HeaderMin8_HeaderMax16 | 12 | 5 | 15
650 | 50 | 5012-7/8-4P-40HP KPVS | KPVS_5012-7/8_4P_40HP_10.20_BRZ | 1658 | 1658 | 4974 | 3 | 1 | 4 | F | KPVS_SplitCase | 6 | 5 | 6 | 10 | BranchMin6_BranchMax10 | 6 | 3 | 8 | 16 | HeaderMin8_HeaderMax16 | 14 | 5 | 15
650 | 50 | 5012-7/8-4P-40HP KPVS | KPVS_5012-7/8_4P_40HP_10.20_BRZ | 1658 | 1658 | 4974 | 3 | 1 | 4 | F | KPVS_SplitCase | 6 | 5 | 6 | 10 | BranchMin6_BranchMax10 | 6 | 3 | 8 | 16 | HeaderMin8_HeaderMax16 | 16 | 5 | 15
650 | 50 | 5012-7/8-4P-40HP KPVS | KPVS_5012-7/8_4P_40HP_10.20_BRZ | 1658 | 1658 | 4974 | 3 | 1 | 4 | F | KPVS_SplitCase | 6 | 5 | 6 | 10 | BranchMin6_BranchMax10 | 8 | 3 | 8 | 16 | HeaderMin8_HeaderMax16 | 8 | 5 | 15 | [29 empty] | INVALID
650 | 50 | 5012-7/8-4P-40HP KPVS | KPVS_5012-7/8_4P_40HP_10.20_BRZ | 1658 | 1658 | 4974 | 3 | 1 | 4 | F | KPVS_SplitCase | 6 | 5 | 6 | 10 | BranchMin6_BranchMax10 | 8 | 3 | 8 | 16 | HeaderMin8_HeaderMax16 | 10 | 5 | 15
650 | 50 | 5012-7/8-4P-40HP KPVS | KPVS_5012-7/8_4P_40HP_10.20_BRZ | 1658 | 1658 | 4974 | 3 | 1 | 4 | F | KPVS_SplitCase | 6 | 5 | 6 | 10 | BranchMin6_BranchMax10 | 8 | 3 | 8 | 16 | HeaderMin8_HeaderMax16 | 12 | 5 | 15
650 | 50 | 5012-7/8-4P-40HP KPVS | KPVS_5012-7/8_4P_40HP_10.20_BRZ | 1658 | 1658 | 4974 | 3 | 1 | 4 | F | KPVS_SplitCase | 6 | 5 | 6 | 10 | BranchMin6_BranchMax10 | 8 | 3 | 8 | 16 | HeaderMin8_HeaderMax16 | 14 | 5 | 15
650 | 50 | 5012-7/8-4P-40HP KPVS | KPVS_5012-7/8_4P_40HP_10.20_BRZ | 1658 | 1658 | 4974 | 3 | 1 | 4 | F | KPVS_SplitCase | 6 | 5 | 6 | 10 | BranchMin6_BranchMax10 | 8 | 3 | 8 | 16 | HeaderMin8_HeaderMax16 | 16 | 5 | 15
650 | 50 | 5012-7/8-4P-40HP KPVS | KPVS_5012-7/8_4P_40HP_10.20_BRZ | 1658 | 1658 | 4974 | 3 | 1 | 4 | F | KPVS_SplitCase | 6 | 5 | 6 | 10 | BranchMin6_BranchMax10 | 10 | 3 | 8 | 16 | HeaderMin8_HeaderMax16 | 8 | 5 | 15 | [29 empty] | INVALID
650 | 50 | 5012-7/8-4P-40HP KPVS | KPVS_5012-7/8_4P_40HP_10.20_BRZ | 1658 | 1658 | 4974 | 3 | 1 | 4 | F | KPVS_SplitCase | 6 | 5 | 6 | 10 | BranchMin6_BranchMax10 | 10 | 3 | 8 | 16 | HeaderMin8_HeaderMax16 | 10 | 5 | 15 | [29 empty] | INVALID
650 | 50 | 5012-7/8-4P-40HP KPVS | KPVS_5012-7/8_4P_40HP_10.20_BRZ | 1658 | 1658 | 4974 | 3 | 1 | 4 | F | KPVS_SplitCase | 6 | 5 | 6 | 10 | BranchMin6_BranchMax10 | 10 | 3 | 8 | 16 | HeaderMin8_HeaderMax16 | 12 | 5 | 15
650 | 50 | 5012-7/8-4P-40HP KPVS | KPVS_5012-7/8_4P_40HP_10.20_BRZ | 1658 | 1658 | 4974 | 3 | 1 | 4 | F | KPVS_SplitCase | 6 | 5 | 6 | 10 | BranchMin6_BranchMax10 | 10 | 3 | 8 | 16 | HeaderMin8_HeaderMax16 | 14 | 5 | 15
650 | 50 | 5012-7/8-4P-40HP KPVS | KPVS_5012-7/8_4P_40HP_10.20_BRZ | 1658 | 1658 | 4974 | 3 | 1 | 4 | F | KPVS_SplitCase | 6 | 5 | 6 | 10 | BranchMin6_BranchMax10 | 10 | 3 | 8 | 16 | HeaderMin8_HeaderMax16 | 16 | 5 | 15
651 | 51 | 5012-7/8-4P-50HP KPVS | KPVS_5012-7/8_4P_50HP_10.79_BRZ | 1758.4 | 1758.4 | 5275.2 | 3 | 1 | 4 | F | KPVS_SplitCase | 6 | 5 | 6 | 10 | BranchMin6_BranchMax10 | 6 | 3 | 8 | 16 | HeaderMin8_HeaderMax16 | 8 | 5 | 15
651 | 51 | 5012-7/8-4P-50HP KPVS | KPVS_5012-7/8_4P_50HP_10.79_BRZ | 1758.4 | 1758.4 | 5275.2 | 3 | 1 | 4 | F | KPVS_SplitCase | 6 | 5 | 6 | 10 | BranchMin6_BranchMax10 | 6 | 3 | 8 | 16 | HeaderMin8_HeaderMax16 | 10 | 5 | 15
651 | 51 | 5012-7/8-4P-50HP KPVS | KPVS_5012-7/8_4P_50HP_10.79_BRZ | 1758.4 | 1758.4 | 5275.2 | 3 | 1 | 4 | F | KPVS_SplitCase | 6 | 5 | 6 | 10 | BranchMin6_BranchMax10 | 6 | 3 | 8 | 16 | HeaderMin8_HeaderMax16 | 12 | 5 | 15
651 | 51 | 5012-7/8-4P-50HP KPVS | KPVS_5012-7/8_4P_50HP_10.79_BRZ | 1758.4 | 1758.4 | 5275.2 | 3 | 1 | 4 | F | KPVS_SplitCase | 6 | 5 | 6 | 10 | BranchMin6_BranchMax10 | 6 | 3 | 8 | 16 | HeaderMin8_HeaderMax16 | 14 | 5 | 15
651 | 51 | 5012-7/8-4P-50HP KPVS | KPVS_5012-7/8_4P_50HP_10.79_BRZ | 1758.4 | 1758.4 | 5275.2 | 3 | 1 | 4 | F | KPVS_SplitCase | 6 | 5 | 6 | 10 | BranchMin6_BranchMax10 | 6 | 3 | 8 | 16 | HeaderMin8_HeaderMax16 | 16 | 5 | 15
651 | 51 | 5012-7/8-4P-50HP KPVS | KPVS_5012-7/8_4P_50HP_10.79_BRZ | 1758.4 | 1758.4 | 5275.2 | 3 | 1 | 4 | F | KPVS_SplitCase | 6 | 5 | 6 | 10 | BranchMin6_BranchMax10 | 8 | 3 | 8 | 16 | HeaderMin8_HeaderMax16 | 8 | 5 | 15 | [29 empty] | INVALID
651 | 51 | 5012-7/8-4P-50HP KPVS | KPVS_5012-7/8_4P_50HP_10.79_BRZ | 1758.4 | 1758.4 | 5275.2 | 3 | 1 | 4 | F | KPVS_SplitCase | 6 | 5 | 6 | 10 | BranchMin6_BranchMax10 | 8 | 3 | 8 | 16 | HeaderMin8_HeaderMax16 | 10 | 5 | 15
651 | 51 | 5012-7/8-4P-50HP KPVS | KPVS_5012-7/8_4P_50HP_10.79_BRZ | 1758.4 | 1758.4 | 5275.2 | 3 | 1 | 4 | F | KPVS_SplitCase | 6 | 5 | 6 | 10 | BranchMin6_BranchMax10 | 8 | 3 | 8 | 16 | HeaderMin8_HeaderMax16 | 12 | 5 | 15
651 | 51 | 5012-7/8-4P-50HP KPVS | KPVS_5012-7/8_4P_50HP_10.79_BRZ | 1758.4 | 1758.4 | 5275.2 | 3 | 1 | 4 | F | KPVS_SplitCase | 6 | 5 | 6 | 10 | BranchMin6_BranchMax10 | 8 | 3 | 8 | 16 | HeaderMin8_HeaderMax16 | 14 | 5 | 15
651 | 51 | 5012-7/8-4P-50HP KPVS | KPVS_5012-7/8_4P_50HP_10.79_BRZ | 1758.4 | 1758.4 | 5275.2 | 3 | 1 | 4 | F | KPVS_SplitCase | 6 | 5 | 6 | 10 | BranchMin6_BranchMax10 | 8 | 3 | 8 | 16 | HeaderMin8_HeaderMax16 | 16 | 5 | 15
651 | 51 | 5012-7/8-4P-50HP KPVS | KPVS_5012-7/8_4P_50HP_10.79_BRZ | 1758.4 | 1758.4 | 5275.2 | 3 | 1 | 4 | F | KPVS_SplitCase | 6 | 5 | 6 | 10 | BranchMin6_BranchMax10 | 10 | 3 | 8 | 16 | HeaderMin8_HeaderMax16 | 8 | 5 | 15 | [29 empty] | INVALID
651 | 51 | 5012-7/8-4P-50HP KPVS | KPVS_5012-7/8_4P_50HP_10.79_BRZ | 1758.4 | 1758.4 | 5275.2 | 3 | 1 | 4 | F | KPVS_SplitCase | 6 | 5 | 6 | 10 | BranchMin6_BranchMax10 | 10 | 3 | 8 | 16 | HeaderMin8_HeaderMax16 | 10 | 5 | 15 | [29 empty] | INVALID
651 | 51 | 5012-7/8-4P-50HP KPVS | KPVS_5012-7/8_4P_50HP_10.79_BRZ | 1758.4 | 1758.4 | 5275.2 | 3 | 1 | 4 | F | KPVS_SplitCase | 6 | 5 | 6 | 10 | BranchMin6_BranchMax10 | 10 | 3 | 8 | 16 | HeaderMin8_HeaderMax16 | 12 | 5 | 15
651 | 51 | 5012-7/8-4P-50HP KPVS | KPVS_5012-7/8_4P_50HP_10.79_BRZ | 1758.4 | 1758.4 | 5275.2 | 3 | 1 | 4 | F | KPVS_SplitCase | 6 | 5 | 6 | 10 | BranchMin6_BranchMax10 | 10 | 3 | 8 | 16 | HeaderMin8_HeaderMax16 | 14 | 5 | 15
651 | 51 | 5012-7/8-4P-50HP KPVS | KPVS_5012-7/8_4P_50HP_10.79_BRZ | 1758.4 | 1758.4 | 5275.2 | 3 | 1 | 4 | F | KPVS_SplitCase | 6 | 5 | 6 | 10 | BranchMin6_BranchMax10 | 10 | 3 | 8 | 16 | HeaderMin8_HeaderMax16 | 16 | 5 | 15
652 | 52 | 5012-7/8-4P-60HP KPVS | KPVS_5012-7/8_4P_60HP_11.37_BRZ | 1869.9 | 1869.9 | 5609.7 | 3 | 1 | 4 | F | KPVS_SplitCase | 6 | 5 | 6 | 10 | BranchMin6_BranchMax10 | 6 | 3 | 8 | 18 | HeaderMin8_HeaderMax18 | 8 | 6 | 18
652 | 52 | 5012-7/8-4P-60HP KPVS | KPVS_5012-7/8_4P_60HP_11.37_BRZ | 1869.9 | 1869.9 | 5609.7 | 3 | 1 | 4 | F | KPVS_SplitCase | 6 | 5 | 6 | 10 | BranchMin6_BranchMax10 | 6 | 3 | 8 | 18 | HeaderMin8_HeaderMax18 | 10 | 6 | 18
652 | 52 | 5012-7/8-4P-60HP KPVS | KPVS_5012-7/8_4P_60HP_11.37_BRZ | 1869.9 | 1869.9 | 5609.7 | 3 | 1 | 4 | F | KPVS_SplitCase | 6 | 5 | 6 | 10 | BranchMin6_BranchMax10 | 6 | 3 | 8 | 18 | HeaderMin8_HeaderMax18 | 12 | 6 | 18
652 | 52 | 5012-7/8-4P-60HP KPVS | KPVS_5012-7/8_4P_60HP_11.37_BRZ | 1869.9 | 1869.9 | 5609.7 | 3 | 1 | 4 | F | KPVS_SplitCase | 6 | 5 | 6 | 10 | BranchMin6_BranchMax10 | 6 | 3 | 8 | 18 | HeaderMin8_HeaderMax18 | 14 | 6 | 18
652 | 52 | 5012-7/8-4P-60HP KPVS | KPVS_5012-7/8_4P_60HP_11.37_BRZ | 1869.9 | 1869.9 | 5609.7 | 3 | 1 | 4 | F | KPVS_SplitCase | 6 | 5 | 6 | 10 | BranchMin6_BranchMax10 | 6 | 3 | 8 | 18 | HeaderMin8_HeaderMax18 | 16 | 6 | 18
652 | 52 | 5012-7/8-4P-60HP KPVS | KPVS_5012-7/8_4P_60HP_11.37_BRZ | 1869.9 | 1869.9 | 5609.7 | 3 | 1 | 4 | F | KPVS_SplitCase | 6 | 5 | 6 | 10 | BranchMin6_BranchMax10 | 6 | 3 | 8 | 18 | HeaderMin8_HeaderMax18 | 18 | 6 | 18
652 | 52 | 5012-7/8-4P-60HP KPVS | KPVS_5012-7/8_4P_60HP_11.37_BRZ | 1869.9 | 1869.9 | 5609.7 | 3 | 1 | 4 | F | KPVS_SplitCase | 6 | 5 | 6 | 10 | BranchMin6_BranchMax10 | 8 | 3 | 8 | 18 | HeaderMin8_HeaderMax18 | 8 | 6 | 18 | [29 empty] | INVALID
652 | 52 | 5012-7/8-4P-60HP KPVS | KPVS_5012-7/8_4P_60HP_11.37_BRZ | 1869.9 | 1869.9 | 5609.7 | 3 | 1 | 4 | F | KPVS_SplitCase | 6 | 5 | 6 | 10 | BranchMin6_BranchMax10 | 8 | 3 | 8 | 18 | HeaderMin8_HeaderMax18 | 10 | 6 | 18
652 | 52 | 5012-7/8-4P-60HP KPVS | KPVS_5012-7/8_4P_60HP_11.37_BRZ | 1869.9 | 1869.9 | 5609.7 | 3 | 1 | 4 | F | KPVS_SplitCase | 6 | 5 | 6 | 10 | BranchMin6_BranchMax10 | 8 | 3 | 8 | 18 | HeaderMin8_HeaderMax18 | 12 | 6 | 18
652 | 52 | 5012-7/8-4P-60HP KPVS | KPVS_5012-7/8_4P_60HP_11.37_BRZ | 1869.9 | 1869.9 | 5609.7 | 3 | 1 | 4 | F | KPVS_SplitCase | 6 | 5 | 6 | 10 | BranchMin6_BranchMax10 | 8 | 3 | 8 | 18 | HeaderMin8_HeaderMax18 | 14 | 6 | 18
652 | 52 | 5012-7/8-4P-60HP KPVS | KPVS_5012-7/8_4P_60HP_11.37_BRZ | 1869.9 | 1869.9 | 5609.7 | 3 | 1 | 4 | F | KPVS_SplitCase | 6 | 5 | 6 | 10 | BranchMin6_BranchMax10 | 8 | 3 | 8 | 18 | HeaderMin8_HeaderMax18 | 16 | 6 | 18
652 | 52 | 5012-7/8-4P-60HP KPVS | KPVS_5012-7/8_4P_60HP_11.37_BRZ | 1869.9 | 1869.9 | 5609.7 | 3 | 1 | 4 | F | KPVS_SplitCase | 6 | 5 | 6 | 10 | BranchMin6_BranchMax10 | 8 | 3 | 8 | 18 | HeaderMin8_HeaderMax18 | 18 | 6 | 18
652 | 52 | 5012-7/8-4P-60HP KPVS | KPVS_5012-7/8_4P_60HP_11.37_BRZ | 1869.9 | 1869.9 | 5609.7 | 3 | 1 | 4 | F | KPVS_SplitCase | 6 | 5 | 6 | 10 | BranchMin6_BranchMax10 | 10 | 3 | 8 | 18 | HeaderMin8_HeaderMax18 | 8 | 6 | 18 | [29 empty] | INVALID
652 | 52 | 5012-7/8-4P-60HP KPVS | KPVS_5012-7/8_4P_60HP_11.37_BRZ | 1869.9 | 1869.9 | 5609.7 | 3 | 1 | 4 | F | KPVS_SplitCase | 6 | 5 | 6 | 10 | BranchMin6_BranchMax10 | 10 | 3 | 8 | 18 | HeaderMin8_HeaderMax18 | 10 | 6 | 18 | [29 empty] | INVALID
652 | 52 | 5012-7/8-4P-60HP KPVS | KPVS_5012-7/8_4P_60HP_11.37_BRZ | 1869.9 | 1869.9 | 5609.7 | 3 | 1 | 4 | F | KPVS_SplitCase | 6 | 5 | 6 | 10 | BranchMin6_BranchMax10 | 10 | 3 | 8 | 18 | HeaderMin8_HeaderMax18 | 12 | 6 | 18
652 | 52 | 5012-7/8-4P-60HP KPVS | KPVS_5012-7/8_4P_60HP_11.37_BRZ | 1869.9 | 1869.9 | 5609.7 | 3 | 1 | 4 | F | KPVS_SplitCase | 6 | 5 | 6 | 10 | BranchMin6_BranchMax10 | 10 | 3 | 8 | 18 | HeaderMin8_HeaderMax18 | 14 | 6 | 18
652 | 52 | 5012-7/8-4P-60HP KPVS | KPVS_5012-7/8_4P_60HP_11.37_BRZ | 1869.9 | 1869.9 | 5609.7 | 3 | 1 | 4 | F | KPVS_SplitCase | 6 | 5 | 6 | 10 | BranchMin6_BranchMax10 | 10 | 3 | 8 | 18 | HeaderMin8_HeaderMax18 | 16 | 6 | 18
652 | 52 | 5012-7/8-4P-60HP KPVS | KPVS_5012-7/8_4P_60HP_11.37_BRZ | 1869.9 | 1869.9 | 5609.7 | 3 | 1 | 4 | F | KPVS_SplitCase | 6 | 5 | 6 | 10 | BranchMin6_BranchMax10 | 10 | 3 | 8 | 18 | HeaderMin8_HeaderMax18 | 18 | 6 | 18
653 | 53 | 5012-7/8-4P-75HP KPVS | KPVS_5012-7/8_4P_75HP_12.00_BRZ | 2000 | 2000 | 6000 | 3 | 1 | 4 | F | KPVS_SplitCase | 6 | 5 | 6 | 10 | BranchMin6_BranchMax10 | 6 | 3 | 8 | 18 | HeaderMin8_HeaderMax18 | 8 | 6 | 18
653 | 53 | 5012-7/8-4P-75HP KPVS | KPVS_5012-7/8_4P_75HP_12.00_BRZ | 2000 | 2000 | 6000 | 3 | 1 | 4 | F | KPVS_SplitCase | 6 | 5 | 6 | 10 | BranchMin6_BranchMax10 | 6 | 3 | 8 | 18 | HeaderMin8_HeaderMax18 | 10 | 6 | 18
653 | 53 | 5012-7/8-4P-75HP KPVS | KPVS_5012-7/8_4P_75HP_12.00_BRZ | 2000 | 2000 | 6000 | 3 | 1 | 4 | F | KPVS_SplitCase | 6 | 5 | 6 | 10 | BranchMin6_BranchMax10 | 6 | 3 | 8 | 18 | HeaderMin8_HeaderMax18 | 12 | 6 | 18
653 | 53 | 5012-7/8-4P-75HP KPVS | KPVS_5012-7/8_4P_75HP_12.00_BRZ | 2000 | 2000 | 6000 | 3 | 1 | 4 | F | KPVS_SplitCase | 6 | 5 | 6 | 10 | BranchMin6_BranchMax10 | 6 | 3 | 8 | 18 | HeaderMin8_HeaderMax18 | 14 | 6 | 18
653 | 53 | 5012-7/8-4P-75HP KPVS | KPVS_5012-7/8_4P_75HP_12.00_BRZ | 2000 | 2000 | 6000 | 3 | 1 | 4 | F | KPVS_SplitCase | 6 | 5 | 6 | 10 | BranchMin6_BranchMax10 | 6 | 3 | 8 | 18 | HeaderMin8_HeaderMax18 | 16 | 6 | 18
653 | 53 | 5012-7/8-4P-75HP KPVS | KPVS_5012-7/8_4P_75HP_12.00_BRZ | 2000 | 2000 | 6000 | 3 | 1 | 4 | F | KPVS_SplitCase | 6 | 5 | 6 | 10 | BranchMin6_BranchMax10 | 6 | 3 | 8 | 18 | HeaderMin8_HeaderMax18 | 18 | 6 | 18
653 | 53 | 5012-7/8-4P-75HP KPVS | KPVS_5012-7/8_4P_75HP_12.00_BRZ | 2000 | 2000 | 6000 | 3 | 1 | 4 | F | KPVS_SplitCase | 6 | 5 | 6 | 10 | BranchMin6_BranchMax10 | 8 | 3 | 8 | 18 | HeaderMin8_HeaderMax18 | 8 | 6 | 18 | [29 empty] | INVALID
653 | 53 | 5012-7/8-4P-75HP KPVS | KPVS_5012-7/8_4P_75HP_12.00_BRZ | 2000 | 2000 | 6000 | 3 | 1 | 4 | F | KPVS_SplitCase | 6 | 5 | 6 | 10 | BranchMin6_BranchMax10 | 8 | 3 | 8 | 18 | HeaderMin8_HeaderMax18 | 10 | 6 | 18
653 | 53 | 5012-7/8-4P-75HP KPVS | KPVS_5012-7/8_4P_75HP_12.00_BRZ | 2000 | 2000 | 6000 | 3 | 1 | 4 | F | KPVS_SplitCase | 6 | 5 | 6 | 10 | BranchMin6_BranchMax10 | 8 | 3 | 8 | 18 | HeaderMin8_HeaderMax18 | 12 | 6 | 18
653 | 53 | 5012-7/8-4P-75HP KPVS | KPVS_5012-7/8_4P_75HP_12.00_BRZ | 2000 | 2000 | 6000 | 3 | 1 | 4 | F | KPVS_SplitCase | 6 | 5 | 6 | 10 | BranchMin6_BranchMax10 | 8 | 3 | 8 | 18 | HeaderMin8_HeaderMax18 | 14 | 6 | 18
653 | 53 | 5012-7/8-4P-75HP KPVS | KPVS_5012-7/8_4P_75HP_12.00_BRZ | 2000 | 2000 | 6000 | 3 | 1 | 4 | F | KPVS_SplitCase | 6 | 5 | 6 | 10 | BranchMin6_BranchMax10 | 8 | 3 | 8 | 18 | HeaderMin8_HeaderMax18 | 16 | 6 | 18
653 | 53 | 5012-7/8-4P-75HP KPVS | KPVS_5012-7/8_4P_75HP_12.00_BRZ | 2000 | 2000 | 6000 | 3 | 1 | 4 | F | KPVS_SplitCase | 6 | 5 | 6 | 10 | BranchMin6_BranchMax10 | 8 | 3 | 8 | 18 | HeaderMin8_HeaderMax18 | 18 | 6 | 18
653 | 53 | 5012-7/8-4P-75HP KPVS | KPVS_5012-7/8_4P_75HP_12.00_BRZ | 2000 | 2000 | 6000 | 3 | 1 | 4 | F | KPVS_SplitCase | 6 | 5 | 6 | 10 | BranchMin6_BranchMax10 | 10 | 3 | 8 | 18 | HeaderMin8_HeaderMax18 | 8 | 6 | 18 | [29 empty] | INVALID
653 | 53 | 5012-7/8-4P-75HP KPVS | KPVS_5012-7/8_4P_75HP_12.00_BRZ | 2000 | 2000 | 6000 | 3 | 1 | 4 | F | KPVS_SplitCase | 6 | 5 | 6 | 10 | BranchMin6_BranchMax10 | 10 | 3 | 8 | 18 | HeaderMin8_HeaderMax18 | 10 | 6 | 18 | [29 empty] | INVALID
653 | 53 | 5012-7/8-4P-75HP KPVS | KPVS_5012-7/8_4P_75HP_12.00_BRZ | 2000 | 2000 | 6000 | 3 | 1 | 4 | F | KPVS_SplitCase | 6 | 5 | 6 | 10 | BranchMin6_BranchMax10 | 10 | 3 | 8 | 18 | HeaderMin8_HeaderMax18 | 12 | 6 | 18
653 | 53 | 5012-7/8-4P-75HP KPVS | KPVS_5012-7/8_4P_75HP_12.00_BRZ | 2000 | 2000 | 6000 | 3 | 1 | 4 | F | KPVS_SplitCase | 6 | 5 | 6 | 10 | BranchMin6_BranchMax10 | 10 | 3 | 8 | 18 | HeaderMin8_HeaderMax18 | 14 | 6 | 18
653 | 53 | 5012-7/8-4P-75HP KPVS | KPVS_5012-7/8_4P_75HP_12.00_BRZ | 2000 | 2000 | 6000 | 3 | 1 | 4 | F | KPVS_SplitCase | 6 | 5 | 6 | 10 | BranchMin6_BranchMax10 | 10 | 3 | 8 | 18 | HeaderMin8_HeaderMax18 | 16 | 6 | 18
653 | 53 | 5012-7/8-4P-75HP KPVS | KPVS_5012-7/8_4P_75HP_12.00_BRZ | 2000 | 2000 | 6000 | 3 | 1 | 4 | F | KPVS_SplitCase | 6 | 5 | 6 | 10 | BranchMin6_BranchMax10 | 10 | 3 | 8 | 18 | HeaderMin8_HeaderMax18 | 18 | 6 | 18
654 | 54 | 5015-9/0-4P-25HP KPVS | KPVS_5015-9/0_4P_25HP_9.03_BRZ | 1495.7 | 1495.7 | 4487.1 | 3 | 1 | 4 | F | KPVS_SplitCase | 6 | 5 | 6 | 8 | BranchMin6_BranchMax8 | 6 | 2 | 8 | 16 | HeaderMin8_HeaderMax16 | 8 | 5 | 10
654 | 54 | 5015-9/0-4P-25HP KPVS | KPVS_5015-9/0_4P_25HP_9.03_BRZ | 1495.7 | 1495.7 | 4487.1 | 3 | 1 | 4 | F | KPVS_SplitCase | 6 | 5 | 6 | 8 | BranchMin6_BranchMax8 | 6 | 2 | 8 | 16 | HeaderMin8_HeaderMax16 | 10 | 5 | 10
654 | 54 | 5015-9/0-4P-25HP KPVS | KPVS_5015-9/0_4P_25HP_9.03_BRZ | 1495.7 | 1495.7 | 4487.1 | 3 | 1 | 4 | F | KPVS_SplitCase | 6 | 5 | 6 | 8 | BranchMin6_BranchMax8 | 6 | 2 | 8 | 16 | HeaderMin8_HeaderMax16 | 12 | 5 | 10
654 | 54 | 5015-9/0-4P-25HP KPVS | KPVS_5015-9/0_4P_25HP_9.03_BRZ | 1495.7 | 1495.7 | 4487.1 | 3 | 1 | 4 | F | KPVS_SplitCase | 6 | 5 | 6 | 8 | BranchMin6_BranchMax8 | 6 | 2 | 8 | 16 | HeaderMin8_HeaderMax16 | 14 | 5 | 10
654 | 54 | 5015-9/0-4P-25HP KPVS | KPVS_5015-9/0_4P_25HP_9.03_BRZ | 1495.7 | 1495.7 | 4487.1 | 3 | 1 | 4 | F | KPVS_SplitCase | 6 | 5 | 6 | 8 | BranchMin6_BranchMax8 | 6 | 2 | 8 | 16 | HeaderMin8_HeaderMax16 | 16 | 5 | 10
654 | 54 | 5015-9/0-4P-25HP KPVS | KPVS_5015-9/0_4P_25HP_9.03_BRZ | 1495.7 | 1495.7 | 4487.1 | 3 | 1 | 4 | F | KPVS_SplitCase | 6 | 5 | 6 | 8 | BranchMin6_BranchMax8 | 8 | 2 | 8 | 16 | HeaderMin8_HeaderMax16 | 8 | 5 | 10 | [29 empty] | INVALID
654 | 54 | 5015-9/0-4P-25HP KPVS | KPVS_5015-9/0_4P_25HP_9.03_BRZ | 1495.7 | 1495.7 | 4487.1 | 3 | 1 | 4 | F | KPVS_SplitCase | 6 | 5 | 6 | 8 | BranchMin6_BranchMax8 | 8 | 2 | 8 | 16 | HeaderMin8_HeaderMax16 | 10 | 5 | 10
654 | 54 | 5015-9/0-4P-25HP KPVS | KPVS_5015-9/0_4P_25HP_9.03_BRZ | 1495.7 | 1495.7 | 4487.1 | 3 | 1 | 4 | F | KPVS_SplitCase | 6 | 5 | 6 | 8 | BranchMin6_BranchMax8 | 8 | 2 | 8 | 16 | HeaderMin8_HeaderMax16 | 12 | 5 | 10
654 | 54 | 5015-9/0-4P-25HP KPVS | KPVS_5015-9/0_4P_25HP_9.03_BRZ | 1495.7 | 1495.7 | 4487.1 | 3 | 1 | 4 | F | KPVS_SplitCase | 6 | 5 | 6 | 8 | BranchMin6_BranchMax8 | 8 | 2 | 8 | 16 | HeaderMin8_HeaderMax16 | 14 | 5 | 10
654 | 54 | 5015-9/0-4P-25HP KPVS | KPVS_5015-9/0_4P_25HP_9.03_BRZ | 1495.7 | 1495.7 | 4487.1 | 3 | 1 | 4 | F | KPVS_SplitCase | 6 | 5 | 6 | 8 | BranchMin6_BranchMax8 | 8 | 2 | 8 | 16 | HeaderMin8_HeaderMax16 | 16 | 5 | 10
655 | 55 | 5015-9/0-4P-30HP KPVS | KPVS_5015-9/0_4P_30HP_9.62_BRZ | 1583.4 | 1583.4 | 4750.2 | 3 | 1 | 4 | F | KPVS_SplitCase | 6 | 5 | 6 | 8 | BranchMin6_BranchMax8 | 6 | 2 | 8 | 16 | HeaderMin8_HeaderMax16 | 8 | 5 | 10
655 | 55 | 5015-9/0-4P-30HP KPVS | KPVS_5015-9/0_4P_30HP_9.62_BRZ | 1583.4 | 1583.4 | 4750.2 | 3 | 1 | 4 | F | KPVS_SplitCase | 6 | 5 | 6 | 8 | BranchMin6_BranchMax8 | 6 | 2 | 8 | 16 | HeaderMin8_HeaderMax16 | 10 | 5 | 10
655 | 55 | 5015-9/0-4P-30HP KPVS | KPVS_5015-9/0_4P_30HP_9.62_BRZ | 1583.4 | 1583.4 | 4750.2 | 3 | 1 | 4 | F | KPVS_SplitCase | 6 | 5 | 6 | 8 | BranchMin6_BranchMax8 | 6 | 2 | 8 | 16 | HeaderMin8_HeaderMax16 | 12 | 5 | 10
655 | 55 | 5015-9/0-4P-30HP KPVS | KPVS_5015-9/0_4P_30HP_9.62_BRZ | 1583.4 | 1583.4 | 4750.2 | 3 | 1 | 4 | F | KPVS_SplitCase | 6 | 5 | 6 | 8 | BranchMin6_BranchMax8 | 6 | 2 | 8 | 16 | HeaderMin8_HeaderMax16 | 14 | 5 | 10
655 | 55 | 5015-9/0-4P-30HP KPVS | KPVS_5015-9/0_4P_30HP_9.62_BRZ | 1583.4 | 1583.4 | 4750.2 | 3 | 1 | 4 | F | KPVS_SplitCase | 6 | 5 | 6 | 8 | BranchMin6_BranchMax8 | 6 | 2 | 8 | 16 | HeaderMin8_HeaderMax16 | 16 | 5 | 10
655 | 55 | 5015-9/0-4P-30HP KPVS | KPVS_5015-9/0_4P_30HP_9.62_BRZ | 1583.4 | 1583.4 | 4750.2 | 3 | 1 | 4 | F | KPVS_SplitCase | 6 | 5 | 6 | 8 | BranchMin6_BranchMax8 | 8 | 2 | 8 | 16 | HeaderMin8_HeaderMax16 | 8 | 5 | 10 | [29 empty] | INVALID
655 | 55 | 5015-9/0-4P-30HP KPVS | KPVS_5015-9/0_4P_30HP_9.62_BRZ | 1583.4 | 1583.4 | 4750.2 | 3 | 1 | 4 | F | KPVS_SplitCase | 6 | 5 | 6 | 8 | BranchMin6_BranchMax8 | 8 | 2 | 8 | 16 | HeaderMin8_HeaderMax16 | 10 | 5 | 10
655 | 55 | 5015-9/0-4P-30HP KPVS | KPVS_5015-9/0_4P_30HP_9.62_BRZ | 1583.4 | 1583.4 | 4750.2 | 3 | 1 | 4 | F | KPVS_SplitCase | 6 | 5 | 6 | 8 | BranchMin6_BranchMax8 | 8 | 2 | 8 | 16 | HeaderMin8_HeaderMax16 | 12 | 5 | 10
655 | 55 | 5015-9/0-4P-30HP KPVS | KPVS_5015-9/0_4P_30HP_9.62_BRZ | 1583.4 | 1583.4 | 4750.2 | 3 | 1 | 4 | F | KPVS_SplitCase | 6 | 5 | 6 | 8 | BranchMin6_BranchMax8 | 8 | 2 | 8 | 16 | HeaderMin8_HeaderMax16 | 14 | 5 | 10
655 | 55 | 5015-9/0-4P-30HP KPVS | KPVS_5015-9/0_4P_30HP_9.62_BRZ | 1583.4 | 1583.4 | 4750.2 | 3 | 1 | 4 | F | KPVS_SplitCase | 6 | 5 | 6 | 8 | BranchMin6_BranchMax8 | 8 | 2 | 8 | 16 | HeaderMin8_HeaderMax16 | 16 | 5 | 10
656 | 56 | 5015-9/0-4P-40HP KPVS | KPVS_5015-9/0_4P_40HP_10.56_BRZ | 1715.7 | 1715.7 | 5147.1 | 3 | 1 | 4 | F | KPVS_SplitCase | 6 | 5 | 6 | 10 | BranchMin6_BranchMax10 | 6 | 3 | 8 | 16 | HeaderMin8_HeaderMax16 | 8 | 5 | 15
656 | 56 | 5015-9/0-4P-40HP KPVS | KPVS_5015-9/0_4P_40HP_10.56_BRZ | 1715.7 | 1715.7 | 5147.1 | 3 | 1 | 4 | F | KPVS_SplitCase | 6 | 5 | 6 | 10 | BranchMin6_BranchMax10 | 6 | 3 | 8 | 16 | HeaderMin8_HeaderMax16 | 10 | 5 | 15
656 | 56 | 5015-9/0-4P-40HP KPVS | KPVS_5015-9/0_4P_40HP_10.56_BRZ | 1715.7 | 1715.7 | 5147.1 | 3 | 1 | 4 | F | KPVS_SplitCase | 6 | 5 | 6 | 10 | BranchMin6_BranchMax10 | 6 | 3 | 8 | 16 | HeaderMin8_HeaderMax16 | 12 | 5 | 15
656 | 56 | 5015-9/0-4P-40HP KPVS | KPVS_5015-9/0_4P_40HP_10.56_BRZ | 1715.7 | 1715.7 | 5147.1 | 3 | 1 | 4 | F | KPVS_SplitCase | 6 | 5 | 6 | 10 | BranchMin6_BranchMax10 | 6 | 3 | 8 | 16 | HeaderMin8_HeaderMax16 | 14 | 5 | 15
656 | 56 | 5015-9/0-4P-40HP KPVS | KPVS_5015-9/0_4P_40HP_10.56_BRZ | 1715.7 | 1715.7 | 5147.1 | 3 | 1 | 4 | F | KPVS_SplitCase | 6 | 5 | 6 | 10 | BranchMin6_BranchMax10 | 6 | 3 | 8 | 16 | HeaderMin8_HeaderMax16 | 16 | 5 | 15
656 | 56 | 5015-9/0-4P-40HP KPVS | KPVS_5015-9/0_4P_40HP_10.56_BRZ | 1715.7 | 1715.7 | 5147.1 | 3 | 1 | 4 | F | KPVS_SplitCase | 6 | 5 | 6 | 10 | BranchMin6_BranchMax10 | 8 | 3 | 8 | 16 | HeaderMin8_HeaderMax16 | 8 | 5 | 15 | [29 empty] | INVALID
656 | 56 | 5015-9/0-4P-40HP KPVS | KPVS_5015-9/0_4P_40HP_10.56_BRZ | 1715.7 | 1715.7 | 5147.1 | 3 | 1 | 4 | F | KPVS_SplitCase | 6 | 5 | 6 | 10 | BranchMin6_BranchMax10 | 8 | 3 | 8 | 16 | HeaderMin8_HeaderMax16 | 10 | 5 | 15
656 | 56 | 5015-9/0-4P-40HP KPVS | KPVS_5015-9/0_4P_40HP_10.56_BRZ | 1715.7 | 1715.7 | 5147.1 | 3 | 1 | 4 | F | KPVS_SplitCase | 6 | 5 | 6 | 10 | BranchMin6_BranchMax10 | 8 | 3 | 8 | 16 | HeaderMin8_HeaderMax16 | 12 | 5 | 15
656 | 56 | 5015-9/0-4P-40HP KPVS | KPVS_5015-9/0_4P_40HP_10.56_BRZ | 1715.7 | 1715.7 | 5147.1 | 3 | 1 | 4 | F | KPVS_SplitCase | 6 | 5 | 6 | 10 | BranchMin6_BranchMax10 | 8 | 3 | 8 | 16 | HeaderMin8_HeaderMax16 | 14 | 5 | 15
656 | 56 | 5015-9/0-4P-40HP KPVS | KPVS_5015-9/0_4P_40HP_10.56_BRZ | 1715.7 | 1715.7 | 5147.1 | 3 | 1 | 4 | F | KPVS_SplitCase | 6 | 5 | 6 | 10 | BranchMin6_BranchMax10 | 8 | 3 | 8 | 16 | HeaderMin8_HeaderMax16 | 16 | 5 | 15
656 | 56 | 5015-9/0-4P-40HP KPVS | KPVS_5015-9/0_4P_40HP_10.56_BRZ | 1715.7 | 1715.7 | 5147.1 | 3 | 1 | 4 | F | KPVS_SplitCase | 6 | 5 | 6 | 10 | BranchMin6_BranchMax10 | 10 | 3 | 8 | 16 | HeaderMin8_HeaderMax16 | 8 | 5 | 15 | [29 empty] | INVALID
656 | 56 | 5015-9/0-4P-40HP KPVS | KPVS_5015-9/0_4P_40HP_10.56_BRZ | 1715.7 | 1715.7 | 5147.1 | 3 | 1 | 4 | F | KPVS_SplitCase | 6 | 5 | 6 | 10 | BranchMin6_BranchMax10 | 10 | 3 | 8 | 16 | HeaderMin8_HeaderMax16 | 10 | 5 | 15 | [29 empty] | INVALID
656 | 56 | 5015-9/0-4P-40HP KPVS | KPVS_5015-9/0_4P_40HP_10.56_BRZ | 1715.7 | 1715.7 | 5147.1 | 3 | 1 | 4 | F | KPVS_SplitCase | 6 | 5 | 6 | 10 | BranchMin6_BranchMax10 | 10 | 3 | 8 | 16 | HeaderMin8_HeaderMax16 | 12 | 5 | 15
656 | 56 | 5015-9/0-4P-40HP KPVS | KPVS_5015-9/0_4P_40HP_10.56_BRZ | 1715.7 | 1715.7 | 5147.1 | 3 | 1 | 4 | F | KPVS_SplitCase | 6 | 5 | 6 | 10 | BranchMin6_BranchMax10 | 10 | 3 | 8 | 16 | HeaderMin8_HeaderMax16 | 14 | 5 | 15
656 | 56 | 5015-9/0-4P-40HP KPVS | KPVS_5015-9/0_4P_40HP_10.56_BRZ | 1715.7 | 1715.7 | 5147.1 | 3 | 1 | 4 | F | KPVS_SplitCase | 6 | 5 | 6 | 10 | BranchMin6_BranchMax10 | 10 | 3 | 8 | 16 | HeaderMin8_HeaderMax16 | 16 | 5 | 15
657 | 57 | 5015-9/0-4P-50HP KPVS | KPVS_5015-9/0_4P_50HP_11.30_BRZ | 1813.1 | 1813.1 | 5439.3 | 3 | 1 | 4 | F | KPVS_SplitCase | 6 | 5 | 6 | 10 | BranchMin6_BranchMax10 | 6 | 3 | 8 | 16 | HeaderMin8_HeaderMax16 | 8 | 5 | 15
657 | 57 | 5015-9/0-4P-50HP KPVS | KPVS_5015-9/0_4P_50HP_11.30_BRZ | 1813.1 | 1813.1 | 5439.3 | 3 | 1 | 4 | F | KPVS_SplitCase | 6 | 5 | 6 | 10 | BranchMin6_BranchMax10 | 6 | 3 | 8 | 16 | HeaderMin8_HeaderMax16 | 10 | 5 | 15
657 | 57 | 5015-9/0-4P-50HP KPVS | KPVS_5015-9/0_4P_50HP_11.30_BRZ | 1813.1 | 1813.1 | 5439.3 | 3 | 1 | 4 | F | KPVS_SplitCase | 6 | 5 | 6 | 10 | BranchMin6_BranchMax10 | 6 | 3 | 8 | 16 | HeaderMin8_HeaderMax16 | 12 | 5 | 15
657 | 57 | 5015-9/0-4P-50HP KPVS | KPVS_5015-9/0_4P_50HP_11.30_BRZ | 1813.1 | 1813.1 | 5439.3 | 3 | 1 | 4 | F | KPVS_SplitCase | 6 | 5 | 6 | 10 | BranchMin6_BranchMax10 | 6 | 3 | 8 | 16 | HeaderMin8_HeaderMax16 | 14 | 5 | 15
657 | 57 | 5015-9/0-4P-50HP KPVS | KPVS_5015-9/0_4P_50HP_11.30_BRZ | 1813.1 | 1813.1 | 5439.3 | 3 | 1 | 4 | F | KPVS_SplitCase | 6 | 5 | 6 | 10 | BranchMin6_BranchMax10 | 6 | 3 | 8 | 16 | HeaderMin8_HeaderMax16 | 16 | 5 | 15
657 | 57 | 5015-9/0-4P-50HP KPVS | KPVS_5015-9/0_4P_50HP_11.30_BRZ | 1813.1 | 1813.1 | 5439.3 | 3 | 1 | 4 | F | KPVS_SplitCase | 6 | 5 | 6 | 10 | BranchMin6_BranchMax10 | 8 | 3 | 8 | 16 | HeaderMin8_HeaderMax16 | 8 | 5 | 15 | [29 empty] | INVALID
657 | 57 | 5015-9/0-4P-50HP KPVS | KPVS_5015-9/0_4P_50HP_11.30_BRZ | 1813.1 | 1813.1 | 5439.3 | 3 | 1 | 4 | F | KPVS_SplitCase | 6 | 5 | 6 | 10 | BranchMin6_BranchMax10 | 8 | 3 | 8 | 16 | HeaderMin8_HeaderMax16 | 10 | 5 | 15
657 | 57 | 5015-9/0-4P-50HP KPVS | KPVS_5015-9/0_4P_50HP_11.30_BRZ | 1813.1 | 1813.1 | 5439.3 | 3 | 1 | 4 | F | KPVS_SplitCase | 6 | 5 | 6 | 10 | BranchMin6_BranchMax10 | 8 | 3 | 8 | 16 | HeaderMin8_HeaderMax16 | 12 | 5 | 15
657 | 57 | 5015-9/0-4P-50HP KPVS | KPVS_5015-9/0_4P_50HP_11.30_BRZ | 1813.1 | 1813.1 | 5439.3 | 3 | 1 | 4 | F | KPVS_SplitCase | 6 | 5 | 6 | 10 | BranchMin6_BranchMax10 | 8 | 3 | 8 | 16 | HeaderMin8_HeaderMax16 | 14 | 5 | 15
657 | 57 | 5015-9/0-4P-50HP KPVS | KPVS_5015-9/0_4P_50HP_11.30_BRZ | 1813.1 | 1813.1 | 5439.3 | 3 | 1 | 4 | F | KPVS_SplitCase | 6 | 5 | 6 | 10 | BranchMin6_BranchMax10 | 8 | 3 | 8 | 16 | HeaderMin8_HeaderMax16 | 16 | 5 | 15
657 | 57 | 5015-9/0-4P-50HP KPVS | KPVS_5015-9/0_4P_50HP_11.30_BRZ | 1813.1 | 1813.1 | 5439.3 | 3 | 1 | 4 | F | KPVS_SplitCase | 6 | 5 | 6 | 10 | BranchMin6_BranchMax10 | 10 | 3 | 8 | 16 | HeaderMin8_HeaderMax16 | 8 | 5 | 15 | [29 empty] | INVALID
657 | 57 | 5015-9/0-4P-50HP KPVS | KPVS_5015-9/0_4P_50HP_11.30_BRZ | 1813.1 | 1813.1 | 5439.3 | 3 | 1 | 4 | F | KPVS_SplitCase | 6 | 5 | 6 | 10 | BranchMin6_BranchMax10 | 10 | 3 | 8 | 16 | HeaderMin8_HeaderMax16 | 10 | 5 | 15 | [29 empty] | INVALID
657 | 57 | 5015-9/0-4P-50HP KPVS | KPVS_5015-9/0_4P_50HP_11.30_BRZ | 1813.1 | 1813.1 | 5439.3 | 3 | 1 | 4 | F | KPVS_SplitCase | 6 | 5 | 6 | 10 | BranchMin6_BranchMax10 | 10 | 3 | 8 | 16 | HeaderMin8_HeaderMax16 | 12 | 5 | 15
657 | 57 | 5015-9/0-4P-50HP KPVS | KPVS_5015-9/0_4P_50HP_11.30_BRZ | 1813.1 | 1813.1 | 5439.3 | 3 | 1 | 4 | F | KPVS_SplitCase | 6 | 5 | 6 | 10 | BranchMin6_BranchMax10 | 10 | 3 | 8 | 16 | HeaderMin8_HeaderMax16 | 14 | 5 | 15
657 | 57 | 5015-9/0-4P-50HP KPVS | KPVS_5015-9/0_4P_50HP_11.30_BRZ | 1813.1 | 1813.1 | 5439.3 | 3 | 1 | 4 | F | KPVS_SplitCase | 6 | 5 | 6 | 10 | BranchMin6_BranchMax10 | 10 | 3 | 8 | 16 | HeaderMin8_HeaderMax16 | 16 | 5 | 15
658 | 58 | 5015-9/0-4P-60HP KPVS | KPVS_5015-9/0_4P_60HP_11.87_BRZ | 1884.3 | 1884.3 | 5652.9 | 3 | 1 | 4 | F | KPVS_SplitCase | 6 | 5 | 6 | 10 | BranchMin6_BranchMax10 | 6 | 3 | 8 | 18 | HeaderMin8_HeaderMax18 | 8 | 6 | 18
658 | 58 | 5015-9/0-4P-60HP KPVS | KPVS_5015-9/0_4P_60HP_11.87_BRZ | 1884.3 | 1884.3 | 5652.9 | 3 | 1 | 4 | F | KPVS_SplitCase | 6 | 5 | 6 | 10 | BranchMin6_BranchMax10 | 6 | 3 | 8 | 18 | HeaderMin8_HeaderMax18 | 10 | 6 | 18
658 | 58 | 5015-9/0-4P-60HP KPVS | KPVS_5015-9/0_4P_60HP_11.87_BRZ | 1884.3 | 1884.3 | 5652.9 | 3 | 1 | 4 | F | KPVS_SplitCase | 6 | 5 | 6 | 10 | BranchMin6_BranchMax10 | 6 | 3 | 8 | 18 | HeaderMin8_HeaderMax18 | 12 | 6 | 18
658 | 58 | 5015-9/0-4P-60HP KPVS | KPVS_5015-9/0_4P_60HP_11.87_BRZ | 1884.3 | 1884.3 | 5652.9 | 3 | 1 | 4 | F | KPVS_SplitCase | 6 | 5 | 6 | 10 | BranchMin6_BranchMax10 | 6 | 3 | 8 | 18 | HeaderMin8_HeaderMax18 | 14 | 6 | 18
658 | 58 | 5015-9/0-4P-60HP KPVS | KPVS_5015-9/0_4P_60HP_11.87_BRZ | 1884.3 | 1884.3 | 5652.9 | 3 | 1 | 4 | F | KPVS_SplitCase | 6 | 5 | 6 | 10 | BranchMin6_BranchMax10 | 6 | 3 | 8 | 18 | HeaderMin8_HeaderMax18 | 16 | 6 | 18
658 | 58 | 5015-9/0-4P-60HP KPVS | KPVS_5015-9/0_4P_60HP_11.87_BRZ | 1884.3 | 1884.3 | 5652.9 | 3 | 1 | 4 | F | KPVS_SplitCase | 6 | 5 | 6 | 10 | BranchMin6_BranchMax10 | 6 | 3 | 8 | 18 | HeaderMin8_HeaderMax18 | 18 | 6 | 18
658 | 58 | 5015-9/0-4P-60HP KPVS | KPVS_5015-9/0_4P_60HP_11.87_BRZ | 1884.3 | 1884.3 | 5652.9 | 3 | 1 | 4 | F | KPVS_SplitCase | 6 | 5 | 6 | 10 | BranchMin6_BranchMax10 | 8 | 3 | 8 | 18 | HeaderMin8_HeaderMax18 | 8 | 6 | 18 | [29 empty] | INVALID
658 | 58 | 5015-9/0-4P-60HP KPVS | KPVS_5015-9/0_4P_60HP_11.87_BRZ | 1884.3 | 1884.3 | 5652.9 | 3 | 1 | 4 | F | KPVS_SplitCase | 6 | 5 | 6 | 10 | BranchMin6_BranchMax10 | 8 | 3 | 8 | 18 | HeaderMin8_HeaderMax18 | 10 | 6 | 18
658 | 58 | 5015-9/0-4P-60HP KPVS | KPVS_5015-9/0_4P_60HP_11.87_BRZ | 1884.3 | 1884.3 | 5652.9 | 3 | 1 | 4 | F | KPVS_SplitCase | 6 | 5 | 6 | 10 | BranchMin6_BranchMax10 | 8 | 3 | 8 | 18 | HeaderMin8_HeaderMax18 | 12 | 6 | 18
658 | 58 | 5015-9/0-4P-60HP KPVS | KPVS_5015-9/0_4P_60HP_11.87_BRZ | 1884.3 | 1884.3 | 5652.9 | 3 | 1 | 4 | F | KPVS_SplitCase | 6 | 5 | 6 | 10 | BranchMin6_BranchMax10 | 8 | 3 | 8 | 18 | HeaderMin8_HeaderMax18 | 14 | 6 | 18
658 | 58 | 5015-9/0-4P-60HP KPVS | KPVS_5015-9/0_4P_60HP_11.87_BRZ | 1884.3 | 1884.3 | 5652.9 | 3 | 1 | 4 | F | KPVS_SplitCase | 6 | 5 | 6 | 10 | BranchMin6_BranchMax10 | 8 | 3 | 8 | 18 | HeaderMin8_HeaderMax18 | 16 | 6 | 18
658 | 58 | 5015-9/0-4P-60HP KPVS | KPVS_5015-9/0_4P_60HP_11.87_BRZ | 1884.3 | 1884.3 | 5652.9 | 3 | 1 | 4 | F | KPVS_SplitCase | 6 | 5 | 6 | 10 | BranchMin6_BranchMax10 | 8 | 3 | 8 | 18 | HeaderMin8_HeaderMax18 | 18 | 6 | 18
658 | 58 | 5015-9/0-4P-60HP KPVS | KPVS_5015-9/0_4P_60HP_11.87_BRZ | 1884.3 | 1884.3 | 5652.9 | 3 | 1 | 4 | F | KPVS_SplitCase | 6 | 5 | 6 | 10 | BranchMin6_BranchMax10 | 10 | 3 | 8 | 18 | HeaderMin8_HeaderMax18 | 8 | 6 | 18 | [29 empty] | INVALID
658 | 58 | 5015-9/0-4P-60HP KPVS | KPVS_5015-9/0_4P_60HP_11.87_BRZ | 1884.3 | 1884.3 | 5652.9 | 3 | 1 | 4 | F | KPVS_SplitCase | 6 | 5 | 6 | 10 | BranchMin6_BranchMax10 | 10 | 3 | 8 | 18 | HeaderMin8_HeaderMax18 | 10 | 6 | 18 | [29 empty] | INVALID
658 | 58 | 5015-9/0-4P-60HP KPVS | KPVS_5015-9/0_4P_60HP_11.87_BRZ | 1884.3 | 1884.3 | 5652.9 | 3 | 1 | 4 | F | KPVS_SplitCase | 6 | 5 | 6 | 10 | BranchMin6_BranchMax10 | 10 | 3 | 8 | 18 | HeaderMin8_HeaderMax18 | 12 | 6 | 18
658 | 58 | 5015-9/0-4P-60HP KPVS | KPVS_5015-9/0_4P_60HP_11.87_BRZ | 1884.3 | 1884.3 | 5652.9 | 3 | 1 | 4 | F | KPVS_SplitCase | 6 | 5 | 6 | 10 | BranchMin6_BranchMax10 | 10 | 3 | 8 | 18 | HeaderMin8_HeaderMax18 | 14 | 6 | 18
658 | 58 | 5015-9/0-4P-60HP KPVS | KPVS_5015-9/0_4P_60HP_11.87_BRZ | 1884.3 | 1884.3 | 5652.9 | 3 | 1 | 4 | F | KPVS_SplitCase | 6 | 5 | 6 | 10 | BranchMin6_BranchMax10 | 10 | 3 | 8 | 18 | HeaderMin8_HeaderMax18 | 16 | 6 | 18
658 | 58 | 5015-9/0-4P-60HP KPVS | KPVS_5015-9/0_4P_60HP_11.87_BRZ | 1884.3 | 1884.3 | 5652.9 | 3 | 1 | 4 | F | KPVS_SplitCase | 6 | 5 | 6 | 10 | BranchMin6_BranchMax10 | 10 | 3 | 8 | 18 | HeaderMin8_HeaderMax18 | 18 | 6 | 18
659 | 59 | 5015-9/0-4P-75HP KPVS | KPVS_5015-9/0_4P_75HP_12.61_BRZ | 1998.6 | 1998.6 | 5995.8 | 3 | 1 | 4 | F | KPVS_SplitCase | 6 | 5 | 6 | 10 | BranchMin6_BranchMax10 | 6 | 3 | 8 | 18 | HeaderMin8_HeaderMax18 | 8 | 6 | 18
659 | 59 | 5015-9/0-4P-75HP KPVS | KPVS_5015-9/0_4P_75HP_12.61_BRZ | 1998.6 | 1998.6 | 5995.8 | 3 | 1 | 4 | F | KPVS_SplitCase | 6 | 5 | 6 | 10 | BranchMin6_BranchMax10 | 6 | 3 | 8 | 18 | HeaderMin8_HeaderMax18 | 10 | 6 | 18
659 | 59 | 5015-9/0-4P-75HP KPVS | KPVS_5015-9/0_4P_75HP_12.61_BRZ | 1998.6 | 1998.6 | 5995.8 | 3 | 1 | 4 | F | KPVS_SplitCase | 6 | 5 | 6 | 10 | BranchMin6_BranchMax10 | 6 | 3 | 8 | 18 | HeaderMin8_HeaderMax18 | 12 | 6 | 18
659 | 59 | 5015-9/0-4P-75HP KPVS | KPVS_5015-9/0_4P_75HP_12.61_BRZ | 1998.6 | 1998.6 | 5995.8 | 3 | 1 | 4 | F | KPVS_SplitCase | 6 | 5 | 6 | 10 | BranchMin6_BranchMax10 | 6 | 3 | 8 | 18 | HeaderMin8_HeaderMax18 | 14 | 6 | 18
659 | 59 | 5015-9/0-4P-75HP KPVS | KPVS_5015-9/0_4P_75HP_12.61_BRZ | 1998.6 | 1998.6 | 5995.8 | 3 | 1 | 4 | F | KPVS_SplitCase | 6 | 5 | 6 | 10 | BranchMin6_BranchMax10 | 6 | 3 | 8 | 18 | HeaderMin8_HeaderMax18 | 16 | 6 | 18
659 | 59 | 5015-9/0-4P-75HP KPVS | KPVS_5015-9/0_4P_75HP_12.61_BRZ | 1998.6 | 1998.6 | 5995.8 | 3 | 1 | 4 | F | KPVS_SplitCase | 6 | 5 | 6 | 10 | BranchMin6_BranchMax10 | 6 | 3 | 8 | 18 | HeaderMin8_HeaderMax18 | 18 | 6 | 18
659 | 59 | 5015-9/0-4P-75HP KPVS | KPVS_5015-9/0_4P_75HP_12.61_BRZ | 1998.6 | 1998.6 | 5995.8 | 3 | 1 | 4 | F | KPVS_SplitCase | 6 | 5 | 6 | 10 | BranchMin6_BranchMax10 | 8 | 3 | 8 | 18 | HeaderMin8_HeaderMax18 | 8 | 6 | 18 | [29 empty] | INVALID
659 | 59 | 5015-9/0-4P-75HP KPVS | KPVS_5015-9/0_4P_75HP_12.61_BRZ | 1998.6 | 1998.6 | 5995.8 | 3 | 1 | 4 | F | KPVS_SplitCase | 6 | 5 | 6 | 10 | BranchMin6_BranchMax10 | 8 | 3 | 8 | 18 | HeaderMin8_HeaderMax18 | 10 | 6 | 18
659 | 59 | 5015-9/0-4P-75HP KPVS | KPVS_5015-9/0_4P_75HP_12.61_BRZ | 1998.6 | 1998.6 | 5995.8 | 3 | 1 | 4 | F | KPVS_SplitCase | 6 | 5 | 6 | 10 | BranchMin6_BranchMax10 | 8 | 3 | 8 | 18 | HeaderMin8_HeaderMax18 | 12 | 6 | 18
659 | 59 | 5015-9/0-4P-75HP KPVS | KPVS_5015-9/0_4P_75HP_12.61_BRZ | 1998.6 | 1998.6 | 5995.8 | 3 | 1 | 4 | F | KPVS_SplitCase | 6 | 5 | 6 | 10 | BranchMin6_BranchMax10 | 8 | 3 | 8 | 18 | HeaderMin8_HeaderMax18 | 14 | 6 | 18
659 | 59 | 5015-9/0-4P-75HP KPVS | KPVS_5015-9/0_4P_75HP_12.61_BRZ | 1998.6 | 1998.6 | 5995.8 | 3 | 1 | 4 | F | KPVS_SplitCase | 6 | 5 | 6 | 10 | BranchMin6_BranchMax10 | 8 | 3 | 8 | 18 | HeaderMin8_HeaderMax18 | 16 | 6 | 18
659 | 59 | 5015-9/0-4P-75HP KPVS | KPVS_5015-9/0_4P_75HP_12.61_BRZ | 1998.6 | 1998.6 | 5995.8 | 3 | 1 | 4 | F | KPVS_SplitCase | 6 | 5 | 6 | 10 | BranchMin6_BranchMax10 | 8 | 3 | 8 | 18 | HeaderMin8_HeaderMax18 | 18 | 6 | 18
659 | 59 | 5015-9/0-4P-75HP KPVS | KPVS_5015-9/0_4P_75HP_12.61_BRZ | 1998.6 | 1998.6 | 5995.8 | 3 | 1 | 4 | F | KPVS_SplitCase | 6 | 5 | 6 | 10 | BranchMin6_BranchMax10 | 10 | 3 | 8 | 18 | HeaderMin8_HeaderMax18 | 8 | 6 | 18 | [29 empty] | INVALID
659 | 59 | 5015-9/0-4P-75HP KPVS | KPVS_5015-9/0_4P_75HP_12.61_BRZ | 1998.6 | 1998.6 | 5995.8 | 3 | 1 | 4 | F | KPVS_SplitCase | 6 | 5 | 6 | 10 | BranchMin6_BranchMax10 | 10 | 3 | 8 | 18 | HeaderMin8_HeaderMax18 | 10 | 6 | 18 | [29 empty] | INVALID
659 | 59 | 5015-9/0-4P-75HP KPVS | KPVS_5015-9/0_4P_75HP_12.61_BRZ | 1998.6 | 1998.6 | 5995.8 | 3 | 1 | 4 | F | KPVS_SplitCase | 6 | 5 | 6 | 10 | BranchMin6_BranchMax10 | 10 | 3 | 8 | 18 | HeaderMin8_HeaderMax18 | 12 | 6 | 18
659 | 59 | 5015-9/0-4P-75HP KPVS | KPVS_5015-9/0_4P_75HP_12.61_BRZ | 1998.6 | 1998.6 | 5995.8 | 3 | 1 | 4 | F | KPVS_SplitCase | 6 | 5 | 6 | 10 | BranchMin6_BranchMax10 | 10 | 3 | 8 | 18 | HeaderMin8_HeaderMax18 | 14 | 6 | 18
659 | 59 | 5015-9/0-4P-75HP KPVS | KPVS_5015-9/0_4P_75HP_12.61_BRZ | 1998.6 | 1998.6 | 5995.8 | 3 | 1 | 4 | F | KPVS_SplitCase | 6 | 5 | 6 | 10 | BranchMin6_BranchMax10 | 10 | 3 | 8 | 18 | HeaderMin8_HeaderMax18 | 16 | 6 | 18
659 | 59 | 5015-9/0-4P-75HP KPVS | KPVS_5015-9/0_4P_75HP_12.61_BRZ | 1998.6 | 1998.6 | 5995.8 | 3 | 1 | 4 | F | KPVS_SplitCase | 6 | 5 | 6 | 10 | BranchMin6_BranchMax10 | 10 | 3 | 8 | 18 | HeaderMin8_HeaderMax18 | 18 | 6 | 18
660 | 60 | 5015-9/0-4P-100HP KPVS | KPVS_5015-9/0_4P_100HP_13.60_BRZ | 2182.4 | 2182.4 | 6547.2 | 3 | 1 | 4 | F | KPVS_SplitCase | 6 | 5 | 6 | 10 | BranchMin6_BranchMax10 | 6 | 3 | 8 | 18 | HeaderMin8_HeaderMax18 | 8 | 6 | 18
660 | 60 | 5015-9/0-4P-100HP KPVS | KPVS_5015-9/0_4P_100HP_13.60_BRZ | 2182.4 | 2182.4 | 6547.2 | 3 | 1 | 4 | F | KPVS_SplitCase | 6 | 5 | 6 | 10 | BranchMin6_BranchMax10 | 6 | 3 | 8 | 18 | HeaderMin8_HeaderMax18 | 10 | 6 | 18
660 | 60 | 5015-9/0-4P-100HP KPVS | KPVS_5015-9/0_4P_100HP_13.60_BRZ | 2182.4 | 2182.4 | 6547.2 | 3 | 1 | 4 | F | KPVS_SplitCase | 6 | 5 | 6 | 10 | BranchMin6_BranchMax10 | 6 | 3 | 8 | 18 | HeaderMin8_HeaderMax18 | 12 | 6 | 18
660 | 60 | 5015-9/0-4P-100HP KPVS | KPVS_5015-9/0_4P_100HP_13.60_BRZ | 2182.4 | 2182.4 | 6547.2 | 3 | 1 | 4 | F | KPVS_SplitCase | 6 | 5 | 6 | 10 | BranchMin6_BranchMax10 | 6 | 3 | 8 | 18 | HeaderMin8_HeaderMax18 | 14 | 6 | 18
660 | 60 | 5015-9/0-4P-100HP KPVS | KPVS_5015-9/0_4P_100HP_13.60_BRZ | 2182.4 | 2182.4 | 6547.2 | 3 | 1 | 4 | F | KPVS_SplitCase | 6 | 5 | 6 | 10 | BranchMin6_BranchMax10 | 6 | 3 | 8 | 18 | HeaderMin8_HeaderMax18 | 16 | 6 | 18
660 | 60 | 5015-9/0-4P-100HP KPVS | KPVS_5015-9/0_4P_100HP_13.60_BRZ | 2182.4 | 2182.4 | 6547.2 | 3 | 1 | 4 | F | KPVS_SplitCase | 6 | 5 | 6 | 10 | BranchMin6_BranchMax10 | 6 | 3 | 8 | 18 | HeaderMin8_HeaderMax18 | 18 | 6 | 18
660 | 60 | 5015-9/0-4P-100HP KPVS | KPVS_5015-9/0_4P_100HP_13.60_BRZ | 2182.4 | 2182.4 | 6547.2 | 3 | 1 | 4 | F | KPVS_SplitCase | 6 | 5 | 6 | 10 | BranchMin6_BranchMax10 | 8 | 3 | 8 | 18 | HeaderMin8_HeaderMax18 | 8 | 6 | 18 | [29 empty] | INVALID
660 | 60 | 5015-9/0-4P-100HP KPVS | KPVS_5015-9/0_4P_100HP_13.60_BRZ | 2182.4 | 2182.4 | 6547.2 | 3 | 1 | 4 | F | KPVS_SplitCase | 6 | 5 | 6 | 10 | BranchMin6_BranchMax10 | 8 | 3 | 8 | 18 | HeaderMin8_HeaderMax18 | 10 | 6 | 18
660 | 60 | 5015-9/0-4P-100HP KPVS | KPVS_5015-9/0_4P_100HP_13.60_BRZ | 2182.4 | 2182.4 | 6547.2 | 3 | 1 | 4 | F | KPVS_SplitCase | 6 | 5 | 6 | 10 | BranchMin6_BranchMax10 | 8 | 3 | 8 | 18 | HeaderMin8_HeaderMax18 | 12 | 6 | 18
660 | 60 | 5015-9/0-4P-100HP KPVS | KPVS_5015-9/0_4P_100HP_13.60_BRZ | 2182.4 | 2182.4 | 6547.2 | 3 | 1 | 4 | F | KPVS_SplitCase | 6 | 5 | 6 | 10 | BranchMin6_BranchMax10 | 8 | 3 | 8 | 18 | HeaderMin8_HeaderMax18 | 14 | 6 | 18
660 | 60 | 5015-9/0-4P-100HP KPVS | KPVS_5015-9/0_4P_100HP_13.60_BRZ | 2182.4 | 2182.4 | 6547.2 | 3 | 1 | 4 | F | KPVS_SplitCase | 6 | 5 | 6 | 10 | BranchMin6_BranchMax10 | 8 | 3 | 8 | 18 | HeaderMin8_HeaderMax18 | 16 | 6 | 18
660 | 60 | 5015-9/0-4P-100HP KPVS | KPVS_5015-9/0_4P_100HP_13.60_BRZ | 2182.4 | 2182.4 | 6547.2 | 3 | 1 | 4 | F | KPVS_SplitCase | 6 | 5 | 6 | 10 | BranchMin6_BranchMax10 | 8 | 3 | 8 | 18 | HeaderMin8_HeaderMax18 | 18 | 6 | 18
660 | 60 | 5015-9/0-4P-100HP KPVS | KPVS_5015-9/0_4P_100HP_13.60_BRZ | 2182.4 | 2182.4 | 6547.2 | 3 | 1 | 4 | F | KPVS_SplitCase | 6 | 5 | 6 | 10 | BranchMin6_BranchMax10 | 10 | 3 | 8 | 18 | HeaderMin8_HeaderMax18 | 8 | 6 | 18 | [29 empty] | INVALID
660 | 60 | 5015-9/0-4P-100HP KPVS | KPVS_5015-9/0_4P_100HP_13.60_BRZ | 2182.4 | 2182.4 | 6547.2 | 3 | 1 | 4 | F | KPVS_SplitCase | 6 | 5 | 6 | 10 | BranchMin6_BranchMax10 | 10 | 3 | 8 | 18 | HeaderMin8_HeaderMax18 | 10 | 6 | 18 | [29 empty] | INVALID
660 | 60 | 5015-9/0-4P-100HP KPVS | KPVS_5015-9/0_4P_100HP_13.60_BRZ | 2182.4 | 2182.4 | 6547.2 | 3 | 1 | 4 | F | KPVS_SplitCase | 6 | 5 | 6 | 10 | BranchMin6_BranchMax10 | 10 | 3 | 8 | 18 | HeaderMin8_HeaderMax18 | 12 | 6 | 18
660 | 60 | 5015-9/0-4P-100HP KPVS | KPVS_5015-9/0_4P_100HP_13.60_BRZ | 2182.4 | 2182.4 | 6547.2 | 3 | 1 | 4 | F | KPVS_SplitCase | 6 | 5 | 6 | 10 | BranchMin6_BranchMax10 | 10 | 3 | 8 | 18 | HeaderMin8_HeaderMax18 | 14 | 6 | 18
660 | 60 | 5015-9/0-4P-100HP KPVS | KPVS_5015-9/0_4P_100HP_13.60_BRZ | 2182.4 | 2182.4 | 6547.2 | 3 | 1 | 4 | F | KPVS_SplitCase | 6 | 5 | 6 | 10 | BranchMin6_BranchMax10 | 10 | 3 | 8 | 18 | HeaderMin8_HeaderMax18 | 16 | 6 | 18
660 | 60 | 5015-9/0-4P-100HP KPVS | KPVS_5015-9/0_4P_100HP_13.60_BRZ | 2182.4 | 2182.4 | 6547.2 | 3 | 1 | 4 | F | KPVS_SplitCase | 6 | 5 | 6 | 10 | BranchMin6_BranchMax10 | 10 | 3 | 8 | 18 | HeaderMin8_HeaderMax18 | 18 | 6 | 18
661 | 61 | 5015-9/0-4P-125HP KPVS | KPVS_5015-9/0_4P_125HP_14.35_BRZ | 2327.6 | 2327.6 | 6982.8 | 3 | 1 | 4 | F | KPVS_SplitCase | 6 | 5 | 6 | 10 | BranchMin6_BranchMax10 | 6 | 3 | 8 | 18 | HeaderMin8_HeaderMax18 | 8 | 6 | 18
661 | 61 | 5015-9/0-4P-125HP KPVS | KPVS_5015-9/0_4P_125HP_14.35_BRZ | 2327.6 | 2327.6 | 6982.8 | 3 | 1 | 4 | F | KPVS_SplitCase | 6 | 5 | 6 | 10 | BranchMin6_BranchMax10 | 6 | 3 | 8 | 18 | HeaderMin8_HeaderMax18 | 10 | 6 | 18
661 | 61 | 5015-9/0-4P-125HP KPVS | KPVS_5015-9/0_4P_125HP_14.35_BRZ | 2327.6 | 2327.6 | 6982.8 | 3 | 1 | 4 | F | KPVS_SplitCase | 6 | 5 | 6 | 10 | BranchMin6_BranchMax10 | 6 | 3 | 8 | 18 | HeaderMin8_HeaderMax18 | 12 | 6 | 18
661 | 61 | 5015-9/0-4P-125HP KPVS | KPVS_5015-9/0_4P_125HP_14.35_BRZ | 2327.6 | 2327.6 | 6982.8 | 3 | 1 | 4 | F | KPVS_SplitCase | 6 | 5 | 6 | 10 | BranchMin6_BranchMax10 | 6 | 3 | 8 | 18 | HeaderMin8_HeaderMax18 | 14 | 6 | 18
661 | 61 | 5015-9/0-4P-125HP KPVS | KPVS_5015-9/0_4P_125HP_14.35_BRZ | 2327.6 | 2327.6 | 6982.8 | 3 | 1 | 4 | F | KPVS_SplitCase | 6 | 5 | 6 | 10 | BranchMin6_BranchMax10 | 6 | 3 | 8 | 18 | HeaderMin8_HeaderMax18 | 16 | 6 | 18
661 | 61 | 5015-9/0-4P-125HP KPVS | KPVS_5015-9/0_4P_125HP_14.35_BRZ | 2327.6 | 2327.6 | 6982.8 | 3 | 1 | 4 | F | KPVS_SplitCase | 6 | 5 | 6 | 10 | BranchMin6_BranchMax10 | 6 | 3 | 8 | 18 | HeaderMin8_HeaderMax18 | 18 | 6 | 18
661 | 61 | 5015-9/0-4P-125HP KPVS | KPVS_5015-9/0_4P_125HP_14.35_BRZ | 2327.6 | 2327.6 | 6982.8 | 3 | 1 | 4 | F | KPVS_SplitCase | 6 | 5 | 6 | 10 | BranchMin6_BranchMax10 | 8 | 3 | 8 | 18 | HeaderMin8_HeaderMax18 | 8 | 6 | 18 | [29 empty] | INVALID
661 | 61 | 5015-9/0-4P-125HP KPVS | KPVS_5015-9/0_4P_125HP_14.35_BRZ | 2327.6 | 2327.6 | 6982.8 | 3 | 1 | 4 | F | KPVS_SplitCase | 6 | 5 | 6 | 10 | BranchMin6_BranchMax10 | 8 | 3 | 8 | 18 | HeaderMin8_HeaderMax18 | 10 | 6 | 18
661 | 61 | 5015-9/0-4P-125HP KPVS | KPVS_5015-9/0_4P_125HP_14.35_BRZ | 2327.6 | 2327.6 | 6982.8 | 3 | 1 | 4 | F | KPVS_SplitCase | 6 | 5 | 6 | 10 | BranchMin6_BranchMax10 | 8 | 3 | 8 | 18 | HeaderMin8_HeaderMax18 | 12 | 6 | 18
661 | 61 | 5015-9/0-4P-125HP KPVS | KPVS_5015-9/0_4P_125HP_14.35_BRZ | 2327.6 | 2327.6 | 6982.8 | 3 | 1 | 4 | F | KPVS_SplitCase | 6 | 5 | 6 | 10 | BranchMin6_BranchMax10 | 8 | 3 | 8 | 18 | HeaderMin8_HeaderMax18 | 14 | 6 | 18
661 | 61 | 5015-9/0-4P-125HP KPVS | KPVS_5015-9/0_4P_125HP_14.35_BRZ | 2327.6 | 2327.6 | 6982.8 | 3 | 1 | 4 | F | KPVS_SplitCase | 6 | 5 | 6 | 10 | BranchMin6_BranchMax10 | 8 | 3 | 8 | 18 | HeaderMin8_HeaderMax18 | 16 | 6 | 18
661 | 61 | 5015-9/0-4P-125HP KPVS | KPVS_5015-9/0_4P_125HP_14.35_BRZ | 2327.6 | 2327.6 | 6982.8 | 3 | 1 | 4 | F | KPVS_SplitCase | 6 | 5 | 6 | 10 | BranchMin6_BranchMax10 | 8 | 3 | 8 | 18 | HeaderMin8_HeaderMax18 | 18 | 6 | 18
661 | 61 | 5015-9/0-4P-125HP KPVS | KPVS_5015-9/0_4P_125HP_14.35_BRZ | 2327.6 | 2327.6 | 6982.8 | 3 | 1 | 4 | F | KPVS_SplitCase | 6 | 5 | 6 | 10 | BranchMin6_BranchMax10 | 10 | 3 | 8 | 18 | HeaderMin8_HeaderMax18 | 8 | 6 | 18 | [29 empty] | INVALID
661 | 61 | 5015-9/0-4P-125HP KPVS | KPVS_5015-9/0_4P_125HP_14.35_BRZ | 2327.6 | 2327.6 | 6982.8 | 3 | 1 | 4 | F | KPVS_SplitCase | 6 | 5 | 6 | 10 | BranchMin6_BranchMax10 | 10 | 3 | 8 | 18 | HeaderMin8_HeaderMax18 | 10 | 6 | 18 | [29 empty] | INVALID
661 | 61 | 5015-9/0-4P-125HP KPVS | KPVS_5015-9/0_4P_125HP_14.35_BRZ | 2327.6 | 2327.6 | 6982.8 | 3 | 1 | 4 | F | KPVS_SplitCase | 6 | 5 | 6 | 10 | BranchMin6_BranchMax10 | 10 | 3 | 8 | 18 | HeaderMin8_HeaderMax18 | 12 | 6 | 18
661 | 61 | 5015-9/0-4P-125HP KPVS | KPVS_5015-9/0_4P_125HP_14.35_BRZ | 2327.6 | 2327.6 | 6982.8 | 3 | 1 | 4 | F | KPVS_SplitCase | 6 | 5 | 6 | 10 | BranchMin6_BranchMax10 | 10 | 3 | 8 | 18 | HeaderMin8_HeaderMax18 | 14 | 6 | 18
661 | 61 | 5015-9/0-4P-125HP KPVS | KPVS_5015-9/0_4P_125HP_14.35_BRZ | 2327.6 | 2327.6 | 6982.8 | 3 | 1 | 4 | F | KPVS_SplitCase | 6 | 5 | 6 | 10 | BranchMin6_BranchMax10 | 10 | 3 | 8 | 18 | HeaderMin8_HeaderMax18 | 16 | 6 | 18
661 | 61 | 5015-9/0-4P-125HP KPVS | KPVS_5015-9/0_4P_125HP_14.35_BRZ | 2327.6 | 2327.6 | 6982.8 | 3 | 1 | 4 | F | KPVS_SplitCase | 6 | 5 | 6 | 10 | BranchMin6_BranchMax10 | 10 | 3 | 8 | 18 | HeaderMin8_HeaderMax18 | 18 | 6 | 18
662 | 62 | 5015-9/0-4P-150HP KPVS | KPVS_5015-9/0_4P_150HP_15.00_BRZ | 2460 | 2460 | 7380 | 3 | 1 | 4 | F | KPVS_SplitCase | 6 | 5 | 6 | 10 | BranchMin6_BranchMax10 | 6 | 3 | 8 | 20 | HeaderMin8_HeaderMax20 | 8 | 7 | 21
662 | 62 | 5015-9/0-4P-150HP KPVS | KPVS_5015-9/0_4P_150HP_15.00_BRZ | 2460 | 2460 | 7380 | 3 | 1 | 4 | F | KPVS_SplitCase | 6 | 5 | 6 | 10 | BranchMin6_BranchMax10 | 6 | 3 | 8 | 20 | HeaderMin8_HeaderMax20 | 10 | 7 | 21
662 | 62 | 5015-9/0-4P-150HP KPVS | KPVS_5015-9/0_4P_150HP_15.00_BRZ | 2460 | 2460 | 7380 | 3 | 1 | 4 | F | KPVS_SplitCase | 6 | 5 | 6 | 10 | BranchMin6_BranchMax10 | 6 | 3 | 8 | 20 | HeaderMin8_HeaderMax20 | 12 | 7 | 21
662 | 62 | 5015-9/0-4P-150HP KPVS | KPVS_5015-9/0_4P_150HP_15.00_BRZ | 2460 | 2460 | 7380 | 3 | 1 | 4 | F | KPVS_SplitCase | 6 | 5 | 6 | 10 | BranchMin6_BranchMax10 | 6 | 3 | 8 | 20 | HeaderMin8_HeaderMax20 | 14 | 7 | 21
662 | 62 | 5015-9/0-4P-150HP KPVS | KPVS_5015-9/0_4P_150HP_15.00_BRZ | 2460 | 2460 | 7380 | 3 | 1 | 4 | F | KPVS_SplitCase | 6 | 5 | 6 | 10 | BranchMin6_BranchMax10 | 6 | 3 | 8 | 20 | HeaderMin8_HeaderMax20 | 16 | 7 | 21
662 | 62 | 5015-9/0-4P-150HP KPVS | KPVS_5015-9/0_4P_150HP_15.00_BRZ | 2460 | 2460 | 7380 | 3 | 1 | 4 | F | KPVS_SplitCase | 6 | 5 | 6 | 10 | BranchMin6_BranchMax10 | 6 | 3 | 8 | 20 | HeaderMin8_HeaderMax20 | 18 | 7 | 21
662 | 62 | 5015-9/0-4P-150HP KPVS | KPVS_5015-9/0_4P_150HP_15.00_BRZ | 2460 | 2460 | 7380 | 3 | 1 | 4 | F | KPVS_SplitCase | 6 | 5 | 6 | 10 | BranchMin6_BranchMax10 | 6 | 3 | 8 | 20 | HeaderMin8_HeaderMax20 | 20 | 7 | 21
662 | 62 | 5015-9/0-4P-150HP KPVS | KPVS_5015-9/0_4P_150HP_15.00_BRZ | 2460 | 2460 | 7380 | 3 | 1 | 4 | F | KPVS_SplitCase | 6 | 5 | 6 | 10 | BranchMin6_BranchMax10 | 8 | 3 | 8 | 20 | HeaderMin8_HeaderMax20 | 8 | 7 | 21 | [29 empty] | INVALID
662 | 62 | 5015-9/0-4P-150HP KPVS | KPVS_5015-9/0_4P_150HP_15.00_BRZ | 2460 | 2460 | 7380 | 3 | 1 | 4 | F | KPVS_SplitCase | 6 | 5 | 6 | 10 | BranchMin6_BranchMax10 | 8 | 3 | 8 | 20 | HeaderMin8_HeaderMax20 | 10 | 7 | 21
662 | 62 | 5015-9/0-4P-150HP KPVS | KPVS_5015-9/0_4P_150HP_15.00_BRZ | 2460 | 2460 | 7380 | 3 | 1 | 4 | F | KPVS_SplitCase | 6 | 5 | 6 | 10 | BranchMin6_BranchMax10 | 8 | 3 | 8 | 20 | HeaderMin8_HeaderMax20 | 12 | 7 | 21
662 | 62 | 5015-9/0-4P-150HP KPVS | KPVS_5015-9/0_4P_150HP_15.00_BRZ | 2460 | 2460 | 7380 | 3 | 1 | 4 | F | KPVS_SplitCase | 6 | 5 | 6 | 10 | BranchMin6_BranchMax10 | 8 | 3 | 8 | 20 | HeaderMin8_HeaderMax20 | 14 | 7 | 21
662 | 62 | 5015-9/0-4P-150HP KPVS | KPVS_5015-9/0_4P_150HP_15.00_BRZ | 2460 | 2460 | 7380 | 3 | 1 | 4 | F | KPVS_SplitCase | 6 | 5 | 6 | 10 | BranchMin6_BranchMax10 | 8 | 3 | 8 | 20 | HeaderMin8_HeaderMax20 | 16 | 7 | 21
662 | 62 | 5015-9/0-4P-150HP KPVS | KPVS_5015-9/0_4P_150HP_15.00_BRZ | 2460 | 2460 | 7380 | 3 | 1 | 4 | F | KPVS_SplitCase | 6 | 5 | 6 | 10 | BranchMin6_BranchMax10 | 8 | 3 | 8 | 20 | HeaderMin8_HeaderMax20 | 18 | 7 | 21
662 | 62 | 5015-9/0-4P-150HP KPVS | KPVS_5015-9/0_4P_150HP_15.00_BRZ | 2460 | 2460 | 7380 | 3 | 1 | 4 | F | KPVS_SplitCase | 6 | 5 | 6 | 10 | BranchMin6_BranchMax10 | 8 | 3 | 8 | 20 | HeaderMin8_HeaderMax20 | 20 | 7 | 21
662 | 62 | 5015-9/0-4P-150HP KPVS | KPVS_5015-9/0_4P_150HP_15.00_BRZ | 2460 | 2460 | 7380 | 3 | 1 | 4 | F | KPVS_SplitCase | 6 | 5 | 6 | 10 | BranchMin6_BranchMax10 | 10 | 3 | 8 | 20 | HeaderMin8_HeaderMax20 | 8 | 7 | 21 | [29 empty] | INVALID
662 | 62 | 5015-9/0-4P-150HP KPVS | KPVS_5015-9/0_4P_150HP_15.00_BRZ | 2460 | 2460 | 7380 | 3 | 1 | 4 | F | KPVS_SplitCase | 6 | 5 | 6 | 10 | BranchMin6_BranchMax10 | 10 | 3 | 8 | 20 | HeaderMin8_HeaderMax20 | 10 | 7 | 21 | [29 empty] | INVALID
662 | 62 | 5015-9/0-4P-150HP KPVS | KPVS_5015-9/0_4P_150HP_15.00_BRZ | 2460 | 2460 | 7380 | 3 | 1 | 4 | F | KPVS_SplitCase | 6 | 5 | 6 | 10 | BranchMin6_BranchMax10 | 10 | 3 | 8 | 20 | HeaderMin8_HeaderMax20 | 12 | 7 | 21
662 | 62 | 5015-9/0-4P-150HP KPVS | KPVS_5015-9/0_4P_150HP_15.00_BRZ | 2460 | 2460 | 7380 | 3 | 1 | 4 | F | KPVS_SplitCase | 6 | 5 | 6 | 10 | BranchMin6_BranchMax10 | 10 | 3 | 8 | 20 | HeaderMin8_HeaderMax20 | 14 | 7 | 21
662 | 62 | 5015-9/0-4P-150HP KPVS | KPVS_5015-9/0_4P_150HP_15.00_BRZ | 2460 | 2460 | 7380 | 3 | 1 | 4 | F | KPVS_SplitCase | 6 | 5 | 6 | 10 | BranchMin6_BranchMax10 | 10 | 3 | 8 | 20 | HeaderMin8_HeaderMax20 | 16 | 7 | 21
662 | 62 | 5015-9/0-4P-150HP KPVS | KPVS_5015-9/0_4P_150HP_15.00_BRZ | 2460 | 2460 | 7380 | 3 | 1 | 4 | F | KPVS_SplitCase | 6 | 5 | 6 | 10 | BranchMin6_BranchMax10 | 10 | 3 | 8 | 20 | HeaderMin8_HeaderMax20 | 18 | 7 | 21
662 | 62 | 5015-9/0-4P-150HP KPVS | KPVS_5015-9/0_4P_150HP_15.00_BRZ | 2460 | 2460 | 7380 | 3 | 1 | 4 | F | KPVS_SplitCase | 6 | 5 | 6 | 10 | BranchMin6_BranchMax10 | 10 | 3 | 8 | 20 | HeaderMin8_HeaderMax20 | 20 | 7 | 21
663 | 63 | 6012-3/4-4P-20HP KPVS | KPVS_6012-3/4_4P_20HP_7.18_BRZ | 1948.3 | 1948.3 | 5844.9 | 3 | 1 | 4 | F | KPVS_SplitCase | 8 | 6 | 8 | 10 | BranchMin8_BranchMax10 | 8 | 2 | 10 | 18 | HeaderMin10_HeaderMax18 | 10 | 5 | 10
663 | 63 | 6012-3/4-4P-20HP KPVS | KPVS_6012-3/4_4P_20HP_7.18_BRZ | 1948.3 | 1948.3 | 5844.9 | 3 | 1 | 4 | F | KPVS_SplitCase | 8 | 6 | 8 | 10 | BranchMin8_BranchMax10 | 8 | 2 | 10 | 18 | HeaderMin10_HeaderMax18 | 12 | 5 | 10
663 | 63 | 6012-3/4-4P-20HP KPVS | KPVS_6012-3/4_4P_20HP_7.18_BRZ | 1948.3 | 1948.3 | 5844.9 | 3 | 1 | 4 | F | KPVS_SplitCase | 8 | 6 | 8 | 10 | BranchMin8_BranchMax10 | 8 | 2 | 10 | 18 | HeaderMin10_HeaderMax18 | 14 | 5 | 10
663 | 63 | 6012-3/4-4P-20HP KPVS | KPVS_6012-3/4_4P_20HP_7.18_BRZ | 1948.3 | 1948.3 | 5844.9 | 3 | 1 | 4 | F | KPVS_SplitCase | 8 | 6 | 8 | 10 | BranchMin8_BranchMax10 | 8 | 2 | 10 | 18 | HeaderMin10_HeaderMax18 | 16 | 5 | 10
663 | 63 | 6012-3/4-4P-20HP KPVS | KPVS_6012-3/4_4P_20HP_7.18_BRZ | 1948.3 | 1948.3 | 5844.9 | 3 | 1 | 4 | F | KPVS_SplitCase | 8 | 6 | 8 | 10 | BranchMin8_BranchMax10 | 8 | 2 | 10 | 18 | HeaderMin10_HeaderMax18 | 18 | 5 | 10
663 | 63 | 6012-3/4-4P-20HP KPVS | KPVS_6012-3/4_4P_20HP_7.18_BRZ | 1948.3 | 1948.3 | 5844.9 | 3 | 1 | 4 | F | KPVS_SplitCase | 8 | 6 | 8 | 10 | BranchMin8_BranchMax10 | 10 | 2 | 10 | 18 | HeaderMin10_HeaderMax18 | 10 | 5 | 10 | [29 empty] | INVALID
663 | 63 | 6012-3/4-4P-20HP KPVS | KPVS_6012-3/4_4P_20HP_7.18_BRZ | 1948.3 | 1948.3 | 5844.9 | 3 | 1 | 4 | F | KPVS_SplitCase | 8 | 6 | 8 | 10 | BranchMin8_BranchMax10 | 10 | 2 | 10 | 18 | HeaderMin10_HeaderMax18 | 12 | 5 | 10
663 | 63 | 6012-3/4-4P-20HP KPVS | KPVS_6012-3/4_4P_20HP_7.18_BRZ | 1948.3 | 1948.3 | 5844.9 | 3 | 1 | 4 | F | KPVS_SplitCase | 8 | 6 | 8 | 10 | BranchMin8_BranchMax10 | 10 | 2 | 10 | 18 | HeaderMin10_HeaderMax18 | 14 | 5 | 10
663 | 63 | 6012-3/4-4P-20HP KPVS | KPVS_6012-3/4_4P_20HP_7.18_BRZ | 1948.3 | 1948.3 | 5844.9 | 3 | 1 | 4 | F | KPVS_SplitCase | 8 | 6 | 8 | 10 | BranchMin8_BranchMax10 | 10 | 2 | 10 | 18 | HeaderMin10_HeaderMax18 | 16 | 5 | 10
663 | 63 | 6012-3/4-4P-20HP KPVS | KPVS_6012-3/4_4P_20HP_7.18_BRZ | 1948.3 | 1948.3 | 5844.9 | 3 | 1 | 4 | F | KPVS_SplitCase | 8 | 6 | 8 | 10 | BranchMin8_BranchMax10 | 10 | 2 | 10 | 18 | HeaderMin10_HeaderMax18 | 18 | 5 | 10
664 | 64 | 6012-3/4-4P-25HP KPVS | KPVS_6012-3/4_4P_25HP_7.66_BRZ | 2103.8 | 2103.8 | 6311.4 | 3 | 1 | 4 | F | KPVS_SplitCase | 8 | 6 | 8 | 10 | BranchMin8_BranchMax10 | 8 | 2 | 10 | 18 | HeaderMin10_HeaderMax18 | 10 | 5 | 10
664 | 64 | 6012-3/4-4P-25HP KPVS | KPVS_6012-3/4_4P_25HP_7.66_BRZ | 2103.8 | 2103.8 | 6311.4 | 3 | 1 | 4 | F | KPVS_SplitCase | 8 | 6 | 8 | 10 | BranchMin8_BranchMax10 | 8 | 2 | 10 | 18 | HeaderMin10_HeaderMax18 | 12 | 5 | 10
664 | 64 | 6012-3/4-4P-25HP KPVS | KPVS_6012-3/4_4P_25HP_7.66_BRZ | 2103.8 | 2103.8 | 6311.4 | 3 | 1 | 4 | F | KPVS_SplitCase | 8 | 6 | 8 | 10 | BranchMin8_BranchMax10 | 8 | 2 | 10 | 18 | HeaderMin10_HeaderMax18 | 14 | 5 | 10
664 | 64 | 6012-3/4-4P-25HP KPVS | KPVS_6012-3/4_4P_25HP_7.66_BRZ | 2103.8 | 2103.8 | 6311.4 | 3 | 1 | 4 | F | KPVS_SplitCase | 8 | 6 | 8 | 10 | BranchMin8_BranchMax10 | 8 | 2 | 10 | 18 | HeaderMin10_HeaderMax18 | 16 | 5 | 10
664 | 64 | 6012-3/4-4P-25HP KPVS | KPVS_6012-3/4_4P_25HP_7.66_BRZ | 2103.8 | 2103.8 | 6311.4 | 3 | 1 | 4 | F | KPVS_SplitCase | 8 | 6 | 8 | 10 | BranchMin8_BranchMax10 | 8 | 2 | 10 | 18 | HeaderMin10_HeaderMax18 | 18 | 5 | 10
664 | 64 | 6012-3/4-4P-25HP KPVS | KPVS_6012-3/4_4P_25HP_7.66_BRZ | 2103.8 | 2103.8 | 6311.4 | 3 | 1 | 4 | F | KPVS_SplitCase | 8 | 6 | 8 | 10 | BranchMin8_BranchMax10 | 10 | 2 | 10 | 18 | HeaderMin10_HeaderMax18 | 10 | 5 | 10 | [29 empty] | INVALID
664 | 64 | 6012-3/4-4P-25HP KPVS | KPVS_6012-3/4_4P_25HP_7.66_BRZ | 2103.8 | 2103.8 | 6311.4 | 3 | 1 | 4 | F | KPVS_SplitCase | 8 | 6 | 8 | 10 | BranchMin8_BranchMax10 | 10 | 2 | 10 | 18 | HeaderMin10_HeaderMax18 | 12 | 5 | 10
664 | 64 | 6012-3/4-4P-25HP KPVS | KPVS_6012-3/4_4P_25HP_7.66_BRZ | 2103.8 | 2103.8 | 6311.4 | 3 | 1 | 4 | F | KPVS_SplitCase | 8 | 6 | 8 | 10 | BranchMin8_BranchMax10 | 10 | 2 | 10 | 18 | HeaderMin10_HeaderMax18 | 14 | 5 | 10
664 | 64 | 6012-3/4-4P-25HP KPVS | KPVS_6012-3/4_4P_25HP_7.66_BRZ | 2103.8 | 2103.8 | 6311.4 | 3 | 1 | 4 | F | KPVS_SplitCase | 8 | 6 | 8 | 10 | BranchMin8_BranchMax10 | 10 | 2 | 10 | 18 | HeaderMin10_HeaderMax18 | 16 | 5 | 10
664 | 64 | 6012-3/4-4P-25HP KPVS | KPVS_6012-3/4_4P_25HP_7.66_BRZ | 2103.8 | 2103.8 | 6311.4 | 3 | 1 | 4 | F | KPVS_SplitCase | 8 | 6 | 8 | 10 | BranchMin8_BranchMax10 | 10 | 2 | 10 | 18 | HeaderMin10_HeaderMax18 | 18 | 5 | 10
665 | 65 | 6012-3/4-4P-30HP KPVS | KPVS_6012-3/4_4P_30HP_8.02_BRZ | 2220.5 | 2220.5 | 6661.5 | 3 | 1 | 4 | F | KPVS_SplitCase | 8 | 6 | 8 | 10 | BranchMin8_BranchMax10 | 8 | 2 | 10 | 18 | HeaderMin10_HeaderMax18 | 10 | 5 | 10
665 | 65 | 6012-3/4-4P-30HP KPVS | KPVS_6012-3/4_4P_30HP_8.02_BRZ | 2220.5 | 2220.5 | 6661.5 | 3 | 1 | 4 | F | KPVS_SplitCase | 8 | 6 | 8 | 10 | BranchMin8_BranchMax10 | 8 | 2 | 10 | 18 | HeaderMin10_HeaderMax18 | 12 | 5 | 10
665 | 65 | 6012-3/4-4P-30HP KPVS | KPVS_6012-3/4_4P_30HP_8.02_BRZ | 2220.5 | 2220.5 | 6661.5 | 3 | 1 | 4 | F | KPVS_SplitCase | 8 | 6 | 8 | 10 | BranchMin8_BranchMax10 | 8 | 2 | 10 | 18 | HeaderMin10_HeaderMax18 | 14 | 5 | 10
665 | 65 | 6012-3/4-4P-30HP KPVS | KPVS_6012-3/4_4P_30HP_8.02_BRZ | 2220.5 | 2220.5 | 6661.5 | 3 | 1 | 4 | F | KPVS_SplitCase | 8 | 6 | 8 | 10 | BranchMin8_BranchMax10 | 8 | 2 | 10 | 18 | HeaderMin10_HeaderMax18 | 16 | 5 | 10
665 | 65 | 6012-3/4-4P-30HP KPVS | KPVS_6012-3/4_4P_30HP_8.02_BRZ | 2220.5 | 2220.5 | 6661.5 | 3 | 1 | 4 | F | KPVS_SplitCase | 8 | 6 | 8 | 10 | BranchMin8_BranchMax10 | 8 | 2 | 10 | 18 | HeaderMin10_HeaderMax18 | 18 | 5 | 10
665 | 65 | 6012-3/4-4P-30HP KPVS | KPVS_6012-3/4_4P_30HP_8.02_BRZ | 2220.5 | 2220.5 | 6661.5 | 3 | 1 | 4 | F | KPVS_SplitCase | 8 | 6 | 8 | 10 | BranchMin8_BranchMax10 | 10 | 2 | 10 | 18 | HeaderMin10_HeaderMax18 | 10 | 5 | 10 | [29 empty] | INVALID
665 | 65 | 6012-3/4-4P-30HP KPVS | KPVS_6012-3/4_4P_30HP_8.02_BRZ | 2220.5 | 2220.5 | 6661.5 | 3 | 1 | 4 | F | KPVS_SplitCase | 8 | 6 | 8 | 10 | BranchMin8_BranchMax10 | 10 | 2 | 10 | 18 | HeaderMin10_HeaderMax18 | 12 | 5 | 10
665 | 65 | 6012-3/4-4P-30HP KPVS | KPVS_6012-3/4_4P_30HP_8.02_BRZ | 2220.5 | 2220.5 | 6661.5 | 3 | 1 | 4 | F | KPVS_SplitCase | 8 | 6 | 8 | 10 | BranchMin8_BranchMax10 | 10 | 2 | 10 | 18 | HeaderMin10_HeaderMax18 | 14 | 5 | 10
665 | 65 | 6012-3/4-4P-30HP KPVS | KPVS_6012-3/4_4P_30HP_8.02_BRZ | 2220.5 | 2220.5 | 6661.5 | 3 | 1 | 4 | F | KPVS_SplitCase | 8 | 6 | 8 | 10 | BranchMin8_BranchMax10 | 10 | 2 | 10 | 18 | HeaderMin10_HeaderMax18 | 16 | 5 | 10
665 | 65 | 6012-3/4-4P-30HP KPVS | KPVS_6012-3/4_4P_30HP_8.02_BRZ | 2220.5 | 2220.5 | 6661.5 | 3 | 1 | 4 | F | KPVS_SplitCase | 8 | 6 | 8 | 10 | BranchMin8_BranchMax10 | 10 | 2 | 10 | 18 | HeaderMin10_HeaderMax18 | 18 | 5 | 10
666 | 66 | 6012-3/4-4P-40HP KPVS | KPVS_6012-3/4_4P_40HP_8.86_BRZ | 2492.6 | 2492.6 | 7477.8 | 3 | 1 | 4 | F | KPVS_SplitCase | 8 | 6 | 8 | 10 | BranchMin8_BranchMax10 | 8 | 2 | 10 | 20 | HeaderMin10_HeaderMax20 | 10 | 6 | 12
666 | 66 | 6012-3/4-4P-40HP KPVS | KPVS_6012-3/4_4P_40HP_8.86_BRZ | 2492.6 | 2492.6 | 7477.8 | 3 | 1 | 4 | F | KPVS_SplitCase | 8 | 6 | 8 | 10 | BranchMin8_BranchMax10 | 8 | 2 | 10 | 20 | HeaderMin10_HeaderMax20 | 12 | 6 | 12
666 | 66 | 6012-3/4-4P-40HP KPVS | KPVS_6012-3/4_4P_40HP_8.86_BRZ | 2492.6 | 2492.6 | 7477.8 | 3 | 1 | 4 | F | KPVS_SplitCase | 8 | 6 | 8 | 10 | BranchMin8_BranchMax10 | 8 | 2 | 10 | 20 | HeaderMin10_HeaderMax20 | 14 | 6 | 12
666 | 66 | 6012-3/4-4P-40HP KPVS | KPVS_6012-3/4_4P_40HP_8.86_BRZ | 2492.6 | 2492.6 | 7477.8 | 3 | 1 | 4 | F | KPVS_SplitCase | 8 | 6 | 8 | 10 | BranchMin8_BranchMax10 | 8 | 2 | 10 | 20 | HeaderMin10_HeaderMax20 | 16 | 6 | 12
666 | 66 | 6012-3/4-4P-40HP KPVS | KPVS_6012-3/4_4P_40HP_8.86_BRZ | 2492.6 | 2492.6 | 7477.8 | 3 | 1 | 4 | F | KPVS_SplitCase | 8 | 6 | 8 | 10 | BranchMin8_BranchMax10 | 8 | 2 | 10 | 20 | HeaderMin10_HeaderMax20 | 18 | 6 | 12
666 | 66 | 6012-3/4-4P-40HP KPVS | KPVS_6012-3/4_4P_40HP_8.86_BRZ | 2492.6 | 2492.6 | 7477.8 | 3 | 1 | 4 | F | KPVS_SplitCase | 8 | 6 | 8 | 10 | BranchMin8_BranchMax10 | 8 | 2 | 10 | 20 | HeaderMin10_HeaderMax20 | 20 | 6 | 12
666 | 66 | 6012-3/4-4P-40HP KPVS | KPVS_6012-3/4_4P_40HP_8.86_BRZ | 2492.6 | 2492.6 | 7477.8 | 3 | 1 | 4 | F | KPVS_SplitCase | 8 | 6 | 8 | 10 | BranchMin8_BranchMax10 | 10 | 2 | 10 | 20 | HeaderMin10_HeaderMax20 | 10 | 6 | 12 | [29 empty] | INVALID
666 | 66 | 6012-3/4-4P-40HP KPVS | KPVS_6012-3/4_4P_40HP_8.86_BRZ | 2492.6 | 2492.6 | 7477.8 | 3 | 1 | 4 | F | KPVS_SplitCase | 8 | 6 | 8 | 10 | BranchMin8_BranchMax10 | 10 | 2 | 10 | 20 | HeaderMin10_HeaderMax20 | 12 | 6 | 12
666 | 66 | 6012-3/4-4P-40HP KPVS | KPVS_6012-3/4_4P_40HP_8.86_BRZ | 2492.6 | 2492.6 | 7477.8 | 3 | 1 | 4 | F | KPVS_SplitCase | 8 | 6 | 8 | 10 | BranchMin8_BranchMax10 | 10 | 2 | 10 | 20 | HeaderMin10_HeaderMax20 | 14 | 6 | 12
666 | 66 | 6012-3/4-4P-40HP KPVS | KPVS_6012-3/4_4P_40HP_8.86_BRZ | 2492.6 | 2492.6 | 7477.8 | 3 | 1 | 4 | F | KPVS_SplitCase | 8 | 6 | 8 | 10 | BranchMin8_BranchMax10 | 10 | 2 | 10 | 20 | HeaderMin10_HeaderMax20 | 16 | 6 | 12
666 | 66 | 6012-3/4-4P-40HP KPVS | KPVS_6012-3/4_4P_40HP_8.86_BRZ | 2492.6 | 2492.6 | 7477.8 | 3 | 1 | 4 | F | KPVS_SplitCase | 8 | 6 | 8 | 10 | BranchMin8_BranchMax10 | 10 | 2 | 10 | 20 | HeaderMin10_HeaderMax20 | 18 | 6 | 12
666 | 66 | 6012-3/4-4P-40HP KPVS | KPVS_6012-3/4_4P_40HP_8.86_BRZ | 2492.6 | 2492.6 | 7477.8 | 3 | 1 | 4 | F | KPVS_SplitCase | 8 | 6 | 8 | 10 | BranchMin8_BranchMax10 | 10 | 2 | 10 | 20 | HeaderMin10_HeaderMax20 | 20 | 6 | 12
667 | 67 | 6012-3/4-4P-50HP KPVS | KPVS_6012-3/4_4P_50HP_9.85_BRZ | 2801.3 | 2801.3 | 8403.9 | 3 | 1 | 4 | F | KPVS_SplitCase | 8 | 6 | 8 | 12 | BranchMin8_BranchMax12 | 8 | 3 | 10 | 20 | HeaderMin10_HeaderMax20 | 10 | 6 | 18
667 | 67 | 6012-3/4-4P-50HP KPVS | KPVS_6012-3/4_4P_50HP_9.85_BRZ | 2801.3 | 2801.3 | 8403.9 | 3 | 1 | 4 | F | KPVS_SplitCase | 8 | 6 | 8 | 12 | BranchMin8_BranchMax12 | 8 | 3 | 10 | 20 | HeaderMin10_HeaderMax20 | 12 | 6 | 18
667 | 67 | 6012-3/4-4P-50HP KPVS | KPVS_6012-3/4_4P_50HP_9.85_BRZ | 2801.3 | 2801.3 | 8403.9 | 3 | 1 | 4 | F | KPVS_SplitCase | 8 | 6 | 8 | 12 | BranchMin8_BranchMax12 | 8 | 3 | 10 | 20 | HeaderMin10_HeaderMax20 | 14 | 6 | 18
667 | 67 | 6012-3/4-4P-50HP KPVS | KPVS_6012-3/4_4P_50HP_9.85_BRZ | 2801.3 | 2801.3 | 8403.9 | 3 | 1 | 4 | F | KPVS_SplitCase | 8 | 6 | 8 | 12 | BranchMin8_BranchMax12 | 8 | 3 | 10 | 20 | HeaderMin10_HeaderMax20 | 16 | 6 | 18
667 | 67 | 6012-3/4-4P-50HP KPVS | KPVS_6012-3/4_4P_50HP_9.85_BRZ | 2801.3 | 2801.3 | 8403.9 | 3 | 1 | 4 | F | KPVS_SplitCase | 8 | 6 | 8 | 12 | BranchMin8_BranchMax12 | 8 | 3 | 10 | 20 | HeaderMin10_HeaderMax20 | 18 | 6 | 18
667 | 67 | 6012-3/4-4P-50HP KPVS | KPVS_6012-3/4_4P_50HP_9.85_BRZ | 2801.3 | 2801.3 | 8403.9 | 3 | 1 | 4 | F | KPVS_SplitCase | 8 | 6 | 8 | 12 | BranchMin8_BranchMax12 | 8 | 3 | 10 | 20 | HeaderMin10_HeaderMax20 | 20 | 6 | 18
667 | 67 | 6012-3/4-4P-50HP KPVS | KPVS_6012-3/4_4P_50HP_9.85_BRZ | 2801.3 | 2801.3 | 8403.9 | 3 | 1 | 4 | F | KPVS_SplitCase | 8 | 6 | 8 | 12 | BranchMin8_BranchMax12 | 10 | 3 | 10 | 20 | HeaderMin10_HeaderMax20 | 10 | 6 | 18 | [29 empty] | INVALID
667 | 67 | 6012-3/4-4P-50HP KPVS | KPVS_6012-3/4_4P_50HP_9.85_BRZ | 2801.3 | 2801.3 | 8403.9 | 3 | 1 | 4 | F | KPVS_SplitCase | 8 | 6 | 8 | 12 | BranchMin8_BranchMax12 | 10 | 3 | 10 | 20 | HeaderMin10_HeaderMax20 | 12 | 6 | 18
667 | 67 | 6012-3/4-4P-50HP KPVS | KPVS_6012-3/4_4P_50HP_9.85_BRZ | 2801.3 | 2801.3 | 8403.9 | 3 | 1 | 4 | F | KPVS_SplitCase | 8 | 6 | 8 | 12 | BranchMin8_BranchMax12 | 10 | 3 | 10 | 20 | HeaderMin10_HeaderMax20 | 14 | 6 | 18
667 | 67 | 6012-3/4-4P-50HP KPVS | KPVS_6012-3/4_4P_50HP_9.85_BRZ | 2801.3 | 2801.3 | 8403.9 | 3 | 1 | 4 | F | KPVS_SplitCase | 8 | 6 | 8 | 12 | BranchMin8_BranchMax12 | 10 | 3 | 10 | 20 | HeaderMin10_HeaderMax20 | 16 | 6 | 18
667 | 67 | 6012-3/4-4P-50HP KPVS | KPVS_6012-3/4_4P_50HP_9.85_BRZ | 2801.3 | 2801.3 | 8403.9 | 3 | 1 | 4 | F | KPVS_SplitCase | 8 | 6 | 8 | 12 | BranchMin8_BranchMax12 | 10 | 3 | 10 | 20 | HeaderMin10_HeaderMax20 | 18 | 6 | 18
667 | 67 | 6012-3/4-4P-50HP KPVS | KPVS_6012-3/4_4P_50HP_9.85_BRZ | 2801.3 | 2801.3 | 8403.9 | 3 | 1 | 4 | F | KPVS_SplitCase | 8 | 6 | 8 | 12 | BranchMin8_BranchMax12 | 10 | 3 | 10 | 20 | HeaderMin10_HeaderMax20 | 20 | 6 | 18
667 | 67 | 6012-3/4-4P-50HP KPVS | KPVS_6012-3/4_4P_50HP_9.85_BRZ | 2801.3 | 2801.3 | 8403.9 | 3 | 1 | 4 | F | KPVS_SplitCase | 8 | 6 | 8 | 12 | BranchMin8_BranchMax12 | 12 | 3 | 10 | 20 | HeaderMin10_HeaderMax20 | 10 | 6 | 18 | [29 empty] | INVALID
667 | 67 | 6012-3/4-4P-50HP KPVS | KPVS_6012-3/4_4P_50HP_9.85_BRZ | 2801.3 | 2801.3 | 8403.9 | 3 | 1 | 4 | F | KPVS_SplitCase | 8 | 6 | 8 | 12 | BranchMin8_BranchMax12 | 12 | 3 | 10 | 20 | HeaderMin10_HeaderMax20 | 12 | 6 | 18 | [29 empty] | INVALID
667 | 67 | 6012-3/4-4P-50HP KPVS | KPVS_6012-3/4_4P_50HP_9.85_BRZ | 2801.3 | 2801.3 | 8403.9 | 3 | 1 | 4 | F | KPVS_SplitCase | 8 | 6 | 8 | 12 | BranchMin8_BranchMax12 | 12 | 3 | 10 | 20 | HeaderMin10_HeaderMax20 | 14 | 6 | 18
667 | 67 | 6012-3/4-4P-50HP KPVS | KPVS_6012-3/4_4P_50HP_9.85_BRZ | 2801.3 | 2801.3 | 8403.9 | 3 | 1 | 4 | F | KPVS_SplitCase | 8 | 6 | 8 | 12 | BranchMin8_BranchMax12 | 12 | 3 | 10 | 20 | HeaderMin10_HeaderMax20 | 16 | 6 | 18
667 | 67 | 6012-3/4-4P-50HP KPVS | KPVS_6012-3/4_4P_50HP_9.85_BRZ | 2801.3 | 2801.3 | 8403.9 | 3 | 1 | 4 | F | KPVS_SplitCase | 8 | 6 | 8 | 12 | BranchMin8_BranchMax12 | 12 | 3 | 10 | 20 | HeaderMin10_HeaderMax20 | 18 | 6 | 18
667 | 67 | 6012-3/4-4P-50HP KPVS | KPVS_6012-3/4_4P_50HP_9.85_BRZ | 2801.3 | 2801.3 | 8403.9 | 3 | 1 | 4 | F | KPVS_SplitCase | 8 | 6 | 8 | 12 | BranchMin8_BranchMax12 | 12 | 3 | 10 | 20 | HeaderMin10_HeaderMax20 | 20 | 6 | 18
668 | 68 | 6012-3/4-4P-60HP KPVS | KPVS_6012-3/4_4P_60HP_10.38_BRZ | 2944.6 | 2944.6 | 8833.8 | 3 | 1 | 4 | F | KPVS_SplitCase | 8 | 6 | 8 | 12 | BranchMin8_BranchMax12 | 8 | 3 | 10 | 20 | HeaderMin10_HeaderMax20 | 10 | 6 | 18
668 | 68 | 6012-3/4-4P-60HP KPVS | KPVS_6012-3/4_4P_60HP_10.38_BRZ | 2944.6 | 2944.6 | 8833.8 | 3 | 1 | 4 | F | KPVS_SplitCase | 8 | 6 | 8 | 12 | BranchMin8_BranchMax12 | 8 | 3 | 10 | 20 | HeaderMin10_HeaderMax20 | 12 | 6 | 18
668 | 68 | 6012-3/4-4P-60HP KPVS | KPVS_6012-3/4_4P_60HP_10.38_BRZ | 2944.6 | 2944.6 | 8833.8 | 3 | 1 | 4 | F | KPVS_SplitCase | 8 | 6 | 8 | 12 | BranchMin8_BranchMax12 | 8 | 3 | 10 | 20 | HeaderMin10_HeaderMax20 | 14 | 6 | 18
668 | 68 | 6012-3/4-4P-60HP KPVS | KPVS_6012-3/4_4P_60HP_10.38_BRZ | 2944.6 | 2944.6 | 8833.8 | 3 | 1 | 4 | F | KPVS_SplitCase | 8 | 6 | 8 | 12 | BranchMin8_BranchMax12 | 8 | 3 | 10 | 20 | HeaderMin10_HeaderMax20 | 16 | 6 | 18
668 | 68 | 6012-3/4-4P-60HP KPVS | KPVS_6012-3/4_4P_60HP_10.38_BRZ | 2944.6 | 2944.6 | 8833.8 | 3 | 1 | 4 | F | KPVS_SplitCase | 8 | 6 | 8 | 12 | BranchMin8_BranchMax12 | 8 | 3 | 10 | 20 | HeaderMin10_HeaderMax20 | 18 | 6 | 18
668 | 68 | 6012-3/4-4P-60HP KPVS | KPVS_6012-3/4_4P_60HP_10.38_BRZ | 2944.6 | 2944.6 | 8833.8 | 3 | 1 | 4 | F | KPVS_SplitCase | 8 | 6 | 8 | 12 | BranchMin8_BranchMax12 | 8 | 3 | 10 | 20 | HeaderMin10_HeaderMax20 | 20 | 6 | 18
668 | 68 | 6012-3/4-4P-60HP KPVS | KPVS_6012-3/4_4P_60HP_10.38_BRZ | 2944.6 | 2944.6 | 8833.8 | 3 | 1 | 4 | F | KPVS_SplitCase | 8 | 6 | 8 | 12 | BranchMin8_BranchMax12 | 10 | 3 | 10 | 20 | HeaderMin10_HeaderMax20 | 10 | 6 | 18 | [29 empty] | INVALID
668 | 68 | 6012-3/4-4P-60HP KPVS | KPVS_6012-3/4_4P_60HP_10.38_BRZ | 2944.6 | 2944.6 | 8833.8 | 3 | 1 | 4 | F | KPVS_SplitCase | 8 | 6 | 8 | 12 | BranchMin8_BranchMax12 | 10 | 3 | 10 | 20 | HeaderMin10_HeaderMax20 | 12 | 6 | 18
668 | 68 | 6012-3/4-4P-60HP KPVS | KPVS_6012-3/4_4P_60HP_10.38_BRZ | 2944.6 | 2944.6 | 8833.8 | 3 | 1 | 4 | F | KPVS_SplitCase | 8 | 6 | 8 | 12 | BranchMin8_BranchMax12 | 10 | 3 | 10 | 20 | HeaderMin10_HeaderMax20 | 14 | 6 | 18
668 | 68 | 6012-3/4-4P-60HP KPVS | KPVS_6012-3/4_4P_60HP_10.38_BRZ | 2944.6 | 2944.6 | 8833.8 | 3 | 1 | 4 | F | KPVS_SplitCase | 8 | 6 | 8 | 12 | BranchMin8_BranchMax12 | 10 | 3 | 10 | 20 | HeaderMin10_HeaderMax20 | 16 | 6 | 18
668 | 68 | 6012-3/4-4P-60HP KPVS | KPVS_6012-3/4_4P_60HP_10.38_BRZ | 2944.6 | 2944.6 | 8833.8 | 3 | 1 | 4 | F | KPVS_SplitCase | 8 | 6 | 8 | 12 | BranchMin8_BranchMax12 | 10 | 3 | 10 | 20 | HeaderMin10_HeaderMax20 | 18 | 6 | 18
668 | 68 | 6012-3/4-4P-60HP KPVS | KPVS_6012-3/4_4P_60HP_10.38_BRZ | 2944.6 | 2944.6 | 8833.8 | 3 | 1 | 4 | F | KPVS_SplitCase | 8 | 6 | 8 | 12 | BranchMin8_BranchMax12 | 10 | 3 | 10 | 20 | HeaderMin10_HeaderMax20 | 20 | 6 | 18
668 | 68 | 6012-3/4-4P-60HP KPVS | KPVS_6012-3/4_4P_60HP_10.38_BRZ | 2944.6 | 2944.6 | 8833.8 | 3 | 1 | 4 | F | KPVS_SplitCase | 8 | 6 | 8 | 12 | BranchMin8_BranchMax12 | 12 | 3 | 10 | 20 | HeaderMin10_HeaderMax20 | 10 | 6 | 18 | [29 empty] | INVALID
668 | 68 | 6012-3/4-4P-60HP KPVS | KPVS_6012-3/4_4P_60HP_10.38_BRZ | 2944.6 | 2944.6 | 8833.8 | 3 | 1 | 4 | F | KPVS_SplitCase | 8 | 6 | 8 | 12 | BranchMin8_BranchMax12 | 12 | 3 | 10 | 20 | HeaderMin10_HeaderMax20 | 12 | 6 | 18 | [29 empty] | INVALID
668 | 68 | 6012-3/4-4P-60HP KPVS | KPVS_6012-3/4_4P_60HP_10.38_BRZ | 2944.6 | 2944.6 | 8833.8 | 3 | 1 | 4 | F | KPVS_SplitCase | 8 | 6 | 8 | 12 | BranchMin8_BranchMax12 | 12 | 3 | 10 | 20 | HeaderMin10_HeaderMax20 | 14 | 6 | 18
668 | 68 | 6012-3/4-4P-60HP KPVS | KPVS_6012-3/4_4P_60HP_10.38_BRZ | 2944.6 | 2944.6 | 8833.8 | 3 | 1 | 4 | F | KPVS_SplitCase | 8 | 6 | 8 | 12 | BranchMin8_BranchMax12 | 12 | 3 | 10 | 20 | HeaderMin10_HeaderMax20 | 16 | 6 | 18
668 | 68 | 6012-3/4-4P-60HP KPVS | KPVS_6012-3/4_4P_60HP_10.38_BRZ | 2944.6 | 2944.6 | 8833.8 | 3 | 1 | 4 | F | KPVS_SplitCase | 8 | 6 | 8 | 12 | BranchMin8_BranchMax12 | 12 | 3 | 10 | 20 | HeaderMin10_HeaderMax20 | 18 | 6 | 18
668 | 68 | 6012-3/4-4P-60HP KPVS | KPVS_6012-3/4_4P_60HP_10.38_BRZ | 2944.6 | 2944.6 | 8833.8 | 3 | 1 | 4 | F | KPVS_SplitCase | 8 | 6 | 8 | 12 | BranchMin8_BranchMax12 | 12 | 3 | 10 | 20 | HeaderMin10_HeaderMax20 | 20 | 6 | 18
669 | 69 | 6012-3/4-4P-75HP KPVS | KPVS_6012-3/4_4P_75HP_11.05_BRZ | 3118.5 | 3118.5 | 9355.5 | 3 | 1 | 4 | F | KPVS_SplitCase | 8 | 6 | 8 | 12 | BranchMin8_BranchMax12 | 8 | 3 | 10 | 24 | HeaderMin10_HeaderMax24 | 10 | 7 | 21
669 | 69 | 6012-3/4-4P-75HP KPVS | KPVS_6012-3/4_4P_75HP_11.05_BRZ | 3118.5 | 3118.5 | 9355.5 | 3 | 1 | 4 | F | KPVS_SplitCase | 8 | 6 | 8 | 12 | BranchMin8_BranchMax12 | 8 | 3 | 10 | 24 | HeaderMin10_HeaderMax24 | 12 | 7 | 21
669 | 69 | 6012-3/4-4P-75HP KPVS | KPVS_6012-3/4_4P_75HP_11.05_BRZ | 3118.5 | 3118.5 | 9355.5 | 3 | 1 | 4 | F | KPVS_SplitCase | 8 | 6 | 8 | 12 | BranchMin8_BranchMax12 | 8 | 3 | 10 | 24 | HeaderMin10_HeaderMax24 | 14 | 7 | 21
669 | 69 | 6012-3/4-4P-75HP KPVS | KPVS_6012-3/4_4P_75HP_11.05_BRZ | 3118.5 | 3118.5 | 9355.5 | 3 | 1 | 4 | F | KPVS_SplitCase | 8 | 6 | 8 | 12 | BranchMin8_BranchMax12 | 8 | 3 | 10 | 24 | HeaderMin10_HeaderMax24 | 16 | 7 | 21
669 | 69 | 6012-3/4-4P-75HP KPVS | KPVS_6012-3/4_4P_75HP_11.05_BRZ | 3118.5 | 3118.5 | 9355.5 | 3 | 1 | 4 | F | KPVS_SplitCase | 8 | 6 | 8 | 12 | BranchMin8_BranchMax12 | 8 | 3 | 10 | 24 | HeaderMin10_HeaderMax24 | 18 | 7 | 21
669 | 69 | 6012-3/4-4P-75HP KPVS | KPVS_6012-3/4_4P_75HP_11.05_BRZ | 3118.5 | 3118.5 | 9355.5 | 3 | 1 | 4 | F | KPVS_SplitCase | 8 | 6 | 8 | 12 | BranchMin8_BranchMax12 | 8 | 3 | 10 | 24 | HeaderMin10_HeaderMax24 | 20 | 7 | 21
669 | 69 | 6012-3/4-4P-75HP KPVS | KPVS_6012-3/4_4P_75HP_11.05_BRZ | 3118.5 | 3118.5 | 9355.5 | 3 | 1 | 4 | F | KPVS_SplitCase | 8 | 6 | 8 | 12 | BranchMin8_BranchMax12 | 8 | 3 | 10 | 24 | HeaderMin10_HeaderMax24 | 24 | 7 | 21
669 | 69 | 6012-3/4-4P-75HP KPVS | KPVS_6012-3/4_4P_75HP_11.05_BRZ | 3118.5 | 3118.5 | 9355.5 | 3 | 1 | 4 | F | KPVS_SplitCase | 8 | 6 | 8 | 12 | BranchMin8_BranchMax12 | 10 | 3 | 10 | 24 | HeaderMin10_HeaderMax24 | 10 | 7 | 21 | [29 empty] | INVALID
669 | 69 | 6012-3/4-4P-75HP KPVS | KPVS_6012-3/4_4P_75HP_11.05_BRZ | 3118.5 | 3118.5 | 9355.5 | 3 | 1 | 4 | F | KPVS_SplitCase | 8 | 6 | 8 | 12 | BranchMin8_BranchMax12 | 10 | 3 | 10 | 24 | HeaderMin10_HeaderMax24 | 12 | 7 | 21
669 | 69 | 6012-3/4-4P-75HP KPVS | KPVS_6012-3/4_4P_75HP_11.05_BRZ | 3118.5 | 3118.5 | 9355.5 | 3 | 1 | 4 | F | KPVS_SplitCase | 8 | 6 | 8 | 12 | BranchMin8_BranchMax12 | 10 | 3 | 10 | 24 | HeaderMin10_HeaderMax24 | 14 | 7 | 21
669 | 69 | 6012-3/4-4P-75HP KPVS | KPVS_6012-3/4_4P_75HP_11.05_BRZ | 3118.5 | 3118.5 | 9355.5 | 3 | 1 | 4 | F | KPVS_SplitCase | 8 | 6 | 8 | 12 | BranchMin8_BranchMax12 | 10 | 3 | 10 | 24 | HeaderMin10_HeaderMax24 | 16 | 7 | 21
669 | 69 | 6012-3/4-4P-75HP KPVS | KPVS_6012-3/4_4P_75HP_11.05_BRZ | 3118.5 | 3118.5 | 9355.5 | 3 | 1 | 4 | F | KPVS_SplitCase | 8 | 6 | 8 | 12 | BranchMin8_BranchMax12 | 10 | 3 | 10 | 24 | HeaderMin10_HeaderMax24 | 18 | 7 | 21
669 | 69 | 6012-3/4-4P-75HP KPVS | KPVS_6012-3/4_4P_75HP_11.05_BRZ | 3118.5 | 3118.5 | 9355.5 | 3 | 1 | 4 | F | KPVS_SplitCase | 8 | 6 | 8 | 12 | BranchMin8_BranchMax12 | 10 | 3 | 10 | 24 | HeaderMin10_HeaderMax24 | 20 | 7 | 21
669 | 69 | 6012-3/4-4P-75HP KPVS | KPVS_6012-3/4_4P_75HP_11.05_BRZ | 3118.5 | 3118.5 | 9355.5 | 3 | 1 | 4 | F | KPVS_SplitCase | 8 | 6 | 8 | 12 | BranchMin8_BranchMax12 | 10 | 3 | 10 | 24 | HeaderMin10_HeaderMax24 | 24 | 7 | 21
669 | 69 | 6012-3/4-4P-75HP KPVS | KPVS_6012-3/4_4P_75HP_11.05_BRZ | 3118.5 | 3118.5 | 9355.5 | 3 | 1 | 4 | F | KPVS_SplitCase | 8 | 6 | 8 | 12 | BranchMin8_BranchMax12 | 12 | 3 | 10 | 24 | HeaderMin10_HeaderMax24 | 10 | 7 | 21 | [29 empty] | INVALID
669 | 69 | 6012-3/4-4P-75HP KPVS | KPVS_6012-3/4_4P_75HP_11.05_BRZ | 3118.5 | 3118.5 | 9355.5 | 3 | 1 | 4 | F | KPVS_SplitCase | 8 | 6 | 8 | 12 | BranchMin8_BranchMax12 | 12 | 3 | 10 | 24 | HeaderMin10_HeaderMax24 | 12 | 7 | 21 | [29 empty] | INVALID
669 | 69 | 6012-3/4-4P-75HP KPVS | KPVS_6012-3/4_4P_75HP_11.05_BRZ | 3118.5 | 3118.5 | 9355.5 | 3 | 1 | 4 | F | KPVS_SplitCase | 8 | 6 | 8 | 12 | BranchMin8_BranchMax12 | 12 | 3 | 10 | 24 | HeaderMin10_HeaderMax24 | 14 | 7 | 21
669 | 69 | 6012-3/4-4P-75HP KPVS | KPVS_6012-3/4_4P_75HP_11.05_BRZ | 3118.5 | 3118.5 | 9355.5 | 3 | 1 | 4 | F | KPVS_SplitCase | 8 | 6 | 8 | 12 | BranchMin8_BranchMax12 | 12 | 3 | 10 | 24 | HeaderMin10_HeaderMax24 | 16 | 7 | 21
669 | 69 | 6012-3/4-4P-75HP KPVS | KPVS_6012-3/4_4P_75HP_11.05_BRZ | 3118.5 | 3118.5 | 9355.5 | 3 | 1 | 4 | F | KPVS_SplitCase | 8 | 6 | 8 | 12 | BranchMin8_BranchMax12 | 12 | 3 | 10 | 24 | HeaderMin10_HeaderMax24 | 18 | 7 | 21
669 | 69 | 6012-3/4-4P-75HP KPVS | KPVS_6012-3/4_4P_75HP_11.05_BRZ | 3118.5 | 3118.5 | 9355.5 | 3 | 1 | 4 | F | KPVS_SplitCase | 8 | 6 | 8 | 12 | BranchMin8_BranchMax12 | 12 | 3 | 10 | 24 | HeaderMin10_HeaderMax24 | 20 | 7 | 21
669 | 69 | 6012-3/4-4P-75HP KPVS | KPVS_6012-3/4_4P_75HP_11.05_BRZ | 3118.5 | 3118.5 | 9355.5 | 3 | 1 | 4 | F | KPVS_SplitCase | 8 | 6 | 8 | 12 | BranchMin8_BranchMax12 | 12 | 3 | 10 | 24 | HeaderMin10_HeaderMax24 | 24 | 7 | 21
670 | 70 | 6012-3/4-4P-100HP KPVS | KPVS_6012-3/4_4P_100HP_12.00_BRZ | 3375 | 3375 | 10125 | 3 | 1 | 4 | F | KPVS_SplitCase | 8 | 6 | 8 | 12 | BranchMin8_BranchMax12 | 8 | 3 | 10 | 24 | HeaderMin10_HeaderMax24 | 10 | 7 | 21
670 | 70 | 6012-3/4-4P-100HP KPVS | KPVS_6012-3/4_4P_100HP_12.00_BRZ | 3375 | 3375 | 10125 | 3 | 1 | 4 | F | KPVS_SplitCase | 8 | 6 | 8 | 12 | BranchMin8_BranchMax12 | 8 | 3 | 10 | 24 | HeaderMin10_HeaderMax24 | 12 | 7 | 21
670 | 70 | 6012-3/4-4P-100HP KPVS | KPVS_6012-3/4_4P_100HP_12.00_BRZ | 3375 | 3375 | 10125 | 3 | 1 | 4 | F | KPVS_SplitCase | 8 | 6 | 8 | 12 | BranchMin8_BranchMax12 | 8 | 3 | 10 | 24 | HeaderMin10_HeaderMax24 | 14 | 7 | 21
670 | 70 | 6012-3/4-4P-100HP KPVS | KPVS_6012-3/4_4P_100HP_12.00_BRZ | 3375 | 3375 | 10125 | 3 | 1 | 4 | F | KPVS_SplitCase | 8 | 6 | 8 | 12 | BranchMin8_BranchMax12 | 8 | 3 | 10 | 24 | HeaderMin10_HeaderMax24 | 16 | 7 | 21
670 | 70 | 6012-3/4-4P-100HP KPVS | KPVS_6012-3/4_4P_100HP_12.00_BRZ | 3375 | 3375 | 10125 | 3 | 1 | 4 | F | KPVS_SplitCase | 8 | 6 | 8 | 12 | BranchMin8_BranchMax12 | 8 | 3 | 10 | 24 | HeaderMin10_HeaderMax24 | 18 | 7 | 21
670 | 70 | 6012-3/4-4P-100HP KPVS | KPVS_6012-3/4_4P_100HP_12.00_BRZ | 3375 | 3375 | 10125 | 3 | 1 | 4 | F | KPVS_SplitCase | 8 | 6 | 8 | 12 | BranchMin8_BranchMax12 | 8 | 3 | 10 | 24 | HeaderMin10_HeaderMax24 | 20 | 7 | 21
670 | 70 | 6012-3/4-4P-100HP KPVS | KPVS_6012-3/4_4P_100HP_12.00_BRZ | 3375 | 3375 | 10125 | 3 | 1 | 4 | F | KPVS_SplitCase | 8 | 6 | 8 | 12 | BranchMin8_BranchMax12 | 8 | 3 | 10 | 24 | HeaderMin10_HeaderMax24 | 24 | 7 | 21
670 | 70 | 6012-3/4-4P-100HP KPVS | KPVS_6012-3/4_4P_100HP_12.00_BRZ | 3375 | 3375 | 10125 | 3 | 1 | 4 | F | KPVS_SplitCase | 8 | 6 | 8 | 12 | BranchMin8_BranchMax12 | 10 | 3 | 10 | 24 | HeaderMin10_HeaderMax24 | 10 | 7 | 21 | [29 empty] | INVALID
670 | 70 | 6012-3/4-4P-100HP KPVS | KPVS_6012-3/4_4P_100HP_12.00_BRZ | 3375 | 3375 | 10125 | 3 | 1 | 4 | F | KPVS_SplitCase | 8 | 6 | 8 | 12 | BranchMin8_BranchMax12 | 10 | 3 | 10 | 24 | HeaderMin10_HeaderMax24 | 12 | 7 | 21
670 | 70 | 6012-3/4-4P-100HP KPVS | KPVS_6012-3/4_4P_100HP_12.00_BRZ | 3375 | 3375 | 10125 | 3 | 1 | 4 | F | KPVS_SplitCase | 8 | 6 | 8 | 12 | BranchMin8_BranchMax12 | 10 | 3 | 10 | 24 | HeaderMin10_HeaderMax24 | 14 | 7 | 21
670 | 70 | 6012-3/4-4P-100HP KPVS | KPVS_6012-3/4_4P_100HP_12.00_BRZ | 3375 | 3375 | 10125 | 3 | 1 | 4 | F | KPVS_SplitCase | 8 | 6 | 8 | 12 | BranchMin8_BranchMax12 | 10 | 3 | 10 | 24 | HeaderMin10_HeaderMax24 | 16 | 7 | 21
670 | 70 | 6012-3/4-4P-100HP KPVS | KPVS_6012-3/4_4P_100HP_12.00_BRZ | 3375 | 3375 | 10125 | 3 | 1 | 4 | F | KPVS_SplitCase | 8 | 6 | 8 | 12 | BranchMin8_BranchMax12 | 10 | 3 | 10 | 24 | HeaderMin10_HeaderMax24 | 18 | 7 | 21
670 | 70 | 6012-3/4-4P-100HP KPVS | KPVS_6012-3/4_4P_100HP_12.00_BRZ | 3375 | 3375 | 10125 | 3 | 1 | 4 | F | KPVS_SplitCase | 8 | 6 | 8 | 12 | BranchMin8_BranchMax12 | 10 | 3 | 10 | 24 | HeaderMin10_HeaderMax24 | 20 | 7 | 21
670 | 70 | 6012-3/4-4P-100HP KPVS | KPVS_6012-3/4_4P_100HP_12.00_BRZ | 3375 | 3375 | 10125 | 3 | 1 | 4 | F | KPVS_SplitCase | 8 | 6 | 8 | 12 | BranchMin8_BranchMax12 | 10 | 3 | 10 | 24 | HeaderMin10_HeaderMax24 | 24 | 7 | 21
670 | 70 | 6012-3/4-4P-100HP KPVS | KPVS_6012-3/4_4P_100HP_12.00_BRZ | 3375 | 3375 | 10125 | 3 | 1 | 4 | F | KPVS_SplitCase | 8 | 6 | 8 | 12 | BranchMin8_BranchMax12 | 12 | 3 | 10 | 24 | HeaderMin10_HeaderMax24 | 10 | 7 | 21 | [29 empty] | INVALID
670 | 70 | 6012-3/4-4P-100HP KPVS | KPVS_6012-3/4_4P_100HP_12.00_BRZ | 3375 | 3375 | 10125 | 3 | 1 | 4 | F | KPVS_SplitCase | 8 | 6 | 8 | 12 | BranchMin8_BranchMax12 | 12 | 3 | 10 | 24 | HeaderMin10_HeaderMax24 | 12 | 7 | 21 | [29 empty] | INVALID
670 | 70 | 6012-3/4-4P-100HP KPVS | KPVS_6012-3/4_4P_100HP_12.00_BRZ | 3375 | 3375 | 10125 | 3 | 1 | 4 | F | KPVS_SplitCase | 8 | 6 | 8 | 12 | BranchMin8_BranchMax12 | 12 | 3 | 10 | 24 | HeaderMin10_HeaderMax24 | 14 | 7 | 21
670 | 70 | 6012-3/4-4P-100HP KPVS | KPVS_6012-3/4_4P_100HP_12.00_BRZ | 3375 | 3375 | 10125 | 3 | 1 | 4 | F | KPVS_SplitCase | 8 | 6 | 8 | 12 | BranchMin8_BranchMax12 | 12 | 3 | 10 | 24 | HeaderMin10_HeaderMax24 | 16 | 7 | 21
670 | 70 | 6012-3/4-4P-100HP KPVS | KPVS_6012-3/4_4P_100HP_12.00_BRZ | 3375 | 3375 | 10125 | 3 | 1 | 4 | F | KPVS_SplitCase | 8 | 6 | 8 | 12 | BranchMin8_BranchMax12 | 12 | 3 | 10 | 24 | HeaderMin10_HeaderMax24 | 18 | 7 | 21
670 | 70 | 6012-3/4-4P-100HP KPVS | KPVS_6012-3/4_4P_100HP_12.00_BRZ | 3375 | 3375 | 10125 | 3 | 1 | 4 | F | KPVS_SplitCase | 8 | 6 | 8 | 12 | BranchMin8_BranchMax12 | 12 | 3 | 10 | 24 | HeaderMin10_HeaderMax24 | 20 | 7 | 21
670 | 70 | 6012-3/4-4P-100HP KPVS | KPVS_6012-3/4_4P_100HP_12.00_BRZ | 3375 | 3375 | 10125 | 3 | 1 | 4 | F | KPVS_SplitCase | 8 | 6 | 8 | 12 | BranchMin8_BranchMax12 | 12 | 3 | 10 | 24 | HeaderMin10_HeaderMax24 | 24 | 7 | 21
671 | 71 | 6015-3/4-4P-40HP KPVS | KPVS_6015-3/4_4P_40HP_9.03_BRZ | 2242.4 | 2242.4 | 6727.2 | 3 | 1 | 4 | F | KPVS_SplitCase | 8 | 6 | 8 | 10 | BranchMin8_BranchMax10 | 8 | 2 | 10 | 18 | HeaderMin10_HeaderMax18 | 10 | 5 | 10
671 | 71 | 6015-3/4-4P-40HP KPVS | KPVS_6015-3/4_4P_40HP_9.03_BRZ | 2242.4 | 2242.4 | 6727.2 | 3 | 1 | 4 | F | KPVS_SplitCase | 8 | 6 | 8 | 10 | BranchMin8_BranchMax10 | 8 | 2 | 10 | 18 | HeaderMin10_HeaderMax18 | 12 | 5 | 10
671 | 71 | 6015-3/4-4P-40HP KPVS | KPVS_6015-3/4_4P_40HP_9.03_BRZ | 2242.4 | 2242.4 | 6727.2 | 3 | 1 | 4 | F | KPVS_SplitCase | 8 | 6 | 8 | 10 | BranchMin8_BranchMax10 | 8 | 2 | 10 | 18 | HeaderMin10_HeaderMax18 | 14 | 5 | 10
671 | 71 | 6015-3/4-4P-40HP KPVS | KPVS_6015-3/4_4P_40HP_9.03_BRZ | 2242.4 | 2242.4 | 6727.2 | 3 | 1 | 4 | F | KPVS_SplitCase | 8 | 6 | 8 | 10 | BranchMin8_BranchMax10 | 8 | 2 | 10 | 18 | HeaderMin10_HeaderMax18 | 16 | 5 | 10
671 | 71 | 6015-3/4-4P-40HP KPVS | KPVS_6015-3/4_4P_40HP_9.03_BRZ | 2242.4 | 2242.4 | 6727.2 | 3 | 1 | 4 | F | KPVS_SplitCase | 8 | 6 | 8 | 10 | BranchMin8_BranchMax10 | 8 | 2 | 10 | 18 | HeaderMin10_HeaderMax18 | 18 | 5 | 10
671 | 71 | 6015-3/4-4P-40HP KPVS | KPVS_6015-3/4_4P_40HP_9.03_BRZ | 2242.4 | 2242.4 | 6727.2 | 3 | 1 | 4 | F | KPVS_SplitCase | 8 | 6 | 8 | 10 | BranchMin8_BranchMax10 | 10 | 2 | 10 | 18 | HeaderMin10_HeaderMax18 | 10 | 5 | 10 | [29 empty] | INVALID
671 | 71 | 6015-3/4-4P-40HP KPVS | KPVS_6015-3/4_4P_40HP_9.03_BRZ | 2242.4 | 2242.4 | 6727.2 | 3 | 1 | 4 | F | KPVS_SplitCase | 8 | 6 | 8 | 10 | BranchMin8_BranchMax10 | 10 | 2 | 10 | 18 | HeaderMin10_HeaderMax18 | 12 | 5 | 10
671 | 71 | 6015-3/4-4P-40HP KPVS | KPVS_6015-3/4_4P_40HP_9.03_BRZ | 2242.4 | 2242.4 | 6727.2 | 3 | 1 | 4 | F | KPVS_SplitCase | 8 | 6 | 8 | 10 | BranchMin8_BranchMax10 | 10 | 2 | 10 | 18 | HeaderMin10_HeaderMax18 | 14 | 5 | 10
671 | 71 | 6015-3/4-4P-40HP KPVS | KPVS_6015-3/4_4P_40HP_9.03_BRZ | 2242.4 | 2242.4 | 6727.2 | 3 | 1 | 4 | F | KPVS_SplitCase | 8 | 6 | 8 | 10 | BranchMin8_BranchMax10 | 10 | 2 | 10 | 18 | HeaderMin10_HeaderMax18 | 16 | 5 | 10
671 | 71 | 6015-3/4-4P-40HP KPVS | KPVS_6015-3/4_4P_40HP_9.03_BRZ | 2242.4 | 2242.4 | 6727.2 | 3 | 1 | 4 | F | KPVS_SplitCase | 8 | 6 | 8 | 10 | BranchMin8_BranchMax10 | 10 | 2 | 10 | 18 | HeaderMin10_HeaderMax18 | 18 | 5 | 10
672 | 72 | 6015-3/4-4P-50HP KPVS | KPVS_6015-3/4_4P_50HP_9.58_BRZ | 2378.6 | 2378.6 | 7135.8 | 3 | 1 | 4 | F | KPVS_SplitCase | 8 | 6 | 8 | 10 | BranchMin8_BranchMax10 | 8 | 2 | 10 | 20 | HeaderMin10_HeaderMax20 | 10 | 6 | 12
672 | 72 | 6015-3/4-4P-50HP KPVS | KPVS_6015-3/4_4P_50HP_9.58_BRZ | 2378.6 | 2378.6 | 7135.8 | 3 | 1 | 4 | F | KPVS_SplitCase | 8 | 6 | 8 | 10 | BranchMin8_BranchMax10 | 8 | 2 | 10 | 20 | HeaderMin10_HeaderMax20 | 12 | 6 | 12
672 | 72 | 6015-3/4-4P-50HP KPVS | KPVS_6015-3/4_4P_50HP_9.58_BRZ | 2378.6 | 2378.6 | 7135.8 | 3 | 1 | 4 | F | KPVS_SplitCase | 8 | 6 | 8 | 10 | BranchMin8_BranchMax10 | 8 | 2 | 10 | 20 | HeaderMin10_HeaderMax20 | 14 | 6 | 12
672 | 72 | 6015-3/4-4P-50HP KPVS | KPVS_6015-3/4_4P_50HP_9.58_BRZ | 2378.6 | 2378.6 | 7135.8 | 3 | 1 | 4 | F | KPVS_SplitCase | 8 | 6 | 8 | 10 | BranchMin8_BranchMax10 | 8 | 2 | 10 | 20 | HeaderMin10_HeaderMax20 | 16 | 6 | 12
672 | 72 | 6015-3/4-4P-50HP KPVS | KPVS_6015-3/4_4P_50HP_9.58_BRZ | 2378.6 | 2378.6 | 7135.8 | 3 | 1 | 4 | F | KPVS_SplitCase | 8 | 6 | 8 | 10 | BranchMin8_BranchMax10 | 8 | 2 | 10 | 20 | HeaderMin10_HeaderMax20 | 18 | 6 | 12
672 | 72 | 6015-3/4-4P-50HP KPVS | KPVS_6015-3/4_4P_50HP_9.58_BRZ | 2378.6 | 2378.6 | 7135.8 | 3 | 1 | 4 | F | KPVS_SplitCase | 8 | 6 | 8 | 10 | BranchMin8_BranchMax10 | 8 | 2 | 10 | 20 | HeaderMin10_HeaderMax20 | 20 | 6 | 12
672 | 72 | 6015-3/4-4P-50HP KPVS | KPVS_6015-3/4_4P_50HP_9.58_BRZ | 2378.6 | 2378.6 | 7135.8 | 3 | 1 | 4 | F | KPVS_SplitCase | 8 | 6 | 8 | 10 | BranchMin8_BranchMax10 | 10 | 2 | 10 | 20 | HeaderMin10_HeaderMax20 | 10 | 6 | 12 | [29 empty] | INVALID
672 | 72 | 6015-3/4-4P-50HP KPVS | KPVS_6015-3/4_4P_50HP_9.58_BRZ | 2378.6 | 2378.6 | 7135.8 | 3 | 1 | 4 | F | KPVS_SplitCase | 8 | 6 | 8 | 10 | BranchMin8_BranchMax10 | 10 | 2 | 10 | 20 | HeaderMin10_HeaderMax20 | 12 | 6 | 12
672 | 72 | 6015-3/4-4P-50HP KPVS | KPVS_6015-3/4_4P_50HP_9.58_BRZ | 2378.6 | 2378.6 | 7135.8 | 3 | 1 | 4 | F | KPVS_SplitCase | 8 | 6 | 8 | 10 | BranchMin8_BranchMax10 | 10 | 2 | 10 | 20 | HeaderMin10_HeaderMax20 | 14 | 6 | 12
672 | 72 | 6015-3/4-4P-50HP KPVS | KPVS_6015-3/4_4P_50HP_9.58_BRZ | 2378.6 | 2378.6 | 7135.8 | 3 | 1 | 4 | F | KPVS_SplitCase | 8 | 6 | 8 | 10 | BranchMin8_BranchMax10 | 10 | 2 | 10 | 20 | HeaderMin10_HeaderMax20 | 16 | 6 | 12
672 | 72 | 6015-3/4-4P-50HP KPVS | KPVS_6015-3/4_4P_50HP_9.58_BRZ | 2378.6 | 2378.6 | 7135.8 | 3 | 1 | 4 | F | KPVS_SplitCase | 8 | 6 | 8 | 10 | BranchMin8_BranchMax10 | 10 | 2 | 10 | 20 | HeaderMin10_HeaderMax20 | 18 | 6 | 12
672 | 72 | 6015-3/4-4P-50HP KPVS | KPVS_6015-3/4_4P_50HP_9.58_BRZ | 2378.6 | 2378.6 | 7135.8 | 3 | 1 | 4 | F | KPVS_SplitCase | 8 | 6 | 8 | 10 | BranchMin8_BranchMax10 | 10 | 2 | 10 | 20 | HeaderMin10_HeaderMax20 | 20 | 6 | 12
673 | 73 | 6015-3/4-4P-60HP KPVS | KPVS_6015-3/4_4P_60HP_10.10_BRZ | 2507.3 | 2507.3 | 7521.9 | 3 | 1 | 4 | F | KPVS_SplitCase | 8 | 6 | 8 | 12 | BranchMin8_BranchMax12 | 8 | 3 | 10 | 20 | HeaderMin10_HeaderMax20 | 10 | 6 | 18
673 | 73 | 6015-3/4-4P-60HP KPVS | KPVS_6015-3/4_4P_60HP_10.10_BRZ | 2507.3 | 2507.3 | 7521.9 | 3 | 1 | 4 | F | KPVS_SplitCase | 8 | 6 | 8 | 12 | BranchMin8_BranchMax12 | 8 | 3 | 10 | 20 | HeaderMin10_HeaderMax20 | 12 | 6 | 18
673 | 73 | 6015-3/4-4P-60HP KPVS | KPVS_6015-3/4_4P_60HP_10.10_BRZ | 2507.3 | 2507.3 | 7521.9 | 3 | 1 | 4 | F | KPVS_SplitCase | 8 | 6 | 8 | 12 | BranchMin8_BranchMax12 | 8 | 3 | 10 | 20 | HeaderMin10_HeaderMax20 | 14 | 6 | 18
673 | 73 | 6015-3/4-4P-60HP KPVS | KPVS_6015-3/4_4P_60HP_10.10_BRZ | 2507.3 | 2507.3 | 7521.9 | 3 | 1 | 4 | F | KPVS_SplitCase | 8 | 6 | 8 | 12 | BranchMin8_BranchMax12 | 8 | 3 | 10 | 20 | HeaderMin10_HeaderMax20 | 16 | 6 | 18
673 | 73 | 6015-3/4-4P-60HP KPVS | KPVS_6015-3/4_4P_60HP_10.10_BRZ | 2507.3 | 2507.3 | 7521.9 | 3 | 1 | 4 | F | KPVS_SplitCase | 8 | 6 | 8 | 12 | BranchMin8_BranchMax12 | 8 | 3 | 10 | 20 | HeaderMin10_HeaderMax20 | 18 | 6 | 18
673 | 73 | 6015-3/4-4P-60HP KPVS | KPVS_6015-3/4_4P_60HP_10.10_BRZ | 2507.3 | 2507.3 | 7521.9 | 3 | 1 | 4 | F | KPVS_SplitCase | 8 | 6 | 8 | 12 | BranchMin8_BranchMax12 | 8 | 3 | 10 | 20 | HeaderMin10_HeaderMax20 | 20 | 6 | 18
673 | 73 | 6015-3/4-4P-60HP KPVS | KPVS_6015-3/4_4P_60HP_10.10_BRZ | 2507.3 | 2507.3 | 7521.9 | 3 | 1 | 4 | F | KPVS_SplitCase | 8 | 6 | 8 | 12 | BranchMin8_BranchMax12 | 10 | 3 | 10 | 20 | HeaderMin10_HeaderMax20 | 10 | 6 | 18 | [29 empty] | INVALID
673 | 73 | 6015-3/4-4P-60HP KPVS | KPVS_6015-3/4_4P_60HP_10.10_BRZ | 2507.3 | 2507.3 | 7521.9 | 3 | 1 | 4 | F | KPVS_SplitCase | 8 | 6 | 8 | 12 | BranchMin8_BranchMax12 | 10 | 3 | 10 | 20 | HeaderMin10_HeaderMax20 | 12 | 6 | 18
673 | 73 | 6015-3/4-4P-60HP KPVS | KPVS_6015-3/4_4P_60HP_10.10_BRZ | 2507.3 | 2507.3 | 7521.9 | 3 | 1 | 4 | F | KPVS_SplitCase | 8 | 6 | 8 | 12 | BranchMin8_BranchMax12 | 10 | 3 | 10 | 20 | HeaderMin10_HeaderMax20 | 14 | 6 | 18
673 | 73 | 6015-3/4-4P-60HP KPVS | KPVS_6015-3/4_4P_60HP_10.10_BRZ | 2507.3 | 2507.3 | 7521.9 | 3 | 1 | 4 | F | KPVS_SplitCase | 8 | 6 | 8 | 12 | BranchMin8_BranchMax12 | 10 | 3 | 10 | 20 | HeaderMin10_HeaderMax20 | 16 | 6 | 18
673 | 73 | 6015-3/4-4P-60HP KPVS | KPVS_6015-3/4_4P_60HP_10.10_BRZ | 2507.3 | 2507.3 | 7521.9 | 3 | 1 | 4 | F | KPVS_SplitCase | 8 | 6 | 8 | 12 | BranchMin8_BranchMax12 | 10 | 3 | 10 | 20 | HeaderMin10_HeaderMax20 | 18 | 6 | 18
673 | 73 | 6015-3/4-4P-60HP KPVS | KPVS_6015-3/4_4P_60HP_10.10_BRZ | 2507.3 | 2507.3 | 7521.9 | 3 | 1 | 4 | F | KPVS_SplitCase | 8 | 6 | 8 | 12 | BranchMin8_BranchMax12 | 10 | 3 | 10 | 20 | HeaderMin10_HeaderMax20 | 20 | 6 | 18
673 | 73 | 6015-3/4-4P-60HP KPVS | KPVS_6015-3/4_4P_60HP_10.10_BRZ | 2507.3 | 2507.3 | 7521.9 | 3 | 1 | 4 | F | KPVS_SplitCase | 8 | 6 | 8 | 12 | BranchMin8_BranchMax12 | 12 | 3 | 10 | 20 | HeaderMin10_HeaderMax20 | 10 | 6 | 18 | [29 empty] | INVALID
673 | 73 | 6015-3/4-4P-60HP KPVS | KPVS_6015-3/4_4P_60HP_10.10_BRZ | 2507.3 | 2507.3 | 7521.9 | 3 | 1 | 4 | F | KPVS_SplitCase | 8 | 6 | 8 | 12 | BranchMin8_BranchMax12 | 12 | 3 | 10 | 20 | HeaderMin10_HeaderMax20 | 12 | 6 | 18 | [29 empty] | INVALID
673 | 73 | 6015-3/4-4P-60HP KPVS | KPVS_6015-3/4_4P_60HP_10.10_BRZ | 2507.3 | 2507.3 | 7521.9 | 3 | 1 | 4 | F | KPVS_SplitCase | 8 | 6 | 8 | 12 | BranchMin8_BranchMax12 | 12 | 3 | 10 | 20 | HeaderMin10_HeaderMax20 | 14 | 6 | 18
673 | 73 | 6015-3/4-4P-60HP KPVS | KPVS_6015-3/4_4P_60HP_10.10_BRZ | 2507.3 | 2507.3 | 7521.9 | 3 | 1 | 4 | F | KPVS_SplitCase | 8 | 6 | 8 | 12 | BranchMin8_BranchMax12 | 12 | 3 | 10 | 20 | HeaderMin10_HeaderMax20 | 16 | 6 | 18
673 | 73 | 6015-3/4-4P-60HP KPVS | KPVS_6015-3/4_4P_60HP_10.10_BRZ | 2507.3 | 2507.3 | 7521.9 | 3 | 1 | 4 | F | KPVS_SplitCase | 8 | 6 | 8 | 12 | BranchMin8_BranchMax12 | 12 | 3 | 10 | 20 | HeaderMin10_HeaderMax20 | 18 | 6 | 18
673 | 73 | 6015-3/4-4P-60HP KPVS | KPVS_6015-3/4_4P_60HP_10.10_BRZ | 2507.3 | 2507.3 | 7521.9 | 3 | 1 | 4 | F | KPVS_SplitCase | 8 | 6 | 8 | 12 | BranchMin8_BranchMax12 | 12 | 3 | 10 | 20 | HeaderMin10_HeaderMax20 | 20 | 6 | 18
674 | 74 | 6015-3/4-4P-75HP KPVS | KPVS_6015-3/4_4P_75HP_10.82_BRZ | 2685.5 | 2685.5 | 8056.5 | 3 | 1 | 4 | F | KPVS_SplitCase | 8 | 6 | 8 | 12 | BranchMin8_BranchMax12 | 8 | 3 | 10 | 20 | HeaderMin10_HeaderMax20 | 10 | 6 | 18
674 | 74 | 6015-3/4-4P-75HP KPVS | KPVS_6015-3/4_4P_75HP_10.82_BRZ | 2685.5 | 2685.5 | 8056.5 | 3 | 1 | 4 | F | KPVS_SplitCase | 8 | 6 | 8 | 12 | BranchMin8_BranchMax12 | 8 | 3 | 10 | 20 | HeaderMin10_HeaderMax20 | 12 | 6 | 18
674 | 74 | 6015-3/4-4P-75HP KPVS | KPVS_6015-3/4_4P_75HP_10.82_BRZ | 2685.5 | 2685.5 | 8056.5 | 3 | 1 | 4 | F | KPVS_SplitCase | 8 | 6 | 8 | 12 | BranchMin8_BranchMax12 | 8 | 3 | 10 | 20 | HeaderMin10_HeaderMax20 | 14 | 6 | 18
674 | 74 | 6015-3/4-4P-75HP KPVS | KPVS_6015-3/4_4P_75HP_10.82_BRZ | 2685.5 | 2685.5 | 8056.5 | 3 | 1 | 4 | F | KPVS_SplitCase | 8 | 6 | 8 | 12 | BranchMin8_BranchMax12 | 8 | 3 | 10 | 20 | HeaderMin10_HeaderMax20 | 16 | 6 | 18
674 | 74 | 6015-3/4-4P-75HP KPVS | KPVS_6015-3/4_4P_75HP_10.82_BRZ | 2685.5 | 2685.5 | 8056.5 | 3 | 1 | 4 | F | KPVS_SplitCase | 8 | 6 | 8 | 12 | BranchMin8_BranchMax12 | 8 | 3 | 10 | 20 | HeaderMin10_HeaderMax20 | 18 | 6 | 18
674 | 74 | 6015-3/4-4P-75HP KPVS | KPVS_6015-3/4_4P_75HP_10.82_BRZ | 2685.5 | 2685.5 | 8056.5 | 3 | 1 | 4 | F | KPVS_SplitCase | 8 | 6 | 8 | 12 | BranchMin8_BranchMax12 | 8 | 3 | 10 | 20 | HeaderMin10_HeaderMax20 | 20 | 6 | 18
674 | 74 | 6015-3/4-4P-75HP KPVS | KPVS_6015-3/4_4P_75HP_10.82_BRZ | 2685.5 | 2685.5 | 8056.5 | 3 | 1 | 4 | F | KPVS_SplitCase | 8 | 6 | 8 | 12 | BranchMin8_BranchMax12 | 10 | 3 | 10 | 20 | HeaderMin10_HeaderMax20 | 10 | 6 | 18 | [29 empty] | INVALID
674 | 74 | 6015-3/4-4P-75HP KPVS | KPVS_6015-3/4_4P_75HP_10.82_BRZ | 2685.5 | 2685.5 | 8056.5 | 3 | 1 | 4 | F | KPVS_SplitCase | 8 | 6 | 8 | 12 | BranchMin8_BranchMax12 | 10 | 3 | 10 | 20 | HeaderMin10_HeaderMax20 | 12 | 6 | 18
674 | 74 | 6015-3/4-4P-75HP KPVS | KPVS_6015-3/4_4P_75HP_10.82_BRZ | 2685.5 | 2685.5 | 8056.5 | 3 | 1 | 4 | F | KPVS_SplitCase | 8 | 6 | 8 | 12 | BranchMin8_BranchMax12 | 10 | 3 | 10 | 20 | HeaderMin10_HeaderMax20 | 14 | 6 | 18
674 | 74 | 6015-3/4-4P-75HP KPVS | KPVS_6015-3/4_4P_75HP_10.82_BRZ | 2685.5 | 2685.5 | 8056.5 | 3 | 1 | 4 | F | KPVS_SplitCase | 8 | 6 | 8 | 12 | BranchMin8_BranchMax12 | 10 | 3 | 10 | 20 | HeaderMin10_HeaderMax20 | 16 | 6 | 18
674 | 74 | 6015-3/4-4P-75HP KPVS | KPVS_6015-3/4_4P_75HP_10.82_BRZ | 2685.5 | 2685.5 | 8056.5 | 3 | 1 | 4 | F | KPVS_SplitCase | 8 | 6 | 8 | 12 | BranchMin8_BranchMax12 | 10 | 3 | 10 | 20 | HeaderMin10_HeaderMax20 | 18 | 6 | 18
674 | 74 | 6015-3/4-4P-75HP KPVS | KPVS_6015-3/4_4P_75HP_10.82_BRZ | 2685.5 | 2685.5 | 8056.5 | 3 | 1 | 4 | F | KPVS_SplitCase | 8 | 6 | 8 | 12 | BranchMin8_BranchMax12 | 10 | 3 | 10 | 20 | HeaderMin10_HeaderMax20 | 20 | 6 | 18
674 | 74 | 6015-3/4-4P-75HP KPVS | KPVS_6015-3/4_4P_75HP_10.82_BRZ | 2685.5 | 2685.5 | 8056.5 | 3 | 1 | 4 | F | KPVS_SplitCase | 8 | 6 | 8 | 12 | BranchMin8_BranchMax12 | 12 | 3 | 10 | 20 | HeaderMin10_HeaderMax20 | 10 | 6 | 18 | [29 empty] | INVALID
674 | 74 | 6015-3/4-4P-75HP KPVS | KPVS_6015-3/4_4P_75HP_10.82_BRZ | 2685.5 | 2685.5 | 8056.5 | 3 | 1 | 4 | F | KPVS_SplitCase | 8 | 6 | 8 | 12 | BranchMin8_BranchMax12 | 12 | 3 | 10 | 20 | HeaderMin10_HeaderMax20 | 12 | 6 | 18 | [29 empty] | INVALID
674 | 74 | 6015-3/4-4P-75HP KPVS | KPVS_6015-3/4_4P_75HP_10.82_BRZ | 2685.5 | 2685.5 | 8056.5 | 3 | 1 | 4 | F | KPVS_SplitCase | 8 | 6 | 8 | 12 | BranchMin8_BranchMax12 | 12 | 3 | 10 | 20 | HeaderMin10_HeaderMax20 | 14 | 6 | 18
674 | 74 | 6015-3/4-4P-75HP KPVS | KPVS_6015-3/4_4P_75HP_10.82_BRZ | 2685.5 | 2685.5 | 8056.5 | 3 | 1 | 4 | F | KPVS_SplitCase | 8 | 6 | 8 | 12 | BranchMin8_BranchMax12 | 12 | 3 | 10 | 20 | HeaderMin10_HeaderMax20 | 16 | 6 | 18
674 | 74 | 6015-3/4-4P-75HP KPVS | KPVS_6015-3/4_4P_75HP_10.82_BRZ | 2685.5 | 2685.5 | 8056.5 | 3 | 1 | 4 | F | KPVS_SplitCase | 8 | 6 | 8 | 12 | BranchMin8_BranchMax12 | 12 | 3 | 10 | 20 | HeaderMin10_HeaderMax20 | 18 | 6 | 18
674 | 74 | 6015-3/4-4P-75HP KPVS | KPVS_6015-3/4_4P_75HP_10.82_BRZ | 2685.5 | 2685.5 | 8056.5 | 3 | 1 | 4 | F | KPVS_SplitCase | 8 | 6 | 8 | 12 | BranchMin8_BranchMax12 | 12 | 3 | 10 | 20 | HeaderMin10_HeaderMax20 | 20 | 6 | 18
675 | 75 | 6015-3/4-4P-100HP KPVS | KPVS_6015-3/4_4P_100HP_11.99_BRZ | 2975 | 2975 | 8925 | 3 | 1 | 4 | F | KPVS_SplitCase | 8 | 6 | 8 | 12 | BranchMin8_BranchMax12 | 8 | 3 | 10 | 24 | HeaderMin10_HeaderMax24 | 10 | 7 | 21
675 | 75 | 6015-3/4-4P-100HP KPVS | KPVS_6015-3/4_4P_100HP_11.99_BRZ | 2975 | 2975 | 8925 | 3 | 1 | 4 | F | KPVS_SplitCase | 8 | 6 | 8 | 12 | BranchMin8_BranchMax12 | 8 | 3 | 10 | 24 | HeaderMin10_HeaderMax24 | 12 | 7 | 21
675 | 75 | 6015-3/4-4P-100HP KPVS | KPVS_6015-3/4_4P_100HP_11.99_BRZ | 2975 | 2975 | 8925 | 3 | 1 | 4 | F | KPVS_SplitCase | 8 | 6 | 8 | 12 | BranchMin8_BranchMax12 | 8 | 3 | 10 | 24 | HeaderMin10_HeaderMax24 | 14 | 7 | 21
675 | 75 | 6015-3/4-4P-100HP KPVS | KPVS_6015-3/4_4P_100HP_11.99_BRZ | 2975 | 2975 | 8925 | 3 | 1 | 4 | F | KPVS_SplitCase | 8 | 6 | 8 | 12 | BranchMin8_BranchMax12 | 8 | 3 | 10 | 24 | HeaderMin10_HeaderMax24 | 16 | 7 | 21
675 | 75 | 6015-3/4-4P-100HP KPVS | KPVS_6015-3/4_4P_100HP_11.99_BRZ | 2975 | 2975 | 8925 | 3 | 1 | 4 | F | KPVS_SplitCase | 8 | 6 | 8 | 12 | BranchMin8_BranchMax12 | 8 | 3 | 10 | 24 | HeaderMin10_HeaderMax24 | 18 | 7 | 21
675 | 75 | 6015-3/4-4P-100HP KPVS | KPVS_6015-3/4_4P_100HP_11.99_BRZ | 2975 | 2975 | 8925 | 3 | 1 | 4 | F | KPVS_SplitCase | 8 | 6 | 8 | 12 | BranchMin8_BranchMax12 | 8 | 3 | 10 | 24 | HeaderMin10_HeaderMax24 | 20 | 7 | 21
675 | 75 | 6015-3/4-4P-100HP KPVS | KPVS_6015-3/4_4P_100HP_11.99_BRZ | 2975 | 2975 | 8925 | 3 | 1 | 4 | F | KPVS_SplitCase | 8 | 6 | 8 | 12 | BranchMin8_BranchMax12 | 8 | 3 | 10 | 24 | HeaderMin10_HeaderMax24 | 24 | 7 | 21
675 | 75 | 6015-3/4-4P-100HP KPVS | KPVS_6015-3/4_4P_100HP_11.99_BRZ | 2975 | 2975 | 8925 | 3 | 1 | 4 | F | KPVS_SplitCase | 8 | 6 | 8 | 12 | BranchMin8_BranchMax12 | 10 | 3 | 10 | 24 | HeaderMin10_HeaderMax24 | 10 | 7 | 21 | [29 empty] | INVALID
675 | 75 | 6015-3/4-4P-100HP KPVS | KPVS_6015-3/4_4P_100HP_11.99_BRZ | 2975 | 2975 | 8925 | 3 | 1 | 4 | F | KPVS_SplitCase | 8 | 6 | 8 | 12 | BranchMin8_BranchMax12 | 10 | 3 | 10 | 24 | HeaderMin10_HeaderMax24 | 12 | 7 | 21
675 | 75 | 6015-3/4-4P-100HP KPVS | KPVS_6015-3/4_4P_100HP_11.99_BRZ | 2975 | 2975 | 8925 | 3 | 1 | 4 | F | KPVS_SplitCase | 8 | 6 | 8 | 12 | BranchMin8_BranchMax12 | 10 | 3 | 10 | 24 | HeaderMin10_HeaderMax24 | 14 | 7 | 21
675 | 75 | 6015-3/4-4P-100HP KPVS | KPVS_6015-3/4_4P_100HP_11.99_BRZ | 2975 | 2975 | 8925 | 3 | 1 | 4 | F | KPVS_SplitCase | 8 | 6 | 8 | 12 | BranchMin8_BranchMax12 | 10 | 3 | 10 | 24 | HeaderMin10_HeaderMax24 | 16 | 7 | 21
675 | 75 | 6015-3/4-4P-100HP KPVS | KPVS_6015-3/4_4P_100HP_11.99_BRZ | 2975 | 2975 | 8925 | 3 | 1 | 4 | F | KPVS_SplitCase | 8 | 6 | 8 | 12 | BranchMin8_BranchMax12 | 10 | 3 | 10 | 24 | HeaderMin10_HeaderMax24 | 18 | 7 | 21
675 | 75 | 6015-3/4-4P-100HP KPVS | KPVS_6015-3/4_4P_100HP_11.99_BRZ | 2975 | 2975 | 8925 | 3 | 1 | 4 | F | KPVS_SplitCase | 8 | 6 | 8 | 12 | BranchMin8_BranchMax12 | 10 | 3 | 10 | 24 | HeaderMin10_HeaderMax24 | 20 | 7 | 21
675 | 75 | 6015-3/4-4P-100HP KPVS | KPVS_6015-3/4_4P_100HP_11.99_BRZ | 2975 | 2975 | 8925 | 3 | 1 | 4 | F | KPVS_SplitCase | 8 | 6 | 8 | 12 | BranchMin8_BranchMax12 | 10 | 3 | 10 | 24 | HeaderMin10_HeaderMax24 | 24 | 7 | 21
675 | 75 | 6015-3/4-4P-100HP KPVS | KPVS_6015-3/4_4P_100HP_11.99_BRZ | 2975 | 2975 | 8925 | 3 | 1 | 4 | F | KPVS_SplitCase | 8 | 6 | 8 | 12 | BranchMin8_BranchMax12 | 12 | 3 | 10 | 24 | HeaderMin10_HeaderMax24 | 10 | 7 | 21 | [29 empty] | INVALID
675 | 75 | 6015-3/4-4P-100HP KPVS | KPVS_6015-3/4_4P_100HP_11.99_BRZ | 2975 | 2975 | 8925 | 3 | 1 | 4 | F | KPVS_SplitCase | 8 | 6 | 8 | 12 | BranchMin8_BranchMax12 | 12 | 3 | 10 | 24 | HeaderMin10_HeaderMax24 | 12 | 7 | 21 | [29 empty] | INVALID
675 | 75 | 6015-3/4-4P-100HP KPVS | KPVS_6015-3/4_4P_100HP_11.99_BRZ | 2975 | 2975 | 8925 | 3 | 1 | 4 | F | KPVS_SplitCase | 8 | 6 | 8 | 12 | BranchMin8_BranchMax12 | 12 | 3 | 10 | 24 | HeaderMin10_HeaderMax24 | 14 | 7 | 21
675 | 75 | 6015-3/4-4P-100HP KPVS | KPVS_6015-3/4_4P_100HP_11.99_BRZ | 2975 | 2975 | 8925 | 3 | 1 | 4 | F | KPVS_SplitCase | 8 | 6 | 8 | 12 | BranchMin8_BranchMax12 | 12 | 3 | 10 | 24 | HeaderMin10_HeaderMax24 | 16 | 7 | 21
675 | 75 | 6015-3/4-4P-100HP KPVS | KPVS_6015-3/4_4P_100HP_11.99_BRZ | 2975 | 2975 | 8925 | 3 | 1 | 4 | F | KPVS_SplitCase | 8 | 6 | 8 | 12 | BranchMin8_BranchMax12 | 12 | 3 | 10 | 24 | HeaderMin10_HeaderMax24 | 18 | 7 | 21
675 | 75 | 6015-3/4-4P-100HP KPVS | KPVS_6015-3/4_4P_100HP_11.99_BRZ | 2975 | 2975 | 8925 | 3 | 1 | 4 | F | KPVS_SplitCase | 8 | 6 | 8 | 12 | BranchMin8_BranchMax12 | 12 | 3 | 10 | 24 | HeaderMin10_HeaderMax24 | 20 | 7 | 21
675 | 75 | 6015-3/4-4P-100HP KPVS | KPVS_6015-3/4_4P_100HP_11.99_BRZ | 2975 | 2975 | 8925 | 3 | 1 | 4 | F | KPVS_SplitCase | 8 | 6 | 8 | 12 | BranchMin8_BranchMax12 | 12 | 3 | 10 | 24 | HeaderMin10_HeaderMax24 | 24 | 7 | 21
676 | 76 | 6015-3/4-4P-125HP KPVS | KPVS_6015-3/4_4P_125HP_12.84_BRZ | 3257.5 | 3257.5 | 9772.5 | 3 | 1 | 4 | F | KPVS_SplitCase | 8 | 6 | 8 | 12 | BranchMin8_BranchMax12 | 8 | 3 | 10 | 24 | HeaderMin10_HeaderMax24 | 10 | 7 | 21
676 | 76 | 6015-3/4-4P-125HP KPVS | KPVS_6015-3/4_4P_125HP_12.84_BRZ | 3257.5 | 3257.5 | 9772.5 | 3 | 1 | 4 | F | KPVS_SplitCase | 8 | 6 | 8 | 12 | BranchMin8_BranchMax12 | 8 | 3 | 10 | 24 | HeaderMin10_HeaderMax24 | 12 | 7 | 21
676 | 76 | 6015-3/4-4P-125HP KPVS | KPVS_6015-3/4_4P_125HP_12.84_BRZ | 3257.5 | 3257.5 | 9772.5 | 3 | 1 | 4 | F | KPVS_SplitCase | 8 | 6 | 8 | 12 | BranchMin8_BranchMax12 | 8 | 3 | 10 | 24 | HeaderMin10_HeaderMax24 | 14 | 7 | 21
676 | 76 | 6015-3/4-4P-125HP KPVS | KPVS_6015-3/4_4P_125HP_12.84_BRZ | 3257.5 | 3257.5 | 9772.5 | 3 | 1 | 4 | F | KPVS_SplitCase | 8 | 6 | 8 | 12 | BranchMin8_BranchMax12 | 8 | 3 | 10 | 24 | HeaderMin10_HeaderMax24 | 16 | 7 | 21
676 | 76 | 6015-3/4-4P-125HP KPVS | KPVS_6015-3/4_4P_125HP_12.84_BRZ | 3257.5 | 3257.5 | 9772.5 | 3 | 1 | 4 | F | KPVS_SplitCase | 8 | 6 | 8 | 12 | BranchMin8_BranchMax12 | 8 | 3 | 10 | 24 | HeaderMin10_HeaderMax24 | 18 | 7 | 21
676 | 76 | 6015-3/4-4P-125HP KPVS | KPVS_6015-3/4_4P_125HP_12.84_BRZ | 3257.5 | 3257.5 | 9772.5 | 3 | 1 | 4 | F | KPVS_SplitCase | 8 | 6 | 8 | 12 | BranchMin8_BranchMax12 | 8 | 3 | 10 | 24 | HeaderMin10_HeaderMax24 | 20 | 7 | 21
676 | 76 | 6015-3/4-4P-125HP KPVS | KPVS_6015-3/4_4P_125HP_12.84_BRZ | 3257.5 | 3257.5 | 9772.5 | 3 | 1 | 4 | F | KPVS_SplitCase | 8 | 6 | 8 | 12 | BranchMin8_BranchMax12 | 8 | 3 | 10 | 24 | HeaderMin10_HeaderMax24 | 24 | 7 | 21
676 | 76 | 6015-3/4-4P-125HP KPVS | KPVS_6015-3/4_4P_125HP_12.84_BRZ | 3257.5 | 3257.5 | 9772.5 | 3 | 1 | 4 | F | KPVS_SplitCase | 8 | 6 | 8 | 12 | BranchMin8_BranchMax12 | 10 | 3 | 10 | 24 | HeaderMin10_HeaderMax24 | 10 | 7 | 21 | [29 empty] | INVALID
676 | 76 | 6015-3/4-4P-125HP KPVS | KPVS_6015-3/4_4P_125HP_12.84_BRZ | 3257.5 | 3257.5 | 9772.5 | 3 | 1 | 4 | F | KPVS_SplitCase | 8 | 6 | 8 | 12 | BranchMin8_BranchMax12 | 10 | 3 | 10 | 24 | HeaderMin10_HeaderMax24 | 12 | 7 | 21
676 | 76 | 6015-3/4-4P-125HP KPVS | KPVS_6015-3/4_4P_125HP_12.84_BRZ | 3257.5 | 3257.5 | 9772.5 | 3 | 1 | 4 | F | KPVS_SplitCase | 8 | 6 | 8 | 12 | BranchMin8_BranchMax12 | 10 | 3 | 10 | 24 | HeaderMin10_HeaderMax24 | 14 | 7 | 21
676 | 76 | 6015-3/4-4P-125HP KPVS | KPVS_6015-3/4_4P_125HP_12.84_BRZ | 3257.5 | 3257.5 | 9772.5 | 3 | 1 | 4 | F | KPVS_SplitCase | 8 | 6 | 8 | 12 | BranchMin8_BranchMax12 | 10 | 3 | 10 | 24 | HeaderMin10_HeaderMax24 | 16 | 7 | 21
676 | 76 | 6015-3/4-4P-125HP KPVS | KPVS_6015-3/4_4P_125HP_12.84_BRZ | 3257.5 | 3257.5 | 9772.5 | 3 | 1 | 4 | F | KPVS_SplitCase | 8 | 6 | 8 | 12 | BranchMin8_BranchMax12 | 10 | 3 | 10 | 24 | HeaderMin10_HeaderMax24 | 18 | 7 | 21
676 | 76 | 6015-3/4-4P-125HP KPVS | KPVS_6015-3/4_4P_125HP_12.84_BRZ | 3257.5 | 3257.5 | 9772.5 | 3 | 1 | 4 | F | KPVS_SplitCase | 8 | 6 | 8 | 12 | BranchMin8_BranchMax12 | 10 | 3 | 10 | 24 | HeaderMin10_HeaderMax24 | 20 | 7 | 21
676 | 76 | 6015-3/4-4P-125HP KPVS | KPVS_6015-3/4_4P_125HP_12.84_BRZ | 3257.5 | 3257.5 | 9772.5 | 3 | 1 | 4 | F | KPVS_SplitCase | 8 | 6 | 8 | 12 | BranchMin8_BranchMax12 | 10 | 3 | 10 | 24 | HeaderMin10_HeaderMax24 | 24 | 7 | 21
676 | 76 | 6015-3/4-4P-125HP KPVS | KPVS_6015-3/4_4P_125HP_12.84_BRZ | 3257.5 | 3257.5 | 9772.5 | 3 | 1 | 4 | F | KPVS_SplitCase | 8 | 6 | 8 | 12 | BranchMin8_BranchMax12 | 12 | 3 | 10 | 24 | HeaderMin10_HeaderMax24 | 10 | 7 | 21 | [29 empty] | INVALID
676 | 76 | 6015-3/4-4P-125HP KPVS | KPVS_6015-3/4_4P_125HP_12.84_BRZ | 3257.5 | 3257.5 | 9772.5 | 3 | 1 | 4 | F | KPVS_SplitCase | 8 | 6 | 8 | 12 | BranchMin8_BranchMax12 | 12 | 3 | 10 | 24 | HeaderMin10_HeaderMax24 | 12 | 7 | 21 | [29 empty] | INVALID
676 | 76 | 6015-3/4-4P-125HP KPVS | KPVS_6015-3/4_4P_125HP_12.84_BRZ | 3257.5 | 3257.5 | 9772.5 | 3 | 1 | 4 | F | KPVS_SplitCase | 8 | 6 | 8 | 12 | BranchMin8_BranchMax12 | 12 | 3 | 10 | 24 | HeaderMin10_HeaderMax24 | 14 | 7 | 21
676 | 76 | 6015-3/4-4P-125HP KPVS | KPVS_6015-3/4_4P_125HP_12.84_BRZ | 3257.5 | 3257.5 | 9772.5 | 3 | 1 | 4 | F | KPVS_SplitCase | 8 | 6 | 8 | 12 | BranchMin8_BranchMax12 | 12 | 3 | 10 | 24 | HeaderMin10_HeaderMax24 | 16 | 7 | 21
676 | 76 | 6015-3/4-4P-125HP KPVS | KPVS_6015-3/4_4P_125HP_12.84_BRZ | 3257.5 | 3257.5 | 9772.5 | 3 | 1 | 4 | F | KPVS_SplitCase | 8 | 6 | 8 | 12 | BranchMin8_BranchMax12 | 12 | 3 | 10 | 24 | HeaderMin10_HeaderMax24 | 18 | 7 | 21
676 | 76 | 6015-3/4-4P-125HP KPVS | KPVS_6015-3/4_4P_125HP_12.84_BRZ | 3257.5 | 3257.5 | 9772.5 | 3 | 1 | 4 | F | KPVS_SplitCase | 8 | 6 | 8 | 12 | BranchMin8_BranchMax12 | 12 | 3 | 10 | 24 | HeaderMin10_HeaderMax24 | 20 | 7 | 21
676 | 76 | 6015-3/4-4P-125HP KPVS | KPVS_6015-3/4_4P_125HP_12.84_BRZ | 3257.5 | 3257.5 | 9772.5 | 3 | 1 | 4 | F | KPVS_SplitCase | 8 | 6 | 8 | 12 | BranchMin8_BranchMax12 | 12 | 3 | 10 | 24 | HeaderMin10_HeaderMax24 | 24 | 7 | 21
677 | 77 | 6015-3/4-4P-150HP KPVS | KPVS_6015-3/4_4P_150HP_13.50_BRZ | 3513.8 | 3513.8 | 10541.4 | 3 | 1 | 4 | F | KPVS_SplitCase | 8 | 6 | 8 | 12 | BranchMin8_BranchMax12 | 8 | 3 | 10 | 24 | HeaderMin10_HeaderMax24 | 10 | 7 | 21
677 | 77 | 6015-3/4-4P-150HP KPVS | KPVS_6015-3/4_4P_150HP_13.50_BRZ | 3513.8 | 3513.8 | 10541.4 | 3 | 1 | 4 | F | KPVS_SplitCase | 8 | 6 | 8 | 12 | BranchMin8_BranchMax12 | 8 | 3 | 10 | 24 | HeaderMin10_HeaderMax24 | 12 | 7 | 21
677 | 77 | 6015-3/4-4P-150HP KPVS | KPVS_6015-3/4_4P_150HP_13.50_BRZ | 3513.8 | 3513.8 | 10541.4 | 3 | 1 | 4 | F | KPVS_SplitCase | 8 | 6 | 8 | 12 | BranchMin8_BranchMax12 | 8 | 3 | 10 | 24 | HeaderMin10_HeaderMax24 | 14 | 7 | 21
677 | 77 | 6015-3/4-4P-150HP KPVS | KPVS_6015-3/4_4P_150HP_13.50_BRZ | 3513.8 | 3513.8 | 10541.4 | 3 | 1 | 4 | F | KPVS_SplitCase | 8 | 6 | 8 | 12 | BranchMin8_BranchMax12 | 8 | 3 | 10 | 24 | HeaderMin10_HeaderMax24 | 16 | 7 | 21
677 | 77 | 6015-3/4-4P-150HP KPVS | KPVS_6015-3/4_4P_150HP_13.50_BRZ | 3513.8 | 3513.8 | 10541.4 | 3 | 1 | 4 | F | KPVS_SplitCase | 8 | 6 | 8 | 12 | BranchMin8_BranchMax12 | 8 | 3 | 10 | 24 | HeaderMin10_HeaderMax24 | 18 | 7 | 21
677 | 77 | 6015-3/4-4P-150HP KPVS | KPVS_6015-3/4_4P_150HP_13.50_BRZ | 3513.8 | 3513.8 | 10541.4 | 3 | 1 | 4 | F | KPVS_SplitCase | 8 | 6 | 8 | 12 | BranchMin8_BranchMax12 | 8 | 3 | 10 | 24 | HeaderMin10_HeaderMax24 | 20 | 7 | 21
677 | 77 | 6015-3/4-4P-150HP KPVS | KPVS_6015-3/4_4P_150HP_13.50_BRZ | 3513.8 | 3513.8 | 10541.4 | 3 | 1 | 4 | F | KPVS_SplitCase | 8 | 6 | 8 | 12 | BranchMin8_BranchMax12 | 8 | 3 | 10 | 24 | HeaderMin10_HeaderMax24 | 24 | 7 | 21
677 | 77 | 6015-3/4-4P-150HP KPVS | KPVS_6015-3/4_4P_150HP_13.50_BRZ | 3513.8 | 3513.8 | 10541.4 | 3 | 1 | 4 | F | KPVS_SplitCase | 8 | 6 | 8 | 12 | BranchMin8_BranchMax12 | 10 | 3 | 10 | 24 | HeaderMin10_HeaderMax24 | 10 | 7 | 21 | [29 empty] | INVALID
677 | 77 | 6015-3/4-4P-150HP KPVS | KPVS_6015-3/4_4P_150HP_13.50_BRZ | 3513.8 | 3513.8 | 10541.4 | 3 | 1 | 4 | F | KPVS_SplitCase | 8 | 6 | 8 | 12 | BranchMin8_BranchMax12 | 10 | 3 | 10 | 24 | HeaderMin10_HeaderMax24 | 12 | 7 | 21
677 | 77 | 6015-3/4-4P-150HP KPVS | KPVS_6015-3/4_4P_150HP_13.50_BRZ | 3513.8 | 3513.8 | 10541.4 | 3 | 1 | 4 | F | KPVS_SplitCase | 8 | 6 | 8 | 12 | BranchMin8_BranchMax12 | 10 | 3 | 10 | 24 | HeaderMin10_HeaderMax24 | 14 | 7 | 21
677 | 77 | 6015-3/4-4P-150HP KPVS | KPVS_6015-3/4_4P_150HP_13.50_BRZ | 3513.8 | 3513.8 | 10541.4 | 3 | 1 | 4 | F | KPVS_SplitCase | 8 | 6 | 8 | 12 | BranchMin8_BranchMax12 | 10 | 3 | 10 | 24 | HeaderMin10_HeaderMax24 | 16 | 7 | 21
677 | 77 | 6015-3/4-4P-150HP KPVS | KPVS_6015-3/4_4P_150HP_13.50_BRZ | 3513.8 | 3513.8 | 10541.4 | 3 | 1 | 4 | F | KPVS_SplitCase | 8 | 6 | 8 | 12 | BranchMin8_BranchMax12 | 10 | 3 | 10 | 24 | HeaderMin10_HeaderMax24 | 18 | 7 | 21
677 | 77 | 6015-3/4-4P-150HP KPVS | KPVS_6015-3/4_4P_150HP_13.50_BRZ | 3513.8 | 3513.8 | 10541.4 | 3 | 1 | 4 | F | KPVS_SplitCase | 8 | 6 | 8 | 12 | BranchMin8_BranchMax12 | 10 | 3 | 10 | 24 | HeaderMin10_HeaderMax24 | 20 | 7 | 21
677 | 77 | 6015-3/4-4P-150HP KPVS | KPVS_6015-3/4_4P_150HP_13.50_BRZ | 3513.8 | 3513.8 | 10541.4 | 3 | 1 | 4 | F | KPVS_SplitCase | 8 | 6 | 8 | 12 | BranchMin8_BranchMax12 | 10 | 3 | 10 | 24 | HeaderMin10_HeaderMax24 | 24 | 7 | 21
677 | 77 | 6015-3/4-4P-150HP KPVS | KPVS_6015-3/4_4P_150HP_13.50_BRZ | 3513.8 | 3513.8 | 10541.4 | 3 | 1 | 4 | F | KPVS_SplitCase | 8 | 6 | 8 | 12 | BranchMin8_BranchMax12 | 12 | 3 | 10 | 24 | HeaderMin10_HeaderMax24 | 10 | 7 | 21 | [29 empty] | INVALID
677 | 77 | 6015-3/4-4P-150HP KPVS | KPVS_6015-3/4_4P_150HP_13.50_BRZ | 3513.8 | 3513.8 | 10541.4 | 3 | 1 | 4 | F | KPVS_SplitCase | 8 | 6 | 8 | 12 | BranchMin8_BranchMax12 | 12 | 3 | 10 | 24 | HeaderMin10_HeaderMax24 | 12 | 7 | 21 | [29 empty] | INVALID
677 | 77 | 6015-3/4-4P-150HP KPVS | KPVS_6015-3/4_4P_150HP_13.50_BRZ | 3513.8 | 3513.8 | 10541.4 | 3 | 1 | 4 | F | KPVS_SplitCase | 8 | 6 | 8 | 12 | BranchMin8_BranchMax12 | 12 | 3 | 10 | 24 | HeaderMin10_HeaderMax24 | 14 | 7 | 21
677 | 77 | 6015-3/4-4P-150HP KPVS | KPVS_6015-3/4_4P_150HP_13.50_BRZ | 3513.8 | 3513.8 | 10541.4 | 3 | 1 | 4 | F | KPVS_SplitCase | 8 | 6 | 8 | 12 | BranchMin8_BranchMax12 | 12 | 3 | 10 | 24 | HeaderMin10_HeaderMax24 | 16 | 7 | 21
677 | 77 | 6015-3/4-4P-150HP KPVS | KPVS_6015-3/4_4P_150HP_13.50_BRZ | 3513.8 | 3513.8 | 10541.4 | 3 | 1 | 4 | F | KPVS_SplitCase | 8 | 6 | 8 | 12 | BranchMin8_BranchMax12 | 12 | 3 | 10 | 24 | HeaderMin10_HeaderMax24 | 18 | 7 | 21
677 | 77 | 6015-3/4-4P-150HP KPVS | KPVS_6015-3/4_4P_150HP_13.50_BRZ | 3513.8 | 3513.8 | 10541.4 | 3 | 1 | 4 | F | KPVS_SplitCase | 8 | 6 | 8 | 12 | BranchMin8_BranchMax12 | 12 | 3 | 10 | 24 | HeaderMin10_HeaderMax24 | 20 | 7 | 21
677 | 77 | 6015-3/4-4P-150HP KPVS | KPVS_6015-3/4_4P_150HP_13.50_BRZ | 3513.8 | 3513.8 | 10541.4 | 3 | 1 | 4 | F | KPVS_SplitCase | 8 | 6 | 8 | 12 | BranchMin8_BranchMax12 | 12 | 3 | 10 | 24 | HeaderMin10_HeaderMax24 | 24 | 7 | 21
678 | 78 | 6015-3/4-4P-200HP KPVS | KPVS_6015-3/4_4P_200HP_14.71_BRZ | 3946.3 | 3946.3 | 11838.9 | 3 | 1 | 4 | F | KPVS_SplitCase | 8 | 6 | 8 | 14 | BranchMin8_BranchMax14 | 8 | 4 | 10 | 24 | HeaderMin10_HeaderMax24 | 10 | 7 | 28
678 | 78 | 6015-3/4-4P-200HP KPVS | KPVS_6015-3/4_4P_200HP_14.71_BRZ | 3946.3 | 3946.3 | 11838.9 | 3 | 1 | 4 | F | KPVS_SplitCase | 8 | 6 | 8 | 14 | BranchMin8_BranchMax14 | 8 | 4 | 10 | 24 | HeaderMin10_HeaderMax24 | 12 | 7 | 28
678 | 78 | 6015-3/4-4P-200HP KPVS | KPVS_6015-3/4_4P_200HP_14.71_BRZ | 3946.3 | 3946.3 | 11838.9 | 3 | 1 | 4 | F | KPVS_SplitCase | 8 | 6 | 8 | 14 | BranchMin8_BranchMax14 | 8 | 4 | 10 | 24 | HeaderMin10_HeaderMax24 | 14 | 7 | 28
678 | 78 | 6015-3/4-4P-200HP KPVS | KPVS_6015-3/4_4P_200HP_14.71_BRZ | 3946.3 | 3946.3 | 11838.9 | 3 | 1 | 4 | F | KPVS_SplitCase | 8 | 6 | 8 | 14 | BranchMin8_BranchMax14 | 8 | 4 | 10 | 24 | HeaderMin10_HeaderMax24 | 16 | 7 | 28
678 | 78 | 6015-3/4-4P-200HP KPVS | KPVS_6015-3/4_4P_200HP_14.71_BRZ | 3946.3 | 3946.3 | 11838.9 | 3 | 1 | 4 | F | KPVS_SplitCase | 8 | 6 | 8 | 14 | BranchMin8_BranchMax14 | 8 | 4 | 10 | 24 | HeaderMin10_HeaderMax24 | 18 | 7 | 28
678 | 78 | 6015-3/4-4P-200HP KPVS | KPVS_6015-3/4_4P_200HP_14.71_BRZ | 3946.3 | 3946.3 | 11838.9 | 3 | 1 | 4 | F | KPVS_SplitCase | 8 | 6 | 8 | 14 | BranchMin8_BranchMax14 | 8 | 4 | 10 | 24 | HeaderMin10_HeaderMax24 | 20 | 7 | 28
678 | 78 | 6015-3/4-4P-200HP KPVS | KPVS_6015-3/4_4P_200HP_14.71_BRZ | 3946.3 | 3946.3 | 11838.9 | 3 | 1 | 4 | F | KPVS_SplitCase | 8 | 6 | 8 | 14 | BranchMin8_BranchMax14 | 8 | 4 | 10 | 24 | HeaderMin10_HeaderMax24 | 24 | 7 | 28
678 | 78 | 6015-3/4-4P-200HP KPVS | KPVS_6015-3/4_4P_200HP_14.71_BRZ | 3946.3 | 3946.3 | 11838.9 | 3 | 1 | 4 | F | KPVS_SplitCase | 8 | 6 | 8 | 14 | BranchMin8_BranchMax14 | 10 | 4 | 10 | 24 | HeaderMin10_HeaderMax24 | 10 | 7 | 28 | [29 empty] | INVALID
678 | 78 | 6015-3/4-4P-200HP KPVS | KPVS_6015-3/4_4P_200HP_14.71_BRZ | 3946.3 | 3946.3 | 11838.9 | 3 | 1 | 4 | F | KPVS_SplitCase | 8 | 6 | 8 | 14 | BranchMin8_BranchMax14 | 10 | 4 | 10 | 24 | HeaderMin10_HeaderMax24 | 12 | 7 | 28
678 | 78 | 6015-3/4-4P-200HP KPVS | KPVS_6015-3/4_4P_200HP_14.71_BRZ | 3946.3 | 3946.3 | 11838.9 | 3 | 1 | 4 | F | KPVS_SplitCase | 8 | 6 | 8 | 14 | BranchMin8_BranchMax14 | 10 | 4 | 10 | 24 | HeaderMin10_HeaderMax24 | 14 | 7 | 28
678 | 78 | 6015-3/4-4P-200HP KPVS | KPVS_6015-3/4_4P_200HP_14.71_BRZ | 3946.3 | 3946.3 | 11838.9 | 3 | 1 | 4 | F | KPVS_SplitCase | 8 | 6 | 8 | 14 | BranchMin8_BranchMax14 | 10 | 4 | 10 | 24 | HeaderMin10_HeaderMax24 | 16 | 7 | 28
678 | 78 | 6015-3/4-4P-200HP KPVS | KPVS_6015-3/4_4P_200HP_14.71_BRZ | 3946.3 | 3946.3 | 11838.9 | 3 | 1 | 4 | F | KPVS_SplitCase | 8 | 6 | 8 | 14 | BranchMin8_BranchMax14 | 10 | 4 | 10 | 24 | HeaderMin10_HeaderMax24 | 18 | 7 | 28
678 | 78 | 6015-3/4-4P-200HP KPVS | KPVS_6015-3/4_4P_200HP_14.71_BRZ | 3946.3 | 3946.3 | 11838.9 | 3 | 1 | 4 | F | KPVS_SplitCase | 8 | 6 | 8 | 14 | BranchMin8_BranchMax14 | 10 | 4 | 10 | 24 | HeaderMin10_HeaderMax24 | 20 | 7 | 28
678 | 78 | 6015-3/4-4P-200HP KPVS | KPVS_6015-3/4_4P_200HP_14.71_BRZ | 3946.3 | 3946.3 | 11838.9 | 3 | 1 | 4 | F | KPVS_SplitCase | 8 | 6 | 8 | 14 | BranchMin8_BranchMax14 | 10 | 4 | 10 | 24 | HeaderMin10_HeaderMax24 | 24 | 7 | 28
678 | 78 | 6015-3/4-4P-200HP KPVS | KPVS_6015-3/4_4P_200HP_14.71_BRZ | 3946.3 | 3946.3 | 11838.9 | 3 | 1 | 4 | F | KPVS_SplitCase | 8 | 6 | 8 | 14 | BranchMin8_BranchMax14 | 12 | 4 | 10 | 24 | HeaderMin10_HeaderMax24 | 10 | 7 | 28 | [29 empty] | INVALID
678 | 78 | 6015-3/4-4P-200HP KPVS | KPVS_6015-3/4_4P_200HP_14.71_BRZ | 3946.3 | 3946.3 | 11838.9 | 3 | 1 | 4 | F | KPVS_SplitCase | 8 | 6 | 8 | 14 | BranchMin8_BranchMax14 | 12 | 4 | 10 | 24 | HeaderMin10_HeaderMax24 | 12 | 7 | 28 | [29 empty] | INVALID
678 | 78 | 6015-3/4-4P-200HP KPVS | KPVS_6015-3/4_4P_200HP_14.71_BRZ | 3946.3 | 3946.3 | 11838.9 | 3 | 1 | 4 | F | KPVS_SplitCase | 8 | 6 | 8 | 14 | BranchMin8_BranchMax14 | 12 | 4 | 10 | 24 | HeaderMin10_HeaderMax24 | 14 | 7 | 28
678 | 78 | 6015-3/4-4P-200HP KPVS | KPVS_6015-3/4_4P_200HP_14.71_BRZ | 3946.3 | 3946.3 | 11838.9 | 3 | 1 | 4 | F | KPVS_SplitCase | 8 | 6 | 8 | 14 | BranchMin8_BranchMax14 | 12 | 4 | 10 | 24 | HeaderMin10_HeaderMax24 | 16 | 7 | 28
678 | 78 | 6015-3/4-4P-200HP KPVS | KPVS_6015-3/4_4P_200HP_14.71_BRZ | 3946.3 | 3946.3 | 11838.9 | 3 | 1 | 4 | F | KPVS_SplitCase | 8 | 6 | 8 | 14 | BranchMin8_BranchMax14 | 12 | 4 | 10 | 24 | HeaderMin10_HeaderMax24 | 18 | 7 | 28
678 | 78 | 6015-3/4-4P-200HP KPVS | KPVS_6015-3/4_4P_200HP_14.71_BRZ | 3946.3 | 3946.3 | 11838.9 | 3 | 1 | 4 | F | KPVS_SplitCase | 8 | 6 | 8 | 14 | BranchMin8_BranchMax14 | 12 | 4 | 10 | 24 | HeaderMin10_HeaderMax24 | 20 | 7 | 28
678 | 78 | 6015-3/4-4P-200HP KPVS | KPVS_6015-3/4_4P_200HP_14.71_BRZ | 3946.3 | 3946.3 | 11838.9 | 3 | 1 | 4 | F | KPVS_SplitCase | 8 | 6 | 8 | 14 | BranchMin8_BranchMax14 | 12 | 4 | 10 | 24 | HeaderMin10_HeaderMax24 | 24 | 7 | 28
678 | 78 | 6015-3/4-4P-200HP KPVS | KPVS_6015-3/4_4P_200HP_14.71_BRZ | 3946.3 | 3946.3 | 11838.9 | 3 | 1 | 4 | F | KPVS_SplitCase | 8 | 6 | 8 | 14 | BranchMin8_BranchMax14 | 14 | 4 | 10 | 24 | HeaderMin10_HeaderMax24 | 10 | 7 | 28 | [29 empty] | INVALID
678 | 78 | 6015-3/4-4P-200HP KPVS | KPVS_6015-3/4_4P_200HP_14.71_BRZ | 3946.3 | 3946.3 | 11838.9 | 3 | 1 | 4 | F | KPVS_SplitCase | 8 | 6 | 8 | 14 | BranchMin8_BranchMax14 | 14 | 4 | 10 | 24 | HeaderMin10_HeaderMax24 | 12 | 7 | 28 | [29 empty] | INVALID
678 | 78 | 6015-3/4-4P-200HP KPVS | KPVS_6015-3/4_4P_200HP_14.71_BRZ | 3946.3 | 3946.3 | 11838.9 | 3 | 1 | 4 | F | KPVS_SplitCase | 8 | 6 | 8 | 14 | BranchMin8_BranchMax14 | 14 | 4 | 10 | 24 | HeaderMin10_HeaderMax24 | 14 | 7 | 28 | [29 empty] | INVALID
678 | 78 | 6015-3/4-4P-200HP KPVS | KPVS_6015-3/4_4P_200HP_14.71_BRZ | 3946.3 | 3946.3 | 11838.9 | 3 | 1 | 4 | F | KPVS_SplitCase | 8 | 6 | 8 | 14 | BranchMin8_BranchMax14 | 14 | 4 | 10 | 24 | HeaderMin10_HeaderMax24 | 16 | 7 | 28
678 | 78 | 6015-3/4-4P-200HP KPVS | KPVS_6015-3/4_4P_200HP_14.71_BRZ | 3946.3 | 3946.3 | 11838.9 | 3 | 1 | 4 | F | KPVS_SplitCase | 8 | 6 | 8 | 14 | BranchMin8_BranchMax14 | 14 | 4 | 10 | 24 | HeaderMin10_HeaderMax24 | 18 | 7 | 28
678 | 78 | 6015-3/4-4P-200HP KPVS | KPVS_6015-3/4_4P_200HP_14.71_BRZ | 3946.3 | 3946.3 | 11838.9 | 3 | 1 | 4 | F | KPVS_SplitCase | 8 | 6 | 8 | 14 | BranchMin8_BranchMax14 | 14 | 4 | 10 | 24 | HeaderMin10_HeaderMax24 | 20 | 7 | 28
678 | 78 | 6015-3/4-4P-200HP KPVS | KPVS_6015-3/4_4P_200HP_14.71_BRZ | 3946.3 | 3946.3 | 11838.9 | 3 | 1 | 4 | F | KPVS_SplitCase | 8 | 6 | 8 | 14 | BranchMin8_BranchMax14 | 14 | 4 | 10 | 24 | HeaderMin10_HeaderMax24 | 24 | 7 | 28
679 | 79 | 6015-3/4-4P-250HP KPVS | KPVS_6015-3/4_4P_250HP_15.00_BRZ | 4050 | 4050 | 12150 | 3 | 1 | 4 | F | KPVS_SplitCase | 8 | 6 | 8 | 14 | BranchMin8_BranchMax14 | 8 | 4 | 10 | 24 | HeaderMin10_HeaderMax24 | 10 | 7 | 28
679 | 79 | 6015-3/4-4P-250HP KPVS | KPVS_6015-3/4_4P_250HP_15.00_BRZ | 4050 | 4050 | 12150 | 3 | 1 | 4 | F | KPVS_SplitCase | 8 | 6 | 8 | 14 | BranchMin8_BranchMax14 | 8 | 4 | 10 | 24 | HeaderMin10_HeaderMax24 | 12 | 7 | 28
679 | 79 | 6015-3/4-4P-250HP KPVS | KPVS_6015-3/4_4P_250HP_15.00_BRZ | 4050 | 4050 | 12150 | 3 | 1 | 4 | F | KPVS_SplitCase | 8 | 6 | 8 | 14 | BranchMin8_BranchMax14 | 8 | 4 | 10 | 24 | HeaderMin10_HeaderMax24 | 14 | 7 | 28
679 | 79 | 6015-3/4-4P-250HP KPVS | KPVS_6015-3/4_4P_250HP_15.00_BRZ | 4050 | 4050 | 12150 | 3 | 1 | 4 | F | KPVS_SplitCase | 8 | 6 | 8 | 14 | BranchMin8_BranchMax14 | 8 | 4 | 10 | 24 | HeaderMin10_HeaderMax24 | 16 | 7 | 28
679 | 79 | 6015-3/4-4P-250HP KPVS | KPVS_6015-3/4_4P_250HP_15.00_BRZ | 4050 | 4050 | 12150 | 3 | 1 | 4 | F | KPVS_SplitCase | 8 | 6 | 8 | 14 | BranchMin8_BranchMax14 | 8 | 4 | 10 | 24 | HeaderMin10_HeaderMax24 | 18 | 7 | 28
679 | 79 | 6015-3/4-4P-250HP KPVS | KPVS_6015-3/4_4P_250HP_15.00_BRZ | 4050 | 4050 | 12150 | 3 | 1 | 4 | F | KPVS_SplitCase | 8 | 6 | 8 | 14 | BranchMin8_BranchMax14 | 8 | 4 | 10 | 24 | HeaderMin10_HeaderMax24 | 20 | 7 | 28
679 | 79 | 6015-3/4-4P-250HP KPVS | KPVS_6015-3/4_4P_250HP_15.00_BRZ | 4050 | 4050 | 12150 | 3 | 1 | 4 | F | KPVS_SplitCase | 8 | 6 | 8 | 14 | BranchMin8_BranchMax14 | 8 | 4 | 10 | 24 | HeaderMin10_HeaderMax24 | 24 | 7 | 28
679 | 79 | 6015-3/4-4P-250HP KPVS | KPVS_6015-3/4_4P_250HP_15.00_BRZ | 4050 | 4050 | 12150 | 3 | 1 | 4 | F | KPVS_SplitCase | 8 | 6 | 8 | 14 | BranchMin8_BranchMax14 | 10 | 4 | 10 | 24 | HeaderMin10_HeaderMax24 | 10 | 7 | 28 | [29 empty] | INVALID
679 | 79 | 6015-3/4-4P-250HP KPVS | KPVS_6015-3/4_4P_250HP_15.00_BRZ | 4050 | 4050 | 12150 | 3 | 1 | 4 | F | KPVS_SplitCase | 8 | 6 | 8 | 14 | BranchMin8_BranchMax14 | 10 | 4 | 10 | 24 | HeaderMin10_HeaderMax24 | 12 | 7 | 28
679 | 79 | 6015-3/4-4P-250HP KPVS | KPVS_6015-3/4_4P_250HP_15.00_BRZ | 4050 | 4050 | 12150 | 3 | 1 | 4 | F | KPVS_SplitCase | 8 | 6 | 8 | 14 | BranchMin8_BranchMax14 | 10 | 4 | 10 | 24 | HeaderMin10_HeaderMax24 | 14 | 7 | 28
679 | 79 | 6015-3/4-4P-250HP KPVS | KPVS_6015-3/4_4P_250HP_15.00_BRZ | 4050 | 4050 | 12150 | 3 | 1 | 4 | F | KPVS_SplitCase | 8 | 6 | 8 | 14 | BranchMin8_BranchMax14 | 10 | 4 | 10 | 24 | HeaderMin10_HeaderMax24 | 16 | 7 | 28
679 | 79 | 6015-3/4-4P-250HP KPVS | KPVS_6015-3/4_4P_250HP_15.00_BRZ | 4050 | 4050 | 12150 | 3 | 1 | 4 | F | KPVS_SplitCase | 8 | 6 | 8 | 14 | BranchMin8_BranchMax14 | 10 | 4 | 10 | 24 | HeaderMin10_HeaderMax24 | 18 | 7 | 28
679 | 79 | 6015-3/4-4P-250HP KPVS | KPVS_6015-3/4_4P_250HP_15.00_BRZ | 4050 | 4050 | 12150 | 3 | 1 | 4 | F | KPVS_SplitCase | 8 | 6 | 8 | 14 | BranchMin8_BranchMax14 | 10 | 4 | 10 | 24 | HeaderMin10_HeaderMax24 | 20 | 7 | 28
679 | 79 | 6015-3/4-4P-250HP KPVS | KPVS_6015-3/4_4P_250HP_15.00_BRZ | 4050 | 4050 | 12150 | 3 | 1 | 4 | F | KPVS_SplitCase | 8 | 6 | 8 | 14 | BranchMin8_BranchMax14 | 10 | 4 | 10 | 24 | HeaderMin10_HeaderMax24 | 24 | 7 | 28
679 | 79 | 6015-3/4-4P-250HP KPVS | KPVS_6015-3/4_4P_250HP_15.00_BRZ | 4050 | 4050 | 12150 | 3 | 1 | 4 | F | KPVS_SplitCase | 8 | 6 | 8 | 14 | BranchMin8_BranchMax14 | 12 | 4 | 10 | 24 | HeaderMin10_HeaderMax24 | 10 | 7 | 28 | [29 empty] | INVALID
679 | 79 | 6015-3/4-4P-250HP KPVS | KPVS_6015-3/4_4P_250HP_15.00_BRZ | 4050 | 4050 | 12150 | 3 | 1 | 4 | F | KPVS_SplitCase | 8 | 6 | 8 | 14 | BranchMin8_BranchMax14 | 12 | 4 | 10 | 24 | HeaderMin10_HeaderMax24 | 12 | 7 | 28 | [29 empty] | INVALID
679 | 79 | 6015-3/4-4P-250HP KPVS | KPVS_6015-3/4_4P_250HP_15.00_BRZ | 4050 | 4050 | 12150 | 3 | 1 | 4 | F | KPVS_SplitCase | 8 | 6 | 8 | 14 | BranchMin8_BranchMax14 | 12 | 4 | 10 | 24 | HeaderMin10_HeaderMax24 | 14 | 7 | 28
679 | 79 | 6015-3/4-4P-250HP KPVS | KPVS_6015-3/4_4P_250HP_15.00_BRZ | 4050 | 4050 | 12150 | 3 | 1 | 4 | F | KPVS_SplitCase | 8 | 6 | 8 | 14 | BranchMin8_BranchMax14 | 12 | 4 | 10 | 24 | HeaderMin10_HeaderMax24 | 16 | 7 | 28
679 | 79 | 6015-3/4-4P-250HP KPVS | KPVS_6015-3/4_4P_250HP_15.00_BRZ | 4050 | 4050 | 12150 | 3 | 1 | 4 | F | KPVS_SplitCase | 8 | 6 | 8 | 14 | BranchMin8_BranchMax14 | 12 | 4 | 10 | 24 | HeaderMin10_HeaderMax24 | 18 | 7 | 28
679 | 79 | 6015-3/4-4P-250HP KPVS | KPVS_6015-3/4_4P_250HP_15.00_BRZ | 4050 | 4050 | 12150 | 3 | 1 | 4 | F | KPVS_SplitCase | 8 | 6 | 8 | 14 | BranchMin8_BranchMax14 | 12 | 4 | 10 | 24 | HeaderMin10_HeaderMax24 | 20 | 7 | 28
679 | 79 | 6015-3/4-4P-250HP KPVS | KPVS_6015-3/4_4P_250HP_15.00_BRZ | 4050 | 4050 | 12150 | 3 | 1 | 4 | F | KPVS_SplitCase | 8 | 6 | 8 | 14 | BranchMin8_BranchMax14 | 12 | 4 | 10 | 24 | HeaderMin10_HeaderMax24 | 24 | 7 | 28
679 | 79 | 6015-3/4-4P-250HP KPVS | KPVS_6015-3/4_4P_250HP_15.00_BRZ | 4050 | 4050 | 12150 | 3 | 1 | 4 | F | KPVS_SplitCase | 8 | 6 | 8 | 14 | BranchMin8_BranchMax14 | 14 | 4 | 10 | 24 | HeaderMin10_HeaderMax24 | 10 | 7 | 28 | [29 empty] | INVALID
679 | 79 | 6015-3/4-4P-250HP KPVS | KPVS_6015-3/4_4P_250HP_15.00_BRZ | 4050 | 4050 | 12150 | 3 | 1 | 4 | F | KPVS_SplitCase | 8 | 6 | 8 | 14 | BranchMin8_BranchMax14 | 14 | 4 | 10 | 24 | HeaderMin10_HeaderMax24 | 12 | 7 | 28 | [29 empty] | INVALID
679 | 79 | 6015-3/4-4P-250HP KPVS | KPVS_6015-3/4_4P_250HP_15.00_BRZ | 4050 | 4050 | 12150 | 3 | 1 | 4 | F | KPVS_SplitCase | 8 | 6 | 8 | 14 | BranchMin8_BranchMax14 | 14 | 4 | 10 | 24 | HeaderMin10_HeaderMax24 | 14 | 7 | 28 | [29 empty] | INVALID
679 | 79 | 6015-3/4-4P-250HP KPVS | KPVS_6015-3/4_4P_250HP_15.00_BRZ | 4050 | 4050 | 12150 | 3 | 1 | 4 | F | KPVS_SplitCase | 8 | 6 | 8 | 14 | BranchMin8_BranchMax14 | 14 | 4 | 10 | 24 | HeaderMin10_HeaderMax24 | 16 | 7 | 28
679 | 79 | 6015-3/4-4P-250HP KPVS | KPVS_6015-3/4_4P_250HP_15.00_BRZ | 4050 | 4050 | 12150 | 3 | 1 | 4 | F | KPVS_SplitCase | 8 | 6 | 8 | 14 | BranchMin8_BranchMax14 | 14 | 4 | 10 | 24 | HeaderMin10_HeaderMax24 | 18 | 7 | 28
679 | 79 | 6015-3/4-4P-250HP KPVS | KPVS_6015-3/4_4P_250HP_15.00_BRZ | 4050 | 4050 | 12150 | 3 | 1 | 4 | F | KPVS_SplitCase | 8 | 6 | 8 | 14 | BranchMin8_BranchMax14 | 14 | 4 | 10 | 24 | HeaderMin10_HeaderMax24 | 20 | 7 | 28
679 | 79 | 6015-3/4-4P-250HP KPVS | KPVS_6015-3/4_4P_250HP_15.00_BRZ | 4050 | 4050 | 12150 | 3 | 1 | 4 | F | KPVS_SplitCase | 8 | 6 | 8 | 14 | BranchMin8_BranchMax14 | 14 | 4 | 10 | 24 | HeaderMin10_HeaderMax24 | 24 | 7 | 28
680 | 80 | 6019-7/8-4P-125HP KPVS | KPVS_6019-7/8_4P_125HP_15.17_BRZ | 2174.5 | 2174.5 | 6523.5 | 3 | 1 | 4 | F | KPVS_SplitCase | 8 | 6 | 8 | 10 | BranchMin8_BranchMax10 | 8 | 2 | 10 | 18 | HeaderMin10_HeaderMax18 | 10 | 5 | 10
680 | 80 | 6019-7/8-4P-125HP KPVS | KPVS_6019-7/8_4P_125HP_15.17_BRZ | 2174.5 | 2174.5 | 6523.5 | 3 | 1 | 4 | F | KPVS_SplitCase | 8 | 6 | 8 | 10 | BranchMin8_BranchMax10 | 8 | 2 | 10 | 18 | HeaderMin10_HeaderMax18 | 12 | 5 | 10
680 | 80 | 6019-7/8-4P-125HP KPVS | KPVS_6019-7/8_4P_125HP_15.17_BRZ | 2174.5 | 2174.5 | 6523.5 | 3 | 1 | 4 | F | KPVS_SplitCase | 8 | 6 | 8 | 10 | BranchMin8_BranchMax10 | 8 | 2 | 10 | 18 | HeaderMin10_HeaderMax18 | 14 | 5 | 10
680 | 80 | 6019-7/8-4P-125HP KPVS | KPVS_6019-7/8_4P_125HP_15.17_BRZ | 2174.5 | 2174.5 | 6523.5 | 3 | 1 | 4 | F | KPVS_SplitCase | 8 | 6 | 8 | 10 | BranchMin8_BranchMax10 | 8 | 2 | 10 | 18 | HeaderMin10_HeaderMax18 | 16 | 5 | 10
680 | 80 | 6019-7/8-4P-125HP KPVS | KPVS_6019-7/8_4P_125HP_15.17_BRZ | 2174.5 | 2174.5 | 6523.5 | 3 | 1 | 4 | F | KPVS_SplitCase | 8 | 6 | 8 | 10 | BranchMin8_BranchMax10 | 8 | 2 | 10 | 18 | HeaderMin10_HeaderMax18 | 18 | 5 | 10
680 | 80 | 6019-7/8-4P-125HP KPVS | KPVS_6019-7/8_4P_125HP_15.17_BRZ | 2174.5 | 2174.5 | 6523.5 | 3 | 1 | 4 | F | KPVS_SplitCase | 8 | 6 | 8 | 10 | BranchMin8_BranchMax10 | 10 | 2 | 10 | 18 | HeaderMin10_HeaderMax18 | 10 | 5 | 10 | [29 empty] | INVALID
680 | 80 | 6019-7/8-4P-125HP KPVS | KPVS_6019-7/8_4P_125HP_15.17_BRZ | 2174.5 | 2174.5 | 6523.5 | 3 | 1 | 4 | F | KPVS_SplitCase | 8 | 6 | 8 | 10 | BranchMin8_BranchMax10 | 10 | 2 | 10 | 18 | HeaderMin10_HeaderMax18 | 12 | 5 | 10
680 | 80 | 6019-7/8-4P-125HP KPVS | KPVS_6019-7/8_4P_125HP_15.17_BRZ | 2174.5 | 2174.5 | 6523.5 | 3 | 1 | 4 | F | KPVS_SplitCase | 8 | 6 | 8 | 10 | BranchMin8_BranchMax10 | 10 | 2 | 10 | 18 | HeaderMin10_HeaderMax18 | 14 | 5 | 10
680 | 80 | 6019-7/8-4P-125HP KPVS | KPVS_6019-7/8_4P_125HP_15.17_BRZ | 2174.5 | 2174.5 | 6523.5 | 3 | 1 | 4 | F | KPVS_SplitCase | 8 | 6 | 8 | 10 | BranchMin8_BranchMax10 | 10 | 2 | 10 | 18 | HeaderMin10_HeaderMax18 | 16 | 5 | 10
680 | 80 | 6019-7/8-4P-125HP KPVS | KPVS_6019-7/8_4P_125HP_15.17_BRZ | 2174.5 | 2174.5 | 6523.5 | 3 | 1 | 4 | F | KPVS_SplitCase | 8 | 6 | 8 | 10 | BranchMin8_BranchMax10 | 10 | 2 | 10 | 18 | HeaderMin10_HeaderMax18 | 18 | 5 | 10
681 | 81 | 6019-7/8-4P-150HP KPVS | KPVS_6019-7/8_4P_150HP_15.81_BRZ | 2306.3 | 2306.3 | 6918.9 | 3 | 1 | 4 | F | KPVS_SplitCase | 8 | 6 | 8 | 10 | BranchMin8_BranchMax10 | 8 | 2 | 10 | 18 | HeaderMin10_HeaderMax18 | 10 | 5 | 10
681 | 81 | 6019-7/8-4P-150HP KPVS | KPVS_6019-7/8_4P_150HP_15.81_BRZ | 2306.3 | 2306.3 | 6918.9 | 3 | 1 | 4 | F | KPVS_SplitCase | 8 | 6 | 8 | 10 | BranchMin8_BranchMax10 | 8 | 2 | 10 | 18 | HeaderMin10_HeaderMax18 | 12 | 5 | 10
681 | 81 | 6019-7/8-4P-150HP KPVS | KPVS_6019-7/8_4P_150HP_15.81_BRZ | 2306.3 | 2306.3 | 6918.9 | 3 | 1 | 4 | F | KPVS_SplitCase | 8 | 6 | 8 | 10 | BranchMin8_BranchMax10 | 8 | 2 | 10 | 18 | HeaderMin10_HeaderMax18 | 14 | 5 | 10
681 | 81 | 6019-7/8-4P-150HP KPVS | KPVS_6019-7/8_4P_150HP_15.81_BRZ | 2306.3 | 2306.3 | 6918.9 | 3 | 1 | 4 | F | KPVS_SplitCase | 8 | 6 | 8 | 10 | BranchMin8_BranchMax10 | 8 | 2 | 10 | 18 | HeaderMin10_HeaderMax18 | 16 | 5 | 10
681 | 81 | 6019-7/8-4P-150HP KPVS | KPVS_6019-7/8_4P_150HP_15.81_BRZ | 2306.3 | 2306.3 | 6918.9 | 3 | 1 | 4 | F | KPVS_SplitCase | 8 | 6 | 8 | 10 | BranchMin8_BranchMax10 | 8 | 2 | 10 | 18 | HeaderMin10_HeaderMax18 | 18 | 5 | 10
681 | 81 | 6019-7/8-4P-150HP KPVS | KPVS_6019-7/8_4P_150HP_15.81_BRZ | 2306.3 | 2306.3 | 6918.9 | 3 | 1 | 4 | F | KPVS_SplitCase | 8 | 6 | 8 | 10 | BranchMin8_BranchMax10 | 10 | 2 | 10 | 18 | HeaderMin10_HeaderMax18 | 10 | 5 | 10 | [29 empty] | INVALID
681 | 81 | 6019-7/8-4P-150HP KPVS | KPVS_6019-7/8_4P_150HP_15.81_BRZ | 2306.3 | 2306.3 | 6918.9 | 3 | 1 | 4 | F | KPVS_SplitCase | 8 | 6 | 8 | 10 | BranchMin8_BranchMax10 | 10 | 2 | 10 | 18 | HeaderMin10_HeaderMax18 | 12 | 5 | 10
681 | 81 | 6019-7/8-4P-150HP KPVS | KPVS_6019-7/8_4P_150HP_15.81_BRZ | 2306.3 | 2306.3 | 6918.9 | 3 | 1 | 4 | F | KPVS_SplitCase | 8 | 6 | 8 | 10 | BranchMin8_BranchMax10 | 10 | 2 | 10 | 18 | HeaderMin10_HeaderMax18 | 14 | 5 | 10
681 | 81 | 6019-7/8-4P-150HP KPVS | KPVS_6019-7/8_4P_150HP_15.81_BRZ | 2306.3 | 2306.3 | 6918.9 | 3 | 1 | 4 | F | KPVS_SplitCase | 8 | 6 | 8 | 10 | BranchMin8_BranchMax10 | 10 | 2 | 10 | 18 | HeaderMin10_HeaderMax18 | 16 | 5 | 10
681 | 81 | 6019-7/8-4P-150HP KPVS | KPVS_6019-7/8_4P_150HP_15.81_BRZ | 2306.3 | 2306.3 | 6918.9 | 3 | 1 | 4 | F | KPVS_SplitCase | 8 | 6 | 8 | 10 | BranchMin8_BranchMax10 | 10 | 2 | 10 | 18 | HeaderMin10_HeaderMax18 | 18 | 5 | 10
682 | 82 | 6019-7/8-4P-200HP KPVS | KPVS_6019-7/8_4P_200HP_17.26_BRZ | 2615.2 | 2615.2 | 7845.6 | 3 | 1 | 4 | F | KPVS_SplitCase | 8 | 6 | 8 | 12 | BranchMin8_BranchMax12 | 8 | 3 | 10 | 20 | HeaderMin10_HeaderMax20 | 10 | 6 | 18
682 | 82 | 6019-7/8-4P-200HP KPVS | KPVS_6019-7/8_4P_200HP_17.26_BRZ | 2615.2 | 2615.2 | 7845.6 | 3 | 1 | 4 | F | KPVS_SplitCase | 8 | 6 | 8 | 12 | BranchMin8_BranchMax12 | 8 | 3 | 10 | 20 | HeaderMin10_HeaderMax20 | 12 | 6 | 18
682 | 82 | 6019-7/8-4P-200HP KPVS | KPVS_6019-7/8_4P_200HP_17.26_BRZ | 2615.2 | 2615.2 | 7845.6 | 3 | 1 | 4 | F | KPVS_SplitCase | 8 | 6 | 8 | 12 | BranchMin8_BranchMax12 | 8 | 3 | 10 | 20 | HeaderMin10_HeaderMax20 | 14 | 6 | 18
682 | 82 | 6019-7/8-4P-200HP KPVS | KPVS_6019-7/8_4P_200HP_17.26_BRZ | 2615.2 | 2615.2 | 7845.6 | 3 | 1 | 4 | F | KPVS_SplitCase | 8 | 6 | 8 | 12 | BranchMin8_BranchMax12 | 8 | 3 | 10 | 20 | HeaderMin10_HeaderMax20 | 16 | 6 | 18
682 | 82 | 6019-7/8-4P-200HP KPVS | KPVS_6019-7/8_4P_200HP_17.26_BRZ | 2615.2 | 2615.2 | 7845.6 | 3 | 1 | 4 | F | KPVS_SplitCase | 8 | 6 | 8 | 12 | BranchMin8_BranchMax12 | 8 | 3 | 10 | 20 | HeaderMin10_HeaderMax20 | 18 | 6 | 18
682 | 82 | 6019-7/8-4P-200HP KPVS | KPVS_6019-7/8_4P_200HP_17.26_BRZ | 2615.2 | 2615.2 | 7845.6 | 3 | 1 | 4 | F | KPVS_SplitCase | 8 | 6 | 8 | 12 | BranchMin8_BranchMax12 | 8 | 3 | 10 | 20 | HeaderMin10_HeaderMax20 | 20 | 6 | 18
682 | 82 | 6019-7/8-4P-200HP KPVS | KPVS_6019-7/8_4P_200HP_17.26_BRZ | 2615.2 | 2615.2 | 7845.6 | 3 | 1 | 4 | F | KPVS_SplitCase | 8 | 6 | 8 | 12 | BranchMin8_BranchMax12 | 10 | 3 | 10 | 20 | HeaderMin10_HeaderMax20 | 10 | 6 | 18 | [29 empty] | INVALID
682 | 82 | 6019-7/8-4P-200HP KPVS | KPVS_6019-7/8_4P_200HP_17.26_BRZ | 2615.2 | 2615.2 | 7845.6 | 3 | 1 | 4 | F | KPVS_SplitCase | 8 | 6 | 8 | 12 | BranchMin8_BranchMax12 | 10 | 3 | 10 | 20 | HeaderMin10_HeaderMax20 | 12 | 6 | 18
682 | 82 | 6019-7/8-4P-200HP KPVS | KPVS_6019-7/8_4P_200HP_17.26_BRZ | 2615.2 | 2615.2 | 7845.6 | 3 | 1 | 4 | F | KPVS_SplitCase | 8 | 6 | 8 | 12 | BranchMin8_BranchMax12 | 10 | 3 | 10 | 20 | HeaderMin10_HeaderMax20 | 14 | 6 | 18
682 | 82 | 6019-7/8-4P-200HP KPVS | KPVS_6019-7/8_4P_200HP_17.26_BRZ | 2615.2 | 2615.2 | 7845.6 | 3 | 1 | 4 | F | KPVS_SplitCase | 8 | 6 | 8 | 12 | BranchMin8_BranchMax12 | 10 | 3 | 10 | 20 | HeaderMin10_HeaderMax20 | 16 | 6 | 18
682 | 82 | 6019-7/8-4P-200HP KPVS | KPVS_6019-7/8_4P_200HP_17.26_BRZ | 2615.2 | 2615.2 | 7845.6 | 3 | 1 | 4 | F | KPVS_SplitCase | 8 | 6 | 8 | 12 | BranchMin8_BranchMax12 | 10 | 3 | 10 | 20 | HeaderMin10_HeaderMax20 | 18 | 6 | 18
682 | 82 | 6019-7/8-4P-200HP KPVS | KPVS_6019-7/8_4P_200HP_17.26_BRZ | 2615.2 | 2615.2 | 7845.6 | 3 | 1 | 4 | F | KPVS_SplitCase | 8 | 6 | 8 | 12 | BranchMin8_BranchMax12 | 10 | 3 | 10 | 20 | HeaderMin10_HeaderMax20 | 20 | 6 | 18
682 | 82 | 6019-7/8-4P-200HP KPVS | KPVS_6019-7/8_4P_200HP_17.26_BRZ | 2615.2 | 2615.2 | 7845.6 | 3 | 1 | 4 | F | KPVS_SplitCase | 8 | 6 | 8 | 12 | BranchMin8_BranchMax12 | 12 | 3 | 10 | 20 | HeaderMin10_HeaderMax20 | 10 | 6 | 18 | [29 empty] | INVALID
682 | 82 | 6019-7/8-4P-200HP KPVS | KPVS_6019-7/8_4P_200HP_17.26_BRZ | 2615.2 | 2615.2 | 7845.6 | 3 | 1 | 4 | F | KPVS_SplitCase | 8 | 6 | 8 | 12 | BranchMin8_BranchMax12 | 12 | 3 | 10 | 20 | HeaderMin10_HeaderMax20 | 12 | 6 | 18 | [29 empty] | INVALID
682 | 82 | 6019-7/8-4P-200HP KPVS | KPVS_6019-7/8_4P_200HP_17.26_BRZ | 2615.2 | 2615.2 | 7845.6 | 3 | 1 | 4 | F | KPVS_SplitCase | 8 | 6 | 8 | 12 | BranchMin8_BranchMax12 | 12 | 3 | 10 | 20 | HeaderMin10_HeaderMax20 | 14 | 6 | 18
682 | 82 | 6019-7/8-4P-200HP KPVS | KPVS_6019-7/8_4P_200HP_17.26_BRZ | 2615.2 | 2615.2 | 7845.6 | 3 | 1 | 4 | F | KPVS_SplitCase | 8 | 6 | 8 | 12 | BranchMin8_BranchMax12 | 12 | 3 | 10 | 20 | HeaderMin10_HeaderMax20 | 16 | 6 | 18
682 | 82 | 6019-7/8-4P-200HP KPVS | KPVS_6019-7/8_4P_200HP_17.26_BRZ | 2615.2 | 2615.2 | 7845.6 | 3 | 1 | 4 | F | KPVS_SplitCase | 8 | 6 | 8 | 12 | BranchMin8_BranchMax12 | 12 | 3 | 10 | 20 | HeaderMin10_HeaderMax20 | 18 | 6 | 18
682 | 82 | 6019-7/8-4P-200HP KPVS | KPVS_6019-7/8_4P_200HP_17.26_BRZ | 2615.2 | 2615.2 | 7845.6 | 3 | 1 | 4 | F | KPVS_SplitCase | 8 | 6 | 8 | 12 | BranchMin8_BranchMax12 | 12 | 3 | 10 | 20 | HeaderMin10_HeaderMax20 | 20 | 6 | 18
683 | 83 | 6019-7/8-4P-250HP KPVS | KPVS_6019-7/8_4P_250HP_18.44_BRZ | 2874.5 | 2874.5 | 8623.5 | 3 | 1 | 4 | F | KPVS_SplitCase | 8 | 6 | 8 | 12 | BranchMin8_BranchMax12 | 8 | 3 | 10 | 20 | HeaderMin10_HeaderMax20 | 10 | 6 | 18
683 | 83 | 6019-7/8-4P-250HP KPVS | KPVS_6019-7/8_4P_250HP_18.44_BRZ | 2874.5 | 2874.5 | 8623.5 | 3 | 1 | 4 | F | KPVS_SplitCase | 8 | 6 | 8 | 12 | BranchMin8_BranchMax12 | 8 | 3 | 10 | 20 | HeaderMin10_HeaderMax20 | 12 | 6 | 18
683 | 83 | 6019-7/8-4P-250HP KPVS | KPVS_6019-7/8_4P_250HP_18.44_BRZ | 2874.5 | 2874.5 | 8623.5 | 3 | 1 | 4 | F | KPVS_SplitCase | 8 | 6 | 8 | 12 | BranchMin8_BranchMax12 | 8 | 3 | 10 | 20 | HeaderMin10_HeaderMax20 | 14 | 6 | 18
683 | 83 | 6019-7/8-4P-250HP KPVS | KPVS_6019-7/8_4P_250HP_18.44_BRZ | 2874.5 | 2874.5 | 8623.5 | 3 | 1 | 4 | F | KPVS_SplitCase | 8 | 6 | 8 | 12 | BranchMin8_BranchMax12 | 8 | 3 | 10 | 20 | HeaderMin10_HeaderMax20 | 16 | 6 | 18
683 | 83 | 6019-7/8-4P-250HP KPVS | KPVS_6019-7/8_4P_250HP_18.44_BRZ | 2874.5 | 2874.5 | 8623.5 | 3 | 1 | 4 | F | KPVS_SplitCase | 8 | 6 | 8 | 12 | BranchMin8_BranchMax12 | 8 | 3 | 10 | 20 | HeaderMin10_HeaderMax20 | 18 | 6 | 18
683 | 83 | 6019-7/8-4P-250HP KPVS | KPVS_6019-7/8_4P_250HP_18.44_BRZ | 2874.5 | 2874.5 | 8623.5 | 3 | 1 | 4 | F | KPVS_SplitCase | 8 | 6 | 8 | 12 | BranchMin8_BranchMax12 | 8 | 3 | 10 | 20 | HeaderMin10_HeaderMax20 | 20 | 6 | 18
683 | 83 | 6019-7/8-4P-250HP KPVS | KPVS_6019-7/8_4P_250HP_18.44_BRZ | 2874.5 | 2874.5 | 8623.5 | 3 | 1 | 4 | F | KPVS_SplitCase | 8 | 6 | 8 | 12 | BranchMin8_BranchMax12 | 10 | 3 | 10 | 20 | HeaderMin10_HeaderMax20 | 10 | 6 | 18 | [29 empty] | INVALID
683 | 83 | 6019-7/8-4P-250HP KPVS | KPVS_6019-7/8_4P_250HP_18.44_BRZ | 2874.5 | 2874.5 | 8623.5 | 3 | 1 | 4 | F | KPVS_SplitCase | 8 | 6 | 8 | 12 | BranchMin8_BranchMax12 | 10 | 3 | 10 | 20 | HeaderMin10_HeaderMax20 | 12 | 6 | 18
683 | 83 | 6019-7/8-4P-250HP KPVS | KPVS_6019-7/8_4P_250HP_18.44_BRZ | 2874.5 | 2874.5 | 8623.5 | 3 | 1 | 4 | F | KPVS_SplitCase | 8 | 6 | 8 | 12 | BranchMin8_BranchMax12 | 10 | 3 | 10 | 20 | HeaderMin10_HeaderMax20 | 14 | 6 | 18
683 | 83 | 6019-7/8-4P-250HP KPVS | KPVS_6019-7/8_4P_250HP_18.44_BRZ | 2874.5 | 2874.5 | 8623.5 | 3 | 1 | 4 | F | KPVS_SplitCase | 8 | 6 | 8 | 12 | BranchMin8_BranchMax12 | 10 | 3 | 10 | 20 | HeaderMin10_HeaderMax20 | 16 | 6 | 18
683 | 83 | 6019-7/8-4P-250HP KPVS | KPVS_6019-7/8_4P_250HP_18.44_BRZ | 2874.5 | 2874.5 | 8623.5 | 3 | 1 | 4 | F | KPVS_SplitCase | 8 | 6 | 8 | 12 | BranchMin8_BranchMax12 | 10 | 3 | 10 | 20 | HeaderMin10_HeaderMax20 | 18 | 6 | 18
683 | 83 | 6019-7/8-4P-250HP KPVS | KPVS_6019-7/8_4P_250HP_18.44_BRZ | 2874.5 | 2874.5 | 8623.5 | 3 | 1 | 4 | F | KPVS_SplitCase | 8 | 6 | 8 | 12 | BranchMin8_BranchMax12 | 10 | 3 | 10 | 20 | HeaderMin10_HeaderMax20 | 20 | 6 | 18
683 | 83 | 6019-7/8-4P-250HP KPVS | KPVS_6019-7/8_4P_250HP_18.44_BRZ | 2874.5 | 2874.5 | 8623.5 | 3 | 1 | 4 | F | KPVS_SplitCase | 8 | 6 | 8 | 12 | BranchMin8_BranchMax12 | 12 | 3 | 10 | 20 | HeaderMin10_HeaderMax20 | 10 | 6 | 18 | [29 empty] | INVALID
683 | 83 | 6019-7/8-4P-250HP KPVS | KPVS_6019-7/8_4P_250HP_18.44_BRZ | 2874.5 | 2874.5 | 8623.5 | 3 | 1 | 4 | F | KPVS_SplitCase | 8 | 6 | 8 | 12 | BranchMin8_BranchMax12 | 12 | 3 | 10 | 20 | HeaderMin10_HeaderMax20 | 12 | 6 | 18 | [29 empty] | INVALID
683 | 83 | 6019-7/8-4P-250HP KPVS | KPVS_6019-7/8_4P_250HP_18.44_BRZ | 2874.5 | 2874.5 | 8623.5 | 3 | 1 | 4 | F | KPVS_SplitCase | 8 | 6 | 8 | 12 | BranchMin8_BranchMax12 | 12 | 3 | 10 | 20 | HeaderMin10_HeaderMax20 | 14 | 6 | 18
683 | 83 | 6019-7/8-4P-250HP KPVS | KPVS_6019-7/8_4P_250HP_18.44_BRZ | 2874.5 | 2874.5 | 8623.5 | 3 | 1 | 4 | F | KPVS_SplitCase | 8 | 6 | 8 | 12 | BranchMin8_BranchMax12 | 12 | 3 | 10 | 20 | HeaderMin10_HeaderMax20 | 16 | 6 | 18
683 | 83 | 6019-7/8-4P-250HP KPVS | KPVS_6019-7/8_4P_250HP_18.44_BRZ | 2874.5 | 2874.5 | 8623.5 | 3 | 1 | 4 | F | KPVS_SplitCase | 8 | 6 | 8 | 12 | BranchMin8_BranchMax12 | 12 | 3 | 10 | 20 | HeaderMin10_HeaderMax20 | 18 | 6 | 18
683 | 83 | 6019-7/8-4P-250HP KPVS | KPVS_6019-7/8_4P_250HP_18.44_BRZ | 2874.5 | 2874.5 | 8623.5 | 3 | 1 | 4 | F | KPVS_SplitCase | 8 | 6 | 8 | 12 | BranchMin8_BranchMax12 | 12 | 3 | 10 | 20 | HeaderMin10_HeaderMax20 | 20 | 6 | 18
684 | 84 | 6019-7/8-4P-300HP KPVS | KPVS_6019-7/8_4P_300HP_19.00_BRZ | 3000 | 3000 | 9000 | 3 | 1 | 4 | F | KPVS_SplitCase | 8 | 6 | 8 | 12 | BranchMin8_BranchMax12 | 8 | 3 | 10 | 24 | HeaderMin10_HeaderMax24 | 10 | 7 | 21
684 | 84 | 6019-7/8-4P-300HP KPVS | KPVS_6019-7/8_4P_300HP_19.00_BRZ | 3000 | 3000 | 9000 | 3 | 1 | 4 | F | KPVS_SplitCase | 8 | 6 | 8 | 12 | BranchMin8_BranchMax12 | 8 | 3 | 10 | 24 | HeaderMin10_HeaderMax24 | 12 | 7 | 21
684 | 84 | 6019-7/8-4P-300HP KPVS | KPVS_6019-7/8_4P_300HP_19.00_BRZ | 3000 | 3000 | 9000 | 3 | 1 | 4 | F | KPVS_SplitCase | 8 | 6 | 8 | 12 | BranchMin8_BranchMax12 | 8 | 3 | 10 | 24 | HeaderMin10_HeaderMax24 | 14 | 7 | 21
684 | 84 | 6019-7/8-4P-300HP KPVS | KPVS_6019-7/8_4P_300HP_19.00_BRZ | 3000 | 3000 | 9000 | 3 | 1 | 4 | F | KPVS_SplitCase | 8 | 6 | 8 | 12 | BranchMin8_BranchMax12 | 8 | 3 | 10 | 24 | HeaderMin10_HeaderMax24 | 16 | 7 | 21
684 | 84 | 6019-7/8-4P-300HP KPVS | KPVS_6019-7/8_4P_300HP_19.00_BRZ | 3000 | 3000 | 9000 | 3 | 1 | 4 | F | KPVS_SplitCase | 8 | 6 | 8 | 12 | BranchMin8_BranchMax12 | 8 | 3 | 10 | 24 | HeaderMin10_HeaderMax24 | 18 | 7 | 21
684 | 84 | 6019-7/8-4P-300HP KPVS | KPVS_6019-7/8_4P_300HP_19.00_BRZ | 3000 | 3000 | 9000 | 3 | 1 | 4 | F | KPVS_SplitCase | 8 | 6 | 8 | 12 | BranchMin8_BranchMax12 | 8 | 3 | 10 | 24 | HeaderMin10_HeaderMax24 | 20 | 7 | 21
684 | 84 | 6019-7/8-4P-300HP KPVS | KPVS_6019-7/8_4P_300HP_19.00_BRZ | 3000 | 3000 | 9000 | 3 | 1 | 4 | F | KPVS_SplitCase | 8 | 6 | 8 | 12 | BranchMin8_BranchMax12 | 8 | 3 | 10 | 24 | HeaderMin10_HeaderMax24 | 24 | 7 | 21
684 | 84 | 6019-7/8-4P-300HP KPVS | KPVS_6019-7/8_4P_300HP_19.00_BRZ | 3000 | 3000 | 9000 | 3 | 1 | 4 | F | KPVS_SplitCase | 8 | 6 | 8 | 12 | BranchMin8_BranchMax12 | 10 | 3 | 10 | 24 | HeaderMin10_HeaderMax24 | 10 | 7 | 21 | [29 empty] | INVALID
684 | 84 | 6019-7/8-4P-300HP KPVS | KPVS_6019-7/8_4P_300HP_19.00_BRZ | 3000 | 3000 | 9000 | 3 | 1 | 4 | F | KPVS_SplitCase | 8 | 6 | 8 | 12 | BranchMin8_BranchMax12 | 10 | 3 | 10 | 24 | HeaderMin10_HeaderMax24 | 12 | 7 | 21
684 | 84 | 6019-7/8-4P-300HP KPVS | KPVS_6019-7/8_4P_300HP_19.00_BRZ | 3000 | 3000 | 9000 | 3 | 1 | 4 | F | KPVS_SplitCase | 8 | 6 | 8 | 12 | BranchMin8_BranchMax12 | 10 | 3 | 10 | 24 | HeaderMin10_HeaderMax24 | 14 | 7 | 21
684 | 84 | 6019-7/8-4P-300HP KPVS | KPVS_6019-7/8_4P_300HP_19.00_BRZ | 3000 | 3000 | 9000 | 3 | 1 | 4 | F | KPVS_SplitCase | 8 | 6 | 8 | 12 | BranchMin8_BranchMax12 | 10 | 3 | 10 | 24 | HeaderMin10_HeaderMax24 | 16 | 7 | 21
684 | 84 | 6019-7/8-4P-300HP KPVS | KPVS_6019-7/8_4P_300HP_19.00_BRZ | 3000 | 3000 | 9000 | 3 | 1 | 4 | F | KPVS_SplitCase | 8 | 6 | 8 | 12 | BranchMin8_BranchMax12 | 10 | 3 | 10 | 24 | HeaderMin10_HeaderMax24 | 18 | 7 | 21
684 | 84 | 6019-7/8-4P-300HP KPVS | KPVS_6019-7/8_4P_300HP_19.00_BRZ | 3000 | 3000 | 9000 | 3 | 1 | 4 | F | KPVS_SplitCase | 8 | 6 | 8 | 12 | BranchMin8_BranchMax12 | 10 | 3 | 10 | 24 | HeaderMin10_HeaderMax24 | 20 | 7 | 21
684 | 84 | 6019-7/8-4P-300HP KPVS | KPVS_6019-7/8_4P_300HP_19.00_BRZ | 3000 | 3000 | 9000 | 3 | 1 | 4 | F | KPVS_SplitCase | 8 | 6 | 8 | 12 | BranchMin8_BranchMax12 | 10 | 3 | 10 | 24 | HeaderMin10_HeaderMax24 | 24 | 7 | 21
684 | 84 | 6019-7/8-4P-300HP KPVS | KPVS_6019-7/8_4P_300HP_19.00_BRZ | 3000 | 3000 | 9000 | 3 | 1 | 4 | F | KPVS_SplitCase | 8 | 6 | 8 | 12 | BranchMin8_BranchMax12 | 12 | 3 | 10 | 24 | HeaderMin10_HeaderMax24 | 10 | 7 | 21 | [29 empty] | INVALID
684 | 84 | 6019-7/8-4P-300HP KPVS | KPVS_6019-7/8_4P_300HP_19.00_BRZ | 3000 | 3000 | 9000 | 3 | 1 | 4 | F | KPVS_SplitCase | 8 | 6 | 8 | 12 | BranchMin8_BranchMax12 | 12 | 3 | 10 | 24 | HeaderMin10_HeaderMax24 | 12 | 7 | 21 | [29 empty] | INVALID
684 | 84 | 6019-7/8-4P-300HP KPVS | KPVS_6019-7/8_4P_300HP_19.00_BRZ | 3000 | 3000 | 9000 | 3 | 1 | 4 | F | KPVS_SplitCase | 8 | 6 | 8 | 12 | BranchMin8_BranchMax12 | 12 | 3 | 10 | 24 | HeaderMin10_HeaderMax24 | 14 | 7 | 21
684 | 84 | 6019-7/8-4P-300HP KPVS | KPVS_6019-7/8_4P_300HP_19.00_BRZ | 3000 | 3000 | 9000 | 3 | 1 | 4 | F | KPVS_SplitCase | 8 | 6 | 8 | 12 | BranchMin8_BranchMax12 | 12 | 3 | 10 | 24 | HeaderMin10_HeaderMax24 | 16 | 7 | 21
684 | 84 | 6019-7/8-4P-300HP KPVS | KPVS_6019-7/8_4P_300HP_19.00_BRZ | 3000 | 3000 | 9000 | 3 | 1 | 4 | F | KPVS_SplitCase | 8 | 6 | 8 | 12 | BranchMin8_BranchMax12 | 12 | 3 | 10 | 24 | HeaderMin10_HeaderMax24 | 18 | 7 | 21
684 | 84 | 6019-7/8-4P-300HP KPVS | KPVS_6019-7/8_4P_300HP_19.00_BRZ | 3000 | 3000 | 9000 | 3 | 1 | 4 | F | KPVS_SplitCase | 8 | 6 | 8 | 12 | BranchMin8_BranchMax12 | 12 | 3 | 10 | 24 | HeaderMin10_HeaderMax24 | 20 | 7 | 21
684 | 84 | 6019-7/8-4P-300HP KPVS | KPVS_6019-7/8_4P_300HP_19.00_BRZ | 3000 | 3000 | 9000 | 3 | 1 | 4 | F | KPVS_SplitCase | 8 | 6 | 8 | 12 | BranchMin8_BranchMax12 | 12 | 3 | 10 | 24 | HeaderMin10_HeaderMax24 | 24 | 7 | 21
685 | 85 | 8012-5/6-4P-30HP KPVS | KPVS_8012-5/6_4P_30HP_7.25_BRZ | 2655.1 | 2655.1 | 7965.3 | 3 | 1 | 4 | F | KPVS_SplitCase | 10 | 8 | 10 | 12 | BranchMin10_BranchMax12 | 10 | 2 | 12 | 20 | HeaderMin12_HeaderMax20 | 12 | 5 | 10
685 | 85 | 8012-5/6-4P-30HP KPVS | KPVS_8012-5/6_4P_30HP_7.25_BRZ | 2655.1 | 2655.1 | 7965.3 | 3 | 1 | 4 | F | KPVS_SplitCase | 10 | 8 | 10 | 12 | BranchMin10_BranchMax12 | 10 | 2 | 12 | 20 | HeaderMin12_HeaderMax20 | 14 | 5 | 10
685 | 85 | 8012-5/6-4P-30HP KPVS | KPVS_8012-5/6_4P_30HP_7.25_BRZ | 2655.1 | 2655.1 | 7965.3 | 3 | 1 | 4 | F | KPVS_SplitCase | 10 | 8 | 10 | 12 | BranchMin10_BranchMax12 | 10 | 2 | 12 | 20 | HeaderMin12_HeaderMax20 | 16 | 5 | 10
685 | 85 | 8012-5/6-4P-30HP KPVS | KPVS_8012-5/6_4P_30HP_7.25_BRZ | 2655.1 | 2655.1 | 7965.3 | 3 | 1 | 4 | F | KPVS_SplitCase | 10 | 8 | 10 | 12 | BranchMin10_BranchMax12 | 10 | 2 | 12 | 20 | HeaderMin12_HeaderMax20 | 18 | 5 | 10
685 | 85 | 8012-5/6-4P-30HP KPVS | KPVS_8012-5/6_4P_30HP_7.25_BRZ | 2655.1 | 2655.1 | 7965.3 | 3 | 1 | 4 | F | KPVS_SplitCase | 10 | 8 | 10 | 12 | BranchMin10_BranchMax12 | 10 | 2 | 12 | 20 | HeaderMin12_HeaderMax20 | 20 | 5 | 10
685 | 85 | 8012-5/6-4P-30HP KPVS | KPVS_8012-5/6_4P_30HP_7.25_BRZ | 2655.1 | 2655.1 | 7965.3 | 3 | 1 | 4 | F | KPVS_SplitCase | 10 | 8 | 10 | 12 | BranchMin10_BranchMax12 | 12 | 2 | 12 | 20 | HeaderMin12_HeaderMax20 | 12 | 5 | 10 | [29 empty] | INVALID
685 | 85 | 8012-5/6-4P-30HP KPVS | KPVS_8012-5/6_4P_30HP_7.25_BRZ | 2655.1 | 2655.1 | 7965.3 | 3 | 1 | 4 | F | KPVS_SplitCase | 10 | 8 | 10 | 12 | BranchMin10_BranchMax12 | 12 | 2 | 12 | 20 | HeaderMin12_HeaderMax20 | 14 | 5 | 10
685 | 85 | 8012-5/6-4P-30HP KPVS | KPVS_8012-5/6_4P_30HP_7.25_BRZ | 2655.1 | 2655.1 | 7965.3 | 3 | 1 | 4 | F | KPVS_SplitCase | 10 | 8 | 10 | 12 | BranchMin10_BranchMax12 | 12 | 2 | 12 | 20 | HeaderMin12_HeaderMax20 | 16 | 5 | 10
685 | 85 | 8012-5/6-4P-30HP KPVS | KPVS_8012-5/6_4P_30HP_7.25_BRZ | 2655.1 | 2655.1 | 7965.3 | 3 | 1 | 4 | F | KPVS_SplitCase | 10 | 8 | 10 | 12 | BranchMin10_BranchMax12 | 12 | 2 | 12 | 20 | HeaderMin12_HeaderMax20 | 18 | 5 | 10
685 | 85 | 8012-5/6-4P-30HP KPVS | KPVS_8012-5/6_4P_30HP_7.25_BRZ | 2655.1 | 2655.1 | 7965.3 | 3 | 1 | 4 | F | KPVS_SplitCase | 10 | 8 | 10 | 12 | BranchMin10_BranchMax12 | 12 | 2 | 12 | 20 | HeaderMin12_HeaderMax20 | 20 | 5 | 10
686 | 86 | 8012-5/6-4P-40HP KPVS | KPVS_8012-5/6_4P_40HP_8.36_BRZ | 3152.9 | 3152.9 | 9458.7 | 3 | 1 | 4 | F | KPVS_SplitCase | 10 | 8 | 10 | 12 | BranchMin10_BranchMax12 | 10 | 2 | 12 | 24 | HeaderMin12_HeaderMax24 | 12 | 6 | 12
686 | 86 | 8012-5/6-4P-40HP KPVS | KPVS_8012-5/6_4P_40HP_8.36_BRZ | 3152.9 | 3152.9 | 9458.7 | 3 | 1 | 4 | F | KPVS_SplitCase | 10 | 8 | 10 | 12 | BranchMin10_BranchMax12 | 10 | 2 | 12 | 24 | HeaderMin12_HeaderMax24 | 14 | 6 | 12
686 | 86 | 8012-5/6-4P-40HP KPVS | KPVS_8012-5/6_4P_40HP_8.36_BRZ | 3152.9 | 3152.9 | 9458.7 | 3 | 1 | 4 | F | KPVS_SplitCase | 10 | 8 | 10 | 12 | BranchMin10_BranchMax12 | 10 | 2 | 12 | 24 | HeaderMin12_HeaderMax24 | 16 | 6 | 12
686 | 86 | 8012-5/6-4P-40HP KPVS | KPVS_8012-5/6_4P_40HP_8.36_BRZ | 3152.9 | 3152.9 | 9458.7 | 3 | 1 | 4 | F | KPVS_SplitCase | 10 | 8 | 10 | 12 | BranchMin10_BranchMax12 | 10 | 2 | 12 | 24 | HeaderMin12_HeaderMax24 | 18 | 6 | 12
686 | 86 | 8012-5/6-4P-40HP KPVS | KPVS_8012-5/6_4P_40HP_8.36_BRZ | 3152.9 | 3152.9 | 9458.7 | 3 | 1 | 4 | F | KPVS_SplitCase | 10 | 8 | 10 | 12 | BranchMin10_BranchMax12 | 10 | 2 | 12 | 24 | HeaderMin12_HeaderMax24 | 20 | 6 | 12
686 | 86 | 8012-5/6-4P-40HP KPVS | KPVS_8012-5/6_4P_40HP_8.36_BRZ | 3152.9 | 3152.9 | 9458.7 | 3 | 1 | 4 | F | KPVS_SplitCase | 10 | 8 | 10 | 12 | BranchMin10_BranchMax12 | 10 | 2 | 12 | 24 | HeaderMin12_HeaderMax24 | 24 | 6 | 12
686 | 86 | 8012-5/6-4P-40HP KPVS | KPVS_8012-5/6_4P_40HP_8.36_BRZ | 3152.9 | 3152.9 | 9458.7 | 3 | 1 | 4 | F | KPVS_SplitCase | 10 | 8 | 10 | 12 | BranchMin10_BranchMax12 | 12 | 2 | 12 | 24 | HeaderMin12_HeaderMax24 | 12 | 6 | 12 | [29 empty] | INVALID
686 | 86 | 8012-5/6-4P-40HP KPVS | KPVS_8012-5/6_4P_40HP_8.36_BRZ | 3152.9 | 3152.9 | 9458.7 | 3 | 1 | 4 | F | KPVS_SplitCase | 10 | 8 | 10 | 12 | BranchMin10_BranchMax12 | 12 | 2 | 12 | 24 | HeaderMin12_HeaderMax24 | 14 | 6 | 12
686 | 86 | 8012-5/6-4P-40HP KPVS | KPVS_8012-5/6_4P_40HP_8.36_BRZ | 3152.9 | 3152.9 | 9458.7 | 3 | 1 | 4 | F | KPVS_SplitCase | 10 | 8 | 10 | 12 | BranchMin10_BranchMax12 | 12 | 2 | 12 | 24 | HeaderMin12_HeaderMax24 | 16 | 6 | 12
686 | 86 | 8012-5/6-4P-40HP KPVS | KPVS_8012-5/6_4P_40HP_8.36_BRZ | 3152.9 | 3152.9 | 9458.7 | 3 | 1 | 4 | F | KPVS_SplitCase | 10 | 8 | 10 | 12 | BranchMin10_BranchMax12 | 12 | 2 | 12 | 24 | HeaderMin12_HeaderMax24 | 18 | 6 | 12
686 | 86 | 8012-5/6-4P-40HP KPVS | KPVS_8012-5/6_4P_40HP_8.36_BRZ | 3152.9 | 3152.9 | 9458.7 | 3 | 1 | 4 | F | KPVS_SplitCase | 10 | 8 | 10 | 12 | BranchMin10_BranchMax12 | 12 | 2 | 12 | 24 | HeaderMin12_HeaderMax24 | 20 | 6 | 12
686 | 86 | 8012-5/6-4P-40HP KPVS | KPVS_8012-5/6_4P_40HP_8.36_BRZ | 3152.9 | 3152.9 | 9458.7 | 3 | 1 | 4 | F | KPVS_SplitCase | 10 | 8 | 10 | 12 | BranchMin10_BranchMax12 | 12 | 2 | 12 | 24 | HeaderMin12_HeaderMax24 | 24 | 6 | 12
687 | 87 | 8012-5/6-4P-50HP KPVS | KPVS_8012-5/6_4P_50HP_9.16_BRZ | 3509.4 | 3509.4 | 10528.2 | 3 | 1 | 4 | F | KPVS_SplitCase | 10 | 8 | 10 | 12 | BranchMin10_BranchMax12 | 10 | 2 | 12 | 24 | HeaderMin12_HeaderMax24 | 12 | 6 | 12
687 | 87 | 8012-5/6-4P-50HP KPVS | KPVS_8012-5/6_4P_50HP_9.16_BRZ | 3509.4 | 3509.4 | 10528.2 | 3 | 1 | 4 | F | KPVS_SplitCase | 10 | 8 | 10 | 12 | BranchMin10_BranchMax12 | 10 | 2 | 12 | 24 | HeaderMin12_HeaderMax24 | 14 | 6 | 12
687 | 87 | 8012-5/6-4P-50HP KPVS | KPVS_8012-5/6_4P_50HP_9.16_BRZ | 3509.4 | 3509.4 | 10528.2 | 3 | 1 | 4 | F | KPVS_SplitCase | 10 | 8 | 10 | 12 | BranchMin10_BranchMax12 | 10 | 2 | 12 | 24 | HeaderMin12_HeaderMax24 | 16 | 6 | 12
687 | 87 | 8012-5/6-4P-50HP KPVS | KPVS_8012-5/6_4P_50HP_9.16_BRZ | 3509.4 | 3509.4 | 10528.2 | 3 | 1 | 4 | F | KPVS_SplitCase | 10 | 8 | 10 | 12 | BranchMin10_BranchMax12 | 10 | 2 | 12 | 24 | HeaderMin12_HeaderMax24 | 18 | 6 | 12
687 | 87 | 8012-5/6-4P-50HP KPVS | KPVS_8012-5/6_4P_50HP_9.16_BRZ | 3509.4 | 3509.4 | 10528.2 | 3 | 1 | 4 | F | KPVS_SplitCase | 10 | 8 | 10 | 12 | BranchMin10_BranchMax12 | 10 | 2 | 12 | 24 | HeaderMin12_HeaderMax24 | 20 | 6 | 12
687 | 87 | 8012-5/6-4P-50HP KPVS | KPVS_8012-5/6_4P_50HP_9.16_BRZ | 3509.4 | 3509.4 | 10528.2 | 3 | 1 | 4 | F | KPVS_SplitCase | 10 | 8 | 10 | 12 | BranchMin10_BranchMax12 | 10 | 2 | 12 | 24 | HeaderMin12_HeaderMax24 | 24 | 6 | 12
687 | 87 | 8012-5/6-4P-50HP KPVS | KPVS_8012-5/6_4P_50HP_9.16_BRZ | 3509.4 | 3509.4 | 10528.2 | 3 | 1 | 4 | F | KPVS_SplitCase | 10 | 8 | 10 | 12 | BranchMin10_BranchMax12 | 12 | 2 | 12 | 24 | HeaderMin12_HeaderMax24 | 12 | 6 | 12 | [29 empty] | INVALID
687 | 87 | 8012-5/6-4P-50HP KPVS | KPVS_8012-5/6_4P_50HP_9.16_BRZ | 3509.4 | 3509.4 | 10528.2 | 3 | 1 | 4 | F | KPVS_SplitCase | 10 | 8 | 10 | 12 | BranchMin10_BranchMax12 | 12 | 2 | 12 | 24 | HeaderMin12_HeaderMax24 | 14 | 6 | 12
687 | 87 | 8012-5/6-4P-50HP KPVS | KPVS_8012-5/6_4P_50HP_9.16_BRZ | 3509.4 | 3509.4 | 10528.2 | 3 | 1 | 4 | F | KPVS_SplitCase | 10 | 8 | 10 | 12 | BranchMin10_BranchMax12 | 12 | 2 | 12 | 24 | HeaderMin12_HeaderMax24 | 16 | 6 | 12
687 | 87 | 8012-5/6-4P-50HP KPVS | KPVS_8012-5/6_4P_50HP_9.16_BRZ | 3509.4 | 3509.4 | 10528.2 | 3 | 1 | 4 | F | KPVS_SplitCase | 10 | 8 | 10 | 12 | BranchMin10_BranchMax12 | 12 | 2 | 12 | 24 | HeaderMin12_HeaderMax24 | 18 | 6 | 12
687 | 87 | 8012-5/6-4P-50HP KPVS | KPVS_8012-5/6_4P_50HP_9.16_BRZ | 3509.4 | 3509.4 | 10528.2 | 3 | 1 | 4 | F | KPVS_SplitCase | 10 | 8 | 10 | 12 | BranchMin10_BranchMax12 | 12 | 2 | 12 | 24 | HeaderMin12_HeaderMax24 | 20 | 6 | 12
687 | 87 | 8012-5/6-4P-50HP KPVS | KPVS_8012-5/6_4P_50HP_9.16_BRZ | 3509.4 | 3509.4 | 10528.2 | 3 | 1 | 4 | F | KPVS_SplitCase | 10 | 8 | 10 | 12 | BranchMin10_BranchMax12 | 12 | 2 | 12 | 24 | HeaderMin12_HeaderMax24 | 24 | 6 | 12
688 | 88 | 8012-5/6-4P-60HP KPVS | KPVS_8012-5/6_4P_60HP_9.76_BRZ | 3787.8 | 3787.8 | 11363.4 | 3 | 1 | 4 | F | KPVS_SplitCase | 10 | 8 | 10 | 14 | BranchMin10_BranchMax14 | 10 | 3 | 12 | 24 | HeaderMin12_HeaderMax24 | 12 | 6 | 18
688 | 88 | 8012-5/6-4P-60HP KPVS | KPVS_8012-5/6_4P_60HP_9.76_BRZ | 3787.8 | 3787.8 | 11363.4 | 3 | 1 | 4 | F | KPVS_SplitCase | 10 | 8 | 10 | 14 | BranchMin10_BranchMax14 | 10 | 3 | 12 | 24 | HeaderMin12_HeaderMax24 | 14 | 6 | 18
688 | 88 | 8012-5/6-4P-60HP KPVS | KPVS_8012-5/6_4P_60HP_9.76_BRZ | 3787.8 | 3787.8 | 11363.4 | 3 | 1 | 4 | F | KPVS_SplitCase | 10 | 8 | 10 | 14 | BranchMin10_BranchMax14 | 10 | 3 | 12 | 24 | HeaderMin12_HeaderMax24 | 16 | 6 | 18
688 | 88 | 8012-5/6-4P-60HP KPVS | KPVS_8012-5/6_4P_60HP_9.76_BRZ | 3787.8 | 3787.8 | 11363.4 | 3 | 1 | 4 | F | KPVS_SplitCase | 10 | 8 | 10 | 14 | BranchMin10_BranchMax14 | 10 | 3 | 12 | 24 | HeaderMin12_HeaderMax24 | 18 | 6 | 18
688 | 88 | 8012-5/6-4P-60HP KPVS | KPVS_8012-5/6_4P_60HP_9.76_BRZ | 3787.8 | 3787.8 | 11363.4 | 3 | 1 | 4 | F | KPVS_SplitCase | 10 | 8 | 10 | 14 | BranchMin10_BranchMax14 | 10 | 3 | 12 | 24 | HeaderMin12_HeaderMax24 | 20 | 6 | 18
688 | 88 | 8012-5/6-4P-60HP KPVS | KPVS_8012-5/6_4P_60HP_9.76_BRZ | 3787.8 | 3787.8 | 11363.4 | 3 | 1 | 4 | F | KPVS_SplitCase | 10 | 8 | 10 | 14 | BranchMin10_BranchMax14 | 10 | 3 | 12 | 24 | HeaderMin12_HeaderMax24 | 24 | 6 | 18
688 | 88 | 8012-5/6-4P-60HP KPVS | KPVS_8012-5/6_4P_60HP_9.76_BRZ | 3787.8 | 3787.8 | 11363.4 | 3 | 1 | 4 | F | KPVS_SplitCase | 10 | 8 | 10 | 14 | BranchMin10_BranchMax14 | 12 | 3 | 12 | 24 | HeaderMin12_HeaderMax24 | 12 | 6 | 18 | [29 empty] | INVALID
688 | 88 | 8012-5/6-4P-60HP KPVS | KPVS_8012-5/6_4P_60HP_9.76_BRZ | 3787.8 | 3787.8 | 11363.4 | 3 | 1 | 4 | F | KPVS_SplitCase | 10 | 8 | 10 | 14 | BranchMin10_BranchMax14 | 12 | 3 | 12 | 24 | HeaderMin12_HeaderMax24 | 14 | 6 | 18
688 | 88 | 8012-5/6-4P-60HP KPVS | KPVS_8012-5/6_4P_60HP_9.76_BRZ | 3787.8 | 3787.8 | 11363.4 | 3 | 1 | 4 | F | KPVS_SplitCase | 10 | 8 | 10 | 14 | BranchMin10_BranchMax14 | 12 | 3 | 12 | 24 | HeaderMin12_HeaderMax24 | 16 | 6 | 18
688 | 88 | 8012-5/6-4P-60HP KPVS | KPVS_8012-5/6_4P_60HP_9.76_BRZ | 3787.8 | 3787.8 | 11363.4 | 3 | 1 | 4 | F | KPVS_SplitCase | 10 | 8 | 10 | 14 | BranchMin10_BranchMax14 | 12 | 3 | 12 | 24 | HeaderMin12_HeaderMax24 | 18 | 6 | 18
688 | 88 | 8012-5/6-4P-60HP KPVS | KPVS_8012-5/6_4P_60HP_9.76_BRZ | 3787.8 | 3787.8 | 11363.4 | 3 | 1 | 4 | F | KPVS_SplitCase | 10 | 8 | 10 | 14 | BranchMin10_BranchMax14 | 12 | 3 | 12 | 24 | HeaderMin12_HeaderMax24 | 20 | 6 | 18
688 | 88 | 8012-5/6-4P-60HP KPVS | KPVS_8012-5/6_4P_60HP_9.76_BRZ | 3787.8 | 3787.8 | 11363.4 | 3 | 1 | 4 | F | KPVS_SplitCase | 10 | 8 | 10 | 14 | BranchMin10_BranchMax14 | 12 | 3 | 12 | 24 | HeaderMin12_HeaderMax24 | 24 | 6 | 18
688 | 88 | 8012-5/6-4P-60HP KPVS | KPVS_8012-5/6_4P_60HP_9.76_BRZ | 3787.8 | 3787.8 | 11363.4 | 3 | 1 | 4 | F | KPVS_SplitCase | 10 | 8 | 10 | 14 | BranchMin10_BranchMax14 | 14 | 3 | 12 | 24 | HeaderMin12_HeaderMax24 | 12 | 6 | 18 | [29 empty] | INVALID
688 | 88 | 8012-5/6-4P-60HP KPVS | KPVS_8012-5/6_4P_60HP_9.76_BRZ | 3787.8 | 3787.8 | 11363.4 | 3 | 1 | 4 | F | KPVS_SplitCase | 10 | 8 | 10 | 14 | BranchMin10_BranchMax14 | 14 | 3 | 12 | 24 | HeaderMin12_HeaderMax24 | 14 | 6 | 18 | [29 empty] | INVALID
688 | 88 | 8012-5/6-4P-60HP KPVS | KPVS_8012-5/6_4P_60HP_9.76_BRZ | 3787.8 | 3787.8 | 11363.4 | 3 | 1 | 4 | F | KPVS_SplitCase | 10 | 8 | 10 | 14 | BranchMin10_BranchMax14 | 14 | 3 | 12 | 24 | HeaderMin12_HeaderMax24 | 16 | 6 | 18
688 | 88 | 8012-5/6-4P-60HP KPVS | KPVS_8012-5/6_4P_60HP_9.76_BRZ | 3787.8 | 3787.8 | 11363.4 | 3 | 1 | 4 | F | KPVS_SplitCase | 10 | 8 | 10 | 14 | BranchMin10_BranchMax14 | 14 | 3 | 12 | 24 | HeaderMin12_HeaderMax24 | 18 | 6 | 18
688 | 88 | 8012-5/6-4P-60HP KPVS | KPVS_8012-5/6_4P_60HP_9.76_BRZ | 3787.8 | 3787.8 | 11363.4 | 3 | 1 | 4 | F | KPVS_SplitCase | 10 | 8 | 10 | 14 | BranchMin10_BranchMax14 | 14 | 3 | 12 | 24 | HeaderMin12_HeaderMax24 | 20 | 6 | 18
688 | 88 | 8012-5/6-4P-60HP KPVS | KPVS_8012-5/6_4P_60HP_9.76_BRZ | 3787.8 | 3787.8 | 11363.4 | 3 | 1 | 4 | F | KPVS_SplitCase | 10 | 8 | 10 | 14 | BranchMin10_BranchMax14 | 14 | 3 | 12 | 24 | HeaderMin12_HeaderMax24 | 24 | 6 | 18
689 | 89 | 8012-5/6-4P-75HP KPVS | KPVS_8012-5/6_4P_75HP_10.38_BRZ | 4118.9 | 4118.9 | 12356.7 | 3 | 1 | 4 | F | KPVS_SplitCase | 10 | 8 | 10 | 14 | BranchMin10_BranchMax14 | 10 | 3 | 12 | 24 | HeaderMin12_HeaderMax24 | 12 | 6 | 18
689 | 89 | 8012-5/6-4P-75HP KPVS | KPVS_8012-5/6_4P_75HP_10.38_BRZ | 4118.9 | 4118.9 | 12356.7 | 3 | 1 | 4 | F | KPVS_SplitCase | 10 | 8 | 10 | 14 | BranchMin10_BranchMax14 | 10 | 3 | 12 | 24 | HeaderMin12_HeaderMax24 | 14 | 6 | 18
689 | 89 | 8012-5/6-4P-75HP KPVS | KPVS_8012-5/6_4P_75HP_10.38_BRZ | 4118.9 | 4118.9 | 12356.7 | 3 | 1 | 4 | F | KPVS_SplitCase | 10 | 8 | 10 | 14 | BranchMin10_BranchMax14 | 10 | 3 | 12 | 24 | HeaderMin12_HeaderMax24 | 16 | 6 | 18
689 | 89 | 8012-5/6-4P-75HP KPVS | KPVS_8012-5/6_4P_75HP_10.38_BRZ | 4118.9 | 4118.9 | 12356.7 | 3 | 1 | 4 | F | KPVS_SplitCase | 10 | 8 | 10 | 14 | BranchMin10_BranchMax14 | 10 | 3 | 12 | 24 | HeaderMin12_HeaderMax24 | 18 | 6 | 18
689 | 89 | 8012-5/6-4P-75HP KPVS | KPVS_8012-5/6_4P_75HP_10.38_BRZ | 4118.9 | 4118.9 | 12356.7 | 3 | 1 | 4 | F | KPVS_SplitCase | 10 | 8 | 10 | 14 | BranchMin10_BranchMax14 | 10 | 3 | 12 | 24 | HeaderMin12_HeaderMax24 | 20 | 6 | 18
689 | 89 | 8012-5/6-4P-75HP KPVS | KPVS_8012-5/6_4P_75HP_10.38_BRZ | 4118.9 | 4118.9 | 12356.7 | 3 | 1 | 4 | F | KPVS_SplitCase | 10 | 8 | 10 | 14 | BranchMin10_BranchMax14 | 10 | 3 | 12 | 24 | HeaderMin12_HeaderMax24 | 24 | 6 | 18
689 | 89 | 8012-5/6-4P-75HP KPVS | KPVS_8012-5/6_4P_75HP_10.38_BRZ | 4118.9 | 4118.9 | 12356.7 | 3 | 1 | 4 | F | KPVS_SplitCase | 10 | 8 | 10 | 14 | BranchMin10_BranchMax14 | 12 | 3 | 12 | 24 | HeaderMin12_HeaderMax24 | 12 | 6 | 18 | [29 empty] | INVALID
689 | 89 | 8012-5/6-4P-75HP KPVS | KPVS_8012-5/6_4P_75HP_10.38_BRZ | 4118.9 | 4118.9 | 12356.7 | 3 | 1 | 4 | F | KPVS_SplitCase | 10 | 8 | 10 | 14 | BranchMin10_BranchMax14 | 12 | 3 | 12 | 24 | HeaderMin12_HeaderMax24 | 14 | 6 | 18
689 | 89 | 8012-5/6-4P-75HP KPVS | KPVS_8012-5/6_4P_75HP_10.38_BRZ | 4118.9 | 4118.9 | 12356.7 | 3 | 1 | 4 | F | KPVS_SplitCase | 10 | 8 | 10 | 14 | BranchMin10_BranchMax14 | 12 | 3 | 12 | 24 | HeaderMin12_HeaderMax24 | 16 | 6 | 18
689 | 89 | 8012-5/6-4P-75HP KPVS | KPVS_8012-5/6_4P_75HP_10.38_BRZ | 4118.9 | 4118.9 | 12356.7 | 3 | 1 | 4 | F | KPVS_SplitCase | 10 | 8 | 10 | 14 | BranchMin10_BranchMax14 | 12 | 3 | 12 | 24 | HeaderMin12_HeaderMax24 | 18 | 6 | 18
689 | 89 | 8012-5/6-4P-75HP KPVS | KPVS_8012-5/6_4P_75HP_10.38_BRZ | 4118.9 | 4118.9 | 12356.7 | 3 | 1 | 4 | F | KPVS_SplitCase | 10 | 8 | 10 | 14 | BranchMin10_BranchMax14 | 12 | 3 | 12 | 24 | HeaderMin12_HeaderMax24 | 20 | 6 | 18
689 | 89 | 8012-5/6-4P-75HP KPVS | KPVS_8012-5/6_4P_75HP_10.38_BRZ | 4118.9 | 4118.9 | 12356.7 | 3 | 1 | 4 | F | KPVS_SplitCase | 10 | 8 | 10 | 14 | BranchMin10_BranchMax14 | 12 | 3 | 12 | 24 | HeaderMin12_HeaderMax24 | 24 | 6 | 18
689 | 89 | 8012-5/6-4P-75HP KPVS | KPVS_8012-5/6_4P_75HP_10.38_BRZ | 4118.9 | 4118.9 | 12356.7 | 3 | 1 | 4 | F | KPVS_SplitCase | 10 | 8 | 10 | 14 | BranchMin10_BranchMax14 | 14 | 3 | 12 | 24 | HeaderMin12_HeaderMax24 | 12 | 6 | 18 | [29 empty] | INVALID
689 | 89 | 8012-5/6-4P-75HP KPVS | KPVS_8012-5/6_4P_75HP_10.38_BRZ | 4118.9 | 4118.9 | 12356.7 | 3 | 1 | 4 | F | KPVS_SplitCase | 10 | 8 | 10 | 14 | BranchMin10_BranchMax14 | 14 | 3 | 12 | 24 | HeaderMin12_HeaderMax24 | 14 | 6 | 18 | [29 empty] | INVALID
689 | 89 | 8012-5/6-4P-75HP KPVS | KPVS_8012-5/6_4P_75HP_10.38_BRZ | 4118.9 | 4118.9 | 12356.7 | 3 | 1 | 4 | F | KPVS_SplitCase | 10 | 8 | 10 | 14 | BranchMin10_BranchMax14 | 14 | 3 | 12 | 24 | HeaderMin12_HeaderMax24 | 16 | 6 | 18
689 | 89 | 8012-5/6-4P-75HP KPVS | KPVS_8012-5/6_4P_75HP_10.38_BRZ | 4118.9 | 4118.9 | 12356.7 | 3 | 1 | 4 | F | KPVS_SplitCase | 10 | 8 | 10 | 14 | BranchMin10_BranchMax14 | 14 | 3 | 12 | 24 | HeaderMin12_HeaderMax24 | 18 | 6 | 18
689 | 89 | 8012-5/6-4P-75HP KPVS | KPVS_8012-5/6_4P_75HP_10.38_BRZ | 4118.9 | 4118.9 | 12356.7 | 3 | 1 | 4 | F | KPVS_SplitCase | 10 | 8 | 10 | 14 | BranchMin10_BranchMax14 | 14 | 3 | 12 | 24 | HeaderMin12_HeaderMax24 | 20 | 6 | 18
689 | 89 | 8012-5/6-4P-75HP KPVS | KPVS_8012-5/6_4P_75HP_10.38_BRZ | 4118.9 | 4118.9 | 12356.7 | 3 | 1 | 4 | F | KPVS_SplitCase | 10 | 8 | 10 | 14 | BranchMin10_BranchMax14 | 14 | 3 | 12 | 24 | HeaderMin12_HeaderMax24 | 24 | 6 | 18
690 | 90 | 8012-5/6-4P-100HP KPVS | KPVS_8012-5/6_4P_100HP_11.25_BRZ | 4600.7 | 4600.7 | 13802.1 | 3 | 1 | 4 | F | KPVS_SplitCase | 10 | 8 | 10 | 16 | BranchMin10_BranchMax16 | 10 | 4 | 12 | 24 | HeaderMin12_HeaderMax24 | 12 | 6 | 24
690 | 90 | 8012-5/6-4P-100HP KPVS | KPVS_8012-5/6_4P_100HP_11.25_BRZ | 4600.7 | 4600.7 | 13802.1 | 3 | 1 | 4 | F | KPVS_SplitCase | 10 | 8 | 10 | 16 | BranchMin10_BranchMax16 | 10 | 4 | 12 | 24 | HeaderMin12_HeaderMax24 | 14 | 6 | 24
690 | 90 | 8012-5/6-4P-100HP KPVS | KPVS_8012-5/6_4P_100HP_11.25_BRZ | 4600.7 | 4600.7 | 13802.1 | 3 | 1 | 4 | F | KPVS_SplitCase | 10 | 8 | 10 | 16 | BranchMin10_BranchMax16 | 10 | 4 | 12 | 24 | HeaderMin12_HeaderMax24 | 16 | 6 | 24
690 | 90 | 8012-5/6-4P-100HP KPVS | KPVS_8012-5/6_4P_100HP_11.25_BRZ | 4600.7 | 4600.7 | 13802.1 | 3 | 1 | 4 | F | KPVS_SplitCase | 10 | 8 | 10 | 16 | BranchMin10_BranchMax16 | 10 | 4 | 12 | 24 | HeaderMin12_HeaderMax24 | 18 | 6 | 24
690 | 90 | 8012-5/6-4P-100HP KPVS | KPVS_8012-5/6_4P_100HP_11.25_BRZ | 4600.7 | 4600.7 | 13802.1 | 3 | 1 | 4 | F | KPVS_SplitCase | 10 | 8 | 10 | 16 | BranchMin10_BranchMax16 | 10 | 4 | 12 | 24 | HeaderMin12_HeaderMax24 | 20 | 6 | 24
690 | 90 | 8012-5/6-4P-100HP KPVS | KPVS_8012-5/6_4P_100HP_11.25_BRZ | 4600.7 | 4600.7 | 13802.1 | 3 | 1 | 4 | F | KPVS_SplitCase | 10 | 8 | 10 | 16 | BranchMin10_BranchMax16 | 10 | 4 | 12 | 24 | HeaderMin12_HeaderMax24 | 24 | 6 | 24
690 | 90 | 8012-5/6-4P-100HP KPVS | KPVS_8012-5/6_4P_100HP_11.25_BRZ | 4600.7 | 4600.7 | 13802.1 | 3 | 1 | 4 | F | KPVS_SplitCase | 10 | 8 | 10 | 16 | BranchMin10_BranchMax16 | 12 | 4 | 12 | 24 | HeaderMin12_HeaderMax24 | 12 | 6 | 24 | [29 empty] | INVALID
690 | 90 | 8012-5/6-4P-100HP KPVS | KPVS_8012-5/6_4P_100HP_11.25_BRZ | 4600.7 | 4600.7 | 13802.1 | 3 | 1 | 4 | F | KPVS_SplitCase | 10 | 8 | 10 | 16 | BranchMin10_BranchMax16 | 12 | 4 | 12 | 24 | HeaderMin12_HeaderMax24 | 14 | 6 | 24
690 | 90 | 8012-5/6-4P-100HP KPVS | KPVS_8012-5/6_4P_100HP_11.25_BRZ | 4600.7 | 4600.7 | 13802.1 | 3 | 1 | 4 | F | KPVS_SplitCase | 10 | 8 | 10 | 16 | BranchMin10_BranchMax16 | 12 | 4 | 12 | 24 | HeaderMin12_HeaderMax24 | 16 | 6 | 24
690 | 90 | 8012-5/6-4P-100HP KPVS | KPVS_8012-5/6_4P_100HP_11.25_BRZ | 4600.7 | 4600.7 | 13802.1 | 3 | 1 | 4 | F | KPVS_SplitCase | 10 | 8 | 10 | 16 | BranchMin10_BranchMax16 | 12 | 4 | 12 | 24 | HeaderMin12_HeaderMax24 | 18 | 6 | 24
690 | 90 | 8012-5/6-4P-100HP KPVS | KPVS_8012-5/6_4P_100HP_11.25_BRZ | 4600.7 | 4600.7 | 13802.1 | 3 | 1 | 4 | F | KPVS_SplitCase | 10 | 8 | 10 | 16 | BranchMin10_BranchMax16 | 12 | 4 | 12 | 24 | HeaderMin12_HeaderMax24 | 20 | 6 | 24
690 | 90 | 8012-5/6-4P-100HP KPVS | KPVS_8012-5/6_4P_100HP_11.25_BRZ | 4600.7 | 4600.7 | 13802.1 | 3 | 1 | 4 | F | KPVS_SplitCase | 10 | 8 | 10 | 16 | BranchMin10_BranchMax16 | 12 | 4 | 12 | 24 | HeaderMin12_HeaderMax24 | 24 | 6 | 24
690 | 90 | 8012-5/6-4P-100HP KPVS | KPVS_8012-5/6_4P_100HP_11.25_BRZ | 4600.7 | 4600.7 | 13802.1 | 3 | 1 | 4 | F | KPVS_SplitCase | 10 | 8 | 10 | 16 | BranchMin10_BranchMax16 | 14 | 4 | 12 | 24 | HeaderMin12_HeaderMax24 | 12 | 6 | 24 | [29 empty] | INVALID
690 | 90 | 8012-5/6-4P-100HP KPVS | KPVS_8012-5/6_4P_100HP_11.25_BRZ | 4600.7 | 4600.7 | 13802.1 | 3 | 1 | 4 | F | KPVS_SplitCase | 10 | 8 | 10 | 16 | BranchMin10_BranchMax16 | 14 | 4 | 12 | 24 | HeaderMin12_HeaderMax24 | 14 | 6 | 24 | [29 empty] | INVALID
690 | 90 | 8012-5/6-4P-100HP KPVS | KPVS_8012-5/6_4P_100HP_11.25_BRZ | 4600.7 | 4600.7 | 13802.1 | 3 | 1 | 4 | F | KPVS_SplitCase | 10 | 8 | 10 | 16 | BranchMin10_BranchMax16 | 14 | 4 | 12 | 24 | HeaderMin12_HeaderMax24 | 16 | 6 | 24
690 | 90 | 8012-5/6-4P-100HP KPVS | KPVS_8012-5/6_4P_100HP_11.25_BRZ | 4600.7 | 4600.7 | 13802.1 | 3 | 1 | 4 | F | KPVS_SplitCase | 10 | 8 | 10 | 16 | BranchMin10_BranchMax16 | 14 | 4 | 12 | 24 | HeaderMin12_HeaderMax24 | 18 | 6 | 24
690 | 90 | 8012-5/6-4P-100HP KPVS | KPVS_8012-5/6_4P_100HP_11.25_BRZ | 4600.7 | 4600.7 | 13802.1 | 3 | 1 | 4 | F | KPVS_SplitCase | 10 | 8 | 10 | 16 | BranchMin10_BranchMax16 | 14 | 4 | 12 | 24 | HeaderMin12_HeaderMax24 | 20 | 6 | 24
690 | 90 | 8012-5/6-4P-100HP KPVS | KPVS_8012-5/6_4P_100HP_11.25_BRZ | 4600.7 | 4600.7 | 13802.1 | 3 | 1 | 4 | F | KPVS_SplitCase | 10 | 8 | 10 | 16 | BranchMin10_BranchMax16 | 14 | 4 | 12 | 24 | HeaderMin12_HeaderMax24 | 24 | 6 | 24
690 | 90 | 8012-5/6-4P-100HP KPVS | KPVS_8012-5/6_4P_100HP_11.25_BRZ | 4600.7 | 4600.7 | 13802.1 | 3 | 1 | 4 | F | KPVS_SplitCase | 10 | 8 | 10 | 16 | BranchMin10_BranchMax16 | 16 | 4 | 12 | 24 | HeaderMin12_HeaderMax24 | 12 | 6 | 24 | [29 empty] | INVALID
690 | 90 | 8012-5/6-4P-100HP KPVS | KPVS_8012-5/6_4P_100HP_11.25_BRZ | 4600.7 | 4600.7 | 13802.1 | 3 | 1 | 4 | F | KPVS_SplitCase | 10 | 8 | 10 | 16 | BranchMin10_BranchMax16 | 16 | 4 | 12 | 24 | HeaderMin12_HeaderMax24 | 14 | 6 | 24 | [29 empty] | INVALID
690 | 90 | 8012-5/6-4P-100HP KPVS | KPVS_8012-5/6_4P_100HP_11.25_BRZ | 4600.7 | 4600.7 | 13802.1 | 3 | 1 | 4 | F | KPVS_SplitCase | 10 | 8 | 10 | 16 | BranchMin10_BranchMax16 | 16 | 4 | 12 | 24 | HeaderMin12_HeaderMax24 | 16 | 6 | 24 | [29 empty] | INVALID
690 | 90 | 8012-5/6-4P-100HP KPVS | KPVS_8012-5/6_4P_100HP_11.25_BRZ | 4600.7 | 4600.7 | 13802.1 | 3 | 1 | 4 | F | KPVS_SplitCase | 10 | 8 | 10 | 16 | BranchMin10_BranchMax16 | 16 | 4 | 12 | 24 | HeaderMin12_HeaderMax24 | 18 | 6 | 24
690 | 90 | 8012-5/6-4P-100HP KPVS | KPVS_8012-5/6_4P_100HP_11.25_BRZ | 4600.7 | 4600.7 | 13802.1 | 3 | 1 | 4 | F | KPVS_SplitCase | 10 | 8 | 10 | 16 | BranchMin10_BranchMax16 | 16 | 4 | 12 | 24 | HeaderMin12_HeaderMax24 | 20 | 6 | 24
690 | 90 | 8012-5/6-4P-100HP KPVS | KPVS_8012-5/6_4P_100HP_11.25_BRZ | 4600.7 | 4600.7 | 13802.1 | 3 | 1 | 4 | F | KPVS_SplitCase | 10 | 8 | 10 | 16 | BranchMin10_BranchMax16 | 16 | 4 | 12 | 24 | HeaderMin12_HeaderMax24 | 24 | 6 | 24
691 | 91 | 8012-5/6-4P-125HP KPVS | KPVS_8012-5/6_4P_125HP_12.00_BRZ | 5002.5 | 5002.5 | 15007.5 | 3 | 1 | 4 | F | KPVS_SplitCase | 10 | 8 | 10 | 16 | BranchMin10_BranchMax16 | 10 | 4 | 12 | 24 | HeaderMin12_HeaderMax24 | 12 | 6 | 24
691 | 91 | 8012-5/6-4P-125HP KPVS | KPVS_8012-5/6_4P_125HP_12.00_BRZ | 5002.5 | 5002.5 | 15007.5 | 3 | 1 | 4 | F | KPVS_SplitCase | 10 | 8 | 10 | 16 | BranchMin10_BranchMax16 | 10 | 4 | 12 | 24 | HeaderMin12_HeaderMax24 | 14 | 6 | 24
691 | 91 | 8012-5/6-4P-125HP KPVS | KPVS_8012-5/6_4P_125HP_12.00_BRZ | 5002.5 | 5002.5 | 15007.5 | 3 | 1 | 4 | F | KPVS_SplitCase | 10 | 8 | 10 | 16 | BranchMin10_BranchMax16 | 10 | 4 | 12 | 24 | HeaderMin12_HeaderMax24 | 16 | 6 | 24
691 | 91 | 8012-5/6-4P-125HP KPVS | KPVS_8012-5/6_4P_125HP_12.00_BRZ | 5002.5 | 5002.5 | 15007.5 | 3 | 1 | 4 | F | KPVS_SplitCase | 10 | 8 | 10 | 16 | BranchMin10_BranchMax16 | 10 | 4 | 12 | 24 | HeaderMin12_HeaderMax24 | 18 | 6 | 24
691 | 91 | 8012-5/6-4P-125HP KPVS | KPVS_8012-5/6_4P_125HP_12.00_BRZ | 5002.5 | 5002.5 | 15007.5 | 3 | 1 | 4 | F | KPVS_SplitCase | 10 | 8 | 10 | 16 | BranchMin10_BranchMax16 | 10 | 4 | 12 | 24 | HeaderMin12_HeaderMax24 | 20 | 6 | 24
691 | 91 | 8012-5/6-4P-125HP KPVS | KPVS_8012-5/6_4P_125HP_12.00_BRZ | 5002.5 | 5002.5 | 15007.5 | 3 | 1 | 4 | F | KPVS_SplitCase | 10 | 8 | 10 | 16 | BranchMin10_BranchMax16 | 10 | 4 | 12 | 24 | HeaderMin12_HeaderMax24 | 24 | 6 | 24
691 | 91 | 8012-5/6-4P-125HP KPVS | KPVS_8012-5/6_4P_125HP_12.00_BRZ | 5002.5 | 5002.5 | 15007.5 | 3 | 1 | 4 | F | KPVS_SplitCase | 10 | 8 | 10 | 16 | BranchMin10_BranchMax16 | 12 | 4 | 12 | 24 | HeaderMin12_HeaderMax24 | 12 | 6 | 24 | [29 empty] | INVALID
691 | 91 | 8012-5/6-4P-125HP KPVS | KPVS_8012-5/6_4P_125HP_12.00_BRZ | 5002.5 | 5002.5 | 15007.5 | 3 | 1 | 4 | F | KPVS_SplitCase | 10 | 8 | 10 | 16 | BranchMin10_BranchMax16 | 12 | 4 | 12 | 24 | HeaderMin12_HeaderMax24 | 14 | 6 | 24
691 | 91 | 8012-5/6-4P-125HP KPVS | KPVS_8012-5/6_4P_125HP_12.00_BRZ | 5002.5 | 5002.5 | 15007.5 | 3 | 1 | 4 | F | KPVS_SplitCase | 10 | 8 | 10 | 16 | BranchMin10_BranchMax16 | 12 | 4 | 12 | 24 | HeaderMin12_HeaderMax24 | 16 | 6 | 24
691 | 91 | 8012-5/6-4P-125HP KPVS | KPVS_8012-5/6_4P_125HP_12.00_BRZ | 5002.5 | 5002.5 | 15007.5 | 3 | 1 | 4 | F | KPVS_SplitCase | 10 | 8 | 10 | 16 | BranchMin10_BranchMax16 | 12 | 4 | 12 | 24 | HeaderMin12_HeaderMax24 | 18 | 6 | 24
691 | 91 | 8012-5/6-4P-125HP KPVS | KPVS_8012-5/6_4P_125HP_12.00_BRZ | 5002.5 | 5002.5 | 15007.5 | 3 | 1 | 4 | F | KPVS_SplitCase | 10 | 8 | 10 | 16 | BranchMin10_BranchMax16 | 12 | 4 | 12 | 24 | HeaderMin12_HeaderMax24 | 20 | 6 | 24
691 | 91 | 8012-5/6-4P-125HP KPVS | KPVS_8012-5/6_4P_125HP_12.00_BRZ | 5002.5 | 5002.5 | 15007.5 | 3 | 1 | 4 | F | KPVS_SplitCase | 10 | 8 | 10 | 16 | BranchMin10_BranchMax16 | 12 | 4 | 12 | 24 | HeaderMin12_HeaderMax24 | 24 | 6 | 24
691 | 91 | 8012-5/6-4P-125HP KPVS | KPVS_8012-5/6_4P_125HP_12.00_BRZ | 5002.5 | 5002.5 | 15007.5 | 3 | 1 | 4 | F | KPVS_SplitCase | 10 | 8 | 10 | 16 | BranchMin10_BranchMax16 | 14 | 4 | 12 | 24 | HeaderMin12_HeaderMax24 | 12 | 6 | 24 | [29 empty] | INVALID
691 | 91 | 8012-5/6-4P-125HP KPVS | KPVS_8012-5/6_4P_125HP_12.00_BRZ | 5002.5 | 5002.5 | 15007.5 | 3 | 1 | 4 | F | KPVS_SplitCase | 10 | 8 | 10 | 16 | BranchMin10_BranchMax16 | 14 | 4 | 12 | 24 | HeaderMin12_HeaderMax24 | 14 | 6 | 24 | [29 empty] | INVALID
691 | 91 | 8012-5/6-4P-125HP KPVS | KPVS_8012-5/6_4P_125HP_12.00_BRZ | 5002.5 | 5002.5 | 15007.5 | 3 | 1 | 4 | F | KPVS_SplitCase | 10 | 8 | 10 | 16 | BranchMin10_BranchMax16 | 14 | 4 | 12 | 24 | HeaderMin12_HeaderMax24 | 16 | 6 | 24
691 | 91 | 8012-5/6-4P-125HP KPVS | KPVS_8012-5/6_4P_125HP_12.00_BRZ | 5002.5 | 5002.5 | 15007.5 | 3 | 1 | 4 | F | KPVS_SplitCase | 10 | 8 | 10 | 16 | BranchMin10_BranchMax16 | 14 | 4 | 12 | 24 | HeaderMin12_HeaderMax24 | 18 | 6 | 24
691 | 91 | 8012-5/6-4P-125HP KPVS | KPVS_8012-5/6_4P_125HP_12.00_BRZ | 5002.5 | 5002.5 | 15007.5 | 3 | 1 | 4 | F | KPVS_SplitCase | 10 | 8 | 10 | 16 | BranchMin10_BranchMax16 | 14 | 4 | 12 | 24 | HeaderMin12_HeaderMax24 | 20 | 6 | 24
691 | 91 | 8012-5/6-4P-125HP KPVS | KPVS_8012-5/6_4P_125HP_12.00_BRZ | 5002.5 | 5002.5 | 15007.5 | 3 | 1 | 4 | F | KPVS_SplitCase | 10 | 8 | 10 | 16 | BranchMin10_BranchMax16 | 14 | 4 | 12 | 24 | HeaderMin12_HeaderMax24 | 24 | 6 | 24
691 | 91 | 8012-5/6-4P-125HP KPVS | KPVS_8012-5/6_4P_125HP_12.00_BRZ | 5002.5 | 5002.5 | 15007.5 | 3 | 1 | 4 | F | KPVS_SplitCase | 10 | 8 | 10 | 16 | BranchMin10_BranchMax16 | 16 | 4 | 12 | 24 | HeaderMin12_HeaderMax24 | 12 | 6 | 24 | [29 empty] | INVALID
691 | 91 | 8012-5/6-4P-125HP KPVS | KPVS_8012-5/6_4P_125HP_12.00_BRZ | 5002.5 | 5002.5 | 15007.5 | 3 | 1 | 4 | F | KPVS_SplitCase | 10 | 8 | 10 | 16 | BranchMin10_BranchMax16 | 16 | 4 | 12 | 24 | HeaderMin12_HeaderMax24 | 14 | 6 | 24 | [29 empty] | INVALID
691 | 91 | 8012-5/6-4P-125HP KPVS | KPVS_8012-5/6_4P_125HP_12.00_BRZ | 5002.5 | 5002.5 | 15007.5 | 3 | 1 | 4 | F | KPVS_SplitCase | 10 | 8 | 10 | 16 | BranchMin10_BranchMax16 | 16 | 4 | 12 | 24 | HeaderMin12_HeaderMax24 | 16 | 6 | 24 | [29 empty] | INVALID
691 | 91 | 8012-5/6-4P-125HP KPVS | KPVS_8012-5/6_4P_125HP_12.00_BRZ | 5002.5 | 5002.5 | 15007.5 | 3 | 1 | 4 | F | KPVS_SplitCase | 10 | 8 | 10 | 16 | BranchMin10_BranchMax16 | 16 | 4 | 12 | 24 | HeaderMin12_HeaderMax24 | 18 | 6 | 24
691 | 91 | 8012-5/6-4P-125HP KPVS | KPVS_8012-5/6_4P_125HP_12.00_BRZ | 5002.5 | 5002.5 | 15007.5 | 3 | 1 | 4 | F | KPVS_SplitCase | 10 | 8 | 10 | 16 | BranchMin10_BranchMax16 | 16 | 4 | 12 | 24 | HeaderMin12_HeaderMax24 | 20 | 6 | 24
691 | 91 | 8012-5/6-4P-125HP KPVS | KPVS_8012-5/6_4P_125HP_12.00_BRZ | 5002.5 | 5002.5 | 15007.5 | 3 | 1 | 4 | F | KPVS_SplitCase | 10 | 8 | 10 | 16 | BranchMin10_BranchMax16 | 16 | 4 | 12 | 24 | HeaderMin12_HeaderMax24 | 24 | 6 | 24
692 | 92 | 8015-3/4-4P-60HP KPVS | KPVS_8015-3/4_4P_60HP_9.15_BRZ | 3658.5 | 3658.5 | 10975.5 | 3 | 1 | 4 | F | KPVS_SplitCase | 10 | 8 | 10 | 14 | BranchMin10_BranchMax14 | 10 | 3 | 12 | 24 | HeaderMin12_HeaderMax24 | 12 | 6 | 18
692 | 92 | 8015-3/4-4P-60HP KPVS | KPVS_8015-3/4_4P_60HP_9.15_BRZ | 3658.5 | 3658.5 | 10975.5 | 3 | 1 | 4 | F | KPVS_SplitCase | 10 | 8 | 10 | 14 | BranchMin10_BranchMax14 | 10 | 3 | 12 | 24 | HeaderMin12_HeaderMax24 | 14 | 6 | 18
692 | 92 | 8015-3/4-4P-60HP KPVS | KPVS_8015-3/4_4P_60HP_9.15_BRZ | 3658.5 | 3658.5 | 10975.5 | 3 | 1 | 4 | F | KPVS_SplitCase | 10 | 8 | 10 | 14 | BranchMin10_BranchMax14 | 10 | 3 | 12 | 24 | HeaderMin12_HeaderMax24 | 16 | 6 | 18
692 | 92 | 8015-3/4-4P-60HP KPVS | KPVS_8015-3/4_4P_60HP_9.15_BRZ | 3658.5 | 3658.5 | 10975.5 | 3 | 1 | 4 | F | KPVS_SplitCase | 10 | 8 | 10 | 14 | BranchMin10_BranchMax14 | 10 | 3 | 12 | 24 | HeaderMin12_HeaderMax24 | 18 | 6 | 18
692 | 92 | 8015-3/4-4P-60HP KPVS | KPVS_8015-3/4_4P_60HP_9.15_BRZ | 3658.5 | 3658.5 | 10975.5 | 3 | 1 | 4 | F | KPVS_SplitCase | 10 | 8 | 10 | 14 | BranchMin10_BranchMax14 | 10 | 3 | 12 | 24 | HeaderMin12_HeaderMax24 | 20 | 6 | 18
692 | 92 | 8015-3/4-4P-60HP KPVS | KPVS_8015-3/4_4P_60HP_9.15_BRZ | 3658.5 | 3658.5 | 10975.5 | 3 | 1 | 4 | F | KPVS_SplitCase | 10 | 8 | 10 | 14 | BranchMin10_BranchMax14 | 10 | 3 | 12 | 24 | HeaderMin12_HeaderMax24 | 24 | 6 | 18
692 | 92 | 8015-3/4-4P-60HP KPVS | KPVS_8015-3/4_4P_60HP_9.15_BRZ | 3658.5 | 3658.5 | 10975.5 | 3 | 1 | 4 | F | KPVS_SplitCase | 10 | 8 | 10 | 14 | BranchMin10_BranchMax14 | 12 | 3 | 12 | 24 | HeaderMin12_HeaderMax24 | 12 | 6 | 18 | [29 empty] | INVALID
692 | 92 | 8015-3/4-4P-60HP KPVS | KPVS_8015-3/4_4P_60HP_9.15_BRZ | 3658.5 | 3658.5 | 10975.5 | 3 | 1 | 4 | F | KPVS_SplitCase | 10 | 8 | 10 | 14 | BranchMin10_BranchMax14 | 12 | 3 | 12 | 24 | HeaderMin12_HeaderMax24 | 14 | 6 | 18
692 | 92 | 8015-3/4-4P-60HP KPVS | KPVS_8015-3/4_4P_60HP_9.15_BRZ | 3658.5 | 3658.5 | 10975.5 | 3 | 1 | 4 | F | KPVS_SplitCase | 10 | 8 | 10 | 14 | BranchMin10_BranchMax14 | 12 | 3 | 12 | 24 | HeaderMin12_HeaderMax24 | 16 | 6 | 18
692 | 92 | 8015-3/4-4P-60HP KPVS | KPVS_8015-3/4_4P_60HP_9.15_BRZ | 3658.5 | 3658.5 | 10975.5 | 3 | 1 | 4 | F | KPVS_SplitCase | 10 | 8 | 10 | 14 | BranchMin10_BranchMax14 | 12 | 3 | 12 | 24 | HeaderMin12_HeaderMax24 | 18 | 6 | 18
692 | 92 | 8015-3/4-4P-60HP KPVS | KPVS_8015-3/4_4P_60HP_9.15_BRZ | 3658.5 | 3658.5 | 10975.5 | 3 | 1 | 4 | F | KPVS_SplitCase | 10 | 8 | 10 | 14 | BranchMin10_BranchMax14 | 12 | 3 | 12 | 24 | HeaderMin12_HeaderMax24 | 20 | 6 | 18
692 | 92 | 8015-3/4-4P-60HP KPVS | KPVS_8015-3/4_4P_60HP_9.15_BRZ | 3658.5 | 3658.5 | 10975.5 | 3 | 1 | 4 | F | KPVS_SplitCase | 10 | 8 | 10 | 14 | BranchMin10_BranchMax14 | 12 | 3 | 12 | 24 | HeaderMin12_HeaderMax24 | 24 | 6 | 18
692 | 92 | 8015-3/4-4P-60HP KPVS | KPVS_8015-3/4_4P_60HP_9.15_BRZ | 3658.5 | 3658.5 | 10975.5 | 3 | 1 | 4 | F | KPVS_SplitCase | 10 | 8 | 10 | 14 | BranchMin10_BranchMax14 | 14 | 3 | 12 | 24 | HeaderMin12_HeaderMax24 | 12 | 6 | 18 | [29 empty] | INVALID
692 | 92 | 8015-3/4-4P-60HP KPVS | KPVS_8015-3/4_4P_60HP_9.15_BRZ | 3658.5 | 3658.5 | 10975.5 | 3 | 1 | 4 | F | KPVS_SplitCase | 10 | 8 | 10 | 14 | BranchMin10_BranchMax14 | 14 | 3 | 12 | 24 | HeaderMin12_HeaderMax24 | 14 | 6 | 18 | [29 empty] | INVALID
692 | 92 | 8015-3/4-4P-60HP KPVS | KPVS_8015-3/4_4P_60HP_9.15_BRZ | 3658.5 | 3658.5 | 10975.5 | 3 | 1 | 4 | F | KPVS_SplitCase | 10 | 8 | 10 | 14 | BranchMin10_BranchMax14 | 14 | 3 | 12 | 24 | HeaderMin12_HeaderMax24 | 16 | 6 | 18
692 | 92 | 8015-3/4-4P-60HP KPVS | KPVS_8015-3/4_4P_60HP_9.15_BRZ | 3658.5 | 3658.5 | 10975.5 | 3 | 1 | 4 | F | KPVS_SplitCase | 10 | 8 | 10 | 14 | BranchMin10_BranchMax14 | 14 | 3 | 12 | 24 | HeaderMin12_HeaderMax24 | 18 | 6 | 18
692 | 92 | 8015-3/4-4P-60HP KPVS | KPVS_8015-3/4_4P_60HP_9.15_BRZ | 3658.5 | 3658.5 | 10975.5 | 3 | 1 | 4 | F | KPVS_SplitCase | 10 | 8 | 10 | 14 | BranchMin10_BranchMax14 | 14 | 3 | 12 | 24 | HeaderMin12_HeaderMax24 | 20 | 6 | 18
692 | 92 | 8015-3/4-4P-60HP KPVS | KPVS_8015-3/4_4P_60HP_9.15_BRZ | 3658.5 | 3658.5 | 10975.5 | 3 | 1 | 4 | F | KPVS_SplitCase | 10 | 8 | 10 | 14 | BranchMin10_BranchMax14 | 14 | 3 | 12 | 24 | HeaderMin12_HeaderMax24 | 24 | 6 | 18
693 | 93 | 8015-3/4-4P-75HP KPVS | KPVS_8015-3/4_4P_75HP_9.92_BRZ | 3958.8 | 3958.8 | 11876.4 | 3 | 1 | 4 | F | KPVS_SplitCase | 10 | 8 | 10 | 14 | BranchMin10_BranchMax14 | 10 | 3 | 12 | 24 | HeaderMin12_HeaderMax24 | 12 | 6 | 18
693 | 93 | 8015-3/4-4P-75HP KPVS | KPVS_8015-3/4_4P_75HP_9.92_BRZ | 3958.8 | 3958.8 | 11876.4 | 3 | 1 | 4 | F | KPVS_SplitCase | 10 | 8 | 10 | 14 | BranchMin10_BranchMax14 | 10 | 3 | 12 | 24 | HeaderMin12_HeaderMax24 | 14 | 6 | 18
693 | 93 | 8015-3/4-4P-75HP KPVS | KPVS_8015-3/4_4P_75HP_9.92_BRZ | 3958.8 | 3958.8 | 11876.4 | 3 | 1 | 4 | F | KPVS_SplitCase | 10 | 8 | 10 | 14 | BranchMin10_BranchMax14 | 10 | 3 | 12 | 24 | HeaderMin12_HeaderMax24 | 16 | 6 | 18
693 | 93 | 8015-3/4-4P-75HP KPVS | KPVS_8015-3/4_4P_75HP_9.92_BRZ | 3958.8 | 3958.8 | 11876.4 | 3 | 1 | 4 | F | KPVS_SplitCase | 10 | 8 | 10 | 14 | BranchMin10_BranchMax14 | 10 | 3 | 12 | 24 | HeaderMin12_HeaderMax24 | 18 | 6 | 18
693 | 93 | 8015-3/4-4P-75HP KPVS | KPVS_8015-3/4_4P_75HP_9.92_BRZ | 3958.8 | 3958.8 | 11876.4 | 3 | 1 | 4 | F | KPVS_SplitCase | 10 | 8 | 10 | 14 | BranchMin10_BranchMax14 | 10 | 3 | 12 | 24 | HeaderMin12_HeaderMax24 | 20 | 6 | 18
693 | 93 | 8015-3/4-4P-75HP KPVS | KPVS_8015-3/4_4P_75HP_9.92_BRZ | 3958.8 | 3958.8 | 11876.4 | 3 | 1 | 4 | F | KPVS_SplitCase | 10 | 8 | 10 | 14 | BranchMin10_BranchMax14 | 10 | 3 | 12 | 24 | HeaderMin12_HeaderMax24 | 24 | 6 | 18
693 | 93 | 8015-3/4-4P-75HP KPVS | KPVS_8015-3/4_4P_75HP_9.92_BRZ | 3958.8 | 3958.8 | 11876.4 | 3 | 1 | 4 | F | KPVS_SplitCase | 10 | 8 | 10 | 14 | BranchMin10_BranchMax14 | 12 | 3 | 12 | 24 | HeaderMin12_HeaderMax24 | 12 | 6 | 18 | [29 empty] | INVALID
693 | 93 | 8015-3/4-4P-75HP KPVS | KPVS_8015-3/4_4P_75HP_9.92_BRZ | 3958.8 | 3958.8 | 11876.4 | 3 | 1 | 4 | F | KPVS_SplitCase | 10 | 8 | 10 | 14 | BranchMin10_BranchMax14 | 12 | 3 | 12 | 24 | HeaderMin12_HeaderMax24 | 14 | 6 | 18
693 | 93 | 8015-3/4-4P-75HP KPVS | KPVS_8015-3/4_4P_75HP_9.92_BRZ | 3958.8 | 3958.8 | 11876.4 | 3 | 1 | 4 | F | KPVS_SplitCase | 10 | 8 | 10 | 14 | BranchMin10_BranchMax14 | 12 | 3 | 12 | 24 | HeaderMin12_HeaderMax24 | 16 | 6 | 18
693 | 93 | 8015-3/4-4P-75HP KPVS | KPVS_8015-3/4_4P_75HP_9.92_BRZ | 3958.8 | 3958.8 | 11876.4 | 3 | 1 | 4 | F | KPVS_SplitCase | 10 | 8 | 10 | 14 | BranchMin10_BranchMax14 | 12 | 3 | 12 | 24 | HeaderMin12_HeaderMax24 | 18 | 6 | 18
693 | 93 | 8015-3/4-4P-75HP KPVS | KPVS_8015-3/4_4P_75HP_9.92_BRZ | 3958.8 | 3958.8 | 11876.4 | 3 | 1 | 4 | F | KPVS_SplitCase | 10 | 8 | 10 | 14 | BranchMin10_BranchMax14 | 12 | 3 | 12 | 24 | HeaderMin12_HeaderMax24 | 20 | 6 | 18
693 | 93 | 8015-3/4-4P-75HP KPVS | KPVS_8015-3/4_4P_75HP_9.92_BRZ | 3958.8 | 3958.8 | 11876.4 | 3 | 1 | 4 | F | KPVS_SplitCase | 10 | 8 | 10 | 14 | BranchMin10_BranchMax14 | 12 | 3 | 12 | 24 | HeaderMin12_HeaderMax24 | 24 | 6 | 18
693 | 93 | 8015-3/4-4P-75HP KPVS | KPVS_8015-3/4_4P_75HP_9.92_BRZ | 3958.8 | 3958.8 | 11876.4 | 3 | 1 | 4 | F | KPVS_SplitCase | 10 | 8 | 10 | 14 | BranchMin10_BranchMax14 | 14 | 3 | 12 | 24 | HeaderMin12_HeaderMax24 | 12 | 6 | 18 | [29 empty] | INVALID
693 | 93 | 8015-3/4-4P-75HP KPVS | KPVS_8015-3/4_4P_75HP_9.92_BRZ | 3958.8 | 3958.8 | 11876.4 | 3 | 1 | 4 | F | KPVS_SplitCase | 10 | 8 | 10 | 14 | BranchMin10_BranchMax14 | 14 | 3 | 12 | 24 | HeaderMin12_HeaderMax24 | 14 | 6 | 18 | [29 empty] | INVALID
693 | 93 | 8015-3/4-4P-75HP KPVS | KPVS_8015-3/4_4P_75HP_9.92_BRZ | 3958.8 | 3958.8 | 11876.4 | 3 | 1 | 4 | F | KPVS_SplitCase | 10 | 8 | 10 | 14 | BranchMin10_BranchMax14 | 14 | 3 | 12 | 24 | HeaderMin12_HeaderMax24 | 16 | 6 | 18
693 | 93 | 8015-3/4-4P-75HP KPVS | KPVS_8015-3/4_4P_75HP_9.92_BRZ | 3958.8 | 3958.8 | 11876.4 | 3 | 1 | 4 | F | KPVS_SplitCase | 10 | 8 | 10 | 14 | BranchMin10_BranchMax14 | 14 | 3 | 12 | 24 | HeaderMin12_HeaderMax24 | 18 | 6 | 18
693 | 93 | 8015-3/4-4P-75HP KPVS | KPVS_8015-3/4_4P_75HP_9.92_BRZ | 3958.8 | 3958.8 | 11876.4 | 3 | 1 | 4 | F | KPVS_SplitCase | 10 | 8 | 10 | 14 | BranchMin10_BranchMax14 | 14 | 3 | 12 | 24 | HeaderMin12_HeaderMax24 | 20 | 6 | 18
693 | 93 | 8015-3/4-4P-75HP KPVS | KPVS_8015-3/4_4P_75HP_9.92_BRZ | 3958.8 | 3958.8 | 11876.4 | 3 | 1 | 4 | F | KPVS_SplitCase | 10 | 8 | 10 | 14 | BranchMin10_BranchMax14 | 14 | 3 | 12 | 24 | HeaderMin12_HeaderMax24 | 24 | 6 | 18
694 | 94 | 8015-3/4-4P-100HP KPVS | KPVS_8015-3/4_4P_100HP_10.95_BRZ | 4360.5 | 4360.5 | 13081.5 | 3 | 1 | 4 | F | KPVS_SplitCase | 10 | 8 | 10 | 16 | BranchMin10_BranchMax16 | 10 | 4 | 12 | 24 | HeaderMin12_HeaderMax24 | 12 | 6 | 24
694 | 94 | 8015-3/4-4P-100HP KPVS | KPVS_8015-3/4_4P_100HP_10.95_BRZ | 4360.5 | 4360.5 | 13081.5 | 3 | 1 | 4 | F | KPVS_SplitCase | 10 | 8 | 10 | 16 | BranchMin10_BranchMax16 | 10 | 4 | 12 | 24 | HeaderMin12_HeaderMax24 | 14 | 6 | 24
694 | 94 | 8015-3/4-4P-100HP KPVS | KPVS_8015-3/4_4P_100HP_10.95_BRZ | 4360.5 | 4360.5 | 13081.5 | 3 | 1 | 4 | F | KPVS_SplitCase | 10 | 8 | 10 | 16 | BranchMin10_BranchMax16 | 10 | 4 | 12 | 24 | HeaderMin12_HeaderMax24 | 16 | 6 | 24
694 | 94 | 8015-3/4-4P-100HP KPVS | KPVS_8015-3/4_4P_100HP_10.95_BRZ | 4360.5 | 4360.5 | 13081.5 | 3 | 1 | 4 | F | KPVS_SplitCase | 10 | 8 | 10 | 16 | BranchMin10_BranchMax16 | 10 | 4 | 12 | 24 | HeaderMin12_HeaderMax24 | 18 | 6 | 24
694 | 94 | 8015-3/4-4P-100HP KPVS | KPVS_8015-3/4_4P_100HP_10.95_BRZ | 4360.5 | 4360.5 | 13081.5 | 3 | 1 | 4 | F | KPVS_SplitCase | 10 | 8 | 10 | 16 | BranchMin10_BranchMax16 | 10 | 4 | 12 | 24 | HeaderMin12_HeaderMax24 | 20 | 6 | 24
694 | 94 | 8015-3/4-4P-100HP KPVS | KPVS_8015-3/4_4P_100HP_10.95_BRZ | 4360.5 | 4360.5 | 13081.5 | 3 | 1 | 4 | F | KPVS_SplitCase | 10 | 8 | 10 | 16 | BranchMin10_BranchMax16 | 10 | 4 | 12 | 24 | HeaderMin12_HeaderMax24 | 24 | 6 | 24
694 | 94 | 8015-3/4-4P-100HP KPVS | KPVS_8015-3/4_4P_100HP_10.95_BRZ | 4360.5 | 4360.5 | 13081.5 | 3 | 1 | 4 | F | KPVS_SplitCase | 10 | 8 | 10 | 16 | BranchMin10_BranchMax16 | 12 | 4 | 12 | 24 | HeaderMin12_HeaderMax24 | 12 | 6 | 24 | [29 empty] | INVALID
694 | 94 | 8015-3/4-4P-100HP KPVS | KPVS_8015-3/4_4P_100HP_10.95_BRZ | 4360.5 | 4360.5 | 13081.5 | 3 | 1 | 4 | F | KPVS_SplitCase | 10 | 8 | 10 | 16 | BranchMin10_BranchMax16 | 12 | 4 | 12 | 24 | HeaderMin12_HeaderMax24 | 14 | 6 | 24
694 | 94 | 8015-3/4-4P-100HP KPVS | KPVS_8015-3/4_4P_100HP_10.95_BRZ | 4360.5 | 4360.5 | 13081.5 | 3 | 1 | 4 | F | KPVS_SplitCase | 10 | 8 | 10 | 16 | BranchMin10_BranchMax16 | 12 | 4 | 12 | 24 | HeaderMin12_HeaderMax24 | 16 | 6 | 24
694 | 94 | 8015-3/4-4P-100HP KPVS | KPVS_8015-3/4_4P_100HP_10.95_BRZ | 4360.5 | 4360.5 | 13081.5 | 3 | 1 | 4 | F | KPVS_SplitCase | 10 | 8 | 10 | 16 | BranchMin10_BranchMax16 | 12 | 4 | 12 | 24 | HeaderMin12_HeaderMax24 | 18 | 6 | 24
694 | 94 | 8015-3/4-4P-100HP KPVS | KPVS_8015-3/4_4P_100HP_10.95_BRZ | 4360.5 | 4360.5 | 13081.5 | 3 | 1 | 4 | F | KPVS_SplitCase | 10 | 8 | 10 | 16 | BranchMin10_BranchMax16 | 12 | 4 | 12 | 24 | HeaderMin12_HeaderMax24 | 20 | 6 | 24
694 | 94 | 8015-3/4-4P-100HP KPVS | KPVS_8015-3/4_4P_100HP_10.95_BRZ | 4360.5 | 4360.5 | 13081.5 | 3 | 1 | 4 | F | KPVS_SplitCase | 10 | 8 | 10 | 16 | BranchMin10_BranchMax16 | 12 | 4 | 12 | 24 | HeaderMin12_HeaderMax24 | 24 | 6 | 24
694 | 94 | 8015-3/4-4P-100HP KPVS | KPVS_8015-3/4_4P_100HP_10.95_BRZ | 4360.5 | 4360.5 | 13081.5 | 3 | 1 | 4 | F | KPVS_SplitCase | 10 | 8 | 10 | 16 | BranchMin10_BranchMax16 | 14 | 4 | 12 | 24 | HeaderMin12_HeaderMax24 | 12 | 6 | 24 | [29 empty] | INVALID
694 | 94 | 8015-3/4-4P-100HP KPVS | KPVS_8015-3/4_4P_100HP_10.95_BRZ | 4360.5 | 4360.5 | 13081.5 | 3 | 1 | 4 | F | KPVS_SplitCase | 10 | 8 | 10 | 16 | BranchMin10_BranchMax16 | 14 | 4 | 12 | 24 | HeaderMin12_HeaderMax24 | 14 | 6 | 24 | [29 empty] | INVALID
694 | 94 | 8015-3/4-4P-100HP KPVS | KPVS_8015-3/4_4P_100HP_10.95_BRZ | 4360.5 | 4360.5 | 13081.5 | 3 | 1 | 4 | F | KPVS_SplitCase | 10 | 8 | 10 | 16 | BranchMin10_BranchMax16 | 14 | 4 | 12 | 24 | HeaderMin12_HeaderMax24 | 16 | 6 | 24
694 | 94 | 8015-3/4-4P-100HP KPVS | KPVS_8015-3/4_4P_100HP_10.95_BRZ | 4360.5 | 4360.5 | 13081.5 | 3 | 1 | 4 | F | KPVS_SplitCase | 10 | 8 | 10 | 16 | BranchMin10_BranchMax16 | 14 | 4 | 12 | 24 | HeaderMin12_HeaderMax24 | 18 | 6 | 24
694 | 94 | 8015-3/4-4P-100HP KPVS | KPVS_8015-3/4_4P_100HP_10.95_BRZ | 4360.5 | 4360.5 | 13081.5 | 3 | 1 | 4 | F | KPVS_SplitCase | 10 | 8 | 10 | 16 | BranchMin10_BranchMax16 | 14 | 4 | 12 | 24 | HeaderMin12_HeaderMax24 | 20 | 6 | 24
694 | 94 | 8015-3/4-4P-100HP KPVS | KPVS_8015-3/4_4P_100HP_10.95_BRZ | 4360.5 | 4360.5 | 13081.5 | 3 | 1 | 4 | F | KPVS_SplitCase | 10 | 8 | 10 | 16 | BranchMin10_BranchMax16 | 14 | 4 | 12 | 24 | HeaderMin12_HeaderMax24 | 24 | 6 | 24
694 | 94 | 8015-3/4-4P-100HP KPVS | KPVS_8015-3/4_4P_100HP_10.95_BRZ | 4360.5 | 4360.5 | 13081.5 | 3 | 1 | 4 | F | KPVS_SplitCase | 10 | 8 | 10 | 16 | BranchMin10_BranchMax16 | 16 | 4 | 12 | 24 | HeaderMin12_HeaderMax24 | 12 | 6 | 24 | [29 empty] | INVALID
694 | 94 | 8015-3/4-4P-100HP KPVS | KPVS_8015-3/4_4P_100HP_10.95_BRZ | 4360.5 | 4360.5 | 13081.5 | 3 | 1 | 4 | F | KPVS_SplitCase | 10 | 8 | 10 | 16 | BranchMin10_BranchMax16 | 16 | 4 | 12 | 24 | HeaderMin12_HeaderMax24 | 14 | 6 | 24 | [29 empty] | INVALID
694 | 94 | 8015-3/4-4P-100HP KPVS | KPVS_8015-3/4_4P_100HP_10.95_BRZ | 4360.5 | 4360.5 | 13081.5 | 3 | 1 | 4 | F | KPVS_SplitCase | 10 | 8 | 10 | 16 | BranchMin10_BranchMax16 | 16 | 4 | 12 | 24 | HeaderMin12_HeaderMax24 | 16 | 6 | 24 | [29 empty] | INVALID
694 | 94 | 8015-3/4-4P-100HP KPVS | KPVS_8015-3/4_4P_100HP_10.95_BRZ | 4360.5 | 4360.5 | 13081.5 | 3 | 1 | 4 | F | KPVS_SplitCase | 10 | 8 | 10 | 16 | BranchMin10_BranchMax16 | 16 | 4 | 12 | 24 | HeaderMin12_HeaderMax24 | 18 | 6 | 24
694 | 94 | 8015-3/4-4P-100HP KPVS | KPVS_8015-3/4_4P_100HP_10.95_BRZ | 4360.5 | 4360.5 | 13081.5 | 3 | 1 | 4 | F | KPVS_SplitCase | 10 | 8 | 10 | 16 | BranchMin10_BranchMax16 | 16 | 4 | 12 | 24 | HeaderMin12_HeaderMax24 | 20 | 6 | 24
694 | 94 | 8015-3/4-4P-100HP KPVS | KPVS_8015-3/4_4P_100HP_10.95_BRZ | 4360.5 | 4360.5 | 13081.5 | 3 | 1 | 4 | F | KPVS_SplitCase | 10 | 8 | 10 | 16 | BranchMin10_BranchMax16 | 16 | 4 | 12 | 24 | HeaderMin12_HeaderMax24 | 24 | 6 | 24
695 | 95 | 8015-3/4-4P-125HP KPVS | KPVS_8015-3/4_4P_125HP_11.69_BRZ | 4649.1 | 4649.1 | 13947.3 | 3 | 1 | 4 | F | KPVS_SplitCase | 10 | 8 | 10 | 16 | BranchMin10_BranchMax16 | 10 | 4 | 12 | 24 | HeaderMin12_HeaderMax24 | 12 | 6 | 24
695 | 95 | 8015-3/4-4P-125HP KPVS | KPVS_8015-3/4_4P_125HP_11.69_BRZ | 4649.1 | 4649.1 | 13947.3 | 3 | 1 | 4 | F | KPVS_SplitCase | 10 | 8 | 10 | 16 | BranchMin10_BranchMax16 | 10 | 4 | 12 | 24 | HeaderMin12_HeaderMax24 | 14 | 6 | 24
695 | 95 | 8015-3/4-4P-125HP KPVS | KPVS_8015-3/4_4P_125HP_11.69_BRZ | 4649.1 | 4649.1 | 13947.3 | 3 | 1 | 4 | F | KPVS_SplitCase | 10 | 8 | 10 | 16 | BranchMin10_BranchMax16 | 10 | 4 | 12 | 24 | HeaderMin12_HeaderMax24 | 16 | 6 | 24
695 | 95 | 8015-3/4-4P-125HP KPVS | KPVS_8015-3/4_4P_125HP_11.69_BRZ | 4649.1 | 4649.1 | 13947.3 | 3 | 1 | 4 | F | KPVS_SplitCase | 10 | 8 | 10 | 16 | BranchMin10_BranchMax16 | 10 | 4 | 12 | 24 | HeaderMin12_HeaderMax24 | 18 | 6 | 24
695 | 95 | 8015-3/4-4P-125HP KPVS | KPVS_8015-3/4_4P_125HP_11.69_BRZ | 4649.1 | 4649.1 | 13947.3 | 3 | 1 | 4 | F | KPVS_SplitCase | 10 | 8 | 10 | 16 | BranchMin10_BranchMax16 | 10 | 4 | 12 | 24 | HeaderMin12_HeaderMax24 | 20 | 6 | 24
695 | 95 | 8015-3/4-4P-125HP KPVS | KPVS_8015-3/4_4P_125HP_11.69_BRZ | 4649.1 | 4649.1 | 13947.3 | 3 | 1 | 4 | F | KPVS_SplitCase | 10 | 8 | 10 | 16 | BranchMin10_BranchMax16 | 10 | 4 | 12 | 24 | HeaderMin12_HeaderMax24 | 24 | 6 | 24
695 | 95 | 8015-3/4-4P-125HP KPVS | KPVS_8015-3/4_4P_125HP_11.69_BRZ | 4649.1 | 4649.1 | 13947.3 | 3 | 1 | 4 | F | KPVS_SplitCase | 10 | 8 | 10 | 16 | BranchMin10_BranchMax16 | 12 | 4 | 12 | 24 | HeaderMin12_HeaderMax24 | 12 | 6 | 24 | [29 empty] | INVALID
695 | 95 | 8015-3/4-4P-125HP KPVS | KPVS_8015-3/4_4P_125HP_11.69_BRZ | 4649.1 | 4649.1 | 13947.3 | 3 | 1 | 4 | F | KPVS_SplitCase | 10 | 8 | 10 | 16 | BranchMin10_BranchMax16 | 12 | 4 | 12 | 24 | HeaderMin12_HeaderMax24 | 14 | 6 | 24
695 | 95 | 8015-3/4-4P-125HP KPVS | KPVS_8015-3/4_4P_125HP_11.69_BRZ | 4649.1 | 4649.1 | 13947.3 | 3 | 1 | 4 | F | KPVS_SplitCase | 10 | 8 | 10 | 16 | BranchMin10_BranchMax16 | 12 | 4 | 12 | 24 | HeaderMin12_HeaderMax24 | 16 | 6 | 24
695 | 95 | 8015-3/4-4P-125HP KPVS | KPVS_8015-3/4_4P_125HP_11.69_BRZ | 4649.1 | 4649.1 | 13947.3 | 3 | 1 | 4 | F | KPVS_SplitCase | 10 | 8 | 10 | 16 | BranchMin10_BranchMax16 | 12 | 4 | 12 | 24 | HeaderMin12_HeaderMax24 | 18 | 6 | 24
695 | 95 | 8015-3/4-4P-125HP KPVS | KPVS_8015-3/4_4P_125HP_11.69_BRZ | 4649.1 | 4649.1 | 13947.3 | 3 | 1 | 4 | F | KPVS_SplitCase | 10 | 8 | 10 | 16 | BranchMin10_BranchMax16 | 12 | 4 | 12 | 24 | HeaderMin12_HeaderMax24 | 20 | 6 | 24
695 | 95 | 8015-3/4-4P-125HP KPVS | KPVS_8015-3/4_4P_125HP_11.69_BRZ | 4649.1 | 4649.1 | 13947.3 | 3 | 1 | 4 | F | KPVS_SplitCase | 10 | 8 | 10 | 16 | BranchMin10_BranchMax16 | 12 | 4 | 12 | 24 | HeaderMin12_HeaderMax24 | 24 | 6 | 24
695 | 95 | 8015-3/4-4P-125HP KPVS | KPVS_8015-3/4_4P_125HP_11.69_BRZ | 4649.1 | 4649.1 | 13947.3 | 3 | 1 | 4 | F | KPVS_SplitCase | 10 | 8 | 10 | 16 | BranchMin10_BranchMax16 | 14 | 4 | 12 | 24 | HeaderMin12_HeaderMax24 | 12 | 6 | 24 | [29 empty] | INVALID
695 | 95 | 8015-3/4-4P-125HP KPVS | KPVS_8015-3/4_4P_125HP_11.69_BRZ | 4649.1 | 4649.1 | 13947.3 | 3 | 1 | 4 | F | KPVS_SplitCase | 10 | 8 | 10 | 16 | BranchMin10_BranchMax16 | 14 | 4 | 12 | 24 | HeaderMin12_HeaderMax24 | 14 | 6 | 24 | [29 empty] | INVALID
695 | 95 | 8015-3/4-4P-125HP KPVS | KPVS_8015-3/4_4P_125HP_11.69_BRZ | 4649.1 | 4649.1 | 13947.3 | 3 | 1 | 4 | F | KPVS_SplitCase | 10 | 8 | 10 | 16 | BranchMin10_BranchMax16 | 14 | 4 | 12 | 24 | HeaderMin12_HeaderMax24 | 16 | 6 | 24
695 | 95 | 8015-3/4-4P-125HP KPVS | KPVS_8015-3/4_4P_125HP_11.69_BRZ | 4649.1 | 4649.1 | 13947.3 | 3 | 1 | 4 | F | KPVS_SplitCase | 10 | 8 | 10 | 16 | BranchMin10_BranchMax16 | 14 | 4 | 12 | 24 | HeaderMin12_HeaderMax24 | 18 | 6 | 24
695 | 95 | 8015-3/4-4P-125HP KPVS | KPVS_8015-3/4_4P_125HP_11.69_BRZ | 4649.1 | 4649.1 | 13947.3 | 3 | 1 | 4 | F | KPVS_SplitCase | 10 | 8 | 10 | 16 | BranchMin10_BranchMax16 | 14 | 4 | 12 | 24 | HeaderMin12_HeaderMax24 | 20 | 6 | 24
695 | 95 | 8015-3/4-4P-125HP KPVS | KPVS_8015-3/4_4P_125HP_11.69_BRZ | 4649.1 | 4649.1 | 13947.3 | 3 | 1 | 4 | F | KPVS_SplitCase | 10 | 8 | 10 | 16 | BranchMin10_BranchMax16 | 14 | 4 | 12 | 24 | HeaderMin12_HeaderMax24 | 24 | 6 | 24
695 | 95 | 8015-3/4-4P-125HP KPVS | KPVS_8015-3/4_4P_125HP_11.69_BRZ | 4649.1 | 4649.1 | 13947.3 | 3 | 1 | 4 | F | KPVS_SplitCase | 10 | 8 | 10 | 16 | BranchMin10_BranchMax16 | 16 | 4 | 12 | 24 | HeaderMin12_HeaderMax24 | 12 | 6 | 24 | [29 empty] | INVALID
695 | 95 | 8015-3/4-4P-125HP KPVS | KPVS_8015-3/4_4P_125HP_11.69_BRZ | 4649.1 | 4649.1 | 13947.3 | 3 | 1 | 4 | F | KPVS_SplitCase | 10 | 8 | 10 | 16 | BranchMin10_BranchMax16 | 16 | 4 | 12 | 24 | HeaderMin12_HeaderMax24 | 14 | 6 | 24 | [29 empty] | INVALID
695 | 95 | 8015-3/4-4P-125HP KPVS | KPVS_8015-3/4_4P_125HP_11.69_BRZ | 4649.1 | 4649.1 | 13947.3 | 3 | 1 | 4 | F | KPVS_SplitCase | 10 | 8 | 10 | 16 | BranchMin10_BranchMax16 | 16 | 4 | 12 | 24 | HeaderMin12_HeaderMax24 | 16 | 6 | 24 | [29 empty] | INVALID
695 | 95 | 8015-3/4-4P-125HP KPVS | KPVS_8015-3/4_4P_125HP_11.69_BRZ | 4649.1 | 4649.1 | 13947.3 | 3 | 1 | 4 | F | KPVS_SplitCase | 10 | 8 | 10 | 16 | BranchMin10_BranchMax16 | 16 | 4 | 12 | 24 | HeaderMin12_HeaderMax24 | 18 | 6 | 24
695 | 95 | 8015-3/4-4P-125HP KPVS | KPVS_8015-3/4_4P_125HP_11.69_BRZ | 4649.1 | 4649.1 | 13947.3 | 3 | 1 | 4 | F | KPVS_SplitCase | 10 | 8 | 10 | 16 | BranchMin10_BranchMax16 | 16 | 4 | 12 | 24 | HeaderMin12_HeaderMax24 | 20 | 6 | 24
695 | 95 | 8015-3/4-4P-125HP KPVS | KPVS_8015-3/4_4P_125HP_11.69_BRZ | 4649.1 | 4649.1 | 13947.3 | 3 | 1 | 4 | F | KPVS_SplitCase | 10 | 8 | 10 | 16 | BranchMin10_BranchMax16 | 16 | 4 | 12 | 24 | HeaderMin12_HeaderMax24 | 24 | 6 | 24
696 | 96 | 8015-3/4-4P-150HP KPVS | KPVS_8015-3/4_4P_150HP_12.23_BRZ | 4862.4 | 4862.4 | 14587.2 | 3 | 1 | 4 | F | KPVS_SplitCase | 10 | 8 | 10 | 16 | BranchMin10_BranchMax16 | 10 | 4 | 12 | 24 | HeaderMin12_HeaderMax24 | 12 | 6 | 24
696 | 96 | 8015-3/4-4P-150HP KPVS | KPVS_8015-3/4_4P_150HP_12.23_BRZ | 4862.4 | 4862.4 | 14587.2 | 3 | 1 | 4 | F | KPVS_SplitCase | 10 | 8 | 10 | 16 | BranchMin10_BranchMax16 | 10 | 4 | 12 | 24 | HeaderMin12_HeaderMax24 | 14 | 6 | 24
696 | 96 | 8015-3/4-4P-150HP KPVS | KPVS_8015-3/4_4P_150HP_12.23_BRZ | 4862.4 | 4862.4 | 14587.2 | 3 | 1 | 4 | F | KPVS_SplitCase | 10 | 8 | 10 | 16 | BranchMin10_BranchMax16 | 10 | 4 | 12 | 24 | HeaderMin12_HeaderMax24 | 16 | 6 | 24
696 | 96 | 8015-3/4-4P-150HP KPVS | KPVS_8015-3/4_4P_150HP_12.23_BRZ | 4862.4 | 4862.4 | 14587.2 | 3 | 1 | 4 | F | KPVS_SplitCase | 10 | 8 | 10 | 16 | BranchMin10_BranchMax16 | 10 | 4 | 12 | 24 | HeaderMin12_HeaderMax24 | 18 | 6 | 24
696 | 96 | 8015-3/4-4P-150HP KPVS | KPVS_8015-3/4_4P_150HP_12.23_BRZ | 4862.4 | 4862.4 | 14587.2 | 3 | 1 | 4 | F | KPVS_SplitCase | 10 | 8 | 10 | 16 | BranchMin10_BranchMax16 | 10 | 4 | 12 | 24 | HeaderMin12_HeaderMax24 | 20 | 6 | 24
696 | 96 | 8015-3/4-4P-150HP KPVS | KPVS_8015-3/4_4P_150HP_12.23_BRZ | 4862.4 | 4862.4 | 14587.2 | 3 | 1 | 4 | F | KPVS_SplitCase | 10 | 8 | 10 | 16 | BranchMin10_BranchMax16 | 10 | 4 | 12 | 24 | HeaderMin12_HeaderMax24 | 24 | 6 | 24
696 | 96 | 8015-3/4-4P-150HP KPVS | KPVS_8015-3/4_4P_150HP_12.23_BRZ | 4862.4 | 4862.4 | 14587.2 | 3 | 1 | 4 | F | KPVS_SplitCase | 10 | 8 | 10 | 16 | BranchMin10_BranchMax16 | 12 | 4 | 12 | 24 | HeaderMin12_HeaderMax24 | 12 | 6 | 24 | [29 empty] | INVALID
696 | 96 | 8015-3/4-4P-150HP KPVS | KPVS_8015-3/4_4P_150HP_12.23_BRZ | 4862.4 | 4862.4 | 14587.2 | 3 | 1 | 4 | F | KPVS_SplitCase | 10 | 8 | 10 | 16 | BranchMin10_BranchMax16 | 12 | 4 | 12 | 24 | HeaderMin12_HeaderMax24 | 14 | 6 | 24
696 | 96 | 8015-3/4-4P-150HP KPVS | KPVS_8015-3/4_4P_150HP_12.23_BRZ | 4862.4 | 4862.4 | 14587.2 | 3 | 1 | 4 | F | KPVS_SplitCase | 10 | 8 | 10 | 16 | BranchMin10_BranchMax16 | 12 | 4 | 12 | 24 | HeaderMin12_HeaderMax24 | 16 | 6 | 24
696 | 96 | 8015-3/4-4P-150HP KPVS | KPVS_8015-3/4_4P_150HP_12.23_BRZ | 4862.4 | 4862.4 | 14587.2 | 3 | 1 | 4 | F | KPVS_SplitCase | 10 | 8 | 10 | 16 | BranchMin10_BranchMax16 | 12 | 4 | 12 | 24 | HeaderMin12_HeaderMax24 | 18 | 6 | 24
696 | 96 | 8015-3/4-4P-150HP KPVS | KPVS_8015-3/4_4P_150HP_12.23_BRZ | 4862.4 | 4862.4 | 14587.2 | 3 | 1 | 4 | F | KPVS_SplitCase | 10 | 8 | 10 | 16 | BranchMin10_BranchMax16 | 12 | 4 | 12 | 24 | HeaderMin12_HeaderMax24 | 20 | 6 | 24
696 | 96 | 8015-3/4-4P-150HP KPVS | KPVS_8015-3/4_4P_150HP_12.23_BRZ | 4862.4 | 4862.4 | 14587.2 | 3 | 1 | 4 | F | KPVS_SplitCase | 10 | 8 | 10 | 16 | BranchMin10_BranchMax16 | 12 | 4 | 12 | 24 | HeaderMin12_HeaderMax24 | 24 | 6 | 24
696 | 96 | 8015-3/4-4P-150HP KPVS | KPVS_8015-3/4_4P_150HP_12.23_BRZ | 4862.4 | 4862.4 | 14587.2 | 3 | 1 | 4 | F | KPVS_SplitCase | 10 | 8 | 10 | 16 | BranchMin10_BranchMax16 | 14 | 4 | 12 | 24 | HeaderMin12_HeaderMax24 | 12 | 6 | 24 | [29 empty] | INVALID
696 | 96 | 8015-3/4-4P-150HP KPVS | KPVS_8015-3/4_4P_150HP_12.23_BRZ | 4862.4 | 4862.4 | 14587.2 | 3 | 1 | 4 | F | KPVS_SplitCase | 10 | 8 | 10 | 16 | BranchMin10_BranchMax16 | 14 | 4 | 12 | 24 | HeaderMin12_HeaderMax24 | 14 | 6 | 24 | [29 empty] | INVALID
696 | 96 | 8015-3/4-4P-150HP KPVS | KPVS_8015-3/4_4P_150HP_12.23_BRZ | 4862.4 | 4862.4 | 14587.2 | 3 | 1 | 4 | F | KPVS_SplitCase | 10 | 8 | 10 | 16 | BranchMin10_BranchMax16 | 14 | 4 | 12 | 24 | HeaderMin12_HeaderMax24 | 16 | 6 | 24
696 | 96 | 8015-3/4-4P-150HP KPVS | KPVS_8015-3/4_4P_150HP_12.23_BRZ | 4862.4 | 4862.4 | 14587.2 | 3 | 1 | 4 | F | KPVS_SplitCase | 10 | 8 | 10 | 16 | BranchMin10_BranchMax16 | 14 | 4 | 12 | 24 | HeaderMin12_HeaderMax24 | 18 | 6 | 24
696 | 96 | 8015-3/4-4P-150HP KPVS | KPVS_8015-3/4_4P_150HP_12.23_BRZ | 4862.4 | 4862.4 | 14587.2 | 3 | 1 | 4 | F | KPVS_SplitCase | 10 | 8 | 10 | 16 | BranchMin10_BranchMax16 | 14 | 4 | 12 | 24 | HeaderMin12_HeaderMax24 | 20 | 6 | 24
696 | 96 | 8015-3/4-4P-150HP KPVS | KPVS_8015-3/4_4P_150HP_12.23_BRZ | 4862.4 | 4862.4 | 14587.2 | 3 | 1 | 4 | F | KPVS_SplitCase | 10 | 8 | 10 | 16 | BranchMin10_BranchMax16 | 14 | 4 | 12 | 24 | HeaderMin12_HeaderMax24 | 24 | 6 | 24
696 | 96 | 8015-3/4-4P-150HP KPVS | KPVS_8015-3/4_4P_150HP_12.23_BRZ | 4862.4 | 4862.4 | 14587.2 | 3 | 1 | 4 | F | KPVS_SplitCase | 10 | 8 | 10 | 16 | BranchMin10_BranchMax16 | 16 | 4 | 12 | 24 | HeaderMin12_HeaderMax24 | 12 | 6 | 24 | [29 empty] | INVALID
696 | 96 | 8015-3/4-4P-150HP KPVS | KPVS_8015-3/4_4P_150HP_12.23_BRZ | 4862.4 | 4862.4 | 14587.2 | 3 | 1 | 4 | F | KPVS_SplitCase | 10 | 8 | 10 | 16 | BranchMin10_BranchMax16 | 16 | 4 | 12 | 24 | HeaderMin12_HeaderMax24 | 14 | 6 | 24 | [29 empty] | INVALID
696 | 96 | 8015-3/4-4P-150HP KPVS | KPVS_8015-3/4_4P_150HP_12.23_BRZ | 4862.4 | 4862.4 | 14587.2 | 3 | 1 | 4 | F | KPVS_SplitCase | 10 | 8 | 10 | 16 | BranchMin10_BranchMax16 | 16 | 4 | 12 | 24 | HeaderMin12_HeaderMax24 | 16 | 6 | 24 | [29 empty] | INVALID
696 | 96 | 8015-3/4-4P-150HP KPVS | KPVS_8015-3/4_4P_150HP_12.23_BRZ | 4862.4 | 4862.4 | 14587.2 | 3 | 1 | 4 | F | KPVS_SplitCase | 10 | 8 | 10 | 16 | BranchMin10_BranchMax16 | 16 | 4 | 12 | 24 | HeaderMin12_HeaderMax24 | 18 | 6 | 24
696 | 96 | 8015-3/4-4P-150HP KPVS | KPVS_8015-3/4_4P_150HP_12.23_BRZ | 4862.4 | 4862.4 | 14587.2 | 3 | 1 | 4 | F | KPVS_SplitCase | 10 | 8 | 10 | 16 | BranchMin10_BranchMax16 | 16 | 4 | 12 | 24 | HeaderMin12_HeaderMax24 | 20 | 6 | 24
696 | 96 | 8015-3/4-4P-150HP KPVS | KPVS_8015-3/4_4P_150HP_12.23_BRZ | 4862.4 | 4862.4 | 14587.2 | 3 | 1 | 4 | F | KPVS_SplitCase | 10 | 8 | 10 | 16 | BranchMin10_BranchMax16 | 16 | 4 | 12 | 24 | HeaderMin12_HeaderMax24 | 24 | 6 | 24
697 | 97 | 8015-3/4-4P-200HP KPVS | KPVS_8015-3/4_4P_200HP_13.29_BRZ | 5297.1 | 5297.1 | 15891.3 | 3 | 1 | 4 | F | KPVS_SplitCase | 10 | 8 | 10 | 16 | BranchMin10_BranchMax16 | 10 | 4 | 12 | 24 | HeaderMin12_HeaderMax24 | 12 | 6 | 24
697 | 97 | 8015-3/4-4P-200HP KPVS | KPVS_8015-3/4_4P_200HP_13.29_BRZ | 5297.1 | 5297.1 | 15891.3 | 3 | 1 | 4 | F | KPVS_SplitCase | 10 | 8 | 10 | 16 | BranchMin10_BranchMax16 | 10 | 4 | 12 | 24 | HeaderMin12_HeaderMax24 | 14 | 6 | 24
697 | 97 | 8015-3/4-4P-200HP KPVS | KPVS_8015-3/4_4P_200HP_13.29_BRZ | 5297.1 | 5297.1 | 15891.3 | 3 | 1 | 4 | F | KPVS_SplitCase | 10 | 8 | 10 | 16 | BranchMin10_BranchMax16 | 10 | 4 | 12 | 24 | HeaderMin12_HeaderMax24 | 16 | 6 | 24
697 | 97 | 8015-3/4-4P-200HP KPVS | KPVS_8015-3/4_4P_200HP_13.29_BRZ | 5297.1 | 5297.1 | 15891.3 | 3 | 1 | 4 | F | KPVS_SplitCase | 10 | 8 | 10 | 16 | BranchMin10_BranchMax16 | 10 | 4 | 12 | 24 | HeaderMin12_HeaderMax24 | 18 | 6 | 24
697 | 97 | 8015-3/4-4P-200HP KPVS | KPVS_8015-3/4_4P_200HP_13.29_BRZ | 5297.1 | 5297.1 | 15891.3 | 3 | 1 | 4 | F | KPVS_SplitCase | 10 | 8 | 10 | 16 | BranchMin10_BranchMax16 | 10 | 4 | 12 | 24 | HeaderMin12_HeaderMax24 | 20 | 6 | 24
697 | 97 | 8015-3/4-4P-200HP KPVS | KPVS_8015-3/4_4P_200HP_13.29_BRZ | 5297.1 | 5297.1 | 15891.3 | 3 | 1 | 4 | F | KPVS_SplitCase | 10 | 8 | 10 | 16 | BranchMin10_BranchMax16 | 10 | 4 | 12 | 24 | HeaderMin12_HeaderMax24 | 24 | 6 | 24
697 | 97 | 8015-3/4-4P-200HP KPVS | KPVS_8015-3/4_4P_200HP_13.29_BRZ | 5297.1 | 5297.1 | 15891.3 | 3 | 1 | 4 | F | KPVS_SplitCase | 10 | 8 | 10 | 16 | BranchMin10_BranchMax16 | 12 | 4 | 12 | 24 | HeaderMin12_HeaderMax24 | 12 | 6 | 24 | [29 empty] | INVALID
697 | 97 | 8015-3/4-4P-200HP KPVS | KPVS_8015-3/4_4P_200HP_13.29_BRZ | 5297.1 | 5297.1 | 15891.3 | 3 | 1 | 4 | F | KPVS_SplitCase | 10 | 8 | 10 | 16 | BranchMin10_BranchMax16 | 12 | 4 | 12 | 24 | HeaderMin12_HeaderMax24 | 14 | 6 | 24
697 | 97 | 8015-3/4-4P-200HP KPVS | KPVS_8015-3/4_4P_200HP_13.29_BRZ | 5297.1 | 5297.1 | 15891.3 | 3 | 1 | 4 | F | KPVS_SplitCase | 10 | 8 | 10 | 16 | BranchMin10_BranchMax16 | 12 | 4 | 12 | 24 | HeaderMin12_HeaderMax24 | 16 | 6 | 24
697 | 97 | 8015-3/4-4P-200HP KPVS | KPVS_8015-3/4_4P_200HP_13.29_BRZ | 5297.1 | 5297.1 | 15891.3 | 3 | 1 | 4 | F | KPVS_SplitCase | 10 | 8 | 10 | 16 | BranchMin10_BranchMax16 | 12 | 4 | 12 | 24 | HeaderMin12_HeaderMax24 | 18 | 6 | 24
697 | 97 | 8015-3/4-4P-200HP KPVS | KPVS_8015-3/4_4P_200HP_13.29_BRZ | 5297.1 | 5297.1 | 15891.3 | 3 | 1 | 4 | F | KPVS_SplitCase | 10 | 8 | 10 | 16 | BranchMin10_BranchMax16 | 12 | 4 | 12 | 24 | HeaderMin12_HeaderMax24 | 20 | 6 | 24
697 | 97 | 8015-3/4-4P-200HP KPVS | KPVS_8015-3/4_4P_200HP_13.29_BRZ | 5297.1 | 5297.1 | 15891.3 | 3 | 1 | 4 | F | KPVS_SplitCase | 10 | 8 | 10 | 16 | BranchMin10_BranchMax16 | 12 | 4 | 12 | 24 | HeaderMin12_HeaderMax24 | 24 | 6 | 24
697 | 97 | 8015-3/4-4P-200HP KPVS | KPVS_8015-3/4_4P_200HP_13.29_BRZ | 5297.1 | 5297.1 | 15891.3 | 3 | 1 | 4 | F | KPVS_SplitCase | 10 | 8 | 10 | 16 | BranchMin10_BranchMax16 | 14 | 4 | 12 | 24 | HeaderMin12_HeaderMax24 | 12 | 6 | 24 | [29 empty] | INVALID
697 | 97 | 8015-3/4-4P-200HP KPVS | KPVS_8015-3/4_4P_200HP_13.29_BRZ | 5297.1 | 5297.1 | 15891.3 | 3 | 1 | 4 | F | KPVS_SplitCase | 10 | 8 | 10 | 16 | BranchMin10_BranchMax16 | 14 | 4 | 12 | 24 | HeaderMin12_HeaderMax24 | 14 | 6 | 24 | [29 empty] | INVALID
697 | 97 | 8015-3/4-4P-200HP KPVS | KPVS_8015-3/4_4P_200HP_13.29_BRZ | 5297.1 | 5297.1 | 15891.3 | 3 | 1 | 4 | F | KPVS_SplitCase | 10 | 8 | 10 | 16 | BranchMin10_BranchMax16 | 14 | 4 | 12 | 24 | HeaderMin12_HeaderMax24 | 16 | 6 | 24
697 | 97 | 8015-3/4-4P-200HP KPVS | KPVS_8015-3/4_4P_200HP_13.29_BRZ | 5297.1 | 5297.1 | 15891.3 | 3 | 1 | 4 | F | KPVS_SplitCase | 10 | 8 | 10 | 16 | BranchMin10_BranchMax16 | 14 | 4 | 12 | 24 | HeaderMin12_HeaderMax24 | 18 | 6 | 24
697 | 97 | 8015-3/4-4P-200HP KPVS | KPVS_8015-3/4_4P_200HP_13.29_BRZ | 5297.1 | 5297.1 | 15891.3 | 3 | 1 | 4 | F | KPVS_SplitCase | 10 | 8 | 10 | 16 | BranchMin10_BranchMax16 | 14 | 4 | 12 | 24 | HeaderMin12_HeaderMax24 | 20 | 6 | 24
697 | 97 | 8015-3/4-4P-200HP KPVS | KPVS_8015-3/4_4P_200HP_13.29_BRZ | 5297.1 | 5297.1 | 15891.3 | 3 | 1 | 4 | F | KPVS_SplitCase | 10 | 8 | 10 | 16 | BranchMin10_BranchMax16 | 14 | 4 | 12 | 24 | HeaderMin12_HeaderMax24 | 24 | 6 | 24
697 | 97 | 8015-3/4-4P-200HP KPVS | KPVS_8015-3/4_4P_200HP_13.29_BRZ | 5297.1 | 5297.1 | 15891.3 | 3 | 1 | 4 | F | KPVS_SplitCase | 10 | 8 | 10 | 16 | BranchMin10_BranchMax16 | 16 | 4 | 12 | 24 | HeaderMin12_HeaderMax24 | 12 | 6 | 24 | [29 empty] | INVALID
697 | 97 | 8015-3/4-4P-200HP KPVS | KPVS_8015-3/4_4P_200HP_13.29_BRZ | 5297.1 | 5297.1 | 15891.3 | 3 | 1 | 4 | F | KPVS_SplitCase | 10 | 8 | 10 | 16 | BranchMin10_BranchMax16 | 16 | 4 | 12 | 24 | HeaderMin12_HeaderMax24 | 14 | 6 | 24 | [29 empty] | INVALID
697 | 97 | 8015-3/4-4P-200HP KPVS | KPVS_8015-3/4_4P_200HP_13.29_BRZ | 5297.1 | 5297.1 | 15891.3 | 3 | 1 | 4 | F | KPVS_SplitCase | 10 | 8 | 10 | 16 | BranchMin10_BranchMax16 | 16 | 4 | 12 | 24 | HeaderMin12_HeaderMax24 | 16 | 6 | 24 | [29 empty] | INVALID
697 | 97 | 8015-3/4-4P-200HP KPVS | KPVS_8015-3/4_4P_200HP_13.29_BRZ | 5297.1 | 5297.1 | 15891.3 | 3 | 1 | 4 | F | KPVS_SplitCase | 10 | 8 | 10 | 16 | BranchMin10_BranchMax16 | 16 | 4 | 12 | 24 | HeaderMin12_HeaderMax24 | 18 | 6 | 24
697 | 97 | 8015-3/4-4P-200HP KPVS | KPVS_8015-3/4_4P_200HP_13.29_BRZ | 5297.1 | 5297.1 | 15891.3 | 3 | 1 | 4 | F | KPVS_SplitCase | 10 | 8 | 10 | 16 | BranchMin10_BranchMax16 | 16 | 4 | 12 | 24 | HeaderMin12_HeaderMax24 | 20 | 6 | 24
697 | 97 | 8015-3/4-4P-200HP KPVS | KPVS_8015-3/4_4P_200HP_13.29_BRZ | 5297.1 | 5297.1 | 15891.3 | 3 | 1 | 4 | F | KPVS_SplitCase | 10 | 8 | 10 | 16 | BranchMin10_BranchMax16 | 16 | 4 | 12 | 24 | HeaderMin12_HeaderMax24 | 24 | 6 | 24
698 | 98 | 8015-3/4-4P-250HP KPVS | KPVS_8015-3/4_4P_250HP_14.19_BRZ | 5667.9 | 5667.9 | 17003.7 | 3 | 1 | 4 | F | KPVS_SplitCase | 10 | 8 | 10 | 18 | BranchMin10_BranchMax18 | 10 | 5 | 12 | 24 | HeaderMin12_HeaderMax24 | 12 | 6 | 30
698 | 98 | 8015-3/4-4P-250HP KPVS | KPVS_8015-3/4_4P_250HP_14.19_BRZ | 5667.9 | 5667.9 | 17003.7 | 3 | 1 | 4 | F | KPVS_SplitCase | 10 | 8 | 10 | 18 | BranchMin10_BranchMax18 | 10 | 5 | 12 | 24 | HeaderMin12_HeaderMax24 | 14 | 6 | 30
698 | 98 | 8015-3/4-4P-250HP KPVS | KPVS_8015-3/4_4P_250HP_14.19_BRZ | 5667.9 | 5667.9 | 17003.7 | 3 | 1 | 4 | F | KPVS_SplitCase | 10 | 8 | 10 | 18 | BranchMin10_BranchMax18 | 10 | 5 | 12 | 24 | HeaderMin12_HeaderMax24 | 16 | 6 | 30
698 | 98 | 8015-3/4-4P-250HP KPVS | KPVS_8015-3/4_4P_250HP_14.19_BRZ | 5667.9 | 5667.9 | 17003.7 | 3 | 1 | 4 | F | KPVS_SplitCase | 10 | 8 | 10 | 18 | BranchMin10_BranchMax18 | 10 | 5 | 12 | 24 | HeaderMin12_HeaderMax24 | 18 | 6 | 30
698 | 98 | 8015-3/4-4P-250HP KPVS | KPVS_8015-3/4_4P_250HP_14.19_BRZ | 5667.9 | 5667.9 | 17003.7 | 3 | 1 | 4 | F | KPVS_SplitCase | 10 | 8 | 10 | 18 | BranchMin10_BranchMax18 | 10 | 5 | 12 | 24 | HeaderMin12_HeaderMax24 | 20 | 6 | 30
698 | 98 | 8015-3/4-4P-250HP KPVS | KPVS_8015-3/4_4P_250HP_14.19_BRZ | 5667.9 | 5667.9 | 17003.7 | 3 | 1 | 4 | F | KPVS_SplitCase | 10 | 8 | 10 | 18 | BranchMin10_BranchMax18 | 10 | 5 | 12 | 24 | HeaderMin12_HeaderMax24 | 24 | 6 | 30
698 | 98 | 8015-3/4-4P-250HP KPVS | KPVS_8015-3/4_4P_250HP_14.19_BRZ | 5667.9 | 5667.9 | 17003.7 | 3 | 1 | 4 | F | KPVS_SplitCase | 10 | 8 | 10 | 18 | BranchMin10_BranchMax18 | 12 | 5 | 12 | 24 | HeaderMin12_HeaderMax24 | 12 | 6 | 30 | [29 empty] | INVALID
698 | 98 | 8015-3/4-4P-250HP KPVS | KPVS_8015-3/4_4P_250HP_14.19_BRZ | 5667.9 | 5667.9 | 17003.7 | 3 | 1 | 4 | F | KPVS_SplitCase | 10 | 8 | 10 | 18 | BranchMin10_BranchMax18 | 12 | 5 | 12 | 24 | HeaderMin12_HeaderMax24 | 14 | 6 | 30
698 | 98 | 8015-3/4-4P-250HP KPVS | KPVS_8015-3/4_4P_250HP_14.19_BRZ | 5667.9 | 5667.9 | 17003.7 | 3 | 1 | 4 | F | KPVS_SplitCase | 10 | 8 | 10 | 18 | BranchMin10_BranchMax18 | 12 | 5 | 12 | 24 | HeaderMin12_HeaderMax24 | 16 | 6 | 30
698 | 98 | 8015-3/4-4P-250HP KPVS | KPVS_8015-3/4_4P_250HP_14.19_BRZ | 5667.9 | 5667.9 | 17003.7 | 3 | 1 | 4 | F | KPVS_SplitCase | 10 | 8 | 10 | 18 | BranchMin10_BranchMax18 | 12 | 5 | 12 | 24 | HeaderMin12_HeaderMax24 | 18 | 6 | 30
698 | 98 | 8015-3/4-4P-250HP KPVS | KPVS_8015-3/4_4P_250HP_14.19_BRZ | 5667.9 | 5667.9 | 17003.7 | 3 | 1 | 4 | F | KPVS_SplitCase | 10 | 8 | 10 | 18 | BranchMin10_BranchMax18 | 12 | 5 | 12 | 24 | HeaderMin12_HeaderMax24 | 20 | 6 | 30
698 | 98 | 8015-3/4-4P-250HP KPVS | KPVS_8015-3/4_4P_250HP_14.19_BRZ | 5667.9 | 5667.9 | 17003.7 | 3 | 1 | 4 | F | KPVS_SplitCase | 10 | 8 | 10 | 18 | BranchMin10_BranchMax18 | 12 | 5 | 12 | 24 | HeaderMin12_HeaderMax24 | 24 | 6 | 30
698 | 98 | 8015-3/4-4P-250HP KPVS | KPVS_8015-3/4_4P_250HP_14.19_BRZ | 5667.9 | 5667.9 | 17003.7 | 3 | 1 | 4 | F | KPVS_SplitCase | 10 | 8 | 10 | 18 | BranchMin10_BranchMax18 | 14 | 5 | 12 | 24 | HeaderMin12_HeaderMax24 | 12 | 6 | 30 | [29 empty] | INVALID
698 | 98 | 8015-3/4-4P-250HP KPVS | KPVS_8015-3/4_4P_250HP_14.19_BRZ | 5667.9 | 5667.9 | 17003.7 | 3 | 1 | 4 | F | KPVS_SplitCase | 10 | 8 | 10 | 18 | BranchMin10_BranchMax18 | 14 | 5 | 12 | 24 | HeaderMin12_HeaderMax24 | 14 | 6 | 30 | [29 empty] | INVALID
698 | 98 | 8015-3/4-4P-250HP KPVS | KPVS_8015-3/4_4P_250HP_14.19_BRZ | 5667.9 | 5667.9 | 17003.7 | 3 | 1 | 4 | F | KPVS_SplitCase | 10 | 8 | 10 | 18 | BranchMin10_BranchMax18 | 14 | 5 | 12 | 24 | HeaderMin12_HeaderMax24 | 16 | 6 | 30
698 | 98 | 8015-3/4-4P-250HP KPVS | KPVS_8015-3/4_4P_250HP_14.19_BRZ | 5667.9 | 5667.9 | 17003.7 | 3 | 1 | 4 | F | KPVS_SplitCase | 10 | 8 | 10 | 18 | BranchMin10_BranchMax18 | 14 | 5 | 12 | 24 | HeaderMin12_HeaderMax24 | 18 | 6 | 30
698 | 98 | 8015-3/4-4P-250HP KPVS | KPVS_8015-3/4_4P_250HP_14.19_BRZ | 5667.9 | 5667.9 | 17003.7 | 3 | 1 | 4 | F | KPVS_SplitCase | 10 | 8 | 10 | 18 | BranchMin10_BranchMax18 | 14 | 5 | 12 | 24 | HeaderMin12_HeaderMax24 | 20 | 6 | 30
698 | 98 | 8015-3/4-4P-250HP KPVS | KPVS_8015-3/4_4P_250HP_14.19_BRZ | 5667.9 | 5667.9 | 17003.7 | 3 | 1 | 4 | F | KPVS_SplitCase | 10 | 8 | 10 | 18 | BranchMin10_BranchMax18 | 14 | 5 | 12 | 24 | HeaderMin12_HeaderMax24 | 24 | 6 | 30
698 | 98 | 8015-3/4-4P-250HP KPVS | KPVS_8015-3/4_4P_250HP_14.19_BRZ | 5667.9 | 5667.9 | 17003.7 | 3 | 1 | 4 | F | KPVS_SplitCase | 10 | 8 | 10 | 18 | BranchMin10_BranchMax18 | 16 | 5 | 12 | 24 | HeaderMin12_HeaderMax24 | 12 | 6 | 30 | [29 empty] | INVALID
698 | 98 | 8015-3/4-4P-250HP KPVS | KPVS_8015-3/4_4P_250HP_14.19_BRZ | 5667.9 | 5667.9 | 17003.7 | 3 | 1 | 4 | F | KPVS_SplitCase | 10 | 8 | 10 | 18 | BranchMin10_BranchMax18 | 16 | 5 | 12 | 24 | HeaderMin12_HeaderMax24 | 14 | 6 | 30 | [29 empty] | INVALID
698 | 98 | 8015-3/4-4P-250HP KPVS | KPVS_8015-3/4_4P_250HP_14.19_BRZ | 5667.9 | 5667.9 | 17003.7 | 3 | 1 | 4 | F | KPVS_SplitCase | 10 | 8 | 10 | 18 | BranchMin10_BranchMax18 | 16 | 5 | 12 | 24 | HeaderMin12_HeaderMax24 | 16 | 6 | 30 | [29 empty] | INVALID
698 | 98 | 8015-3/4-4P-250HP KPVS | KPVS_8015-3/4_4P_250HP_14.19_BRZ | 5667.9 | 5667.9 | 17003.7 | 3 | 1 | 4 | F | KPVS_SplitCase | 10 | 8 | 10 | 18 | BranchMin10_BranchMax18 | 16 | 5 | 12 | 24 | HeaderMin12_HeaderMax24 | 18 | 6 | 30
698 | 98 | 8015-3/4-4P-250HP KPVS | KPVS_8015-3/4_4P_250HP_14.19_BRZ | 5667.9 | 5667.9 | 17003.7 | 3 | 1 | 4 | F | KPVS_SplitCase | 10 | 8 | 10 | 18 | BranchMin10_BranchMax18 | 16 | 5 | 12 | 24 | HeaderMin12_HeaderMax24 | 20 | 6 | 30
698 | 98 | 8015-3/4-4P-250HP KPVS | KPVS_8015-3/4_4P_250HP_14.19_BRZ | 5667.9 | 5667.9 | 17003.7 | 3 | 1 | 4 | F | KPVS_SplitCase | 10 | 8 | 10 | 18 | BranchMin10_BranchMax18 | 16 | 5 | 12 | 24 | HeaderMin12_HeaderMax24 | 24 | 6 | 30
698 | 98 | 8015-3/4-4P-250HP KPVS | KPVS_8015-3/4_4P_250HP_14.19_BRZ | 5667.9 | 5667.9 | 17003.7 | 3 | 1 | 4 | F | KPVS_SplitCase | 10 | 8 | 10 | 18 | BranchMin10_BranchMax18 | 18 | 5 | 12 | 24 | HeaderMin12_HeaderMax24 | 12 | 6 | 30 | [29 empty] | INVALID
698 | 98 | 8015-3/4-4P-250HP KPVS | KPVS_8015-3/4_4P_250HP_14.19_BRZ | 5667.9 | 5667.9 | 17003.7 | 3 | 1 | 4 | F | KPVS_SplitCase | 10 | 8 | 10 | 18 | BranchMin10_BranchMax18 | 18 | 5 | 12 | 24 | HeaderMin12_HeaderMax24 | 14 | 6 | 30 | [29 empty] | INVALID
698 | 98 | 8015-3/4-4P-250HP KPVS | KPVS_8015-3/4_4P_250HP_14.19_BRZ | 5667.9 | 5667.9 | 17003.7 | 3 | 1 | 4 | F | KPVS_SplitCase | 10 | 8 | 10 | 18 | BranchMin10_BranchMax18 | 18 | 5 | 12 | 24 | HeaderMin12_HeaderMax24 | 16 | 6 | 30 | [29 empty] | INVALID
698 | 98 | 8015-3/4-4P-250HP KPVS | KPVS_8015-3/4_4P_250HP_14.19_BRZ | 5667.9 | 5667.9 | 17003.7 | 3 | 1 | 4 | F | KPVS_SplitCase | 10 | 8 | 10 | 18 | BranchMin10_BranchMax18 | 18 | 5 | 12 | 24 | HeaderMin12_HeaderMax24 | 18 | 6 | 30 | [29 empty] | INVALID
698 | 98 | 8015-3/4-4P-250HP KPVS | KPVS_8015-3/4_4P_250HP_14.19_BRZ | 5667.9 | 5667.9 | 17003.7 | 3 | 1 | 4 | F | KPVS_SplitCase | 10 | 8 | 10 | 18 | BranchMin10_BranchMax18 | 18 | 5 | 12 | 24 | HeaderMin12_HeaderMax24 | 20 | 6 | 30
698 | 98 | 8015-3/4-4P-250HP KPVS | KPVS_8015-3/4_4P_250HP_14.19_BRZ | 5667.9 | 5667.9 | 17003.7 | 3 | 1 | 4 | F | KPVS_SplitCase | 10 | 8 | 10 | 18 | BranchMin10_BranchMax18 | 18 | 5 | 12 | 24 | HeaderMin12_HeaderMax24 | 24 | 6 | 30
699 | 99 | 8015-3/4-4P-300HP KPVS | KPVS_8015-3/4_4P_300HP_15.00_BRZ | 6000 | 6000 | 18000 | 3 | 1 | 4 | F | KPVS_SplitCase | 10 | 8 | 10 | 18 | BranchMin10_BranchMax18 | 10 | 5 | 12 | 24 | HeaderMin12_HeaderMax24 | 12 | 6 | 30
699 | 99 | 8015-3/4-4P-300HP KPVS | KPVS_8015-3/4_4P_300HP_15.00_BRZ | 6000 | 6000 | 18000 | 3 | 1 | 4 | F | KPVS_SplitCase | 10 | 8 | 10 | 18 | BranchMin10_BranchMax18 | 10 | 5 | 12 | 24 | HeaderMin12_HeaderMax24 | 14 | 6 | 30
699 | 99 | 8015-3/4-4P-300HP KPVS | KPVS_8015-3/4_4P_300HP_15.00_BRZ | 6000 | 6000 | 18000 | 3 | 1 | 4 | F | KPVS_SplitCase | 10 | 8 | 10 | 18 | BranchMin10_BranchMax18 | 10 | 5 | 12 | 24 | HeaderMin12_HeaderMax24 | 16 | 6 | 30
699 | 99 | 8015-3/4-4P-300HP KPVS | KPVS_8015-3/4_4P_300HP_15.00_BRZ | 6000 | 6000 | 18000 | 3 | 1 | 4 | F | KPVS_SplitCase | 10 | 8 | 10 | 18 | BranchMin10_BranchMax18 | 10 | 5 | 12 | 24 | HeaderMin12_HeaderMax24 | 18 | 6 | 30
699 | 99 | 8015-3/4-4P-300HP KPVS | KPVS_8015-3/4_4P_300HP_15.00_BRZ | 6000 | 6000 | 18000 | 3 | 1 | 4 | F | KPVS_SplitCase | 10 | 8 | 10 | 18 | BranchMin10_BranchMax18 | 10 | 5 | 12 | 24 | HeaderMin12_HeaderMax24 | 20 | 6 | 30
699 | 99 | 8015-3/4-4P-300HP KPVS | KPVS_8015-3/4_4P_300HP_15.00_BRZ | 6000 | 6000 | 18000 | 3 | 1 | 4 | F | KPVS_SplitCase | 10 | 8 | 10 | 18 | BranchMin10_BranchMax18 | 10 | 5 | 12 | 24 | HeaderMin12_HeaderMax24 | 24 | 6 | 30
699 | 99 | 8015-3/4-4P-300HP KPVS | KPVS_8015-3/4_4P_300HP_15.00_BRZ | 6000 | 6000 | 18000 | 3 | 1 | 4 | F | KPVS_SplitCase | 10 | 8 | 10 | 18 | BranchMin10_BranchMax18 | 12 | 5 | 12 | 24 | HeaderMin12_HeaderMax24 | 12 | 6 | 30 | [29 empty] | INVALID
699 | 99 | 8015-3/4-4P-300HP KPVS | KPVS_8015-3/4_4P_300HP_15.00_BRZ | 6000 | 6000 | 18000 | 3 | 1 | 4 | F | KPVS_SplitCase | 10 | 8 | 10 | 18 | BranchMin10_BranchMax18 | 12 | 5 | 12 | 24 | HeaderMin12_HeaderMax24 | 14 | 6 | 30
699 | 99 | 8015-3/4-4P-300HP KPVS | KPVS_8015-3/4_4P_300HP_15.00_BRZ | 6000 | 6000 | 18000 | 3 | 1 | 4 | F | KPVS_SplitCase | 10 | 8 | 10 | 18 | BranchMin10_BranchMax18 | 12 | 5 | 12 | 24 | HeaderMin12_HeaderMax24 | 16 | 6 | 30
699 | 99 | 8015-3/4-4P-300HP KPVS | KPVS_8015-3/4_4P_300HP_15.00_BRZ | 6000 | 6000 | 18000 | 3 | 1 | 4 | F | KPVS_SplitCase | 10 | 8 | 10 | 18 | BranchMin10_BranchMax18 | 12 | 5 | 12 | 24 | HeaderMin12_HeaderMax24 | 18 | 6 | 30
699 | 99 | 8015-3/4-4P-300HP KPVS | KPVS_8015-3/4_4P_300HP_15.00_BRZ | 6000 | 6000 | 18000 | 3 | 1 | 4 | F | KPVS_SplitCase | 10 | 8 | 10 | 18 | BranchMin10_BranchMax18 | 12 | 5 | 12 | 24 | HeaderMin12_HeaderMax24 | 20 | 6 | 30
699 | 99 | 8015-3/4-4P-300HP KPVS | KPVS_8015-3/4_4P_300HP_15.00_BRZ | 6000 | 6000 | 18000 | 3 | 1 | 4 | F | KPVS_SplitCase | 10 | 8 | 10 | 18 | BranchMin10_BranchMax18 | 12 | 5 | 12 | 24 | HeaderMin12_HeaderMax24 | 24 | 6 | 30
699 | 99 | 8015-3/4-4P-300HP KPVS | KPVS_8015-3/4_4P_300HP_15.00_BRZ | 6000 | 6000 | 18000 | 3 | 1 | 4 | F | KPVS_SplitCase | 10 | 8 | 10 | 18 | BranchMin10_BranchMax18 | 14 | 5 | 12 | 24 | HeaderMin12_HeaderMax24 | 12 | 6 | 30 | [29 empty] | INVALID
699 | 99 | 8015-3/4-4P-300HP KPVS | KPVS_8015-3/4_4P_300HP_15.00_BRZ | 6000 | 6000 | 18000 | 3 | 1 | 4 | F | KPVS_SplitCase | 10 | 8 | 10 | 18 | BranchMin10_BranchMax18 | 14 | 5 | 12 | 24 | HeaderMin12_HeaderMax24 | 14 | 6 | 30 | [29 empty] | INVALID
699 | 99 | 8015-3/4-4P-300HP KPVS | KPVS_8015-3/4_4P_300HP_15.00_BRZ | 6000 | 6000 | 18000 | 3 | 1 | 4 | F | KPVS_SplitCase | 10 | 8 | 10 | 18 | BranchMin10_BranchMax18 | 14 | 5 | 12 | 24 | HeaderMin12_HeaderMax24 | 16 | 6 | 30
699 | 99 | 8015-3/4-4P-300HP KPVS | KPVS_8015-3/4_4P_300HP_15.00_BRZ | 6000 | 6000 | 18000 | 3 | 1 | 4 | F | KPVS_SplitCase | 10 | 8 | 10 | 18 | BranchMin10_BranchMax18 | 14 | 5 | 12 | 24 | HeaderMin12_HeaderMax24 | 18 | 6 | 30
699 | 99 | 8015-3/4-4P-300HP KPVS | KPVS_8015-3/4_4P_300HP_15.00_BRZ | 6000 | 6000 | 18000 | 3 | 1 | 4 | F | KPVS_SplitCase | 10 | 8 | 10 | 18 | BranchMin10_BranchMax18 | 14 | 5 | 12 | 24 | HeaderMin12_HeaderMax24 | 20 | 6 | 30
699 | 99 | 8015-3/4-4P-300HP KPVS | KPVS_8015-3/4_4P_300HP_15.00_BRZ | 6000 | 6000 | 18000 | 3 | 1 | 4 | F | KPVS_SplitCase | 10 | 8 | 10 | 18 | BranchMin10_BranchMax18 | 14 | 5 | 12 | 24 | HeaderMin12_HeaderMax24 | 24 | 6 | 30
699 | 99 | 8015-3/4-4P-300HP KPVS | KPVS_8015-3/4_4P_300HP_15.00_BRZ | 6000 | 6000 | 18000 | 3 | 1 | 4 | F | KPVS_SplitCase | 10 | 8 | 10 | 18 | BranchMin10_BranchMax18 | 16 | 5 | 12 | 24 | HeaderMin12_HeaderMax24 | 12 | 6 | 30 | [29 empty] | INVALID
699 | 99 | 8015-3/4-4P-300HP KPVS | KPVS_8015-3/4_4P_300HP_15.00_BRZ | 6000 | 6000 | 18000 | 3 | 1 | 4 | F | KPVS_SplitCase | 10 | 8 | 10 | 18 | BranchMin10_BranchMax18 | 16 | 5 | 12 | 24 | HeaderMin12_HeaderMax24 | 14 | 6 | 30 | [29 empty] | INVALID
699 | 99 | 8015-3/4-4P-300HP KPVS | KPVS_8015-3/4_4P_300HP_15.00_BRZ | 6000 | 6000 | 18000 | 3 | 1 | 4 | F | KPVS_SplitCase | 10 | 8 | 10 | 18 | BranchMin10_BranchMax18 | 16 | 5 | 12 | 24 | HeaderMin12_HeaderMax24 | 16 | 6 | 30 | [29 empty] | INVALID
699 | 99 | 8015-3/4-4P-300HP KPVS | KPVS_8015-3/4_4P_300HP_15.00_BRZ | 6000 | 6000 | 18000 | 3 | 1 | 4 | F | KPVS_SplitCase | 10 | 8 | 10 | 18 | BranchMin10_BranchMax18 | 16 | 5 | 12 | 24 | HeaderMin12_HeaderMax24 | 18 | 6 | 30
699 | 99 | 8015-3/4-4P-300HP KPVS | KPVS_8015-3/4_4P_300HP_15.00_BRZ | 6000 | 6000 | 18000 | 3 | 1 | 4 | F | KPVS_SplitCase | 10 | 8 | 10 | 18 | BranchMin10_BranchMax18 | 16 | 5 | 12 | 24 | HeaderMin12_HeaderMax24 | 20 | 6 | 30
699 | 99 | 8015-3/4-4P-300HP KPVS | KPVS_8015-3/4_4P_300HP_15.00_BRZ | 6000 | 6000 | 18000 | 3 | 1 | 4 | F | KPVS_SplitCase | 10 | 8 | 10 | 18 | BranchMin10_BranchMax18 | 16 | 5 | 12 | 24 | HeaderMin12_HeaderMax24 | 24 | 6 | 30
699 | 99 | 8015-3/4-4P-300HP KPVS | KPVS_8015-3/4_4P_300HP_15.00_BRZ | 6000 | 6000 | 18000 | 3 | 1 | 4 | F | KPVS_SplitCase | 10 | 8 | 10 | 18 | BranchMin10_BranchMax18 | 18 | 5 | 12 | 24 | HeaderMin12_HeaderMax24 | 12 | 6 | 30 | [29 empty] | INVALID
699 | 99 | 8015-3/4-4P-300HP KPVS | KPVS_8015-3/4_4P_300HP_15.00_BRZ | 6000 | 6000 | 18000 | 3 | 1 | 4 | F | KPVS_SplitCase | 10 | 8 | 10 | 18 | BranchMin10_BranchMax18 | 18 | 5 | 12 | 24 | HeaderMin12_HeaderMax24 | 14 | 6 | 30 | [29 empty] | INVALID
699 | 99 | 8015-3/4-4P-300HP KPVS | KPVS_8015-3/4_4P_300HP_15.00_BRZ | 6000 | 6000 | 18000 | 3 | 1 | 4 | F | KPVS_SplitCase | 10 | 8 | 10 | 18 | BranchMin10_BranchMax18 | 18 | 5 | 12 | 24 | HeaderMin12_HeaderMax24 | 16 | 6 | 30 | [29 empty] | INVALID
699 | 99 | 8015-3/4-4P-300HP KPVS | KPVS_8015-3/4_4P_300HP_15.00_BRZ | 6000 | 6000 | 18000 | 3 | 1 | 4 | F | KPVS_SplitCase | 10 | 8 | 10 | 18 | BranchMin10_BranchMax18 | 18 | 5 | 12 | 24 | HeaderMin12_HeaderMax24 | 18 | 6 | 30 | [29 empty] | INVALID
699 | 99 | 8015-3/4-4P-300HP KPVS | KPVS_8015-3/4_4P_300HP_15.00_BRZ | 6000 | 6000 | 18000 | 3 | 1 | 4 | F | KPVS_SplitCase | 10 | 8 | 10 | 18 | BranchMin10_BranchMax18 | 18 | 5 | 12 | 24 | HeaderMin12_HeaderMax24 | 20 | 6 | 30
699 | 99 | 8015-3/4-4P-300HP KPVS | KPVS_8015-3/4_4P_300HP_15.00_BRZ | 6000 | 6000 | 18000 | 3 | 1 | 4 | F | KPVS_SplitCase | 10 | 8 | 10 | 18 | BranchMin10_BranchMax18 | 18 | 5 | 12 | 24 | HeaderMin12_HeaderMax24 | 24 | 6 | 30
700 | 100 | 8020-5/6-4P-250HP KPVS | KPVS_8020-5/6_4P_250HP_14.05_BRZ | 5650.2 | 5650.2 | 16950.6 | 3 | 1 | 4 | F | KPVS_SplitCase | 12 | 8 | 12 | 18 | BranchMin12_BranchMax18 | 12 | 4 | 14 | 24 | HeaderMin14_HeaderMax24 | 14 | 5 | 20
700 | 100 | 8020-5/6-4P-250HP KPVS | KPVS_8020-5/6_4P_250HP_14.05_BRZ | 5650.2 | 5650.2 | 16950.6 | 3 | 1 | 4 | F | KPVS_SplitCase | 12 | 8 | 12 | 18 | BranchMin12_BranchMax18 | 12 | 4 | 14 | 24 | HeaderMin14_HeaderMax24 | 16 | 5 | 20
700 | 100 | 8020-5/6-4P-250HP KPVS | KPVS_8020-5/6_4P_250HP_14.05_BRZ | 5650.2 | 5650.2 | 16950.6 | 3 | 1 | 4 | F | KPVS_SplitCase | 12 | 8 | 12 | 18 | BranchMin12_BranchMax18 | 12 | 4 | 14 | 24 | HeaderMin14_HeaderMax24 | 18 | 5 | 20
700 | 100 | 8020-5/6-4P-250HP KPVS | KPVS_8020-5/6_4P_250HP_14.05_BRZ | 5650.2 | 5650.2 | 16950.6 | 3 | 1 | 4 | F | KPVS_SplitCase | 12 | 8 | 12 | 18 | BranchMin12_BranchMax18 | 12 | 4 | 14 | 24 | HeaderMin14_HeaderMax24 | 20 | 5 | 20
700 | 100 | 8020-5/6-4P-250HP KPVS | KPVS_8020-5/6_4P_250HP_14.05_BRZ | 5650.2 | 5650.2 | 16950.6 | 3 | 1 | 4 | F | KPVS_SplitCase | 12 | 8 | 12 | 18 | BranchMin12_BranchMax18 | 12 | 4 | 14 | 24 | HeaderMin14_HeaderMax24 | 24 | 5 | 20
700 | 100 | 8020-5/6-4P-250HP KPVS | KPVS_8020-5/6_4P_250HP_14.05_BRZ | 5650.2 | 5650.2 | 16950.6 | 3 | 1 | 4 | F | KPVS_SplitCase | 12 | 8 | 12 | 18 | BranchMin12_BranchMax18 | 14 | 4 | 14 | 24 | HeaderMin14_HeaderMax24 | 14 | 5 | 20 | [29 empty] | INVALID
700 | 100 | 8020-5/6-4P-250HP KPVS | KPVS_8020-5/6_4P_250HP_14.05_BRZ | 5650.2 | 5650.2 | 16950.6 | 3 | 1 | 4 | F | KPVS_SplitCase | 12 | 8 | 12 | 18 | BranchMin12_BranchMax18 | 14 | 4 | 14 | 24 | HeaderMin14_HeaderMax24 | 16 | 5 | 20
700 | 100 | 8020-5/6-4P-250HP KPVS | KPVS_8020-5/6_4P_250HP_14.05_BRZ | 5650.2 | 5650.2 | 16950.6 | 3 | 1 | 4 | F | KPVS_SplitCase | 12 | 8 | 12 | 18 | BranchMin12_BranchMax18 | 14 | 4 | 14 | 24 | HeaderMin14_HeaderMax24 | 18 | 5 | 20
700 | 100 | 8020-5/6-4P-250HP KPVS | KPVS_8020-5/6_4P_250HP_14.05_BRZ | 5650.2 | 5650.2 | 16950.6 | 3 | 1 | 4 | F | KPVS_SplitCase | 12 | 8 | 12 | 18 | BranchMin12_BranchMax18 | 14 | 4 | 14 | 24 | HeaderMin14_HeaderMax24 | 20 | 5 | 20
700 | 100 | 8020-5/6-4P-250HP KPVS | KPVS_8020-5/6_4P_250HP_14.05_BRZ | 5650.2 | 5650.2 | 16950.6 | 3 | 1 | 4 | F | KPVS_SplitCase | 12 | 8 | 12 | 18 | BranchMin12_BranchMax18 | 14 | 4 | 14 | 24 | HeaderMin14_HeaderMax24 | 24 | 5 | 20
700 | 100 | 8020-5/6-4P-250HP KPVS | KPVS_8020-5/6_4P_250HP_14.05_BRZ | 5650.2 | 5650.2 | 16950.6 | 3 | 1 | 4 | F | KPVS_SplitCase | 12 | 8 | 12 | 18 | BranchMin12_BranchMax18 | 16 | 4 | 14 | 24 | HeaderMin14_HeaderMax24 | 14 | 5 | 20 | [29 empty] | INVALID
700 | 100 | 8020-5/6-4P-250HP KPVS | KPVS_8020-5/6_4P_250HP_14.05_BRZ | 5650.2 | 5650.2 | 16950.6 | 3 | 1 | 4 | F | KPVS_SplitCase | 12 | 8 | 12 | 18 | BranchMin12_BranchMax18 | 16 | 4 | 14 | 24 | HeaderMin14_HeaderMax24 | 16 | 5 | 20 | [29 empty] | INVALID
700 | 100 | 8020-5/6-4P-250HP KPVS | KPVS_8020-5/6_4P_250HP_14.05_BRZ | 5650.2 | 5650.2 | 16950.6 | 3 | 1 | 4 | F | KPVS_SplitCase | 12 | 8 | 12 | 18 | BranchMin12_BranchMax18 | 16 | 4 | 14 | 24 | HeaderMin14_HeaderMax24 | 18 | 5 | 20
700 | 100 | 8020-5/6-4P-250HP KPVS | KPVS_8020-5/6_4P_250HP_14.05_BRZ | 5650.2 | 5650.2 | 16950.6 | 3 | 1 | 4 | F | KPVS_SplitCase | 12 | 8 | 12 | 18 | BranchMin12_BranchMax18 | 16 | 4 | 14 | 24 | HeaderMin14_HeaderMax24 | 20 | 5 | 20
700 | 100 | 8020-5/6-4P-250HP KPVS | KPVS_8020-5/6_4P_250HP_14.05_BRZ | 5650.2 | 5650.2 | 16950.6 | 3 | 1 | 4 | F | KPVS_SplitCase | 12 | 8 | 12 | 18 | BranchMin12_BranchMax18 | 16 | 4 | 14 | 24 | HeaderMin14_HeaderMax24 | 24 | 5 | 20
700 | 100 | 8020-5/6-4P-250HP KPVS | KPVS_8020-5/6_4P_250HP_14.05_BRZ | 5650.2 | 5650.2 | 16950.6 | 3 | 1 | 4 | F | KPVS_SplitCase | 12 | 8 | 12 | 18 | BranchMin12_BranchMax18 | 18 | 4 | 14 | 24 | HeaderMin14_HeaderMax24 | 14 | 5 | 20 | [29 empty] | INVALID
700 | 100 | 8020-5/6-4P-250HP KPVS | KPVS_8020-5/6_4P_250HP_14.05_BRZ | 5650.2 | 5650.2 | 16950.6 | 3 | 1 | 4 | F | KPVS_SplitCase | 12 | 8 | 12 | 18 | BranchMin12_BranchMax18 | 18 | 4 | 14 | 24 | HeaderMin14_HeaderMax24 | 16 | 5 | 20 | [29 empty] | INVALID
700 | 100 | 8020-5/6-4P-250HP KPVS | KPVS_8020-5/6_4P_250HP_14.05_BRZ | 5650.2 | 5650.2 | 16950.6 | 3 | 1 | 4 | F | KPVS_SplitCase | 12 | 8 | 12 | 18 | BranchMin12_BranchMax18 | 18 | 4 | 14 | 24 | HeaderMin14_HeaderMax24 | 18 | 5 | 20 | [29 empty] | INVALID
700 | 100 | 8020-5/6-4P-250HP KPVS | KPVS_8020-5/6_4P_250HP_14.05_BRZ | 5650.2 | 5650.2 | 16950.6 | 3 | 1 | 4 | F | KPVS_SplitCase | 12 | 8 | 12 | 18 | BranchMin12_BranchMax18 | 18 | 4 | 14 | 24 | HeaderMin14_HeaderMax24 | 20 | 5 | 20
700 | 100 | 8020-5/6-4P-250HP KPVS | KPVS_8020-5/6_4P_250HP_14.05_BRZ | 5650.2 | 5650.2 | 16950.6 | 3 | 1 | 4 | F | KPVS_SplitCase | 12 | 8 | 12 | 18 | BranchMin12_BranchMax18 | 18 | 4 | 14 | 24 | HeaderMin14_HeaderMax24 | 24 | 5 | 20
701 | 101 | 8020-5/6-4P-300HP KPVS | KPVS_8020-5/6_4P_300HP_14.81_BRZ | 5920 | 5920 | 17760 | 3 | 1 | 4 | F | KPVS_SplitCase | 12 | 8 | 12 | 18 | BranchMin12_BranchMax18 | 12 | 4 | 14 | 24 | HeaderMin14_HeaderMax24 | 14 | 5 | 20
701 | 101 | 8020-5/6-4P-300HP KPVS | KPVS_8020-5/6_4P_300HP_14.81_BRZ | 5920 | 5920 | 17760 | 3 | 1 | 4 | F | KPVS_SplitCase | 12 | 8 | 12 | 18 | BranchMin12_BranchMax18 | 12 | 4 | 14 | 24 | HeaderMin14_HeaderMax24 | 16 | 5 | 20
701 | 101 | 8020-5/6-4P-300HP KPVS | KPVS_8020-5/6_4P_300HP_14.81_BRZ | 5920 | 5920 | 17760 | 3 | 1 | 4 | F | KPVS_SplitCase | 12 | 8 | 12 | 18 | BranchMin12_BranchMax18 | 12 | 4 | 14 | 24 | HeaderMin14_HeaderMax24 | 18 | 5 | 20
701 | 101 | 8020-5/6-4P-300HP KPVS | KPVS_8020-5/6_4P_300HP_14.81_BRZ | 5920 | 5920 | 17760 | 3 | 1 | 4 | F | KPVS_SplitCase | 12 | 8 | 12 | 18 | BranchMin12_BranchMax18 | 12 | 4 | 14 | 24 | HeaderMin14_HeaderMax24 | 20 | 5 | 20
701 | 101 | 8020-5/6-4P-300HP KPVS | KPVS_8020-5/6_4P_300HP_14.81_BRZ | 5920 | 5920 | 17760 | 3 | 1 | 4 | F | KPVS_SplitCase | 12 | 8 | 12 | 18 | BranchMin12_BranchMax18 | 12 | 4 | 14 | 24 | HeaderMin14_HeaderMax24 | 24 | 5 | 20
701 | 101 | 8020-5/6-4P-300HP KPVS | KPVS_8020-5/6_4P_300HP_14.81_BRZ | 5920 | 5920 | 17760 | 3 | 1 | 4 | F | KPVS_SplitCase | 12 | 8 | 12 | 18 | BranchMin12_BranchMax18 | 14 | 4 | 14 | 24 | HeaderMin14_HeaderMax24 | 14 | 5 | 20 | [29 empty] | INVALID
701 | 101 | 8020-5/6-4P-300HP KPVS | KPVS_8020-5/6_4P_300HP_14.81_BRZ | 5920 | 5920 | 17760 | 3 | 1 | 4 | F | KPVS_SplitCase | 12 | 8 | 12 | 18 | BranchMin12_BranchMax18 | 14 | 4 | 14 | 24 | HeaderMin14_HeaderMax24 | 16 | 5 | 20
701 | 101 | 8020-5/6-4P-300HP KPVS | KPVS_8020-5/6_4P_300HP_14.81_BRZ | 5920 | 5920 | 17760 | 3 | 1 | 4 | F | KPVS_SplitCase | 12 | 8 | 12 | 18 | BranchMin12_BranchMax18 | 14 | 4 | 14 | 24 | HeaderMin14_HeaderMax24 | 18 | 5 | 20
701 | 101 | 8020-5/6-4P-300HP KPVS | KPVS_8020-5/6_4P_300HP_14.81_BRZ | 5920 | 5920 | 17760 | 3 | 1 | 4 | F | KPVS_SplitCase | 12 | 8 | 12 | 18 | BranchMin12_BranchMax18 | 14 | 4 | 14 | 24 | HeaderMin14_HeaderMax24 | 20 | 5 | 20
701 | 101 | 8020-5/6-4P-300HP KPVS | KPVS_8020-5/6_4P_300HP_14.81_BRZ | 5920 | 5920 | 17760 | 3 | 1 | 4 | F | KPVS_SplitCase | 12 | 8 | 12 | 18 | BranchMin12_BranchMax18 | 14 | 4 | 14 | 24 | HeaderMin14_HeaderMax24 | 24 | 5 | 20
701 | 101 | 8020-5/6-4P-300HP KPVS | KPVS_8020-5/6_4P_300HP_14.81_BRZ | 5920 | 5920 | 17760 | 3 | 1 | 4 | F | KPVS_SplitCase | 12 | 8 | 12 | 18 | BranchMin12_BranchMax18 | 16 | 4 | 14 | 24 | HeaderMin14_HeaderMax24 | 14 | 5 | 20 | [29 empty] | INVALID
701 | 101 | 8020-5/6-4P-300HP KPVS | KPVS_8020-5/6_4P_300HP_14.81_BRZ | 5920 | 5920 | 17760 | 3 | 1 | 4 | F | KPVS_SplitCase | 12 | 8 | 12 | 18 | BranchMin12_BranchMax18 | 16 | 4 | 14 | 24 | HeaderMin14_HeaderMax24 | 16 | 5 | 20 | [29 empty] | INVALID
701 | 101 | 8020-5/6-4P-300HP KPVS | KPVS_8020-5/6_4P_300HP_14.81_BRZ | 5920 | 5920 | 17760 | 3 | 1 | 4 | F | KPVS_SplitCase | 12 | 8 | 12 | 18 | BranchMin12_BranchMax18 | 16 | 4 | 14 | 24 | HeaderMin14_HeaderMax24 | 18 | 5 | 20
701 | 101 | 8020-5/6-4P-300HP KPVS | KPVS_8020-5/6_4P_300HP_14.81_BRZ | 5920 | 5920 | 17760 | 3 | 1 | 4 | F | KPVS_SplitCase | 12 | 8 | 12 | 18 | BranchMin12_BranchMax18 | 16 | 4 | 14 | 24 | HeaderMin14_HeaderMax24 | 20 | 5 | 20
701 | 101 | 8020-5/6-4P-300HP KPVS | KPVS_8020-5/6_4P_300HP_14.81_BRZ | 5920 | 5920 | 17760 | 3 | 1 | 4 | F | KPVS_SplitCase | 12 | 8 | 12 | 18 | BranchMin12_BranchMax18 | 16 | 4 | 14 | 24 | HeaderMin14_HeaderMax24 | 24 | 5 | 20
701 | 101 | 8020-5/6-4P-300HP KPVS | KPVS_8020-5/6_4P_300HP_14.81_BRZ | 5920 | 5920 | 17760 | 3 | 1 | 4 | F | KPVS_SplitCase | 12 | 8 | 12 | 18 | BranchMin12_BranchMax18 | 18 | 4 | 14 | 24 | HeaderMin14_HeaderMax24 | 14 | 5 | 20 | [29 empty] | INVALID
701 | 101 | 8020-5/6-4P-300HP KPVS | KPVS_8020-5/6_4P_300HP_14.81_BRZ | 5920 | 5920 | 17760 | 3 | 1 | 4 | F | KPVS_SplitCase | 12 | 8 | 12 | 18 | BranchMin12_BranchMax18 | 18 | 4 | 14 | 24 | HeaderMin14_HeaderMax24 | 16 | 5 | 20 | [29 empty] | INVALID
701 | 101 | 8020-5/6-4P-300HP KPVS | KPVS_8020-5/6_4P_300HP_14.81_BRZ | 5920 | 5920 | 17760 | 3 | 1 | 4 | F | KPVS_SplitCase | 12 | 8 | 12 | 18 | BranchMin12_BranchMax18 | 18 | 4 | 14 | 24 | HeaderMin14_HeaderMax24 | 18 | 5 | 20 | [29 empty] | INVALID
701 | 101 | 8020-5/6-4P-300HP KPVS | KPVS_8020-5/6_4P_300HP_14.81_BRZ | 5920 | 5920 | 17760 | 3 | 1 | 4 | F | KPVS_SplitCase | 12 | 8 | 12 | 18 | BranchMin12_BranchMax18 | 18 | 4 | 14 | 24 | HeaderMin14_HeaderMax24 | 20 | 5 | 20
701 | 101 | 8020-5/6-4P-300HP KPVS | KPVS_8020-5/6_4P_300HP_14.81_BRZ | 5920 | 5920 | 17760 | 3 | 1 | 4 | F | KPVS_SplitCase | 12 | 8 | 12 | 18 | BranchMin12_BranchMax18 | 18 | 4 | 14 | 24 | HeaderMin14_HeaderMax24 | 24 | 5 | 20
702 | 102 | 1012-1/2-4P-60HP KPVS | KPVS_1012-1/2_4P_60HP_8.54_BRZ | 4880.8 | 4880.8 | 14642.4 | 3 | 1 | 4 | F | KPVS_SplitCase | 12 | 10 | 12 | 16 | BranchMin12_BranchMax16 | 12 | 3 | 14 | 24 | HeaderMin14_HeaderMax24 | 14 | 5 | 15
702 | 102 | 1012-1/2-4P-60HP KPVS | KPVS_1012-1/2_4P_60HP_8.54_BRZ | 4880.8 | 4880.8 | 14642.4 | 3 | 1 | 4 | F | KPVS_SplitCase | 12 | 10 | 12 | 16 | BranchMin12_BranchMax16 | 12 | 3 | 14 | 24 | HeaderMin14_HeaderMax24 | 16 | 5 | 15
702 | 102 | 1012-1/2-4P-60HP KPVS | KPVS_1012-1/2_4P_60HP_8.54_BRZ | 4880.8 | 4880.8 | 14642.4 | 3 | 1 | 4 | F | KPVS_SplitCase | 12 | 10 | 12 | 16 | BranchMin12_BranchMax16 | 12 | 3 | 14 | 24 | HeaderMin14_HeaderMax24 | 18 | 5 | 15
702 | 102 | 1012-1/2-4P-60HP KPVS | KPVS_1012-1/2_4P_60HP_8.54_BRZ | 4880.8 | 4880.8 | 14642.4 | 3 | 1 | 4 | F | KPVS_SplitCase | 12 | 10 | 12 | 16 | BranchMin12_BranchMax16 | 12 | 3 | 14 | 24 | HeaderMin14_HeaderMax24 | 20 | 5 | 15
702 | 102 | 1012-1/2-4P-60HP KPVS | KPVS_1012-1/2_4P_60HP_8.54_BRZ | 4880.8 | 4880.8 | 14642.4 | 3 | 1 | 4 | F | KPVS_SplitCase | 12 | 10 | 12 | 16 | BranchMin12_BranchMax16 | 12 | 3 | 14 | 24 | HeaderMin14_HeaderMax24 | 24 | 5 | 15
702 | 102 | 1012-1/2-4P-60HP KPVS | KPVS_1012-1/2_4P_60HP_8.54_BRZ | 4880.8 | 4880.8 | 14642.4 | 3 | 1 | 4 | F | KPVS_SplitCase | 12 | 10 | 12 | 16 | BranchMin12_BranchMax16 | 14 | 3 | 14 | 24 | HeaderMin14_HeaderMax24 | 14 | 5 | 15 | [29 empty] | INVALID
702 | 102 | 1012-1/2-4P-60HP KPVS | KPVS_1012-1/2_4P_60HP_8.54_BRZ | 4880.8 | 4880.8 | 14642.4 | 3 | 1 | 4 | F | KPVS_SplitCase | 12 | 10 | 12 | 16 | BranchMin12_BranchMax16 | 14 | 3 | 14 | 24 | HeaderMin14_HeaderMax24 | 16 | 5 | 15
702 | 102 | 1012-1/2-4P-60HP KPVS | KPVS_1012-1/2_4P_60HP_8.54_BRZ | 4880.8 | 4880.8 | 14642.4 | 3 | 1 | 4 | F | KPVS_SplitCase | 12 | 10 | 12 | 16 | BranchMin12_BranchMax16 | 14 | 3 | 14 | 24 | HeaderMin14_HeaderMax24 | 18 | 5 | 15
702 | 102 | 1012-1/2-4P-60HP KPVS | KPVS_1012-1/2_4P_60HP_8.54_BRZ | 4880.8 | 4880.8 | 14642.4 | 3 | 1 | 4 | F | KPVS_SplitCase | 12 | 10 | 12 | 16 | BranchMin12_BranchMax16 | 14 | 3 | 14 | 24 | HeaderMin14_HeaderMax24 | 20 | 5 | 15
702 | 102 | 1012-1/2-4P-60HP KPVS | KPVS_1012-1/2_4P_60HP_8.54_BRZ | 4880.8 | 4880.8 | 14642.4 | 3 | 1 | 4 | F | KPVS_SplitCase | 12 | 10 | 12 | 16 | BranchMin12_BranchMax16 | 14 | 3 | 14 | 24 | HeaderMin14_HeaderMax24 | 24 | 5 | 15
702 | 102 | 1012-1/2-4P-60HP KPVS | KPVS_1012-1/2_4P_60HP_8.54_BRZ | 4880.8 | 4880.8 | 14642.4 | 3 | 1 | 4 | F | KPVS_SplitCase | 12 | 10 | 12 | 16 | BranchMin12_BranchMax16 | 16 | 3 | 14 | 24 | HeaderMin14_HeaderMax24 | 14 | 5 | 15 | [29 empty] | INVALID
702 | 102 | 1012-1/2-4P-60HP KPVS | KPVS_1012-1/2_4P_60HP_8.54_BRZ | 4880.8 | 4880.8 | 14642.4 | 3 | 1 | 4 | F | KPVS_SplitCase | 12 | 10 | 12 | 16 | BranchMin12_BranchMax16 | 16 | 3 | 14 | 24 | HeaderMin14_HeaderMax24 | 16 | 5 | 15 | [29 empty] | INVALID
702 | 102 | 1012-1/2-4P-60HP KPVS | KPVS_1012-1/2_4P_60HP_8.54_BRZ | 4880.8 | 4880.8 | 14642.4 | 3 | 1 | 4 | F | KPVS_SplitCase | 12 | 10 | 12 | 16 | BranchMin12_BranchMax16 | 16 | 3 | 14 | 24 | HeaderMin14_HeaderMax24 | 18 | 5 | 15
702 | 102 | 1012-1/2-4P-60HP KPVS | KPVS_1012-1/2_4P_60HP_8.54_BRZ | 4880.8 | 4880.8 | 14642.4 | 3 | 1 | 4 | F | KPVS_SplitCase | 12 | 10 | 12 | 16 | BranchMin12_BranchMax16 | 16 | 3 | 14 | 24 | HeaderMin14_HeaderMax24 | 20 | 5 | 15
702 | 102 | 1012-1/2-4P-60HP KPVS | KPVS_1012-1/2_4P_60HP_8.54_BRZ | 4880.8 | 4880.8 | 14642.4 | 3 | 1 | 4 | F | KPVS_SplitCase | 12 | 10 | 12 | 16 | BranchMin12_BranchMax16 | 16 | 3 | 14 | 24 | HeaderMin14_HeaderMax24 | 24 | 5 | 15
703 | 103 | 1012-1/2-4P-75HP KPVS | KPVS_1012-1/2_4P_75HP_9.30_BRZ | 5233.9 | 5233.9 | 15701.7 | 3 | 1 | 4 | F | KPVS_SplitCase | 12 | 10 | 12 | 16 | BranchMin12_BranchMax16 | 12 | 3 | 14 | 24 | HeaderMin14_HeaderMax24 | 14 | 5 | 15
703 | 103 | 1012-1/2-4P-75HP KPVS | KPVS_1012-1/2_4P_75HP_9.30_BRZ | 5233.9 | 5233.9 | 15701.7 | 3 | 1 | 4 | F | KPVS_SplitCase | 12 | 10 | 12 | 16 | BranchMin12_BranchMax16 | 12 | 3 | 14 | 24 | HeaderMin14_HeaderMax24 | 16 | 5 | 15
703 | 103 | 1012-1/2-4P-75HP KPVS | KPVS_1012-1/2_4P_75HP_9.30_BRZ | 5233.9 | 5233.9 | 15701.7 | 3 | 1 | 4 | F | KPVS_SplitCase | 12 | 10 | 12 | 16 | BranchMin12_BranchMax16 | 12 | 3 | 14 | 24 | HeaderMin14_HeaderMax24 | 18 | 5 | 15
703 | 103 | 1012-1/2-4P-75HP KPVS | KPVS_1012-1/2_4P_75HP_9.30_BRZ | 5233.9 | 5233.9 | 15701.7 | 3 | 1 | 4 | F | KPVS_SplitCase | 12 | 10 | 12 | 16 | BranchMin12_BranchMax16 | 12 | 3 | 14 | 24 | HeaderMin14_HeaderMax24 | 20 | 5 | 15
703 | 103 | 1012-1/2-4P-75HP KPVS | KPVS_1012-1/2_4P_75HP_9.30_BRZ | 5233.9 | 5233.9 | 15701.7 | 3 | 1 | 4 | F | KPVS_SplitCase | 12 | 10 | 12 | 16 | BranchMin12_BranchMax16 | 12 | 3 | 14 | 24 | HeaderMin14_HeaderMax24 | 24 | 5 | 15
703 | 103 | 1012-1/2-4P-75HP KPVS | KPVS_1012-1/2_4P_75HP_9.30_BRZ | 5233.9 | 5233.9 | 15701.7 | 3 | 1 | 4 | F | KPVS_SplitCase | 12 | 10 | 12 | 16 | BranchMin12_BranchMax16 | 14 | 3 | 14 | 24 | HeaderMin14_HeaderMax24 | 14 | 5 | 15 | [29 empty] | INVALID
703 | 103 | 1012-1/2-4P-75HP KPVS | KPVS_1012-1/2_4P_75HP_9.30_BRZ | 5233.9 | 5233.9 | 15701.7 | 3 | 1 | 4 | F | KPVS_SplitCase | 12 | 10 | 12 | 16 | BranchMin12_BranchMax16 | 14 | 3 | 14 | 24 | HeaderMin14_HeaderMax24 | 16 | 5 | 15
703 | 103 | 1012-1/2-4P-75HP KPVS | KPVS_1012-1/2_4P_75HP_9.30_BRZ | 5233.9 | 5233.9 | 15701.7 | 3 | 1 | 4 | F | KPVS_SplitCase | 12 | 10 | 12 | 16 | BranchMin12_BranchMax16 | 14 | 3 | 14 | 24 | HeaderMin14_HeaderMax24 | 18 | 5 | 15
703 | 103 | 1012-1/2-4P-75HP KPVS | KPVS_1012-1/2_4P_75HP_9.30_BRZ | 5233.9 | 5233.9 | 15701.7 | 3 | 1 | 4 | F | KPVS_SplitCase | 12 | 10 | 12 | 16 | BranchMin12_BranchMax16 | 14 | 3 | 14 | 24 | HeaderMin14_HeaderMax24 | 20 | 5 | 15
703 | 103 | 1012-1/2-4P-75HP KPVS | KPVS_1012-1/2_4P_75HP_9.30_BRZ | 5233.9 | 5233.9 | 15701.7 | 3 | 1 | 4 | F | KPVS_SplitCase | 12 | 10 | 12 | 16 | BranchMin12_BranchMax16 | 14 | 3 | 14 | 24 | HeaderMin14_HeaderMax24 | 24 | 5 | 15
703 | 103 | 1012-1/2-4P-75HP KPVS | KPVS_1012-1/2_4P_75HP_9.30_BRZ | 5233.9 | 5233.9 | 15701.7 | 3 | 1 | 4 | F | KPVS_SplitCase | 12 | 10 | 12 | 16 | BranchMin12_BranchMax16 | 16 | 3 | 14 | 24 | HeaderMin14_HeaderMax24 | 14 | 5 | 15 | [29 empty] | INVALID
703 | 103 | 1012-1/2-4P-75HP KPVS | KPVS_1012-1/2_4P_75HP_9.30_BRZ | 5233.9 | 5233.9 | 15701.7 | 3 | 1 | 4 | F | KPVS_SplitCase | 12 | 10 | 12 | 16 | BranchMin12_BranchMax16 | 16 | 3 | 14 | 24 | HeaderMin14_HeaderMax24 | 16 | 5 | 15 | [29 empty] | INVALID
703 | 103 | 1012-1/2-4P-75HP KPVS | KPVS_1012-1/2_4P_75HP_9.30_BRZ | 5233.9 | 5233.9 | 15701.7 | 3 | 1 | 4 | F | KPVS_SplitCase | 12 | 10 | 12 | 16 | BranchMin12_BranchMax16 | 16 | 3 | 14 | 24 | HeaderMin14_HeaderMax24 | 18 | 5 | 15
703 | 103 | 1012-1/2-4P-75HP KPVS | KPVS_1012-1/2_4P_75HP_9.30_BRZ | 5233.9 | 5233.9 | 15701.7 | 3 | 1 | 4 | F | KPVS_SplitCase | 12 | 10 | 12 | 16 | BranchMin12_BranchMax16 | 16 | 3 | 14 | 24 | HeaderMin14_HeaderMax24 | 20 | 5 | 15
703 | 103 | 1012-1/2-4P-75HP KPVS | KPVS_1012-1/2_4P_75HP_9.30_BRZ | 5233.9 | 5233.9 | 15701.7 | 3 | 1 | 4 | F | KPVS_SplitCase | 12 | 10 | 12 | 16 | BranchMin12_BranchMax16 | 16 | 3 | 14 | 24 | HeaderMin14_HeaderMax24 | 24 | 5 | 15
704 | 104 | 1012-1/2-4P-100HP KPVS | KPVS_1012-1/2_4P_100HP_10.20_BRZ | 5663.7 | 5663.7 | 16991.1 | 3 | 1 | 4 | F | KPVS_SplitCase | 12 | 10 | 12 | 18 | BranchMin12_BranchMax18 | 12 | 4 | 14 | 24 | HeaderMin14_HeaderMax24 | 14 | 5 | 20
704 | 104 | 1012-1/2-4P-100HP KPVS | KPVS_1012-1/2_4P_100HP_10.20_BRZ | 5663.7 | 5663.7 | 16991.1 | 3 | 1 | 4 | F | KPVS_SplitCase | 12 | 10 | 12 | 18 | BranchMin12_BranchMax18 | 12 | 4 | 14 | 24 | HeaderMin14_HeaderMax24 | 16 | 5 | 20
704 | 104 | 1012-1/2-4P-100HP KPVS | KPVS_1012-1/2_4P_100HP_10.20_BRZ | 5663.7 | 5663.7 | 16991.1 | 3 | 1 | 4 | F | KPVS_SplitCase | 12 | 10 | 12 | 18 | BranchMin12_BranchMax18 | 12 | 4 | 14 | 24 | HeaderMin14_HeaderMax24 | 18 | 5 | 20
704 | 104 | 1012-1/2-4P-100HP KPVS | KPVS_1012-1/2_4P_100HP_10.20_BRZ | 5663.7 | 5663.7 | 16991.1 | 3 | 1 | 4 | F | KPVS_SplitCase | 12 | 10 | 12 | 18 | BranchMin12_BranchMax18 | 12 | 4 | 14 | 24 | HeaderMin14_HeaderMax24 | 20 | 5 | 20
704 | 104 | 1012-1/2-4P-100HP KPVS | KPVS_1012-1/2_4P_100HP_10.20_BRZ | 5663.7 | 5663.7 | 16991.1 | 3 | 1 | 4 | F | KPVS_SplitCase | 12 | 10 | 12 | 18 | BranchMin12_BranchMax18 | 12 | 4 | 14 | 24 | HeaderMin14_HeaderMax24 | 24 | 5 | 20
704 | 104 | 1012-1/2-4P-100HP KPVS | KPVS_1012-1/2_4P_100HP_10.20_BRZ | 5663.7 | 5663.7 | 16991.1 | 3 | 1 | 4 | F | KPVS_SplitCase | 12 | 10 | 12 | 18 | BranchMin12_BranchMax18 | 14 | 4 | 14 | 24 | HeaderMin14_HeaderMax24 | 14 | 5 | 20 | [29 empty] | INVALID
704 | 104 | 1012-1/2-4P-100HP KPVS | KPVS_1012-1/2_4P_100HP_10.20_BRZ | 5663.7 | 5663.7 | 16991.1 | 3 | 1 | 4 | F | KPVS_SplitCase | 12 | 10 | 12 | 18 | BranchMin12_BranchMax18 | 14 | 4 | 14 | 24 | HeaderMin14_HeaderMax24 | 16 | 5 | 20
704 | 104 | 1012-1/2-4P-100HP KPVS | KPVS_1012-1/2_4P_100HP_10.20_BRZ | 5663.7 | 5663.7 | 16991.1 | 3 | 1 | 4 | F | KPVS_SplitCase | 12 | 10 | 12 | 18 | BranchMin12_BranchMax18 | 14 | 4 | 14 | 24 | HeaderMin14_HeaderMax24 | 18 | 5 | 20
704 | 104 | 1012-1/2-4P-100HP KPVS | KPVS_1012-1/2_4P_100HP_10.20_BRZ | 5663.7 | 5663.7 | 16991.1 | 3 | 1 | 4 | F | KPVS_SplitCase | 12 | 10 | 12 | 18 | BranchMin12_BranchMax18 | 14 | 4 | 14 | 24 | HeaderMin14_HeaderMax24 | 20 | 5 | 20
704 | 104 | 1012-1/2-4P-100HP KPVS | KPVS_1012-1/2_4P_100HP_10.20_BRZ | 5663.7 | 5663.7 | 16991.1 | 3 | 1 | 4 | F | KPVS_SplitCase | 12 | 10 | 12 | 18 | BranchMin12_BranchMax18 | 14 | 4 | 14 | 24 | HeaderMin14_HeaderMax24 | 24 | 5 | 20
704 | 104 | 1012-1/2-4P-100HP KPVS | KPVS_1012-1/2_4P_100HP_10.20_BRZ | 5663.7 | 5663.7 | 16991.1 | 3 | 1 | 4 | F | KPVS_SplitCase | 12 | 10 | 12 | 18 | BranchMin12_BranchMax18 | 16 | 4 | 14 | 24 | HeaderMin14_HeaderMax24 | 14 | 5 | 20 | [29 empty] | INVALID
704 | 104 | 1012-1/2-4P-100HP KPVS | KPVS_1012-1/2_4P_100HP_10.20_BRZ | 5663.7 | 5663.7 | 16991.1 | 3 | 1 | 4 | F | KPVS_SplitCase | 12 | 10 | 12 | 18 | BranchMin12_BranchMax18 | 16 | 4 | 14 | 24 | HeaderMin14_HeaderMax24 | 16 | 5 | 20 | [29 empty] | INVALID
704 | 104 | 1012-1/2-4P-100HP KPVS | KPVS_1012-1/2_4P_100HP_10.20_BRZ | 5663.7 | 5663.7 | 16991.1 | 3 | 1 | 4 | F | KPVS_SplitCase | 12 | 10 | 12 | 18 | BranchMin12_BranchMax18 | 16 | 4 | 14 | 24 | HeaderMin14_HeaderMax24 | 18 | 5 | 20
704 | 104 | 1012-1/2-4P-100HP KPVS | KPVS_1012-1/2_4P_100HP_10.20_BRZ | 5663.7 | 5663.7 | 16991.1 | 3 | 1 | 4 | F | KPVS_SplitCase | 12 | 10 | 12 | 18 | BranchMin12_BranchMax18 | 16 | 4 | 14 | 24 | HeaderMin14_HeaderMax24 | 20 | 5 | 20
704 | 104 | 1012-1/2-4P-100HP KPVS | KPVS_1012-1/2_4P_100HP_10.20_BRZ | 5663.7 | 5663.7 | 16991.1 | 3 | 1 | 4 | F | KPVS_SplitCase | 12 | 10 | 12 | 18 | BranchMin12_BranchMax18 | 16 | 4 | 14 | 24 | HeaderMin14_HeaderMax24 | 24 | 5 | 20
704 | 104 | 1012-1/2-4P-100HP KPVS | KPVS_1012-1/2_4P_100HP_10.20_BRZ | 5663.7 | 5663.7 | 16991.1 | 3 | 1 | 4 | F | KPVS_SplitCase | 12 | 10 | 12 | 18 | BranchMin12_BranchMax18 | 18 | 4 | 14 | 24 | HeaderMin14_HeaderMax24 | 14 | 5 | 20 | [29 empty] | INVALID
704 | 104 | 1012-1/2-4P-100HP KPVS | KPVS_1012-1/2_4P_100HP_10.20_BRZ | 5663.7 | 5663.7 | 16991.1 | 3 | 1 | 4 | F | KPVS_SplitCase | 12 | 10 | 12 | 18 | BranchMin12_BranchMax18 | 18 | 4 | 14 | 24 | HeaderMin14_HeaderMax24 | 16 | 5 | 20 | [29 empty] | INVALID
704 | 104 | 1012-1/2-4P-100HP KPVS | KPVS_1012-1/2_4P_100HP_10.20_BRZ | 5663.7 | 5663.7 | 16991.1 | 3 | 1 | 4 | F | KPVS_SplitCase | 12 | 10 | 12 | 18 | BranchMin12_BranchMax18 | 18 | 4 | 14 | 24 | HeaderMin14_HeaderMax24 | 18 | 5 | 20 | [29 empty] | INVALID
704 | 104 | 1012-1/2-4P-100HP KPVS | KPVS_1012-1/2_4P_100HP_10.20_BRZ | 5663.7 | 5663.7 | 16991.1 | 3 | 1 | 4 | F | KPVS_SplitCase | 12 | 10 | 12 | 18 | BranchMin12_BranchMax18 | 18 | 4 | 14 | 24 | HeaderMin14_HeaderMax24 | 20 | 5 | 20
704 | 104 | 1012-1/2-4P-100HP KPVS | KPVS_1012-1/2_4P_100HP_10.20_BRZ | 5663.7 | 5663.7 | 16991.1 | 3 | 1 | 4 | F | KPVS_SplitCase | 12 | 10 | 12 | 18 | BranchMin12_BranchMax18 | 18 | 4 | 14 | 24 | HeaderMin14_HeaderMax24 | 24 | 5 | 20
705 | 105 | 1012-1/2-4P-125HP KPVS | KPVS_1012-1/2_4P_125HP_10.79_BRZ | 6091.7 | 6091.7 | 18275.1 | 3 | 1 | 4 | F | KPVS_SplitCase | 12 | 10 | 12 | 18 | BranchMin12_BranchMax18 | 12 | 4 | 14 | 24 | HeaderMin14_HeaderMax24 | 14 | 5 | 20
705 | 105 | 1012-1/2-4P-125HP KPVS | KPVS_1012-1/2_4P_125HP_10.79_BRZ | 6091.7 | 6091.7 | 18275.1 | 3 | 1 | 4 | F | KPVS_SplitCase | 12 | 10 | 12 | 18 | BranchMin12_BranchMax18 | 12 | 4 | 14 | 24 | HeaderMin14_HeaderMax24 | 16 | 5 | 20
705 | 105 | 1012-1/2-4P-125HP KPVS | KPVS_1012-1/2_4P_125HP_10.79_BRZ | 6091.7 | 6091.7 | 18275.1 | 3 | 1 | 4 | F | KPVS_SplitCase | 12 | 10 | 12 | 18 | BranchMin12_BranchMax18 | 12 | 4 | 14 | 24 | HeaderMin14_HeaderMax24 | 18 | 5 | 20
705 | 105 | 1012-1/2-4P-125HP KPVS | KPVS_1012-1/2_4P_125HP_10.79_BRZ | 6091.7 | 6091.7 | 18275.1 | 3 | 1 | 4 | F | KPVS_SplitCase | 12 | 10 | 12 | 18 | BranchMin12_BranchMax18 | 12 | 4 | 14 | 24 | HeaderMin14_HeaderMax24 | 20 | 5 | 20
705 | 105 | 1012-1/2-4P-125HP KPVS | KPVS_1012-1/2_4P_125HP_10.79_BRZ | 6091.7 | 6091.7 | 18275.1 | 3 | 1 | 4 | F | KPVS_SplitCase | 12 | 10 | 12 | 18 | BranchMin12_BranchMax18 | 12 | 4 | 14 | 24 | HeaderMin14_HeaderMax24 | 24 | 5 | 20
705 | 105 | 1012-1/2-4P-125HP KPVS | KPVS_1012-1/2_4P_125HP_10.79_BRZ | 6091.7 | 6091.7 | 18275.1 | 3 | 1 | 4 | F | KPVS_SplitCase | 12 | 10 | 12 | 18 | BranchMin12_BranchMax18 | 14 | 4 | 14 | 24 | HeaderMin14_HeaderMax24 | 14 | 5 | 20 | [29 empty] | INVALID
705 | 105 | 1012-1/2-4P-125HP KPVS | KPVS_1012-1/2_4P_125HP_10.79_BRZ | 6091.7 | 6091.7 | 18275.1 | 3 | 1 | 4 | F | KPVS_SplitCase | 12 | 10 | 12 | 18 | BranchMin12_BranchMax18 | 14 | 4 | 14 | 24 | HeaderMin14_HeaderMax24 | 16 | 5 | 20
705 | 105 | 1012-1/2-4P-125HP KPVS | KPVS_1012-1/2_4P_125HP_10.79_BRZ | 6091.7 | 6091.7 | 18275.1 | 3 | 1 | 4 | F | KPVS_SplitCase | 12 | 10 | 12 | 18 | BranchMin12_BranchMax18 | 14 | 4 | 14 | 24 | HeaderMin14_HeaderMax24 | 18 | 5 | 20
705 | 105 | 1012-1/2-4P-125HP KPVS | KPVS_1012-1/2_4P_125HP_10.79_BRZ | 6091.7 | 6091.7 | 18275.1 | 3 | 1 | 4 | F | KPVS_SplitCase | 12 | 10 | 12 | 18 | BranchMin12_BranchMax18 | 14 | 4 | 14 | 24 | HeaderMin14_HeaderMax24 | 20 | 5 | 20
705 | 105 | 1012-1/2-4P-125HP KPVS | KPVS_1012-1/2_4P_125HP_10.79_BRZ | 6091.7 | 6091.7 | 18275.1 | 3 | 1 | 4 | F | KPVS_SplitCase | 12 | 10 | 12 | 18 | BranchMin12_BranchMax18 | 14 | 4 | 14 | 24 | HeaderMin14_HeaderMax24 | 24 | 5 | 20
705 | 105 | 1012-1/2-4P-125HP KPVS | KPVS_1012-1/2_4P_125HP_10.79_BRZ | 6091.7 | 6091.7 | 18275.1 | 3 | 1 | 4 | F | KPVS_SplitCase | 12 | 10 | 12 | 18 | BranchMin12_BranchMax18 | 16 | 4 | 14 | 24 | HeaderMin14_HeaderMax24 | 14 | 5 | 20 | [29 empty] | INVALID
705 | 105 | 1012-1/2-4P-125HP KPVS | KPVS_1012-1/2_4P_125HP_10.79_BRZ | 6091.7 | 6091.7 | 18275.1 | 3 | 1 | 4 | F | KPVS_SplitCase | 12 | 10 | 12 | 18 | BranchMin12_BranchMax18 | 16 | 4 | 14 | 24 | HeaderMin14_HeaderMax24 | 16 | 5 | 20 | [29 empty] | INVALID
705 | 105 | 1012-1/2-4P-125HP KPVS | KPVS_1012-1/2_4P_125HP_10.79_BRZ | 6091.7 | 6091.7 | 18275.1 | 3 | 1 | 4 | F | KPVS_SplitCase | 12 | 10 | 12 | 18 | BranchMin12_BranchMax18 | 16 | 4 | 14 | 24 | HeaderMin14_HeaderMax24 | 18 | 5 | 20
705 | 105 | 1012-1/2-4P-125HP KPVS | KPVS_1012-1/2_4P_125HP_10.79_BRZ | 6091.7 | 6091.7 | 18275.1 | 3 | 1 | 4 | F | KPVS_SplitCase | 12 | 10 | 12 | 18 | BranchMin12_BranchMax18 | 16 | 4 | 14 | 24 | HeaderMin14_HeaderMax24 | 20 | 5 | 20
705 | 105 | 1012-1/2-4P-125HP KPVS | KPVS_1012-1/2_4P_125HP_10.79_BRZ | 6091.7 | 6091.7 | 18275.1 | 3 | 1 | 4 | F | KPVS_SplitCase | 12 | 10 | 12 | 18 | BranchMin12_BranchMax18 | 16 | 4 | 14 | 24 | HeaderMin14_HeaderMax24 | 24 | 5 | 20
705 | 105 | 1012-1/2-4P-125HP KPVS | KPVS_1012-1/2_4P_125HP_10.79_BRZ | 6091.7 | 6091.7 | 18275.1 | 3 | 1 | 4 | F | KPVS_SplitCase | 12 | 10 | 12 | 18 | BranchMin12_BranchMax18 | 18 | 4 | 14 | 24 | HeaderMin14_HeaderMax24 | 14 | 5 | 20 | [29 empty] | INVALID
705 | 105 | 1012-1/2-4P-125HP KPVS | KPVS_1012-1/2_4P_125HP_10.79_BRZ | 6091.7 | 6091.7 | 18275.1 | 3 | 1 | 4 | F | KPVS_SplitCase | 12 | 10 | 12 | 18 | BranchMin12_BranchMax18 | 18 | 4 | 14 | 24 | HeaderMin14_HeaderMax24 | 16 | 5 | 20 | [29 empty] | INVALID
705 | 105 | 1012-1/2-4P-125HP KPVS | KPVS_1012-1/2_4P_125HP_10.79_BRZ | 6091.7 | 6091.7 | 18275.1 | 3 | 1 | 4 | F | KPVS_SplitCase | 12 | 10 | 12 | 18 | BranchMin12_BranchMax18 | 18 | 4 | 14 | 24 | HeaderMin14_HeaderMax24 | 18 | 5 | 20 | [29 empty] | INVALID
705 | 105 | 1012-1/2-4P-125HP KPVS | KPVS_1012-1/2_4P_125HP_10.79_BRZ | 6091.7 | 6091.7 | 18275.1 | 3 | 1 | 4 | F | KPVS_SplitCase | 12 | 10 | 12 | 18 | BranchMin12_BranchMax18 | 18 | 4 | 14 | 24 | HeaderMin14_HeaderMax24 | 20 | 5 | 20
705 | 105 | 1012-1/2-4P-125HP KPVS | KPVS_1012-1/2_4P_125HP_10.79_BRZ | 6091.7 | 6091.7 | 18275.1 | 3 | 1 | 4 | F | KPVS_SplitCase | 12 | 10 | 12 | 18 | BranchMin12_BranchMax18 | 18 | 4 | 14 | 24 | HeaderMin14_HeaderMax24 | 24 | 5 | 20
706 | 106 | 1012-1/2-4P-150HP KPVS | KPVS_1012-1/2_4P_150HP_11.42_BRZ | 6598.6 | 6598.6 | 19795.8 | 3 | 1 | 4 | F | KPVS_SplitCase | 12 | 10 | 12 | 18 | BranchMin12_BranchMax18 | 12 | 4 | 14 | 24 | HeaderMin14_HeaderMax24 | 14 | 5 | 20
706 | 106 | 1012-1/2-4P-150HP KPVS | KPVS_1012-1/2_4P_150HP_11.42_BRZ | 6598.6 | 6598.6 | 19795.8 | 3 | 1 | 4 | F | KPVS_SplitCase | 12 | 10 | 12 | 18 | BranchMin12_BranchMax18 | 12 | 4 | 14 | 24 | HeaderMin14_HeaderMax24 | 16 | 5 | 20
706 | 106 | 1012-1/2-4P-150HP KPVS | KPVS_1012-1/2_4P_150HP_11.42_BRZ | 6598.6 | 6598.6 | 19795.8 | 3 | 1 | 4 | F | KPVS_SplitCase | 12 | 10 | 12 | 18 | BranchMin12_BranchMax18 | 12 | 4 | 14 | 24 | HeaderMin14_HeaderMax24 | 18 | 5 | 20
706 | 106 | 1012-1/2-4P-150HP KPVS | KPVS_1012-1/2_4P_150HP_11.42_BRZ | 6598.6 | 6598.6 | 19795.8 | 3 | 1 | 4 | F | KPVS_SplitCase | 12 | 10 | 12 | 18 | BranchMin12_BranchMax18 | 12 | 4 | 14 | 24 | HeaderMin14_HeaderMax24 | 20 | 5 | 20
706 | 106 | 1012-1/2-4P-150HP KPVS | KPVS_1012-1/2_4P_150HP_11.42_BRZ | 6598.6 | 6598.6 | 19795.8 | 3 | 1 | 4 | F | KPVS_SplitCase | 12 | 10 | 12 | 18 | BranchMin12_BranchMax18 | 12 | 4 | 14 | 24 | HeaderMin14_HeaderMax24 | 24 | 5 | 20
706 | 106 | 1012-1/2-4P-150HP KPVS | KPVS_1012-1/2_4P_150HP_11.42_BRZ | 6598.6 | 6598.6 | 19795.8 | 3 | 1 | 4 | F | KPVS_SplitCase | 12 | 10 | 12 | 18 | BranchMin12_BranchMax18 | 14 | 4 | 14 | 24 | HeaderMin14_HeaderMax24 | 14 | 5 | 20 | [29 empty] | INVALID
706 | 106 | 1012-1/2-4P-150HP KPVS | KPVS_1012-1/2_4P_150HP_11.42_BRZ | 6598.6 | 6598.6 | 19795.8 | 3 | 1 | 4 | F | KPVS_SplitCase | 12 | 10 | 12 | 18 | BranchMin12_BranchMax18 | 14 | 4 | 14 | 24 | HeaderMin14_HeaderMax24 | 16 | 5 | 20
706 | 106 | 1012-1/2-4P-150HP KPVS | KPVS_1012-1/2_4P_150HP_11.42_BRZ | 6598.6 | 6598.6 | 19795.8 | 3 | 1 | 4 | F | KPVS_SplitCase | 12 | 10 | 12 | 18 | BranchMin12_BranchMax18 | 14 | 4 | 14 | 24 | HeaderMin14_HeaderMax24 | 18 | 5 | 20
706 | 106 | 1012-1/2-4P-150HP KPVS | KPVS_1012-1/2_4P_150HP_11.42_BRZ | 6598.6 | 6598.6 | 19795.8 | 3 | 1 | 4 | F | KPVS_SplitCase | 12 | 10 | 12 | 18 | BranchMin12_BranchMax18 | 14 | 4 | 14 | 24 | HeaderMin14_HeaderMax24 | 20 | 5 | 20
706 | 106 | 1012-1/2-4P-150HP KPVS | KPVS_1012-1/2_4P_150HP_11.42_BRZ | 6598.6 | 6598.6 | 19795.8 | 3 | 1 | 4 | F | KPVS_SplitCase | 12 | 10 | 12 | 18 | BranchMin12_BranchMax18 | 14 | 4 | 14 | 24 | HeaderMin14_HeaderMax24 | 24 | 5 | 20
706 | 106 | 1012-1/2-4P-150HP KPVS | KPVS_1012-1/2_4P_150HP_11.42_BRZ | 6598.6 | 6598.6 | 19795.8 | 3 | 1 | 4 | F | KPVS_SplitCase | 12 | 10 | 12 | 18 | BranchMin12_BranchMax18 | 16 | 4 | 14 | 24 | HeaderMin14_HeaderMax24 | 14 | 5 | 20 | [29 empty] | INVALID
706 | 106 | 1012-1/2-4P-150HP KPVS | KPVS_1012-1/2_4P_150HP_11.42_BRZ | 6598.6 | 6598.6 | 19795.8 | 3 | 1 | 4 | F | KPVS_SplitCase | 12 | 10 | 12 | 18 | BranchMin12_BranchMax18 | 16 | 4 | 14 | 24 | HeaderMin14_HeaderMax24 | 16 | 5 | 20 | [29 empty] | INVALID
706 | 106 | 1012-1/2-4P-150HP KPVS | KPVS_1012-1/2_4P_150HP_11.42_BRZ | 6598.6 | 6598.6 | 19795.8 | 3 | 1 | 4 | F | KPVS_SplitCase | 12 | 10 | 12 | 18 | BranchMin12_BranchMax18 | 16 | 4 | 14 | 24 | HeaderMin14_HeaderMax24 | 18 | 5 | 20
706 | 106 | 1012-1/2-4P-150HP KPVS | KPVS_1012-1/2_4P_150HP_11.42_BRZ | 6598.6 | 6598.6 | 19795.8 | 3 | 1 | 4 | F | KPVS_SplitCase | 12 | 10 | 12 | 18 | BranchMin12_BranchMax18 | 16 | 4 | 14 | 24 | HeaderMin14_HeaderMax24 | 20 | 5 | 20
706 | 106 | 1012-1/2-4P-150HP KPVS | KPVS_1012-1/2_4P_150HP_11.42_BRZ | 6598.6 | 6598.6 | 19795.8 | 3 | 1 | 4 | F | KPVS_SplitCase | 12 | 10 | 12 | 18 | BranchMin12_BranchMax18 | 16 | 4 | 14 | 24 | HeaderMin14_HeaderMax24 | 24 | 5 | 20
706 | 106 | 1012-1/2-4P-150HP KPVS | KPVS_1012-1/2_4P_150HP_11.42_BRZ | 6598.6 | 6598.6 | 19795.8 | 3 | 1 | 4 | F | KPVS_SplitCase | 12 | 10 | 12 | 18 | BranchMin12_BranchMax18 | 18 | 4 | 14 | 24 | HeaderMin14_HeaderMax24 | 14 | 5 | 20 | [29 empty] | INVALID
706 | 106 | 1012-1/2-4P-150HP KPVS | KPVS_1012-1/2_4P_150HP_11.42_BRZ | 6598.6 | 6598.6 | 19795.8 | 3 | 1 | 4 | F | KPVS_SplitCase | 12 | 10 | 12 | 18 | BranchMin12_BranchMax18 | 18 | 4 | 14 | 24 | HeaderMin14_HeaderMax24 | 16 | 5 | 20 | [29 empty] | INVALID
706 | 106 | 1012-1/2-4P-150HP KPVS | KPVS_1012-1/2_4P_150HP_11.42_BRZ | 6598.6 | 6598.6 | 19795.8 | 3 | 1 | 4 | F | KPVS_SplitCase | 12 | 10 | 12 | 18 | BranchMin12_BranchMax18 | 18 | 4 | 14 | 24 | HeaderMin14_HeaderMax24 | 18 | 5 | 20 | [29 empty] | INVALID
706 | 106 | 1012-1/2-4P-150HP KPVS | KPVS_1012-1/2_4P_150HP_11.42_BRZ | 6598.6 | 6598.6 | 19795.8 | 3 | 1 | 4 | F | KPVS_SplitCase | 12 | 10 | 12 | 18 | BranchMin12_BranchMax18 | 18 | 4 | 14 | 24 | HeaderMin14_HeaderMax24 | 20 | 5 | 20
706 | 106 | 1012-1/2-4P-150HP KPVS | KPVS_1012-1/2_4P_150HP_11.42_BRZ | 6598.6 | 6598.6 | 19795.8 | 3 | 1 | 4 | F | KPVS_SplitCase | 12 | 10 | 12 | 18 | BranchMin12_BranchMax18 | 18 | 4 | 14 | 24 | HeaderMin14_HeaderMax24 | 24 | 5 | 20
707 | 107 | 1012-1/2-4P-200HP KPVS | KPVS_1012-1/2_4P_200HP_12.00_BRZ | 7035 | 7035 | 21105 | 3 | 1 | 4 | F | KPVS_SplitCase | 12 | 10 | 12 | 18 | BranchMin12_BranchMax18 | 12 | 4 | 14 | 24 | HeaderMin14_HeaderMax24 | 14 | 5 | 20
707 | 107 | 1012-1/2-4P-200HP KPVS | KPVS_1012-1/2_4P_200HP_12.00_BRZ | 7035 | 7035 | 21105 | 3 | 1 | 4 | F | KPVS_SplitCase | 12 | 10 | 12 | 18 | BranchMin12_BranchMax18 | 12 | 4 | 14 | 24 | HeaderMin14_HeaderMax24 | 16 | 5 | 20
707 | 107 | 1012-1/2-4P-200HP KPVS | KPVS_1012-1/2_4P_200HP_12.00_BRZ | 7035 | 7035 | 21105 | 3 | 1 | 4 | F | KPVS_SplitCase | 12 | 10 | 12 | 18 | BranchMin12_BranchMax18 | 12 | 4 | 14 | 24 | HeaderMin14_HeaderMax24 | 18 | 5 | 20
707 | 107 | 1012-1/2-4P-200HP KPVS | KPVS_1012-1/2_4P_200HP_12.00_BRZ | 7035 | 7035 | 21105 | 3 | 1 | 4 | F | KPVS_SplitCase | 12 | 10 | 12 | 18 | BranchMin12_BranchMax18 | 12 | 4 | 14 | 24 | HeaderMin14_HeaderMax24 | 20 | 5 | 20
707 | 107 | 1012-1/2-4P-200HP KPVS | KPVS_1012-1/2_4P_200HP_12.00_BRZ | 7035 | 7035 | 21105 | 3 | 1 | 4 | F | KPVS_SplitCase | 12 | 10 | 12 | 18 | BranchMin12_BranchMax18 | 12 | 4 | 14 | 24 | HeaderMin14_HeaderMax24 | 24 | 5 | 20
707 | 107 | 1012-1/2-4P-200HP KPVS | KPVS_1012-1/2_4P_200HP_12.00_BRZ | 7035 | 7035 | 21105 | 3 | 1 | 4 | F | KPVS_SplitCase | 12 | 10 | 12 | 18 | BranchMin12_BranchMax18 | 14 | 4 | 14 | 24 | HeaderMin14_HeaderMax24 | 14 | 5 | 20 | [29 empty] | INVALID
707 | 107 | 1012-1/2-4P-200HP KPVS | KPVS_1012-1/2_4P_200HP_12.00_BRZ | 7035 | 7035 | 21105 | 3 | 1 | 4 | F | KPVS_SplitCase | 12 | 10 | 12 | 18 | BranchMin12_BranchMax18 | 14 | 4 | 14 | 24 | HeaderMin14_HeaderMax24 | 16 | 5 | 20
707 | 107 | 1012-1/2-4P-200HP KPVS | KPVS_1012-1/2_4P_200HP_12.00_BRZ | 7035 | 7035 | 21105 | 3 | 1 | 4 | F | KPVS_SplitCase | 12 | 10 | 12 | 18 | BranchMin12_BranchMax18 | 14 | 4 | 14 | 24 | HeaderMin14_HeaderMax24 | 18 | 5 | 20
707 | 107 | 1012-1/2-4P-200HP KPVS | KPVS_1012-1/2_4P_200HP_12.00_BRZ | 7035 | 7035 | 21105 | 3 | 1 | 4 | F | KPVS_SplitCase | 12 | 10 | 12 | 18 | BranchMin12_BranchMax18 | 14 | 4 | 14 | 24 | HeaderMin14_HeaderMax24 | 20 | 5 | 20
707 | 107 | 1012-1/2-4P-200HP KPVS | KPVS_1012-1/2_4P_200HP_12.00_BRZ | 7035 | 7035 | 21105 | 3 | 1 | 4 | F | KPVS_SplitCase | 12 | 10 | 12 | 18 | BranchMin12_BranchMax18 | 14 | 4 | 14 | 24 | HeaderMin14_HeaderMax24 | 24 | 5 | 20
707 | 107 | 1012-1/2-4P-200HP KPVS | KPVS_1012-1/2_4P_200HP_12.00_BRZ | 7035 | 7035 | 21105 | 3 | 1 | 4 | F | KPVS_SplitCase | 12 | 10 | 12 | 18 | BranchMin12_BranchMax18 | 16 | 4 | 14 | 24 | HeaderMin14_HeaderMax24 | 14 | 5 | 20 | [29 empty] | INVALID
707 | 107 | 1012-1/2-4P-200HP KPVS | KPVS_1012-1/2_4P_200HP_12.00_BRZ | 7035 | 7035 | 21105 | 3 | 1 | 4 | F | KPVS_SplitCase | 12 | 10 | 12 | 18 | BranchMin12_BranchMax18 | 16 | 4 | 14 | 24 | HeaderMin14_HeaderMax24 | 16 | 5 | 20 | [29 empty] | INVALID
707 | 107 | 1012-1/2-4P-200HP KPVS | KPVS_1012-1/2_4P_200HP_12.00_BRZ | 7035 | 7035 | 21105 | 3 | 1 | 4 | F | KPVS_SplitCase | 12 | 10 | 12 | 18 | BranchMin12_BranchMax18 | 16 | 4 | 14 | 24 | HeaderMin14_HeaderMax24 | 18 | 5 | 20
707 | 107 | 1012-1/2-4P-200HP KPVS | KPVS_1012-1/2_4P_200HP_12.00_BRZ | 7035 | 7035 | 21105 | 3 | 1 | 4 | F | KPVS_SplitCase | 12 | 10 | 12 | 18 | BranchMin12_BranchMax18 | 16 | 4 | 14 | 24 | HeaderMin14_HeaderMax24 | 20 | 5 | 20
707 | 107 | 1012-1/2-4P-200HP KPVS | KPVS_1012-1/2_4P_200HP_12.00_BRZ | 7035 | 7035 | 21105 | 3 | 1 | 4 | F | KPVS_SplitCase | 12 | 10 | 12 | 18 | BranchMin12_BranchMax18 | 16 | 4 | 14 | 24 | HeaderMin14_HeaderMax24 | 24 | 5 | 20
707 | 107 | 1012-1/2-4P-200HP KPVS | KPVS_1012-1/2_4P_200HP_12.00_BRZ | 7035 | 7035 | 21105 | 3 | 1 | 4 | F | KPVS_SplitCase | 12 | 10 | 12 | 18 | BranchMin12_BranchMax18 | 18 | 4 | 14 | 24 | HeaderMin14_HeaderMax24 | 14 | 5 | 20 | [29 empty] | INVALID
707 | 107 | 1012-1/2-4P-200HP KPVS | KPVS_1012-1/2_4P_200HP_12.00_BRZ | 7035 | 7035 | 21105 | 3 | 1 | 4 | F | KPVS_SplitCase | 12 | 10 | 12 | 18 | BranchMin12_BranchMax18 | 18 | 4 | 14 | 24 | HeaderMin14_HeaderMax24 | 16 | 5 | 20 | [29 empty] | INVALID
707 | 107 | 1012-1/2-4P-200HP KPVS | KPVS_1012-1/2_4P_200HP_12.00_BRZ | 7035 | 7035 | 21105 | 3 | 1 | 4 | F | KPVS_SplitCase | 12 | 10 | 12 | 18 | BranchMin12_BranchMax18 | 18 | 4 | 14 | 24 | HeaderMin14_HeaderMax24 | 18 | 5 | 20 | [29 empty] | INVALID
707 | 107 | 1012-1/2-4P-200HP KPVS | KPVS_1012-1/2_4P_200HP_12.00_BRZ | 7035 | 7035 | 21105 | 3 | 1 | 4 | F | KPVS_SplitCase | 12 | 10 | 12 | 18 | BranchMin12_BranchMax18 | 18 | 4 | 14 | 24 | HeaderMin14_HeaderMax24 | 20 | 5 | 20
707 | 107 | 1012-1/2-4P-200HP KPVS | KPVS_1012-1/2_4P_200HP_12.00_BRZ | 7035 | 7035 | 21105 | 3 | 1 | 4 | F | KPVS_SplitCase | 12 | 10 | 12 | 18 | BranchMin12_BranchMax18 | 18 | 4 | 14 | 24 | HeaderMin14_HeaderMax24 | 24 | 5 | 20
708 | 108 | 1015-3/4-4P-125HP KPVS | KPVS_1015-3/4_4P_125HP_11.26_BRZ | 5646.6 | 5646.6 | 16939.8 | 3 | 1 | 4 | F | KPVS_SplitCase | 12 | 10 | 12 | 18 | BranchMin12_BranchMax18 | 12 | 4 | 14 | 24 | HeaderMin14_HeaderMax24 | 14 | 5 | 20
708 | 108 | 1015-3/4-4P-125HP KPVS | KPVS_1015-3/4_4P_125HP_11.26_BRZ | 5646.6 | 5646.6 | 16939.8 | 3 | 1 | 4 | F | KPVS_SplitCase | 12 | 10 | 12 | 18 | BranchMin12_BranchMax18 | 12 | 4 | 14 | 24 | HeaderMin14_HeaderMax24 | 16 | 5 | 20
708 | 108 | 1015-3/4-4P-125HP KPVS | KPVS_1015-3/4_4P_125HP_11.26_BRZ | 5646.6 | 5646.6 | 16939.8 | 3 | 1 | 4 | F | KPVS_SplitCase | 12 | 10 | 12 | 18 | BranchMin12_BranchMax18 | 12 | 4 | 14 | 24 | HeaderMin14_HeaderMax24 | 18 | 5 | 20
708 | 108 | 1015-3/4-4P-125HP KPVS | KPVS_1015-3/4_4P_125HP_11.26_BRZ | 5646.6 | 5646.6 | 16939.8 | 3 | 1 | 4 | F | KPVS_SplitCase | 12 | 10 | 12 | 18 | BranchMin12_BranchMax18 | 12 | 4 | 14 | 24 | HeaderMin14_HeaderMax24 | 20 | 5 | 20
708 | 108 | 1015-3/4-4P-125HP KPVS | KPVS_1015-3/4_4P_125HP_11.26_BRZ | 5646.6 | 5646.6 | 16939.8 | 3 | 1 | 4 | F | KPVS_SplitCase | 12 | 10 | 12 | 18 | BranchMin12_BranchMax18 | 12 | 4 | 14 | 24 | HeaderMin14_HeaderMax24 | 24 | 5 | 20
708 | 108 | 1015-3/4-4P-125HP KPVS | KPVS_1015-3/4_4P_125HP_11.26_BRZ | 5646.6 | 5646.6 | 16939.8 | 3 | 1 | 4 | F | KPVS_SplitCase | 12 | 10 | 12 | 18 | BranchMin12_BranchMax18 | 14 | 4 | 14 | 24 | HeaderMin14_HeaderMax24 | 14 | 5 | 20 | [29 empty] | INVALID
708 | 108 | 1015-3/4-4P-125HP KPVS | KPVS_1015-3/4_4P_125HP_11.26_BRZ | 5646.6 | 5646.6 | 16939.8 | 3 | 1 | 4 | F | KPVS_SplitCase | 12 | 10 | 12 | 18 | BranchMin12_BranchMax18 | 14 | 4 | 14 | 24 | HeaderMin14_HeaderMax24 | 16 | 5 | 20
708 | 108 | 1015-3/4-4P-125HP KPVS | KPVS_1015-3/4_4P_125HP_11.26_BRZ | 5646.6 | 5646.6 | 16939.8 | 3 | 1 | 4 | F | KPVS_SplitCase | 12 | 10 | 12 | 18 | BranchMin12_BranchMax18 | 14 | 4 | 14 | 24 | HeaderMin14_HeaderMax24 | 18 | 5 | 20
708 | 108 | 1015-3/4-4P-125HP KPVS | KPVS_1015-3/4_4P_125HP_11.26_BRZ | 5646.6 | 5646.6 | 16939.8 | 3 | 1 | 4 | F | KPVS_SplitCase | 12 | 10 | 12 | 18 | BranchMin12_BranchMax18 | 14 | 4 | 14 | 24 | HeaderMin14_HeaderMax24 | 20 | 5 | 20
708 | 108 | 1015-3/4-4P-125HP KPVS | KPVS_1015-3/4_4P_125HP_11.26_BRZ | 5646.6 | 5646.6 | 16939.8 | 3 | 1 | 4 | F | KPVS_SplitCase | 12 | 10 | 12 | 18 | BranchMin12_BranchMax18 | 14 | 4 | 14 | 24 | HeaderMin14_HeaderMax24 | 24 | 5 | 20
708 | 108 | 1015-3/4-4P-125HP KPVS | KPVS_1015-3/4_4P_125HP_11.26_BRZ | 5646.6 | 5646.6 | 16939.8 | 3 | 1 | 4 | F | KPVS_SplitCase | 12 | 10 | 12 | 18 | BranchMin12_BranchMax18 | 16 | 4 | 14 | 24 | HeaderMin14_HeaderMax24 | 14 | 5 | 20 | [29 empty] | INVALID
708 | 108 | 1015-3/4-4P-125HP KPVS | KPVS_1015-3/4_4P_125HP_11.26_BRZ | 5646.6 | 5646.6 | 16939.8 | 3 | 1 | 4 | F | KPVS_SplitCase | 12 | 10 | 12 | 18 | BranchMin12_BranchMax18 | 16 | 4 | 14 | 24 | HeaderMin14_HeaderMax24 | 16 | 5 | 20 | [29 empty] | INVALID
708 | 108 | 1015-3/4-4P-125HP KPVS | KPVS_1015-3/4_4P_125HP_11.26_BRZ | 5646.6 | 5646.6 | 16939.8 | 3 | 1 | 4 | F | KPVS_SplitCase | 12 | 10 | 12 | 18 | BranchMin12_BranchMax18 | 16 | 4 | 14 | 24 | HeaderMin14_HeaderMax24 | 18 | 5 | 20
708 | 108 | 1015-3/4-4P-125HP KPVS | KPVS_1015-3/4_4P_125HP_11.26_BRZ | 5646.6 | 5646.6 | 16939.8 | 3 | 1 | 4 | F | KPVS_SplitCase | 12 | 10 | 12 | 18 | BranchMin12_BranchMax18 | 16 | 4 | 14 | 24 | HeaderMin14_HeaderMax24 | 20 | 5 | 20
708 | 108 | 1015-3/4-4P-125HP KPVS | KPVS_1015-3/4_4P_125HP_11.26_BRZ | 5646.6 | 5646.6 | 16939.8 | 3 | 1 | 4 | F | KPVS_SplitCase | 12 | 10 | 12 | 18 | BranchMin12_BranchMax18 | 16 | 4 | 14 | 24 | HeaderMin14_HeaderMax24 | 24 | 5 | 20
708 | 108 | 1015-3/4-4P-125HP KPVS | KPVS_1015-3/4_4P_125HP_11.26_BRZ | 5646.6 | 5646.6 | 16939.8 | 3 | 1 | 4 | F | KPVS_SplitCase | 12 | 10 | 12 | 18 | BranchMin12_BranchMax18 | 18 | 4 | 14 | 24 | HeaderMin14_HeaderMax24 | 14 | 5 | 20 | [29 empty] | INVALID
708 | 108 | 1015-3/4-4P-125HP KPVS | KPVS_1015-3/4_4P_125HP_11.26_BRZ | 5646.6 | 5646.6 | 16939.8 | 3 | 1 | 4 | F | KPVS_SplitCase | 12 | 10 | 12 | 18 | BranchMin12_BranchMax18 | 18 | 4 | 14 | 24 | HeaderMin14_HeaderMax24 | 16 | 5 | 20 | [29 empty] | INVALID
708 | 108 | 1015-3/4-4P-125HP KPVS | KPVS_1015-3/4_4P_125HP_11.26_BRZ | 5646.6 | 5646.6 | 16939.8 | 3 | 1 | 4 | F | KPVS_SplitCase | 12 | 10 | 12 | 18 | BranchMin12_BranchMax18 | 18 | 4 | 14 | 24 | HeaderMin14_HeaderMax24 | 18 | 5 | 20 | [29 empty] | INVALID
708 | 108 | 1015-3/4-4P-125HP KPVS | KPVS_1015-3/4_4P_125HP_11.26_BRZ | 5646.6 | 5646.6 | 16939.8 | 3 | 1 | 4 | F | KPVS_SplitCase | 12 | 10 | 12 | 18 | BranchMin12_BranchMax18 | 18 | 4 | 14 | 24 | HeaderMin14_HeaderMax24 | 20 | 5 | 20
708 | 108 | 1015-3/4-4P-125HP KPVS | KPVS_1015-3/4_4P_125HP_11.26_BRZ | 5646.6 | 5646.6 | 16939.8 | 3 | 1 | 4 | F | KPVS_SplitCase | 12 | 10 | 12 | 18 | BranchMin12_BranchMax18 | 18 | 4 | 14 | 24 | HeaderMin14_HeaderMax24 | 24 | 5 | 20
709 | 109 | 1015-3/4-4P-150HP KPVS | KPVS_1015-3/4_4P_150HP_11.96_BRZ | 6108.6 | 6108.6 | 18325.8 | 3 | 1 | 4 | F | KPVS_SplitCase | 12 | 10 | 12 | 18 | BranchMin12_BranchMax18 | 12 | 4 | 14 | 24 | HeaderMin14_HeaderMax24 | 14 | 5 | 20
709 | 109 | 1015-3/4-4P-150HP KPVS | KPVS_1015-3/4_4P_150HP_11.96_BRZ | 6108.6 | 6108.6 | 18325.8 | 3 | 1 | 4 | F | KPVS_SplitCase | 12 | 10 | 12 | 18 | BranchMin12_BranchMax18 | 12 | 4 | 14 | 24 | HeaderMin14_HeaderMax24 | 16 | 5 | 20
709 | 109 | 1015-3/4-4P-150HP KPVS | KPVS_1015-3/4_4P_150HP_11.96_BRZ | 6108.6 | 6108.6 | 18325.8 | 3 | 1 | 4 | F | KPVS_SplitCase | 12 | 10 | 12 | 18 | BranchMin12_BranchMax18 | 12 | 4 | 14 | 24 | HeaderMin14_HeaderMax24 | 18 | 5 | 20
709 | 109 | 1015-3/4-4P-150HP KPVS | KPVS_1015-3/4_4P_150HP_11.96_BRZ | 6108.6 | 6108.6 | 18325.8 | 3 | 1 | 4 | F | KPVS_SplitCase | 12 | 10 | 12 | 18 | BranchMin12_BranchMax18 | 12 | 4 | 14 | 24 | HeaderMin14_HeaderMax24 | 20 | 5 | 20
709 | 109 | 1015-3/4-4P-150HP KPVS | KPVS_1015-3/4_4P_150HP_11.96_BRZ | 6108.6 | 6108.6 | 18325.8 | 3 | 1 | 4 | F | KPVS_SplitCase | 12 | 10 | 12 | 18 | BranchMin12_BranchMax18 | 12 | 4 | 14 | 24 | HeaderMin14_HeaderMax24 | 24 | 5 | 20
709 | 109 | 1015-3/4-4P-150HP KPVS | KPVS_1015-3/4_4P_150HP_11.96_BRZ | 6108.6 | 6108.6 | 18325.8 | 3 | 1 | 4 | F | KPVS_SplitCase | 12 | 10 | 12 | 18 | BranchMin12_BranchMax18 | 14 | 4 | 14 | 24 | HeaderMin14_HeaderMax24 | 14 | 5 | 20 | [29 empty] | INVALID
709 | 109 | 1015-3/4-4P-150HP KPVS | KPVS_1015-3/4_4P_150HP_11.96_BRZ | 6108.6 | 6108.6 | 18325.8 | 3 | 1 | 4 | F | KPVS_SplitCase | 12 | 10 | 12 | 18 | BranchMin12_BranchMax18 | 14 | 4 | 14 | 24 | HeaderMin14_HeaderMax24 | 16 | 5 | 20
709 | 109 | 1015-3/4-4P-150HP KPVS | KPVS_1015-3/4_4P_150HP_11.96_BRZ | 6108.6 | 6108.6 | 18325.8 | 3 | 1 | 4 | F | KPVS_SplitCase | 12 | 10 | 12 | 18 | BranchMin12_BranchMax18 | 14 | 4 | 14 | 24 | HeaderMin14_HeaderMax24 | 18 | 5 | 20
709 | 109 | 1015-3/4-4P-150HP KPVS | KPVS_1015-3/4_4P_150HP_11.96_BRZ | 6108.6 | 6108.6 | 18325.8 | 3 | 1 | 4 | F | KPVS_SplitCase | 12 | 10 | 12 | 18 | BranchMin12_BranchMax18 | 14 | 4 | 14 | 24 | HeaderMin14_HeaderMax24 | 20 | 5 | 20
709 | 109 | 1015-3/4-4P-150HP KPVS | KPVS_1015-3/4_4P_150HP_11.96_BRZ | 6108.6 | 6108.6 | 18325.8 | 3 | 1 | 4 | F | KPVS_SplitCase | 12 | 10 | 12 | 18 | BranchMin12_BranchMax18 | 14 | 4 | 14 | 24 | HeaderMin14_HeaderMax24 | 24 | 5 | 20
709 | 109 | 1015-3/4-4P-150HP KPVS | KPVS_1015-3/4_4P_150HP_11.96_BRZ | 6108.6 | 6108.6 | 18325.8 | 3 | 1 | 4 | F | KPVS_SplitCase | 12 | 10 | 12 | 18 | BranchMin12_BranchMax18 | 16 | 4 | 14 | 24 | HeaderMin14_HeaderMax24 | 14 | 5 | 20 | [29 empty] | INVALID
709 | 109 | 1015-3/4-4P-150HP KPVS | KPVS_1015-3/4_4P_150HP_11.96_BRZ | 6108.6 | 6108.6 | 18325.8 | 3 | 1 | 4 | F | KPVS_SplitCase | 12 | 10 | 12 | 18 | BranchMin12_BranchMax18 | 16 | 4 | 14 | 24 | HeaderMin14_HeaderMax24 | 16 | 5 | 20 | [29 empty] | INVALID
709 | 109 | 1015-3/4-4P-150HP KPVS | KPVS_1015-3/4_4P_150HP_11.96_BRZ | 6108.6 | 6108.6 | 18325.8 | 3 | 1 | 4 | F | KPVS_SplitCase | 12 | 10 | 12 | 18 | BranchMin12_BranchMax18 | 16 | 4 | 14 | 24 | HeaderMin14_HeaderMax24 | 18 | 5 | 20
709 | 109 | 1015-3/4-4P-150HP KPVS | KPVS_1015-3/4_4P_150HP_11.96_BRZ | 6108.6 | 6108.6 | 18325.8 | 3 | 1 | 4 | F | KPVS_SplitCase | 12 | 10 | 12 | 18 | BranchMin12_BranchMax18 | 16 | 4 | 14 | 24 | HeaderMin14_HeaderMax24 | 20 | 5 | 20
709 | 109 | 1015-3/4-4P-150HP KPVS | KPVS_1015-3/4_4P_150HP_11.96_BRZ | 6108.6 | 6108.6 | 18325.8 | 3 | 1 | 4 | F | KPVS_SplitCase | 12 | 10 | 12 | 18 | BranchMin12_BranchMax18 | 16 | 4 | 14 | 24 | HeaderMin14_HeaderMax24 | 24 | 5 | 20
709 | 109 | 1015-3/4-4P-150HP KPVS | KPVS_1015-3/4_4P_150HP_11.96_BRZ | 6108.6 | 6108.6 | 18325.8 | 3 | 1 | 4 | F | KPVS_SplitCase | 12 | 10 | 12 | 18 | BranchMin12_BranchMax18 | 18 | 4 | 14 | 24 | HeaderMin14_HeaderMax24 | 14 | 5 | 20 | [29 empty] | INVALID
709 | 109 | 1015-3/4-4P-150HP KPVS | KPVS_1015-3/4_4P_150HP_11.96_BRZ | 6108.6 | 6108.6 | 18325.8 | 3 | 1 | 4 | F | KPVS_SplitCase | 12 | 10 | 12 | 18 | BranchMin12_BranchMax18 | 18 | 4 | 14 | 24 | HeaderMin14_HeaderMax24 | 16 | 5 | 20 | [29 empty] | INVALID
709 | 109 | 1015-3/4-4P-150HP KPVS | KPVS_1015-3/4_4P_150HP_11.96_BRZ | 6108.6 | 6108.6 | 18325.8 | 3 | 1 | 4 | F | KPVS_SplitCase | 12 | 10 | 12 | 18 | BranchMin12_BranchMax18 | 18 | 4 | 14 | 24 | HeaderMin14_HeaderMax24 | 18 | 5 | 20 | [29 empty] | INVALID
709 | 109 | 1015-3/4-4P-150HP KPVS | KPVS_1015-3/4_4P_150HP_11.96_BRZ | 6108.6 | 6108.6 | 18325.8 | 3 | 1 | 4 | F | KPVS_SplitCase | 12 | 10 | 12 | 18 | BranchMin12_BranchMax18 | 18 | 4 | 14 | 24 | HeaderMin14_HeaderMax24 | 20 | 5 | 20
709 | 109 | 1015-3/4-4P-150HP KPVS | KPVS_1015-3/4_4P_150HP_11.96_BRZ | 6108.6 | 6108.6 | 18325.8 | 3 | 1 | 4 | F | KPVS_SplitCase | 12 | 10 | 12 | 18 | BranchMin12_BranchMax18 | 18 | 4 | 14 | 24 | HeaderMin14_HeaderMax24 | 24 | 5 | 20
710 | 110 | 1015-3/4-4P-200HP KPVS | KPVS_1015-3/4_4P_200HP_12.89_BRZ | 6722.4 | 6722.4 | 20167.2 | 3 | 1 | 4 | F | KPVS_SplitCase | 12 | 10 | 12 | 18 | BranchMin12_BranchMax18 | 12 | 4 | 14 | 24 | HeaderMin14_HeaderMax24 | 14 | 5 | 20
710 | 110 | 1015-3/4-4P-200HP KPVS | KPVS_1015-3/4_4P_200HP_12.89_BRZ | 6722.4 | 6722.4 | 20167.2 | 3 | 1 | 4 | F | KPVS_SplitCase | 12 | 10 | 12 | 18 | BranchMin12_BranchMax18 | 12 | 4 | 14 | 24 | HeaderMin14_HeaderMax24 | 16 | 5 | 20
710 | 110 | 1015-3/4-4P-200HP KPVS | KPVS_1015-3/4_4P_200HP_12.89_BRZ | 6722.4 | 6722.4 | 20167.2 | 3 | 1 | 4 | F | KPVS_SplitCase | 12 | 10 | 12 | 18 | BranchMin12_BranchMax18 | 12 | 4 | 14 | 24 | HeaderMin14_HeaderMax24 | 18 | 5 | 20
710 | 110 | 1015-3/4-4P-200HP KPVS | KPVS_1015-3/4_4P_200HP_12.89_BRZ | 6722.4 | 6722.4 | 20167.2 | 3 | 1 | 4 | F | KPVS_SplitCase | 12 | 10 | 12 | 18 | BranchMin12_BranchMax18 | 12 | 4 | 14 | 24 | HeaderMin14_HeaderMax24 | 20 | 5 | 20
710 | 110 | 1015-3/4-4P-200HP KPVS | KPVS_1015-3/4_4P_200HP_12.89_BRZ | 6722.4 | 6722.4 | 20167.2 | 3 | 1 | 4 | F | KPVS_SplitCase | 12 | 10 | 12 | 18 | BranchMin12_BranchMax18 | 12 | 4 | 14 | 24 | HeaderMin14_HeaderMax24 | 24 | 5 | 20
710 | 110 | 1015-3/4-4P-200HP KPVS | KPVS_1015-3/4_4P_200HP_12.89_BRZ | 6722.4 | 6722.4 | 20167.2 | 3 | 1 | 4 | F | KPVS_SplitCase | 12 | 10 | 12 | 18 | BranchMin12_BranchMax18 | 14 | 4 | 14 | 24 | HeaderMin14_HeaderMax24 | 14 | 5 | 20 | [29 empty] | INVALID
710 | 110 | 1015-3/4-4P-200HP KPVS | KPVS_1015-3/4_4P_200HP_12.89_BRZ | 6722.4 | 6722.4 | 20167.2 | 3 | 1 | 4 | F | KPVS_SplitCase | 12 | 10 | 12 | 18 | BranchMin12_BranchMax18 | 14 | 4 | 14 | 24 | HeaderMin14_HeaderMax24 | 16 | 5 | 20
710 | 110 | 1015-3/4-4P-200HP KPVS | KPVS_1015-3/4_4P_200HP_12.89_BRZ | 6722.4 | 6722.4 | 20167.2 | 3 | 1 | 4 | F | KPVS_SplitCase | 12 | 10 | 12 | 18 | BranchMin12_BranchMax18 | 14 | 4 | 14 | 24 | HeaderMin14_HeaderMax24 | 18 | 5 | 20
710 | 110 | 1015-3/4-4P-200HP KPVS | KPVS_1015-3/4_4P_200HP_12.89_BRZ | 6722.4 | 6722.4 | 20167.2 | 3 | 1 | 4 | F | KPVS_SplitCase | 12 | 10 | 12 | 18 | BranchMin12_BranchMax18 | 14 | 4 | 14 | 24 | HeaderMin14_HeaderMax24 | 20 | 5 | 20
710 | 110 | 1015-3/4-4P-200HP KPVS | KPVS_1015-3/4_4P_200HP_12.89_BRZ | 6722.4 | 6722.4 | 20167.2 | 3 | 1 | 4 | F | KPVS_SplitCase | 12 | 10 | 12 | 18 | BranchMin12_BranchMax18 | 14 | 4 | 14 | 24 | HeaderMin14_HeaderMax24 | 24 | 5 | 20
710 | 110 | 1015-3/4-4P-200HP KPVS | KPVS_1015-3/4_4P_200HP_12.89_BRZ | 6722.4 | 6722.4 | 20167.2 | 3 | 1 | 4 | F | KPVS_SplitCase | 12 | 10 | 12 | 18 | BranchMin12_BranchMax18 | 16 | 4 | 14 | 24 | HeaderMin14_HeaderMax24 | 14 | 5 | 20 | [29 empty] | INVALID
710 | 110 | 1015-3/4-4P-200HP KPVS | KPVS_1015-3/4_4P_200HP_12.89_BRZ | 6722.4 | 6722.4 | 20167.2 | 3 | 1 | 4 | F | KPVS_SplitCase | 12 | 10 | 12 | 18 | BranchMin12_BranchMax18 | 16 | 4 | 14 | 24 | HeaderMin14_HeaderMax24 | 16 | 5 | 20 | [29 empty] | INVALID
710 | 110 | 1015-3/4-4P-200HP KPVS | KPVS_1015-3/4_4P_200HP_12.89_BRZ | 6722.4 | 6722.4 | 20167.2 | 3 | 1 | 4 | F | KPVS_SplitCase | 12 | 10 | 12 | 18 | BranchMin12_BranchMax18 | 16 | 4 | 14 | 24 | HeaderMin14_HeaderMax24 | 18 | 5 | 20
710 | 110 | 1015-3/4-4P-200HP KPVS | KPVS_1015-3/4_4P_200HP_12.89_BRZ | 6722.4 | 6722.4 | 20167.2 | 3 | 1 | 4 | F | KPVS_SplitCase | 12 | 10 | 12 | 18 | BranchMin12_BranchMax18 | 16 | 4 | 14 | 24 | HeaderMin14_HeaderMax24 | 20 | 5 | 20
710 | 110 | 1015-3/4-4P-200HP KPVS | KPVS_1015-3/4_4P_200HP_12.89_BRZ | 6722.4 | 6722.4 | 20167.2 | 3 | 1 | 4 | F | KPVS_SplitCase | 12 | 10 | 12 | 18 | BranchMin12_BranchMax18 | 16 | 4 | 14 | 24 | HeaderMin14_HeaderMax24 | 24 | 5 | 20
710 | 110 | 1015-3/4-4P-200HP KPVS | KPVS_1015-3/4_4P_200HP_12.89_BRZ | 6722.4 | 6722.4 | 20167.2 | 3 | 1 | 4 | F | KPVS_SplitCase | 12 | 10 | 12 | 18 | BranchMin12_BranchMax18 | 18 | 4 | 14 | 24 | HeaderMin14_HeaderMax24 | 14 | 5 | 20 | [29 empty] | INVALID
710 | 110 | 1015-3/4-4P-200HP KPVS | KPVS_1015-3/4_4P_200HP_12.89_BRZ | 6722.4 | 6722.4 | 20167.2 | 3 | 1 | 4 | F | KPVS_SplitCase | 12 | 10 | 12 | 18 | BranchMin12_BranchMax18 | 18 | 4 | 14 | 24 | HeaderMin14_HeaderMax24 | 16 | 5 | 20 | [29 empty] | INVALID
710 | 110 | 1015-3/4-4P-200HP KPVS | KPVS_1015-3/4_4P_200HP_12.89_BRZ | 6722.4 | 6722.4 | 20167.2 | 3 | 1 | 4 | F | KPVS_SplitCase | 12 | 10 | 12 | 18 | BranchMin12_BranchMax18 | 18 | 4 | 14 | 24 | HeaderMin14_HeaderMax24 | 18 | 5 | 20 | [29 empty] | INVALID
710 | 110 | 1015-3/4-4P-200HP KPVS | KPVS_1015-3/4_4P_200HP_12.89_BRZ | 6722.4 | 6722.4 | 20167.2 | 3 | 1 | 4 | F | KPVS_SplitCase | 12 | 10 | 12 | 18 | BranchMin12_BranchMax18 | 18 | 4 | 14 | 24 | HeaderMin14_HeaderMax24 | 20 | 5 | 20
710 | 110 | 1015-3/4-4P-200HP KPVS | KPVS_1015-3/4_4P_200HP_12.89_BRZ | 6722.4 | 6722.4 | 20167.2 | 3 | 1 | 4 | F | KPVS_SplitCase | 12 | 10 | 12 | 18 | BranchMin12_BranchMax18 | 18 | 4 | 14 | 24 | HeaderMin14_HeaderMax24 | 24 | 5 | 20
711 | 111 | 1015-3/4-4P-250HP KPVS | KPVS_1015-3/4_4P_250HP_13.52_BRZ | 7055.6 | 7055.6 | 21166.8 | 3 | 1 | 4 | F | KPVS_SplitCase | 12 | 10 | 12 | 20 | BranchMin12_BranchMax20 | 12 | 5 | 14 | 24 | HeaderMin14_HeaderMax24 | 14 | 5 | 25
711 | 111 | 1015-3/4-4P-250HP KPVS | KPVS_1015-3/4_4P_250HP_13.52_BRZ | 7055.6 | 7055.6 | 21166.8 | 3 | 1 | 4 | F | KPVS_SplitCase | 12 | 10 | 12 | 20 | BranchMin12_BranchMax20 | 12 | 5 | 14 | 24 | HeaderMin14_HeaderMax24 | 16 | 5 | 25
711 | 111 | 1015-3/4-4P-250HP KPVS | KPVS_1015-3/4_4P_250HP_13.52_BRZ | 7055.6 | 7055.6 | 21166.8 | 3 | 1 | 4 | F | KPVS_SplitCase | 12 | 10 | 12 | 20 | BranchMin12_BranchMax20 | 12 | 5 | 14 | 24 | HeaderMin14_HeaderMax24 | 18 | 5 | 25
711 | 111 | 1015-3/4-4P-250HP KPVS | KPVS_1015-3/4_4P_250HP_13.52_BRZ | 7055.6 | 7055.6 | 21166.8 | 3 | 1 | 4 | F | KPVS_SplitCase | 12 | 10 | 12 | 20 | BranchMin12_BranchMax20 | 12 | 5 | 14 | 24 | HeaderMin14_HeaderMax24 | 20 | 5 | 25
711 | 111 | 1015-3/4-4P-250HP KPVS | KPVS_1015-3/4_4P_250HP_13.52_BRZ | 7055.6 | 7055.6 | 21166.8 | 3 | 1 | 4 | F | KPVS_SplitCase | 12 | 10 | 12 | 20 | BranchMin12_BranchMax20 | 12 | 5 | 14 | 24 | HeaderMin14_HeaderMax24 | 24 | 5 | 25
711 | 111 | 1015-3/4-4P-250HP KPVS | KPVS_1015-3/4_4P_250HP_13.52_BRZ | 7055.6 | 7055.6 | 21166.8 | 3 | 1 | 4 | F | KPVS_SplitCase | 12 | 10 | 12 | 20 | BranchMin12_BranchMax20 | 14 | 5 | 14 | 24 | HeaderMin14_HeaderMax24 | 14 | 5 | 25 | [29 empty] | INVALID
711 | 111 | 1015-3/4-4P-250HP KPVS | KPVS_1015-3/4_4P_250HP_13.52_BRZ | 7055.6 | 7055.6 | 21166.8 | 3 | 1 | 4 | F | KPVS_SplitCase | 12 | 10 | 12 | 20 | BranchMin12_BranchMax20 | 14 | 5 | 14 | 24 | HeaderMin14_HeaderMax24 | 16 | 5 | 25
711 | 111 | 1015-3/4-4P-250HP KPVS | KPVS_1015-3/4_4P_250HP_13.52_BRZ | 7055.6 | 7055.6 | 21166.8 | 3 | 1 | 4 | F | KPVS_SplitCase | 12 | 10 | 12 | 20 | BranchMin12_BranchMax20 | 14 | 5 | 14 | 24 | HeaderMin14_HeaderMax24 | 18 | 5 | 25
711 | 111 | 1015-3/4-4P-250HP KPVS | KPVS_1015-3/4_4P_250HP_13.52_BRZ | 7055.6 | 7055.6 | 21166.8 | 3 | 1 | 4 | F | KPVS_SplitCase | 12 | 10 | 12 | 20 | BranchMin12_BranchMax20 | 14 | 5 | 14 | 24 | HeaderMin14_HeaderMax24 | 20 | 5 | 25
711 | 111 | 1015-3/4-4P-250HP KPVS | KPVS_1015-3/4_4P_250HP_13.52_BRZ | 7055.6 | 7055.6 | 21166.8 | 3 | 1 | 4 | F | KPVS_SplitCase | 12 | 10 | 12 | 20 | BranchMin12_BranchMax20 | 14 | 5 | 14 | 24 | HeaderMin14_HeaderMax24 | 24 | 5 | 25
711 | 111 | 1015-3/4-4P-250HP KPVS | KPVS_1015-3/4_4P_250HP_13.52_BRZ | 7055.6 | 7055.6 | 21166.8 | 3 | 1 | 4 | F | KPVS_SplitCase | 12 | 10 | 12 | 20 | BranchMin12_BranchMax20 | 16 | 5 | 14 | 24 | HeaderMin14_HeaderMax24 | 14 | 5 | 25 | [29 empty] | INVALID
711 | 111 | 1015-3/4-4P-250HP KPVS | KPVS_1015-3/4_4P_250HP_13.52_BRZ | 7055.6 | 7055.6 | 21166.8 | 3 | 1 | 4 | F | KPVS_SplitCase | 12 | 10 | 12 | 20 | BranchMin12_BranchMax20 | 16 | 5 | 14 | 24 | HeaderMin14_HeaderMax24 | 16 | 5 | 25 | [29 empty] | INVALID
711 | 111 | 1015-3/4-4P-250HP KPVS | KPVS_1015-3/4_4P_250HP_13.52_BRZ | 7055.6 | 7055.6 | 21166.8 | 3 | 1 | 4 | F | KPVS_SplitCase | 12 | 10 | 12 | 20 | BranchMin12_BranchMax20 | 16 | 5 | 14 | 24 | HeaderMin14_HeaderMax24 | 18 | 5 | 25
711 | 111 | 1015-3/4-4P-250HP KPVS | KPVS_1015-3/4_4P_250HP_13.52_BRZ | 7055.6 | 7055.6 | 21166.8 | 3 | 1 | 4 | F | KPVS_SplitCase | 12 | 10 | 12 | 20 | BranchMin12_BranchMax20 | 16 | 5 | 14 | 24 | HeaderMin14_HeaderMax24 | 20 | 5 | 25
711 | 111 | 1015-3/4-4P-250HP KPVS | KPVS_1015-3/4_4P_250HP_13.52_BRZ | 7055.6 | 7055.6 | 21166.8 | 3 | 1 | 4 | F | KPVS_SplitCase | 12 | 10 | 12 | 20 | BranchMin12_BranchMax20 | 16 | 5 | 14 | 24 | HeaderMin14_HeaderMax24 | 24 | 5 | 25
711 | 111 | 1015-3/4-4P-250HP KPVS | KPVS_1015-3/4_4P_250HP_13.52_BRZ | 7055.6 | 7055.6 | 21166.8 | 3 | 1 | 4 | F | KPVS_SplitCase | 12 | 10 | 12 | 20 | BranchMin12_BranchMax20 | 18 | 5 | 14 | 24 | HeaderMin14_HeaderMax24 | 14 | 5 | 25 | [29 empty] | INVALID
711 | 111 | 1015-3/4-4P-250HP KPVS | KPVS_1015-3/4_4P_250HP_13.52_BRZ | 7055.6 | 7055.6 | 21166.8 | 3 | 1 | 4 | F | KPVS_SplitCase | 12 | 10 | 12 | 20 | BranchMin12_BranchMax20 | 18 | 5 | 14 | 24 | HeaderMin14_HeaderMax24 | 16 | 5 | 25 | [29 empty] | INVALID
711 | 111 | 1015-3/4-4P-250HP KPVS | KPVS_1015-3/4_4P_250HP_13.52_BRZ | 7055.6 | 7055.6 | 21166.8 | 3 | 1 | 4 | F | KPVS_SplitCase | 12 | 10 | 12 | 20 | BranchMin12_BranchMax20 | 18 | 5 | 14 | 24 | HeaderMin14_HeaderMax24 | 18 | 5 | 25 | [29 empty] | INVALID
711 | 111 | 1015-3/4-4P-250HP KPVS | KPVS_1015-3/4_4P_250HP_13.52_BRZ | 7055.6 | 7055.6 | 21166.8 | 3 | 1 | 4 | F | KPVS_SplitCase | 12 | 10 | 12 | 20 | BranchMin12_BranchMax20 | 18 | 5 | 14 | 24 | HeaderMin14_HeaderMax24 | 20 | 5 | 25
711 | 111 | 1015-3/4-4P-250HP KPVS | KPVS_1015-3/4_4P_250HP_13.52_BRZ | 7055.6 | 7055.6 | 21166.8 | 3 | 1 | 4 | F | KPVS_SplitCase | 12 | 10 | 12 | 20 | BranchMin12_BranchMax20 | 18 | 5 | 14 | 24 | HeaderMin14_HeaderMax24 | 24 | 5 | 25
711 | 111 | 1015-3/4-4P-250HP KPVS | KPVS_1015-3/4_4P_250HP_13.52_BRZ | 7055.6 | 7055.6 | 21166.8 | 3 | 1 | 4 | F | KPVS_SplitCase | 12 | 10 | 12 | 20 | BranchMin12_BranchMax20 | 20 | 5 | 14 | 24 | HeaderMin14_HeaderMax24 | 14 | 5 | 25 | [29 empty] | INVALID
711 | 111 | 1015-3/4-4P-250HP KPVS | KPVS_1015-3/4_4P_250HP_13.52_BRZ | 7055.6 | 7055.6 | 21166.8 | 3 | 1 | 4 | F | KPVS_SplitCase | 12 | 10 | 12 | 20 | BranchMin12_BranchMax20 | 20 | 5 | 14 | 24 | HeaderMin14_HeaderMax24 | 16 | 5 | 25 | [29 empty] | INVALID
711 | 111 | 1015-3/4-4P-250HP KPVS | KPVS_1015-3/4_4P_250HP_13.52_BRZ | 7055.6 | 7055.6 | 21166.8 | 3 | 1 | 4 | F | KPVS_SplitCase | 12 | 10 | 12 | 20 | BranchMin12_BranchMax20 | 20 | 5 | 14 | 24 | HeaderMin14_HeaderMax24 | 18 | 5 | 25 | [29 empty] | INVALID
711 | 111 | 1015-3/4-4P-250HP KPVS | KPVS_1015-3/4_4P_250HP_13.52_BRZ | 7055.6 | 7055.6 | 21166.8 | 3 | 1 | 4 | F | KPVS_SplitCase | 12 | 10 | 12 | 20 | BranchMin12_BranchMax20 | 20 | 5 | 14 | 24 | HeaderMin14_HeaderMax24 | 20 | 5 | 25 | [29 empty] | INVALID
711 | 111 | 1015-3/4-4P-250HP KPVS | KPVS_1015-3/4_4P_250HP_13.52_BRZ | 7055.6 | 7055.6 | 21166.8 | 3 | 1 | 4 | F | KPVS_SplitCase | 12 | 10 | 12 | 20 | BranchMin12_BranchMax20 | 20 | 5 | 14 | 24 | HeaderMin14_HeaderMax24 | 24 | 5 | 25
712 | 112 | 1015-3/4-4P-300HP KPVS | KPVS_1015-3/4_4P_300HP_14.03_BRZ | 7256.3 | 7256.3 | 21768.9 | 3 | 1 | 4 | F | KPVS_SplitCase | 12 | 10 | 12 | 20 | BranchMin12_BranchMax20 | 12 | 5 | 14 | 24 | HeaderMin14_HeaderMax24 | 14 | 5 | 25
712 | 112 | 1015-3/4-4P-300HP KPVS | KPVS_1015-3/4_4P_300HP_14.03_BRZ | 7256.3 | 7256.3 | 21768.9 | 3 | 1 | 4 | F | KPVS_SplitCase | 12 | 10 | 12 | 20 | BranchMin12_BranchMax20 | 12 | 5 | 14 | 24 | HeaderMin14_HeaderMax24 | 16 | 5 | 25
712 | 112 | 1015-3/4-4P-300HP KPVS | KPVS_1015-3/4_4P_300HP_14.03_BRZ | 7256.3 | 7256.3 | 21768.9 | 3 | 1 | 4 | F | KPVS_SplitCase | 12 | 10 | 12 | 20 | BranchMin12_BranchMax20 | 12 | 5 | 14 | 24 | HeaderMin14_HeaderMax24 | 18 | 5 | 25
712 | 112 | 1015-3/4-4P-300HP KPVS | KPVS_1015-3/4_4P_300HP_14.03_BRZ | 7256.3 | 7256.3 | 21768.9 | 3 | 1 | 4 | F | KPVS_SplitCase | 12 | 10 | 12 | 20 | BranchMin12_BranchMax20 | 12 | 5 | 14 | 24 | HeaderMin14_HeaderMax24 | 20 | 5 | 25
712 | 112 | 1015-3/4-4P-300HP KPVS | KPVS_1015-3/4_4P_300HP_14.03_BRZ | 7256.3 | 7256.3 | 21768.9 | 3 | 1 | 4 | F | KPVS_SplitCase | 12 | 10 | 12 | 20 | BranchMin12_BranchMax20 | 12 | 5 | 14 | 24 | HeaderMin14_HeaderMax24 | 24 | 5 | 25
712 | 112 | 1015-3/4-4P-300HP KPVS | KPVS_1015-3/4_4P_300HP_14.03_BRZ | 7256.3 | 7256.3 | 21768.9 | 3 | 1 | 4 | F | KPVS_SplitCase | 12 | 10 | 12 | 20 | BranchMin12_BranchMax20 | 14 | 5 | 14 | 24 | HeaderMin14_HeaderMax24 | 14 | 5 | 25 | [29 empty] | INVALID
712 | 112 | 1015-3/4-4P-300HP KPVS | KPVS_1015-3/4_4P_300HP_14.03_BRZ | 7256.3 | 7256.3 | 21768.9 | 3 | 1 | 4 | F | KPVS_SplitCase | 12 | 10 | 12 | 20 | BranchMin12_BranchMax20 | 14 | 5 | 14 | 24 | HeaderMin14_HeaderMax24 | 16 | 5 | 25
712 | 112 | 1015-3/4-4P-300HP KPVS | KPVS_1015-3/4_4P_300HP_14.03_BRZ | 7256.3 | 7256.3 | 21768.9 | 3 | 1 | 4 | F | KPVS_SplitCase | 12 | 10 | 12 | 20 | BranchMin12_BranchMax20 | 14 | 5 | 14 | 24 | HeaderMin14_HeaderMax24 | 18 | 5 | 25
712 | 112 | 1015-3/4-4P-300HP KPVS | KPVS_1015-3/4_4P_300HP_14.03_BRZ | 7256.3 | 7256.3 | 21768.9 | 3 | 1 | 4 | F | KPVS_SplitCase | 12 | 10 | 12 | 20 | BranchMin12_BranchMax20 | 14 | 5 | 14 | 24 | HeaderMin14_HeaderMax24 | 20 | 5 | 25
712 | 112 | 1015-3/4-4P-300HP KPVS | KPVS_1015-3/4_4P_300HP_14.03_BRZ | 7256.3 | 7256.3 | 21768.9 | 3 | 1 | 4 | F | KPVS_SplitCase | 12 | 10 | 12 | 20 | BranchMin12_BranchMax20 | 14 | 5 | 14 | 24 | HeaderMin14_HeaderMax24 | 24 | 5 | 25
712 | 112 | 1015-3/4-4P-300HP KPVS | KPVS_1015-3/4_4P_300HP_14.03_BRZ | 7256.3 | 7256.3 | 21768.9 | 3 | 1 | 4 | F | KPVS_SplitCase | 12 | 10 | 12 | 20 | BranchMin12_BranchMax20 | 16 | 5 | 14 | 24 | HeaderMin14_HeaderMax24 | 14 | 5 | 25 | [29 empty] | INVALID
712 | 112 | 1015-3/4-4P-300HP KPVS | KPVS_1015-3/4_4P_300HP_14.03_BRZ | 7256.3 | 7256.3 | 21768.9 | 3 | 1 | 4 | F | KPVS_SplitCase | 12 | 10 | 12 | 20 | BranchMin12_BranchMax20 | 16 | 5 | 14 | 24 | HeaderMin14_HeaderMax24 | 16 | 5 | 25 | [29 empty] | INVALID
712 | 112 | 1015-3/4-4P-300HP KPVS | KPVS_1015-3/4_4P_300HP_14.03_BRZ | 7256.3 | 7256.3 | 21768.9 | 3 | 1 | 4 | F | KPVS_SplitCase | 12 | 10 | 12 | 20 | BranchMin12_BranchMax20 | 16 | 5 | 14 | 24 | HeaderMin14_HeaderMax24 | 18 | 5 | 25
712 | 112 | 1015-3/4-4P-300HP KPVS | KPVS_1015-3/4_4P_300HP_14.03_BRZ | 7256.3 | 7256.3 | 21768.9 | 3 | 1 | 4 | F | KPVS_SplitCase | 12 | 10 | 12 | 20 | BranchMin12_BranchMax20 | 16 | 5 | 14 | 24 | HeaderMin14_HeaderMax24 | 20 | 5 | 25
712 | 112 | 1015-3/4-4P-300HP KPVS | KPVS_1015-3/4_4P_300HP_14.03_BRZ | 7256.3 | 7256.3 | 21768.9 | 3 | 1 | 4 | F | KPVS_SplitCase | 12 | 10 | 12 | 20 | BranchMin12_BranchMax20 | 16 | 5 | 14 | 24 | HeaderMin14_HeaderMax24 | 24 | 5 | 25
712 | 112 | 1015-3/4-4P-300HP KPVS | KPVS_1015-3/4_4P_300HP_14.03_BRZ | 7256.3 | 7256.3 | 21768.9 | 3 | 1 | 4 | F | KPVS_SplitCase | 12 | 10 | 12 | 20 | BranchMin12_BranchMax20 | 18 | 5 | 14 | 24 | HeaderMin14_HeaderMax24 | 14 | 5 | 25 | [29 empty] | INVALID
712 | 112 | 1015-3/4-4P-300HP KPVS | KPVS_1015-3/4_4P_300HP_14.03_BRZ | 7256.3 | 7256.3 | 21768.9 | 3 | 1 | 4 | F | KPVS_SplitCase | 12 | 10 | 12 | 20 | BranchMin12_BranchMax20 | 18 | 5 | 14 | 24 | HeaderMin14_HeaderMax24 | 16 | 5 | 25 | [29 empty] | INVALID
712 | 112 | 1015-3/4-4P-300HP KPVS | KPVS_1015-3/4_4P_300HP_14.03_BRZ | 7256.3 | 7256.3 | 21768.9 | 3 | 1 | 4 | F | KPVS_SplitCase | 12 | 10 | 12 | 20 | BranchMin12_BranchMax20 | 18 | 5 | 14 | 24 | HeaderMin14_HeaderMax24 | 18 | 5 | 25 | [29 empty] | INVALID
712 | 112 | 1015-3/4-4P-300HP KPVS | KPVS_1015-3/4_4P_300HP_14.03_BRZ | 7256.3 | 7256.3 | 21768.9 | 3 | 1 | 4 | F | KPVS_SplitCase | 12 | 10 | 12 | 20 | BranchMin12_BranchMax20 | 18 | 5 | 14 | 24 | HeaderMin14_HeaderMax24 | 20 | 5 | 25
712 | 112 | 1015-3/4-4P-300HP KPVS | KPVS_1015-3/4_4P_300HP_14.03_BRZ | 7256.3 | 7256.3 | 21768.9 | 3 | 1 | 4 | F | KPVS_SplitCase | 12 | 10 | 12 | 20 | BranchMin12_BranchMax20 | 18 | 5 | 14 | 24 | HeaderMin14_HeaderMax24 | 24 | 5 | 25
712 | 112 | 1015-3/4-4P-300HP KPVS | KPVS_1015-3/4_4P_300HP_14.03_BRZ | 7256.3 | 7256.3 | 21768.9 | 3 | 1 | 4 | F | KPVS_SplitCase | 12 | 10 | 12 | 20 | BranchMin12_BranchMax20 | 20 | 5 | 14 | 24 | HeaderMin14_HeaderMax24 | 14 | 5 | 25 | [29 empty] | INVALID
712 | 112 | 1015-3/4-4P-300HP KPVS | KPVS_1015-3/4_4P_300HP_14.03_BRZ | 7256.3 | 7256.3 | 21768.9 | 3 | 1 | 4 | F | KPVS_SplitCase | 12 | 10 | 12 | 20 | BranchMin12_BranchMax20 | 20 | 5 | 14 | 24 | HeaderMin14_HeaderMax24 | 16 | 5 | 25 | [29 empty] | INVALID
712 | 112 | 1015-3/4-4P-300HP KPVS | KPVS_1015-3/4_4P_300HP_14.03_BRZ | 7256.3 | 7256.3 | 21768.9 | 3 | 1 | 4 | F | KPVS_SplitCase | 12 | 10 | 12 | 20 | BranchMin12_BranchMax20 | 20 | 5 | 14 | 24 | HeaderMin14_HeaderMax24 | 18 | 5 | 25 | [29 empty] | INVALID
712 | 112 | 1015-3/4-4P-300HP KPVS | KPVS_1015-3/4_4P_300HP_14.03_BRZ | 7256.3 | 7256.3 | 21768.9 | 3 | 1 | 4 | F | KPVS_SplitCase | 12 | 10 | 12 | 20 | BranchMin12_BranchMax20 | 20 | 5 | 14 | 24 | HeaderMin14_HeaderMax24 | 20 | 5 | 25 | [29 empty] | INVALID
712 | 112 | 1015-3/4-4P-300HP KPVS | KPVS_1015-3/4_4P_300HP_14.03_BRZ | 7256.3 | 7256.3 | 21768.9 | 3 | 1 | 4 | F | KPVS_SplitCase | 12 | 10 | 12 | 20 | BranchMin12_BranchMax20 | 20 | 5 | 14 | 24 | HeaderMin14_HeaderMax24 | 24 | 5 | 25
713 | 113 | 1220-5/6-6P-125HP KPVS | KPVS_1220-5/6_6P_125HP_13.61_BRZ | 7208.6 | 7208.6 | 21625.8 | 3 | 1 | 4 | F | KPVS_SplitCase | 14 | 12 | 14 | 20 | BranchMin14_BranchMax20 | 14 | 4 | 16 | 24 | HeaderMin16_HeaderMax24 | 16 | 4 | 16
713 | 113 | 1220-5/6-6P-125HP KPVS | KPVS_1220-5/6_6P_125HP_13.61_BRZ | 7208.6 | 7208.6 | 21625.8 | 3 | 1 | 4 | F | KPVS_SplitCase | 14 | 12 | 14 | 20 | BranchMin14_BranchMax20 | 14 | 4 | 16 | 24 | HeaderMin16_HeaderMax24 | 18 | 4 | 16
713 | 113 | 1220-5/6-6P-125HP KPVS | KPVS_1220-5/6_6P_125HP_13.61_BRZ | 7208.6 | 7208.6 | 21625.8 | 3 | 1 | 4 | F | KPVS_SplitCase | 14 | 12 | 14 | 20 | BranchMin14_BranchMax20 | 14 | 4 | 16 | 24 | HeaderMin16_HeaderMax24 | 20 | 4 | 16
713 | 113 | 1220-5/6-6P-125HP KPVS | KPVS_1220-5/6_6P_125HP_13.61_BRZ | 7208.6 | 7208.6 | 21625.8 | 3 | 1 | 4 | F | KPVS_SplitCase | 14 | 12 | 14 | 20 | BranchMin14_BranchMax20 | 14 | 4 | 16 | 24 | HeaderMin16_HeaderMax24 | 24 | 4 | 16
713 | 113 | 1220-5/6-6P-125HP KPVS | KPVS_1220-5/6_6P_125HP_13.61_BRZ | 7208.6 | 7208.6 | 21625.8 | 3 | 1 | 4 | F | KPVS_SplitCase | 14 | 12 | 14 | 20 | BranchMin14_BranchMax20 | 16 | 4 | 16 | 24 | HeaderMin16_HeaderMax24 | 16 | 4 | 16 | [29 empty] | INVALID
713 | 113 | 1220-5/6-6P-125HP KPVS | KPVS_1220-5/6_6P_125HP_13.61_BRZ | 7208.6 | 7208.6 | 21625.8 | 3 | 1 | 4 | F | KPVS_SplitCase | 14 | 12 | 14 | 20 | BranchMin14_BranchMax20 | 16 | 4 | 16 | 24 | HeaderMin16_HeaderMax24 | 18 | 4 | 16
713 | 113 | 1220-5/6-6P-125HP KPVS | KPVS_1220-5/6_6P_125HP_13.61_BRZ | 7208.6 | 7208.6 | 21625.8 | 3 | 1 | 4 | F | KPVS_SplitCase | 14 | 12 | 14 | 20 | BranchMin14_BranchMax20 | 16 | 4 | 16 | 24 | HeaderMin16_HeaderMax24 | 20 | 4 | 16
713 | 113 | 1220-5/6-6P-125HP KPVS | KPVS_1220-5/6_6P_125HP_13.61_BRZ | 7208.6 | 7208.6 | 21625.8 | 3 | 1 | 4 | F | KPVS_SplitCase | 14 | 12 | 14 | 20 | BranchMin14_BranchMax20 | 16 | 4 | 16 | 24 | HeaderMin16_HeaderMax24 | 24 | 4 | 16
713 | 113 | 1220-5/6-6P-125HP KPVS | KPVS_1220-5/6_6P_125HP_13.61_BRZ | 7208.6 | 7208.6 | 21625.8 | 3 | 1 | 4 | F | KPVS_SplitCase | 14 | 12 | 14 | 20 | BranchMin14_BranchMax20 | 18 | 4 | 16 | 24 | HeaderMin16_HeaderMax24 | 16 | 4 | 16 | [29 empty] | INVALID
713 | 113 | 1220-5/6-6P-125HP KPVS | KPVS_1220-5/6_6P_125HP_13.61_BRZ | 7208.6 | 7208.6 | 21625.8 | 3 | 1 | 4 | F | KPVS_SplitCase | 14 | 12 | 14 | 20 | BranchMin14_BranchMax20 | 18 | 4 | 16 | 24 | HeaderMin16_HeaderMax24 | 18 | 4 | 16 | [29 empty] | INVALID
713 | 113 | 1220-5/6-6P-125HP KPVS | KPVS_1220-5/6_6P_125HP_13.61_BRZ | 7208.6 | 7208.6 | 21625.8 | 3 | 1 | 4 | F | KPVS_SplitCase | 14 | 12 | 14 | 20 | BranchMin14_BranchMax20 | 18 | 4 | 16 | 24 | HeaderMin16_HeaderMax24 | 20 | 4 | 16
713 | 113 | 1220-5/6-6P-125HP KPVS | KPVS_1220-5/6_6P_125HP_13.61_BRZ | 7208.6 | 7208.6 | 21625.8 | 3 | 1 | 4 | F | KPVS_SplitCase | 14 | 12 | 14 | 20 | BranchMin14_BranchMax20 | 18 | 4 | 16 | 24 | HeaderMin16_HeaderMax24 | 24 | 4 | 16
713 | 113 | 1220-5/6-6P-125HP KPVS | KPVS_1220-5/6_6P_125HP_13.61_BRZ | 7208.6 | 7208.6 | 21625.8 | 3 | 1 | 4 | F | KPVS_SplitCase | 14 | 12 | 14 | 20 | BranchMin14_BranchMax20 | 20 | 4 | 16 | 24 | HeaderMin16_HeaderMax24 | 16 | 4 | 16 | [29 empty] | INVALID
713 | 113 | 1220-5/6-6P-125HP KPVS | KPVS_1220-5/6_6P_125HP_13.61_BRZ | 7208.6 | 7208.6 | 21625.8 | 3 | 1 | 4 | F | KPVS_SplitCase | 14 | 12 | 14 | 20 | BranchMin14_BranchMax20 | 20 | 4 | 16 | 24 | HeaderMin16_HeaderMax24 | 18 | 4 | 16 | [29 empty] | INVALID
713 | 113 | 1220-5/6-6P-125HP KPVS | KPVS_1220-5/6_6P_125HP_13.61_BRZ | 7208.6 | 7208.6 | 21625.8 | 3 | 1 | 4 | F | KPVS_SplitCase | 14 | 12 | 14 | 20 | BranchMin14_BranchMax20 | 20 | 4 | 16 | 24 | HeaderMin16_HeaderMax24 | 20 | 4 | 16 | [29 empty] | INVALID
713 | 113 | 1220-5/6-6P-125HP KPVS | KPVS_1220-5/6_6P_125HP_13.61_BRZ | 7208.6 | 7208.6 | 21625.8 | 3 | 1 | 4 | F | KPVS_SplitCase | 14 | 12 | 14 | 20 | BranchMin14_BranchMax20 | 20 | 4 | 16 | 24 | HeaderMin16_HeaderMax24 | 24 | 4 | 16
714 | 114 | 1220-5/6-6P-150HP KPVS | KPVS_1220-5/6_6P_150HP_14.41_BRZ | 7821.9 | 7821.9 | 23465.7 | 3 | 1 | 4 | F | KPVS_SplitCase | 14 | 12 | 14 | 20 | BranchMin14_BranchMax20 | 14 | 4 | 16 | 24 | HeaderMin16_HeaderMax24 | 16 | 4 | 16
714 | 114 | 1220-5/6-6P-150HP KPVS | KPVS_1220-5/6_6P_150HP_14.41_BRZ | 7821.9 | 7821.9 | 23465.7 | 3 | 1 | 4 | F | KPVS_SplitCase | 14 | 12 | 14 | 20 | BranchMin14_BranchMax20 | 14 | 4 | 16 | 24 | HeaderMin16_HeaderMax24 | 18 | 4 | 16
714 | 114 | 1220-5/6-6P-150HP KPVS | KPVS_1220-5/6_6P_150HP_14.41_BRZ | 7821.9 | 7821.9 | 23465.7 | 3 | 1 | 4 | F | KPVS_SplitCase | 14 | 12 | 14 | 20 | BranchMin14_BranchMax20 | 14 | 4 | 16 | 24 | HeaderMin16_HeaderMax24 | 20 | 4 | 16
714 | 114 | 1220-5/6-6P-150HP KPVS | KPVS_1220-5/6_6P_150HP_14.41_BRZ | 7821.9 | 7821.9 | 23465.7 | 3 | 1 | 4 | F | KPVS_SplitCase | 14 | 12 | 14 | 20 | BranchMin14_BranchMax20 | 14 | 4 | 16 | 24 | HeaderMin16_HeaderMax24 | 24 | 4 | 16
714 | 114 | 1220-5/6-6P-150HP KPVS | KPVS_1220-5/6_6P_150HP_14.41_BRZ | 7821.9 | 7821.9 | 23465.7 | 3 | 1 | 4 | F | KPVS_SplitCase | 14 | 12 | 14 | 20 | BranchMin14_BranchMax20 | 16 | 4 | 16 | 24 | HeaderMin16_HeaderMax24 | 16 | 4 | 16 | [29 empty] | INVALID
714 | 114 | 1220-5/6-6P-150HP KPVS | KPVS_1220-5/6_6P_150HP_14.41_BRZ | 7821.9 | 7821.9 | 23465.7 | 3 | 1 | 4 | F | KPVS_SplitCase | 14 | 12 | 14 | 20 | BranchMin14_BranchMax20 | 16 | 4 | 16 | 24 | HeaderMin16_HeaderMax24 | 18 | 4 | 16
714 | 114 | 1220-5/6-6P-150HP KPVS | KPVS_1220-5/6_6P_150HP_14.41_BRZ | 7821.9 | 7821.9 | 23465.7 | 3 | 1 | 4 | F | KPVS_SplitCase | 14 | 12 | 14 | 20 | BranchMin14_BranchMax20 | 16 | 4 | 16 | 24 | HeaderMin16_HeaderMax24 | 20 | 4 | 16
714 | 114 | 1220-5/6-6P-150HP KPVS | KPVS_1220-5/6_6P_150HP_14.41_BRZ | 7821.9 | 7821.9 | 23465.7 | 3 | 1 | 4 | F | KPVS_SplitCase | 14 | 12 | 14 | 20 | BranchMin14_BranchMax20 | 16 | 4 | 16 | 24 | HeaderMin16_HeaderMax24 | 24 | 4 | 16
714 | 114 | 1220-5/6-6P-150HP KPVS | KPVS_1220-5/6_6P_150HP_14.41_BRZ | 7821.9 | 7821.9 | 23465.7 | 3 | 1 | 4 | F | KPVS_SplitCase | 14 | 12 | 14 | 20 | BranchMin14_BranchMax20 | 18 | 4 | 16 | 24 | HeaderMin16_HeaderMax24 | 16 | 4 | 16 | [29 empty] | INVALID
714 | 114 | 1220-5/6-6P-150HP KPVS | KPVS_1220-5/6_6P_150HP_14.41_BRZ | 7821.9 | 7821.9 | 23465.7 | 3 | 1 | 4 | F | KPVS_SplitCase | 14 | 12 | 14 | 20 | BranchMin14_BranchMax20 | 18 | 4 | 16 | 24 | HeaderMin16_HeaderMax24 | 18 | 4 | 16 | [29 empty] | INVALID
714 | 114 | 1220-5/6-6P-150HP KPVS | KPVS_1220-5/6_6P_150HP_14.41_BRZ | 7821.9 | 7821.9 | 23465.7 | 3 | 1 | 4 | F | KPVS_SplitCase | 14 | 12 | 14 | 20 | BranchMin14_BranchMax20 | 18 | 4 | 16 | 24 | HeaderMin16_HeaderMax24 | 20 | 4 | 16
714 | 114 | 1220-5/6-6P-150HP KPVS | KPVS_1220-5/6_6P_150HP_14.41_BRZ | 7821.9 | 7821.9 | 23465.7 | 3 | 1 | 4 | F | KPVS_SplitCase | 14 | 12 | 14 | 20 | BranchMin14_BranchMax20 | 18 | 4 | 16 | 24 | HeaderMin16_HeaderMax24 | 24 | 4 | 16
714 | 114 | 1220-5/6-6P-150HP KPVS | KPVS_1220-5/6_6P_150HP_14.41_BRZ | 7821.9 | 7821.9 | 23465.7 | 3 | 1 | 4 | F | KPVS_SplitCase | 14 | 12 | 14 | 20 | BranchMin14_BranchMax20 | 20 | 4 | 16 | 24 | HeaderMin16_HeaderMax24 | 16 | 4 | 16 | [29 empty] | INVALID
714 | 114 | 1220-5/6-6P-150HP KPVS | KPVS_1220-5/6_6P_150HP_14.41_BRZ | 7821.9 | 7821.9 | 23465.7 | 3 | 1 | 4 | F | KPVS_SplitCase | 14 | 12 | 14 | 20 | BranchMin14_BranchMax20 | 20 | 4 | 16 | 24 | HeaderMin16_HeaderMax24 | 18 | 4 | 16 | [29 empty] | INVALID
714 | 114 | 1220-5/6-6P-150HP KPVS | KPVS_1220-5/6_6P_150HP_14.41_BRZ | 7821.9 | 7821.9 | 23465.7 | 3 | 1 | 4 | F | KPVS_SplitCase | 14 | 12 | 14 | 20 | BranchMin14_BranchMax20 | 20 | 4 | 16 | 24 | HeaderMin16_HeaderMax24 | 20 | 4 | 16 | [29 empty] | INVALID
714 | 114 | 1220-5/6-6P-150HP KPVS | KPVS_1220-5/6_6P_150HP_14.41_BRZ | 7821.9 | 7821.9 | 23465.7 | 3 | 1 | 4 | F | KPVS_SplitCase | 14 | 12 | 14 | 20 | BranchMin14_BranchMax20 | 20 | 4 | 16 | 24 | HeaderMin16_HeaderMax24 | 24 | 4 | 16
715 | 115 | 1220-5/6-6P-200HP KPVS | KPVS_1220-5/6_6P_200HP_16.03_BRZ | 9109.1 | 9109.1 | 27327.3 | 3 | 1 | 4 | F | KPVS_SplitCase | 14 | 12 | 14 | 24 | BranchMin14_BranchMax24 | 14 | 5 | 16 | 24 | HeaderMin16_HeaderMax24 | 16 | 4 | 20
715 | 115 | 1220-5/6-6P-200HP KPVS | KPVS_1220-5/6_6P_200HP_16.03_BRZ | 9109.1 | 9109.1 | 27327.3 | 3 | 1 | 4 | F | KPVS_SplitCase | 14 | 12 | 14 | 24 | BranchMin14_BranchMax24 | 14 | 5 | 16 | 24 | HeaderMin16_HeaderMax24 | 18 | 4 | 20
715 | 115 | 1220-5/6-6P-200HP KPVS | KPVS_1220-5/6_6P_200HP_16.03_BRZ | 9109.1 | 9109.1 | 27327.3 | 3 | 1 | 4 | F | KPVS_SplitCase | 14 | 12 | 14 | 24 | BranchMin14_BranchMax24 | 14 | 5 | 16 | 24 | HeaderMin16_HeaderMax24 | 20 | 4 | 20
715 | 115 | 1220-5/6-6P-200HP KPVS | KPVS_1220-5/6_6P_200HP_16.03_BRZ | 9109.1 | 9109.1 | 27327.3 | 3 | 1 | 4 | F | KPVS_SplitCase | 14 | 12 | 14 | 24 | BranchMin14_BranchMax24 | 14 | 5 | 16 | 24 | HeaderMin16_HeaderMax24 | 24 | 4 | 20
715 | 115 | 1220-5/6-6P-200HP KPVS | KPVS_1220-5/6_6P_200HP_16.03_BRZ | 9109.1 | 9109.1 | 27327.3 | 3 | 1 | 4 | F | KPVS_SplitCase | 14 | 12 | 14 | 24 | BranchMin14_BranchMax24 | 16 | 5 | 16 | 24 | HeaderMin16_HeaderMax24 | 16 | 4 | 20 | [29 empty] | INVALID
715 | 115 | 1220-5/6-6P-200HP KPVS | KPVS_1220-5/6_6P_200HP_16.03_BRZ | 9109.1 | 9109.1 | 27327.3 | 3 | 1 | 4 | F | KPVS_SplitCase | 14 | 12 | 14 | 24 | BranchMin14_BranchMax24 | 16 | 5 | 16 | 24 | HeaderMin16_HeaderMax24 | 18 | 4 | 20
715 | 115 | 1220-5/6-6P-200HP KPVS | KPVS_1220-5/6_6P_200HP_16.03_BRZ | 9109.1 | 9109.1 | 27327.3 | 3 | 1 | 4 | F | KPVS_SplitCase | 14 | 12 | 14 | 24 | BranchMin14_BranchMax24 | 16 | 5 | 16 | 24 | HeaderMin16_HeaderMax24 | 20 | 4 | 20
715 | 115 | 1220-5/6-6P-200HP KPVS | KPVS_1220-5/6_6P_200HP_16.03_BRZ | 9109.1 | 9109.1 | 27327.3 | 3 | 1 | 4 | F | KPVS_SplitCase | 14 | 12 | 14 | 24 | BranchMin14_BranchMax24 | 16 | 5 | 16 | 24 | HeaderMin16_HeaderMax24 | 24 | 4 | 20
715 | 115 | 1220-5/6-6P-200HP KPVS | KPVS_1220-5/6_6P_200HP_16.03_BRZ | 9109.1 | 9109.1 | 27327.3 | 3 | 1 | 4 | F | KPVS_SplitCase | 14 | 12 | 14 | 24 | BranchMin14_BranchMax24 | 18 | 5 | 16 | 24 | HeaderMin16_HeaderMax24 | 16 | 4 | 20 | [29 empty] | INVALID
715 | 115 | 1220-5/6-6P-200HP KPVS | KPVS_1220-5/6_6P_200HP_16.03_BRZ | 9109.1 | 9109.1 | 27327.3 | 3 | 1 | 4 | F | KPVS_SplitCase | 14 | 12 | 14 | 24 | BranchMin14_BranchMax24 | 18 | 5 | 16 | 24 | HeaderMin16_HeaderMax24 | 18 | 4 | 20 | [29 empty] | INVALID
715 | 115 | 1220-5/6-6P-200HP KPVS | KPVS_1220-5/6_6P_200HP_16.03_BRZ | 9109.1 | 9109.1 | 27327.3 | 3 | 1 | 4 | F | KPVS_SplitCase | 14 | 12 | 14 | 24 | BranchMin14_BranchMax24 | 18 | 5 | 16 | 24 | HeaderMin16_HeaderMax24 | 20 | 4 | 20
715 | 115 | 1220-5/6-6P-200HP KPVS | KPVS_1220-5/6_6P_200HP_16.03_BRZ | 9109.1 | 9109.1 | 27327.3 | 3 | 1 | 4 | F | KPVS_SplitCase | 14 | 12 | 14 | 24 | BranchMin14_BranchMax24 | 18 | 5 | 16 | 24 | HeaderMin16_HeaderMax24 | 24 | 4 | 20
715 | 115 | 1220-5/6-6P-200HP KPVS | KPVS_1220-5/6_6P_200HP_16.03_BRZ | 9109.1 | 9109.1 | 27327.3 | 3 | 1 | 4 | F | KPVS_SplitCase | 14 | 12 | 14 | 24 | BranchMin14_BranchMax24 | 20 | 5 | 16 | 24 | HeaderMin16_HeaderMax24 | 16 | 4 | 20 | [29 empty] | INVALID
715 | 115 | 1220-5/6-6P-200HP KPVS | KPVS_1220-5/6_6P_200HP_16.03_BRZ | 9109.1 | 9109.1 | 27327.3 | 3 | 1 | 4 | F | KPVS_SplitCase | 14 | 12 | 14 | 24 | BranchMin14_BranchMax24 | 20 | 5 | 16 | 24 | HeaderMin16_HeaderMax24 | 18 | 4 | 20 | [29 empty] | INVALID
715 | 115 | 1220-5/6-6P-200HP KPVS | KPVS_1220-5/6_6P_200HP_16.03_BRZ | 9109.1 | 9109.1 | 27327.3 | 3 | 1 | 4 | F | KPVS_SplitCase | 14 | 12 | 14 | 24 | BranchMin14_BranchMax24 | 20 | 5 | 16 | 24 | HeaderMin16_HeaderMax24 | 20 | 4 | 20 | [29 empty] | INVALID
715 | 115 | 1220-5/6-6P-200HP KPVS | KPVS_1220-5/6_6P_200HP_16.03_BRZ | 9109.1 | 9109.1 | 27327.3 | 3 | 1 | 4 | F | KPVS_SplitCase | 14 | 12 | 14 | 24 | BranchMin14_BranchMax24 | 20 | 5 | 16 | 24 | HeaderMin16_HeaderMax24 | 24 | 4 | 20
715 | 115 | 1220-5/6-6P-200HP KPVS | KPVS_1220-5/6_6P_200HP_16.03_BRZ | 9109.1 | 9109.1 | 27327.3 | 3 | 1 | 4 | F | KPVS_SplitCase | 14 | 12 | 14 | 24 | BranchMin14_BranchMax24 | 24 | 5 | 16 | 24 | HeaderMin16_HeaderMax24 | 16 | 4 | 20 | [29 empty] | INVALID
715 | 115 | 1220-5/6-6P-200HP KPVS | KPVS_1220-5/6_6P_200HP_16.03_BRZ | 9109.1 | 9109.1 | 27327.3 | 3 | 1 | 4 | F | KPVS_SplitCase | 14 | 12 | 14 | 24 | BranchMin14_BranchMax24 | 24 | 5 | 16 | 24 | HeaderMin16_HeaderMax24 | 18 | 4 | 20 | [29 empty] | INVALID
715 | 115 | 1220-5/6-6P-200HP KPVS | KPVS_1220-5/6_6P_200HP_16.03_BRZ | 9109.1 | 9109.1 | 27327.3 | 3 | 1 | 4 | F | KPVS_SplitCase | 14 | 12 | 14 | 24 | BranchMin14_BranchMax24 | 24 | 5 | 16 | 24 | HeaderMin16_HeaderMax24 | 20 | 4 | 20 | [29 empty] | INVALID
715 | 115 | 1220-5/6-6P-200HP KPVS | KPVS_1220-5/6_6P_200HP_16.03_BRZ | 9109.1 | 9109.1 | 27327.3 | 3 | 1 | 4 | F | KPVS_SplitCase | 14 | 12 | 14 | 24 | BranchMin14_BranchMax24 | 24 | 5 | 16 | 24 | HeaderMin16_HeaderMax24 | 24 | 4 | 20 | [29 empty] | INVALID
716 | 116 | 1220-5/6-6P-250HP KPVS | KPVS_1220-5/6_6P_250HP_17.26_BRZ | 10125.3 | 10125.3 | 30375.9 | 3 | 1 | 4 | F | KPVS_SplitCase | 14 | 12 | 14 | 24 | BranchMin14_BranchMax24 | 14 | 5 | 16 | 24 | HeaderMin16_HeaderMax24 | 16 | 4 | 20
716 | 116 | 1220-5/6-6P-250HP KPVS | KPVS_1220-5/6_6P_250HP_17.26_BRZ | 10125.3 | 10125.3 | 30375.9 | 3 | 1 | 4 | F | KPVS_SplitCase | 14 | 12 | 14 | 24 | BranchMin14_BranchMax24 | 14 | 5 | 16 | 24 | HeaderMin16_HeaderMax24 | 18 | 4 | 20
716 | 116 | 1220-5/6-6P-250HP KPVS | KPVS_1220-5/6_6P_250HP_17.26_BRZ | 10125.3 | 10125.3 | 30375.9 | 3 | 1 | 4 | F | KPVS_SplitCase | 14 | 12 | 14 | 24 | BranchMin14_BranchMax24 | 14 | 5 | 16 | 24 | HeaderMin16_HeaderMax24 | 20 | 4 | 20
716 | 116 | 1220-5/6-6P-250HP KPVS | KPVS_1220-5/6_6P_250HP_17.26_BRZ | 10125.3 | 10125.3 | 30375.9 | 3 | 1 | 4 | F | KPVS_SplitCase | 14 | 12 | 14 | 24 | BranchMin14_BranchMax24 | 14 | 5 | 16 | 24 | HeaderMin16_HeaderMax24 | 24 | 4 | 20
716 | 116 | 1220-5/6-6P-250HP KPVS | KPVS_1220-5/6_6P_250HP_17.26_BRZ | 10125.3 | 10125.3 | 30375.9 | 3 | 1 | 4 | F | KPVS_SplitCase | 14 | 12 | 14 | 24 | BranchMin14_BranchMax24 | 16 | 5 | 16 | 24 | HeaderMin16_HeaderMax24 | 16 | 4 | 20 | [29 empty] | INVALID
716 | 116 | 1220-5/6-6P-250HP KPVS | KPVS_1220-5/6_6P_250HP_17.26_BRZ | 10125.3 | 10125.3 | 30375.9 | 3 | 1 | 4 | F | KPVS_SplitCase | 14 | 12 | 14 | 24 | BranchMin14_BranchMax24 | 16 | 5 | 16 | 24 | HeaderMin16_HeaderMax24 | 18 | 4 | 20
716 | 116 | 1220-5/6-6P-250HP KPVS | KPVS_1220-5/6_6P_250HP_17.26_BRZ | 10125.3 | 10125.3 | 30375.9 | 3 | 1 | 4 | F | KPVS_SplitCase | 14 | 12 | 14 | 24 | BranchMin14_BranchMax24 | 16 | 5 | 16 | 24 | HeaderMin16_HeaderMax24 | 20 | 4 | 20
716 | 116 | 1220-5/6-6P-250HP KPVS | KPVS_1220-5/6_6P_250HP_17.26_BRZ | 10125.3 | 10125.3 | 30375.9 | 3 | 1 | 4 | F | KPVS_SplitCase | 14 | 12 | 14 | 24 | BranchMin14_BranchMax24 | 16 | 5 | 16 | 24 | HeaderMin16_HeaderMax24 | 24 | 4 | 20
716 | 116 | 1220-5/6-6P-250HP KPVS | KPVS_1220-5/6_6P_250HP_17.26_BRZ | 10125.3 | 10125.3 | 30375.9 | 3 | 1 | 4 | F | KPVS_SplitCase | 14 | 12 | 14 | 24 | BranchMin14_BranchMax24 | 18 | 5 | 16 | 24 | HeaderMin16_HeaderMax24 | 16 | 4 | 20 | [29 empty] | INVALID
716 | 116 | 1220-5/6-6P-250HP KPVS | KPVS_1220-5/6_6P_250HP_17.26_BRZ | 10125.3 | 10125.3 | 30375.9 | 3 | 1 | 4 | F | KPVS_SplitCase | 14 | 12 | 14 | 24 | BranchMin14_BranchMax24 | 18 | 5 | 16 | 24 | HeaderMin16_HeaderMax24 | 18 | 4 | 20 | [29 empty] | INVALID
716 | 116 | 1220-5/6-6P-250HP KPVS | KPVS_1220-5/6_6P_250HP_17.26_BRZ | 10125.3 | 10125.3 | 30375.9 | 3 | 1 | 4 | F | KPVS_SplitCase | 14 | 12 | 14 | 24 | BranchMin14_BranchMax24 | 18 | 5 | 16 | 24 | HeaderMin16_HeaderMax24 | 20 | 4 | 20
716 | 116 | 1220-5/6-6P-250HP KPVS | KPVS_1220-5/6_6P_250HP_17.26_BRZ | 10125.3 | 10125.3 | 30375.9 | 3 | 1 | 4 | F | KPVS_SplitCase | 14 | 12 | 14 | 24 | BranchMin14_BranchMax24 | 18 | 5 | 16 | 24 | HeaderMin16_HeaderMax24 | 24 | 4 | 20
716 | 116 | 1220-5/6-6P-250HP KPVS | KPVS_1220-5/6_6P_250HP_17.26_BRZ | 10125.3 | 10125.3 | 30375.9 | 3 | 1 | 4 | F | KPVS_SplitCase | 14 | 12 | 14 | 24 | BranchMin14_BranchMax24 | 20 | 5 | 16 | 24 | HeaderMin16_HeaderMax24 | 16 | 4 | 20 | [29 empty] | INVALID
716 | 116 | 1220-5/6-6P-250HP KPVS | KPVS_1220-5/6_6P_250HP_17.26_BRZ | 10125.3 | 10125.3 | 30375.9 | 3 | 1 | 4 | F | KPVS_SplitCase | 14 | 12 | 14 | 24 | BranchMin14_BranchMax24 | 20 | 5 | 16 | 24 | HeaderMin16_HeaderMax24 | 18 | 4 | 20 | [29 empty] | INVALID
716 | 116 | 1220-5/6-6P-250HP KPVS | KPVS_1220-5/6_6P_250HP_17.26_BRZ | 10125.3 | 10125.3 | 30375.9 | 3 | 1 | 4 | F | KPVS_SplitCase | 14 | 12 | 14 | 24 | BranchMin14_BranchMax24 | 20 | 5 | 16 | 24 | HeaderMin16_HeaderMax24 | 20 | 4 | 20 | [29 empty] | INVALID
716 | 116 | 1220-5/6-6P-250HP KPVS | KPVS_1220-5/6_6P_250HP_17.26_BRZ | 10125.3 | 10125.3 | 30375.9 | 3 | 1 | 4 | F | KPVS_SplitCase | 14 | 12 | 14 | 24 | BranchMin14_BranchMax24 | 20 | 5 | 16 | 24 | HeaderMin16_HeaderMax24 | 24 | 4 | 20
716 | 116 | 1220-5/6-6P-250HP KPVS | KPVS_1220-5/6_6P_250HP_17.26_BRZ | 10125.3 | 10125.3 | 30375.9 | 3 | 1 | 4 | F | KPVS_SplitCase | 14 | 12 | 14 | 24 | BranchMin14_BranchMax24 | 24 | 5 | 16 | 24 | HeaderMin16_HeaderMax24 | 16 | 4 | 20 | [29 empty] | INVALID
716 | 116 | 1220-5/6-6P-250HP KPVS | KPVS_1220-5/6_6P_250HP_17.26_BRZ | 10125.3 | 10125.3 | 30375.9 | 3 | 1 | 4 | F | KPVS_SplitCase | 14 | 12 | 14 | 24 | BranchMin14_BranchMax24 | 24 | 5 | 16 | 24 | HeaderMin16_HeaderMax24 | 18 | 4 | 20 | [29 empty] | INVALID
716 | 116 | 1220-5/6-6P-250HP KPVS | KPVS_1220-5/6_6P_250HP_17.26_BRZ | 10125.3 | 10125.3 | 30375.9 | 3 | 1 | 4 | F | KPVS_SplitCase | 14 | 12 | 14 | 24 | BranchMin14_BranchMax24 | 24 | 5 | 16 | 24 | HeaderMin16_HeaderMax24 | 20 | 4 | 20 | [29 empty] | INVALID
716 | 116 | 1220-5/6-6P-250HP KPVS | KPVS_1220-5/6_6P_250HP_17.26_BRZ | 10125.3 | 10125.3 | 30375.9 | 3 | 1 | 4 | F | KPVS_SplitCase | 14 | 12 | 14 | 24 | BranchMin14_BranchMax24 | 24 | 5 | 16 | 24 | HeaderMin16_HeaderMax24 | 24 | 4 | 20 | [29 empty] | INVALID
717 | 117 | 1220-5/6-6P-300HP KPVS | KPVS_1220-5/6_6P_300HP_18.18_BRZ | 10905.9 | 10905.9 | 32717.7 | 3 | 1 | 4 | F | KPVS_SplitCase | 14 | 12 | 14 | 24 | BranchMin14_BranchMax24 | 14 | 5 | 16 | 24 | HeaderMin16_HeaderMax24 | 16 | 4 | 20
717 | 117 | 1220-5/6-6P-300HP KPVS | KPVS_1220-5/6_6P_300HP_18.18_BRZ | 10905.9 | 10905.9 | 32717.7 | 3 | 1 | 4 | F | KPVS_SplitCase | 14 | 12 | 14 | 24 | BranchMin14_BranchMax24 | 14 | 5 | 16 | 24 | HeaderMin16_HeaderMax24 | 18 | 4 | 20
717 | 117 | 1220-5/6-6P-300HP KPVS | KPVS_1220-5/6_6P_300HP_18.18_BRZ | 10905.9 | 10905.9 | 32717.7 | 3 | 1 | 4 | F | KPVS_SplitCase | 14 | 12 | 14 | 24 | BranchMin14_BranchMax24 | 14 | 5 | 16 | 24 | HeaderMin16_HeaderMax24 | 20 | 4 | 20
717 | 117 | 1220-5/6-6P-300HP KPVS | KPVS_1220-5/6_6P_300HP_18.18_BRZ | 10905.9 | 10905.9 | 32717.7 | 3 | 1 | 4 | F | KPVS_SplitCase | 14 | 12 | 14 | 24 | BranchMin14_BranchMax24 | 14 | 5 | 16 | 24 | HeaderMin16_HeaderMax24 | 24 | 4 | 20
717 | 117 | 1220-5/6-6P-300HP KPVS | KPVS_1220-5/6_6P_300HP_18.18_BRZ | 10905.9 | 10905.9 | 32717.7 | 3 | 1 | 4 | F | KPVS_SplitCase | 14 | 12 | 14 | 24 | BranchMin14_BranchMax24 | 16 | 5 | 16 | 24 | HeaderMin16_HeaderMax24 | 16 | 4 | 20 | [29 empty] | INVALID
717 | 117 | 1220-5/6-6P-300HP KPVS | KPVS_1220-5/6_6P_300HP_18.18_BRZ | 10905.9 | 10905.9 | 32717.7 | 3 | 1 | 4 | F | KPVS_SplitCase | 14 | 12 | 14 | 24 | BranchMin14_BranchMax24 | 16 | 5 | 16 | 24 | HeaderMin16_HeaderMax24 | 18 | 4 | 20
717 | 117 | 1220-5/6-6P-300HP KPVS | KPVS_1220-5/6_6P_300HP_18.18_BRZ | 10905.9 | 10905.9 | 32717.7 | 3 | 1 | 4 | F | KPVS_SplitCase | 14 | 12 | 14 | 24 | BranchMin14_BranchMax24 | 16 | 5 | 16 | 24 | HeaderMin16_HeaderMax24 | 20 | 4 | 20
717 | 117 | 1220-5/6-6P-300HP KPVS | KPVS_1220-5/6_6P_300HP_18.18_BRZ | 10905.9 | 10905.9 | 32717.7 | 3 | 1 | 4 | F | KPVS_SplitCase | 14 | 12 | 14 | 24 | BranchMin14_BranchMax24 | 16 | 5 | 16 | 24 | HeaderMin16_HeaderMax24 | 24 | 4 | 20
717 | 117 | 1220-5/6-6P-300HP KPVS | KPVS_1220-5/6_6P_300HP_18.18_BRZ | 10905.9 | 10905.9 | 32717.7 | 3 | 1 | 4 | F | KPVS_SplitCase | 14 | 12 | 14 | 24 | BranchMin14_BranchMax24 | 18 | 5 | 16 | 24 | HeaderMin16_HeaderMax24 | 16 | 4 | 20 | [29 empty] | INVALID
717 | 117 | 1220-5/6-6P-300HP KPVS | KPVS_1220-5/6_6P_300HP_18.18_BRZ | 10905.9 | 10905.9 | 32717.7 | 3 | 1 | 4 | F | KPVS_SplitCase | 14 | 12 | 14 | 24 | BranchMin14_BranchMax24 | 18 | 5 | 16 | 24 | HeaderMin16_HeaderMax24 | 18 | 4 | 20 | [29 empty] | INVALID
717 | 117 | 1220-5/6-6P-300HP KPVS | KPVS_1220-5/6_6P_300HP_18.18_BRZ | 10905.9 | 10905.9 | 32717.7 | 3 | 1 | 4 | F | KPVS_SplitCase | 14 | 12 | 14 | 24 | BranchMin14_BranchMax24 | 18 | 5 | 16 | 24 | HeaderMin16_HeaderMax24 | 20 | 4 | 20
717 | 117 | 1220-5/6-6P-300HP KPVS | KPVS_1220-5/6_6P_300HP_18.18_BRZ | 10905.9 | 10905.9 | 32717.7 | 3 | 1 | 4 | F | KPVS_SplitCase | 14 | 12 | 14 | 24 | BranchMin14_BranchMax24 | 18 | 5 | 16 | 24 | HeaderMin16_HeaderMax24 | 24 | 4 | 20
717 | 117 | 1220-5/6-6P-300HP KPVS | KPVS_1220-5/6_6P_300HP_18.18_BRZ | 10905.9 | 10905.9 | 32717.7 | 3 | 1 | 4 | F | KPVS_SplitCase | 14 | 12 | 14 | 24 | BranchMin14_BranchMax24 | 20 | 5 | 16 | 24 | HeaderMin16_HeaderMax24 | 16 | 4 | 20 | [29 empty] | INVALID
717 | 117 | 1220-5/6-6P-300HP KPVS | KPVS_1220-5/6_6P_300HP_18.18_BRZ | 10905.9 | 10905.9 | 32717.7 | 3 | 1 | 4 | F | KPVS_SplitCase | 14 | 12 | 14 | 24 | BranchMin14_BranchMax24 | 20 | 5 | 16 | 24 | HeaderMin16_HeaderMax24 | 18 | 4 | 20 | [29 empty] | INVALID
717 | 117 | 1220-5/6-6P-300HP KPVS | KPVS_1220-5/6_6P_300HP_18.18_BRZ | 10905.9 | 10905.9 | 32717.7 | 3 | 1 | 4 | F | KPVS_SplitCase | 14 | 12 | 14 | 24 | BranchMin14_BranchMax24 | 20 | 5 | 16 | 24 | HeaderMin16_HeaderMax24 | 20 | 4 | 20 | [29 empty] | INVALID
717 | 117 | 1220-5/6-6P-300HP KPVS | KPVS_1220-5/6_6P_300HP_18.18_BRZ | 10905.9 | 10905.9 | 32717.7 | 3 | 1 | 4 | F | KPVS_SplitCase | 14 | 12 | 14 | 24 | BranchMin14_BranchMax24 | 20 | 5 | 16 | 24 | HeaderMin16_HeaderMax24 | 24 | 4 | 20
717 | 117 | 1220-5/6-6P-300HP KPVS | KPVS_1220-5/6_6P_300HP_18.18_BRZ | 10905.9 | 10905.9 | 32717.7 | 3 | 1 | 4 | F | KPVS_SplitCase | 14 | 12 | 14 | 24 | BranchMin14_BranchMax24 | 24 | 5 | 16 | 24 | HeaderMin16_HeaderMax24 | 16 | 4 | 20 | [29 empty] | INVALID
717 | 117 | 1220-5/6-6P-300HP KPVS | KPVS_1220-5/6_6P_300HP_18.18_BRZ | 10905.9 | 10905.9 | 32717.7 | 3 | 1 | 4 | F | KPVS_SplitCase | 14 | 12 | 14 | 24 | BranchMin14_BranchMax24 | 24 | 5 | 16 | 24 | HeaderMin16_HeaderMax24 | 18 | 4 | 20 | [29 empty] | INVALID
717 | 117 | 1220-5/6-6P-300HP KPVS | KPVS_1220-5/6_6P_300HP_18.18_BRZ | 10905.9 | 10905.9 | 32717.7 | 3 | 1 | 4 | F | KPVS_SplitCase | 14 | 12 | 14 | 24 | BranchMin14_BranchMax24 | 24 | 5 | 16 | 24 | HeaderMin16_HeaderMax24 | 20 | 4 | 20 | [29 empty] | INVALID
717 | 117 | 1220-5/6-6P-300HP KPVS | KPVS_1220-5/6_6P_300HP_18.18_BRZ | 10905.9 | 10905.9 | 32717.7 | 3 | 1 | 4 | F | KPVS_SplitCase | 14 | 12 | 14 | 24 | BranchMin14_BranchMax24 | 24 | 5 | 16 | 24 | HeaderMin16_HeaderMax24 | 24 | 4 | 20 | [29 empty] | INVALID
718 | 118 | 1415-1/2-4P-250HP KPVS | KPVS_1415-1/2_4P_250HP_12.73_BRZ | 10473.9 | 10473.9 | 31421.7 | 3 | 1 | 4 | F | KPVS_SplitCase | 16 | 14 | 16 | 24 | BranchMin16_BranchMax24 | 16 | 4 | 18 | 24 | HeaderMin18_HeaderMax24 | 18 | 3 | 12
718 | 118 | 1415-1/2-4P-250HP KPVS | KPVS_1415-1/2_4P_250HP_12.73_BRZ | 10473.9 | 10473.9 | 31421.7 | 3 | 1 | 4 | F | KPVS_SplitCase | 16 | 14 | 16 | 24 | BranchMin16_BranchMax24 | 16 | 4 | 18 | 24 | HeaderMin18_HeaderMax24 | 20 | 3 | 12
718 | 118 | 1415-1/2-4P-250HP KPVS | KPVS_1415-1/2_4P_250HP_12.73_BRZ | 10473.9 | 10473.9 | 31421.7 | 3 | 1 | 4 | F | KPVS_SplitCase | 16 | 14 | 16 | 24 | BranchMin16_BranchMax24 | 16 | 4 | 18 | 24 | HeaderMin18_HeaderMax24 | 24 | 3 | 12
718 | 118 | 1415-1/2-4P-250HP KPVS | KPVS_1415-1/2_4P_250HP_12.73_BRZ | 10473.9 | 10473.9 | 31421.7 | 3 | 1 | 4 | F | KPVS_SplitCase | 16 | 14 | 16 | 24 | BranchMin16_BranchMax24 | 18 | 4 | 18 | 24 | HeaderMin18_HeaderMax24 | 18 | 3 | 12 | [29 empty] | INVALID
718 | 118 | 1415-1/2-4P-250HP KPVS | KPVS_1415-1/2_4P_250HP_12.73_BRZ | 10473.9 | 10473.9 | 31421.7 | 3 | 1 | 4 | F | KPVS_SplitCase | 16 | 14 | 16 | 24 | BranchMin16_BranchMax24 | 18 | 4 | 18 | 24 | HeaderMin18_HeaderMax24 | 20 | 3 | 12
718 | 118 | 1415-1/2-4P-250HP KPVS | KPVS_1415-1/2_4P_250HP_12.73_BRZ | 10473.9 | 10473.9 | 31421.7 | 3 | 1 | 4 | F | KPVS_SplitCase | 16 | 14 | 16 | 24 | BranchMin16_BranchMax24 | 18 | 4 | 18 | 24 | HeaderMin18_HeaderMax24 | 24 | 3 | 12
718 | 118 | 1415-1/2-4P-250HP KPVS | KPVS_1415-1/2_4P_250HP_12.73_BRZ | 10473.9 | 10473.9 | 31421.7 | 3 | 1 | 4 | F | KPVS_SplitCase | 16 | 14 | 16 | 24 | BranchMin16_BranchMax24 | 20 | 4 | 18 | 24 | HeaderMin18_HeaderMax24 | 18 | 3 | 12 | [29 empty] | INVALID
718 | 118 | 1415-1/2-4P-250HP KPVS | KPVS_1415-1/2_4P_250HP_12.73_BRZ | 10473.9 | 10473.9 | 31421.7 | 3 | 1 | 4 | F | KPVS_SplitCase | 16 | 14 | 16 | 24 | BranchMin16_BranchMax24 | 20 | 4 | 18 | 24 | HeaderMin18_HeaderMax24 | 20 | 3 | 12 | [29 empty] | INVALID
718 | 118 | 1415-1/2-4P-250HP KPVS | KPVS_1415-1/2_4P_250HP_12.73_BRZ | 10473.9 | 10473.9 | 31421.7 | 3 | 1 | 4 | F | KPVS_SplitCase | 16 | 14 | 16 | 24 | BranchMin16_BranchMax24 | 20 | 4 | 18 | 24 | HeaderMin18_HeaderMax24 | 24 | 3 | 12
718 | 118 | 1415-1/2-4P-250HP KPVS | KPVS_1415-1/2_4P_250HP_12.73_BRZ | 10473.9 | 10473.9 | 31421.7 | 3 | 1 | 4 | F | KPVS_SplitCase | 16 | 14 | 16 | 24 | BranchMin16_BranchMax24 | 24 | 4 | 18 | 24 | HeaderMin18_HeaderMax24 | 18 | 3 | 12 | [29 empty] | INVALID
718 | 118 | 1415-1/2-4P-250HP KPVS | KPVS_1415-1/2_4P_250HP_12.73_BRZ | 10473.9 | 10473.9 | 31421.7 | 3 | 1 | 4 | F | KPVS_SplitCase | 16 | 14 | 16 | 24 | BranchMin16_BranchMax24 | 24 | 4 | 18 | 24 | HeaderMin18_HeaderMax24 | 20 | 3 | 12 | [29 empty] | INVALID
718 | 118 | 1415-1/2-4P-250HP KPVS | KPVS_1415-1/2_4P_250HP_12.73_BRZ | 10473.9 | 10473.9 | 31421.7 | 3 | 1 | 4 | F | KPVS_SplitCase | 16 | 14 | 16 | 24 | BranchMin16_BranchMax24 | 24 | 4 | 18 | 24 | HeaderMin18_HeaderMax24 | 24 | 3 | 12 | [29 empty] | INVALID
719 | 119 | 1415-1/2-4P-300HP KPVS | KPVS_1415-1/2_4P_300HP_13.48_BRZ | 11367.6 | 11367.6 | 34102.8 | 3 | 1 | 4 | F | KPVS_SplitCase | 16 | 14 | 16 | 24 | BranchMin16_BranchMax24 | 16 | 4 | 18 | 24 | HeaderMin18_HeaderMax24 | 18 | 3 | 12
719 | 119 | 1415-1/2-4P-300HP KPVS | KPVS_1415-1/2_4P_300HP_13.48_BRZ | 11367.6 | 11367.6 | 34102.8 | 3 | 1 | 4 | F | KPVS_SplitCase | 16 | 14 | 16 | 24 | BranchMin16_BranchMax24 | 16 | 4 | 18 | 24 | HeaderMin18_HeaderMax24 | 20 | 3 | 12
719 | 119 | 1415-1/2-4P-300HP KPVS | KPVS_1415-1/2_4P_300HP_13.48_BRZ | 11367.6 | 11367.6 | 34102.8 | 3 | 1 | 4 | F | KPVS_SplitCase | 16 | 14 | 16 | 24 | BranchMin16_BranchMax24 | 16 | 4 | 18 | 24 | HeaderMin18_HeaderMax24 | 24 | 3 | 12
719 | 119 | 1415-1/2-4P-300HP KPVS | KPVS_1415-1/2_4P_300HP_13.48_BRZ | 11367.6 | 11367.6 | 34102.8 | 3 | 1 | 4 | F | KPVS_SplitCase | 16 | 14 | 16 | 24 | BranchMin16_BranchMax24 | 18 | 4 | 18 | 24 | HeaderMin18_HeaderMax24 | 18 | 3 | 12 | [29 empty] | INVALID
719 | 119 | 1415-1/2-4P-300HP KPVS | KPVS_1415-1/2_4P_300HP_13.48_BRZ | 11367.6 | 11367.6 | 34102.8 | 3 | 1 | 4 | F | KPVS_SplitCase | 16 | 14 | 16 | 24 | BranchMin16_BranchMax24 | 18 | 4 | 18 | 24 | HeaderMin18_HeaderMax24 | 20 | 3 | 12
719 | 119 | 1415-1/2-4P-300HP KPVS | KPVS_1415-1/2_4P_300HP_13.48_BRZ | 11367.6 | 11367.6 | 34102.8 | 3 | 1 | 4 | F | KPVS_SplitCase | 16 | 14 | 16 | 24 | BranchMin16_BranchMax24 | 18 | 4 | 18 | 24 | HeaderMin18_HeaderMax24 | 24 | 3 | 12
719 | 119 | 1415-1/2-4P-300HP KPVS | KPVS_1415-1/2_4P_300HP_13.48_BRZ | 11367.6 | 11367.6 | 34102.8 | 3 | 1 | 4 | F | KPVS_SplitCase | 16 | 14 | 16 | 24 | BranchMin16_BranchMax24 | 20 | 4 | 18 | 24 | HeaderMin18_HeaderMax24 | 18 | 3 | 12 | [29 empty] | INVALID
719 | 119 | 1415-1/2-4P-300HP KPVS | KPVS_1415-1/2_4P_300HP_13.48_BRZ | 11367.6 | 11367.6 | 34102.8 | 3 | 1 | 4 | F | KPVS_SplitCase | 16 | 14 | 16 | 24 | BranchMin16_BranchMax24 | 20 | 4 | 18 | 24 | HeaderMin18_HeaderMax24 | 20 | 3 | 12 | [29 empty] | INVALID
719 | 119 | 1415-1/2-4P-300HP KPVS | KPVS_1415-1/2_4P_300HP_13.48_BRZ | 11367.6 | 11367.6 | 34102.8 | 3 | 1 | 4 | F | KPVS_SplitCase | 16 | 14 | 16 | 24 | BranchMin16_BranchMax24 | 20 | 4 | 18 | 24 | HeaderMin18_HeaderMax24 | 24 | 3 | 12
719 | 119 | 1415-1/2-4P-300HP KPVS | KPVS_1415-1/2_4P_300HP_13.48_BRZ | 11367.6 | 11367.6 | 34102.8 | 3 | 1 | 4 | F | KPVS_SplitCase | 16 | 14 | 16 | 24 | BranchMin16_BranchMax24 | 24 | 4 | 18 | 24 | HeaderMin18_HeaderMax24 | 18 | 3 | 12 | [29 empty] | INVALID
719 | 119 | 1415-1/2-4P-300HP KPVS | KPVS_1415-1/2_4P_300HP_13.48_BRZ | 11367.6 | 11367.6 | 34102.8 | 3 | 1 | 4 | F | KPVS_SplitCase | 16 | 14 | 16 | 24 | BranchMin16_BranchMax24 | 24 | 4 | 18 | 24 | HeaderMin18_HeaderMax24 | 20 | 3 | 12 | [29 empty] | INVALID
719 | 119 | 1415-1/2-4P-300HP KPVS | KPVS_1415-1/2_4P_300HP_13.48_BRZ | 11367.6 | 11367.6 | 34102.8 | 3 | 1 | 4 | F | KPVS_SplitCase | 16 | 14 | 16 | 24 | BranchMin16_BranchMax24 | 24 | 4 | 18 | 24 | HeaderMin18_HeaderMax24 | 24 | 3 | 12 | [29 empty] | INVALID
720 | 120 | 1415-3/4-4P-300HP KPVS | KPVS_1415-3/4_4P_300HP_13.24_BRZ | 11554.5 | 11554.5 | 34663.5 | 3 | 1 | 4 | F | KPVS_SplitCase | 18 | 14 | 18 | 24 | BranchMin18_BranchMax24 | 18 | 3 | 20 | 24 | HeaderMin20_HeaderMax24 | 20 | 2 | 6
720 | 120 | 1415-3/4-4P-300HP KPVS | KPVS_1415-3/4_4P_300HP_13.24_BRZ | 11554.5 | 11554.5 | 34663.5 | 3 | 1 | 4 | F | KPVS_SplitCase | 18 | 14 | 18 | 24 | BranchMin18_BranchMax24 | 18 | 3 | 20 | 24 | HeaderMin20_HeaderMax24 | 24 | 2 | 6
720 | 120 | 1415-3/4-4P-300HP KPVS | KPVS_1415-3/4_4P_300HP_13.24_BRZ | 11554.5 | 11554.5 | 34663.5 | 3 | 1 | 4 | F | KPVS_SplitCase | 18 | 14 | 18 | 24 | BranchMin18_BranchMax24 | 20 | 3 | 20 | 24 | HeaderMin20_HeaderMax24 | 20 | 2 | 6 | [29 empty] | INVALID
720 | 120 | 1415-3/4-4P-300HP KPVS | KPVS_1415-3/4_4P_300HP_13.24_BRZ | 11554.5 | 11554.5 | 34663.5 | 3 | 1 | 4 | F | KPVS_SplitCase | 18 | 14 | 18 | 24 | BranchMin18_BranchMax24 | 20 | 3 | 20 | 24 | HeaderMin20_HeaderMax24 | 24 | 2 | 6
720 | 120 | 1415-3/4-4P-300HP KPVS | KPVS_1415-3/4_4P_300HP_13.24_BRZ | 11554.5 | 11554.5 | 34663.5 | 3 | 1 | 4 | F | KPVS_SplitCase | 18 | 14 | 18 | 24 | BranchMin18_BranchMax24 | 24 | 3 | 20 | 24 | HeaderMin20_HeaderMax24 | 20 | 2 | 6 | [29 empty] | INVALID
720 | 120 | 1415-3/4-4P-300HP KPVS | KPVS_1415-3/4_4P_300HP_13.24_BRZ | 11554.5 | 11554.5 | 34663.5 | 3 | 1 | 4 | F | KPVS_SplitCase | 18 | 14 | 18 | 24 | BranchMin18_BranchMax24 | 24 | 3 | 20 | 24 | HeaderMin20_HeaderMax24 | 24 | 2 | 6 | [29 empty] | INVALID
721 | 1 | 2095-1/2-2P-20HP KPVS | KPVS_2095-1/2_2P_25HP_7.19_BRZ | 404.6 | 404.6 | 1618.4 | 4 | 1 | 5 | G | KPVS_SplitCase | 2.5 | 2 | 2.5 | 5 | BranchMin2.5_BranchMax5 | 2.5 | 4 | 3 | 10 | HeaderMin3_HeaderMax10 | 3 | 6 | 24
721 | 1 | 2095-1/2-2P-20HP KPVS | KPVS_2095-1/2_2P_25HP_7.19_BRZ | 404.6 | 404.6 | 1618.4 | 4 | 1 | 5 | G | KPVS_SplitCase | 2.5 | 2 | 2.5 | 5 | BranchMin2.5_BranchMax5 | 2.5 | 4 | 3 | 10 | HeaderMin3_HeaderMax10 | 4 | 6 | 24
721 | 1 | 2095-1/2-2P-20HP KPVS | KPVS_2095-1/2_2P_25HP_7.19_BRZ | 404.6 | 404.6 | 1618.4 | 4 | 1 | 5 | G | KPVS_SplitCase | 2.5 | 2 | 2.5 | 5 | BranchMin2.5_BranchMax5 | 2.5 | 4 | 3 | 10 | HeaderMin3_HeaderMax10 | 5 | 6 | 24
721 | 1 | 2095-1/2-2P-20HP KPVS | KPVS_2095-1/2_2P_25HP_7.19_BRZ | 404.6 | 404.6 | 1618.4 | 4 | 1 | 5 | G | KPVS_SplitCase | 2.5 | 2 | 2.5 | 5 | BranchMin2.5_BranchMax5 | 2.5 | 4 | 3 | 10 | HeaderMin3_HeaderMax10 | 6 | 6 | 24
721 | 1 | 2095-1/2-2P-20HP KPVS | KPVS_2095-1/2_2P_25HP_7.19_BRZ | 404.6 | 404.6 | 1618.4 | 4 | 1 | 5 | G | KPVS_SplitCase | 2.5 | 2 | 2.5 | 5 | BranchMin2.5_BranchMax5 | 2.5 | 4 | 3 | 10 | HeaderMin3_HeaderMax10 | 8 | 6 | 24
721 | 1 | 2095-1/2-2P-20HP KPVS | KPVS_2095-1/2_2P_25HP_7.19_BRZ | 404.6 | 404.6 | 1618.4 | 4 | 1 | 5 | G | KPVS_SplitCase | 2.5 | 2 | 2.5 | 5 | BranchMin2.5_BranchMax5 | 2.5 | 4 | 3 | 10 | HeaderMin3_HeaderMax10 | 10 | 6 | 24
721 | 1 | 2095-1/2-2P-20HP KPVS | KPVS_2095-1/2_2P_25HP_7.19_BRZ | 404.6 | 404.6 | 1618.4 | 4 | 1 | 5 | G | KPVS_SplitCase | 2.5 | 2 | 2.5 | 5 | BranchMin2.5_BranchMax5 | 3 | 4 | 3 | 10 | HeaderMin3_HeaderMax10 | 3 | 6 | 24 | [29 empty] | INVALID
721 | 1 | 2095-1/2-2P-20HP KPVS | KPVS_2095-1/2_2P_25HP_7.19_BRZ | 404.6 | 404.6 | 1618.4 | 4 | 1 | 5 | G | KPVS_SplitCase | 2.5 | 2 | 2.5 | 5 | BranchMin2.5_BranchMax5 | 3 | 4 | 3 | 10 | HeaderMin3_HeaderMax10 | 4 | 6 | 24
721 | 1 | 2095-1/2-2P-20HP KPVS | KPVS_2095-1/2_2P_25HP_7.19_BRZ | 404.6 | 404.6 | 1618.4 | 4 | 1 | 5 | G | KPVS_SplitCase | 2.5 | 2 | 2.5 | 5 | BranchMin2.5_BranchMax5 | 3 | 4 | 3 | 10 | HeaderMin3_HeaderMax10 | 5 | 6 | 24
721 | 1 | 2095-1/2-2P-20HP KPVS | KPVS_2095-1/2_2P_25HP_7.19_BRZ | 404.6 | 404.6 | 1618.4 | 4 | 1 | 5 | G | KPVS_SplitCase | 2.5 | 2 | 2.5 | 5 | BranchMin2.5_BranchMax5 | 3 | 4 | 3 | 10 | HeaderMin3_HeaderMax10 | 6 | 6 | 24
721 | 1 | 2095-1/2-2P-20HP KPVS | KPVS_2095-1/2_2P_25HP_7.19_BRZ | 404.6 | 404.6 | 1618.4 | 4 | 1 | 5 | G | KPVS_SplitCase | 2.5 | 2 | 2.5 | 5 | BranchMin2.5_BranchMax5 | 3 | 4 | 3 | 10 | HeaderMin3_HeaderMax10 | 8 | 6 | 24
721 | 1 | 2095-1/2-2P-20HP KPVS | KPVS_2095-1/2_2P_25HP_7.19_BRZ | 404.6 | 404.6 | 1618.4 | 4 | 1 | 5 | G | KPVS_SplitCase | 2.5 | 2 | 2.5 | 5 | BranchMin2.5_BranchMax5 | 3 | 4 | 3 | 10 | HeaderMin3_HeaderMax10 | 10 | 6 | 24
721 | 1 | 2095-1/2-2P-20HP KPVS | KPVS_2095-1/2_2P_25HP_7.19_BRZ | 404.6 | 404.6 | 1618.4 | 4 | 1 | 5 | G | KPVS_SplitCase | 2.5 | 2 | 2.5 | 5 | BranchMin2.5_BranchMax5 | 4 | 4 | 3 | 10 | HeaderMin3_HeaderMax10 | 3 | 6 | 24 | [29 empty] | INVALID
721 | 1 | 2095-1/2-2P-20HP KPVS | KPVS_2095-1/2_2P_25HP_7.19_BRZ | 404.6 | 404.6 | 1618.4 | 4 | 1 | 5 | G | KPVS_SplitCase | 2.5 | 2 | 2.5 | 5 | BranchMin2.5_BranchMax5 | 4 | 4 | 3 | 10 | HeaderMin3_HeaderMax10 | 4 | 6 | 24 | [29 empty] | INVALID
721 | 1 | 2095-1/2-2P-20HP KPVS | KPVS_2095-1/2_2P_25HP_7.19_BRZ | 404.6 | 404.6 | 1618.4 | 4 | 1 | 5 | G | KPVS_SplitCase | 2.5 | 2 | 2.5 | 5 | BranchMin2.5_BranchMax5 | 4 | 4 | 3 | 10 | HeaderMin3_HeaderMax10 | 5 | 6 | 24
721 | 1 | 2095-1/2-2P-20HP KPVS | KPVS_2095-1/2_2P_25HP_7.19_BRZ | 404.6 | 404.6 | 1618.4 | 4 | 1 | 5 | G | KPVS_SplitCase | 2.5 | 2 | 2.5 | 5 | BranchMin2.5_BranchMax5 | 4 | 4 | 3 | 10 | HeaderMin3_HeaderMax10 | 6 | 6 | 24
721 | 1 | 2095-1/2-2P-20HP KPVS | KPVS_2095-1/2_2P_25HP_7.19_BRZ | 404.6 | 404.6 | 1618.4 | 4 | 1 | 5 | G | KPVS_SplitCase | 2.5 | 2 | 2.5 | 5 | BranchMin2.5_BranchMax5 | 4 | 4 | 3 | 10 | HeaderMin3_HeaderMax10 | 8 | 6 | 24
721 | 1 | 2095-1/2-2P-20HP KPVS | KPVS_2095-1/2_2P_25HP_7.19_BRZ | 404.6 | 404.6 | 1618.4 | 4 | 1 | 5 | G | KPVS_SplitCase | 2.5 | 2 | 2.5 | 5 | BranchMin2.5_BranchMax5 | 4 | 4 | 3 | 10 | HeaderMin3_HeaderMax10 | 10 | 6 | 24
721 | 1 | 2095-1/2-2P-20HP KPVS | KPVS_2095-1/2_2P_25HP_7.19_BRZ | 404.6 | 404.6 | 1618.4 | 4 | 1 | 5 | G | KPVS_SplitCase | 2.5 | 2 | 2.5 | 5 | BranchMin2.5_BranchMax5 | 5 | 4 | 3 | 10 | HeaderMin3_HeaderMax10 | 3 | 6 | 24 | [29 empty] | INVALID
721 | 1 | 2095-1/2-2P-20HP KPVS | KPVS_2095-1/2_2P_25HP_7.19_BRZ | 404.6 | 404.6 | 1618.4 | 4 | 1 | 5 | G | KPVS_SplitCase | 2.5 | 2 | 2.5 | 5 | BranchMin2.5_BranchMax5 | 5 | 4 | 3 | 10 | HeaderMin3_HeaderMax10 | 4 | 6 | 24 | [29 empty] | INVALID
721 | 1 | 2095-1/2-2P-20HP KPVS | KPVS_2095-1/2_2P_25HP_7.19_BRZ | 404.6 | 404.6 | 1618.4 | 4 | 1 | 5 | G | KPVS_SplitCase | 2.5 | 2 | 2.5 | 5 | BranchMin2.5_BranchMax5 | 5 | 4 | 3 | 10 | HeaderMin3_HeaderMax10 | 5 | 6 | 24 | [29 empty] | INVALID
721 | 1 | 2095-1/2-2P-20HP KPVS | KPVS_2095-1/2_2P_25HP_7.19_BRZ | 404.6 | 404.6 | 1618.4 | 4 | 1 | 5 | G | KPVS_SplitCase | 2.5 | 2 | 2.5 | 5 | BranchMin2.5_BranchMax5 | 5 | 4 | 3 | 10 | HeaderMin3_HeaderMax10 | 6 | 6 | 24
721 | 1 | 2095-1/2-2P-20HP KPVS | KPVS_2095-1/2_2P_25HP_7.19_BRZ | 404.6 | 404.6 | 1618.4 | 4 | 1 | 5 | G | KPVS_SplitCase | 2.5 | 2 | 2.5 | 5 | BranchMin2.5_BranchMax5 | 5 | 4 | 3 | 10 | HeaderMin3_HeaderMax10 | 8 | 6 | 24
721 | 1 | 2095-1/2-2P-20HP KPVS | KPVS_2095-1/2_2P_25HP_7.19_BRZ | 404.6 | 404.6 | 1618.4 | 4 | 1 | 5 | G | KPVS_SplitCase | 2.5 | 2 | 2.5 | 5 | BranchMin2.5_BranchMax5 | 5 | 4 | 3 | 10 | HeaderMin3_HeaderMax10 | 10 | 6 | 24
722 | 2 | 2095-1/2-2P-25HP KPVS | KPVS_2095-1/2_2P_30HP_7.57_BRZ | 435.2 | 435.2 | 1740.8 | 4 | 1 | 5 | G | KPVS_SplitCase | 2.5 | 2 | 2.5 | 5 | BranchMin2.5_BranchMax5 | 2.5 | 4 | 3 | 10 | HeaderMin3_HeaderMax10 | 3 | 6 | 24
722 | 2 | 2095-1/2-2P-25HP KPVS | KPVS_2095-1/2_2P_30HP_7.57_BRZ | 435.2 | 435.2 | 1740.8 | 4 | 1 | 5 | G | KPVS_SplitCase | 2.5 | 2 | 2.5 | 5 | BranchMin2.5_BranchMax5 | 2.5 | 4 | 3 | 10 | HeaderMin3_HeaderMax10 | 4 | 6 | 24
722 | 2 | 2095-1/2-2P-25HP KPVS | KPVS_2095-1/2_2P_30HP_7.57_BRZ | 435.2 | 435.2 | 1740.8 | 4 | 1 | 5 | G | KPVS_SplitCase | 2.5 | 2 | 2.5 | 5 | BranchMin2.5_BranchMax5 | 2.5 | 4 | 3 | 10 | HeaderMin3_HeaderMax10 | 5 | 6 | 24
722 | 2 | 2095-1/2-2P-25HP KPVS | KPVS_2095-1/2_2P_30HP_7.57_BRZ | 435.2 | 435.2 | 1740.8 | 4 | 1 | 5 | G | KPVS_SplitCase | 2.5 | 2 | 2.5 | 5 | BranchMin2.5_BranchMax5 | 2.5 | 4 | 3 | 10 | HeaderMin3_HeaderMax10 | 6 | 6 | 24
722 | 2 | 2095-1/2-2P-25HP KPVS | KPVS_2095-1/2_2P_30HP_7.57_BRZ | 435.2 | 435.2 | 1740.8 | 4 | 1 | 5 | G | KPVS_SplitCase | 2.5 | 2 | 2.5 | 5 | BranchMin2.5_BranchMax5 | 2.5 | 4 | 3 | 10 | HeaderMin3_HeaderMax10 | 8 | 6 | 24
722 | 2 | 2095-1/2-2P-25HP KPVS | KPVS_2095-1/2_2P_30HP_7.57_BRZ | 435.2 | 435.2 | 1740.8 | 4 | 1 | 5 | G | KPVS_SplitCase | 2.5 | 2 | 2.5 | 5 | BranchMin2.5_BranchMax5 | 2.5 | 4 | 3 | 10 | HeaderMin3_HeaderMax10 | 10 | 6 | 24
722 | 2 | 2095-1/2-2P-25HP KPVS | KPVS_2095-1/2_2P_30HP_7.57_BRZ | 435.2 | 435.2 | 1740.8 | 4 | 1 | 5 | G | KPVS_SplitCase | 2.5 | 2 | 2.5 | 5 | BranchMin2.5_BranchMax5 | 3 | 4 | 3 | 10 | HeaderMin3_HeaderMax10 | 3 | 6 | 24 | [29 empty] | INVALID
722 | 2 | 2095-1/2-2P-25HP KPVS | KPVS_2095-1/2_2P_30HP_7.57_BRZ | 435.2 | 435.2 | 1740.8 | 4 | 1 | 5 | G | KPVS_SplitCase | 2.5 | 2 | 2.5 | 5 | BranchMin2.5_BranchMax5 | 3 | 4 | 3 | 10 | HeaderMin3_HeaderMax10 | 4 | 6 | 24
722 | 2 | 2095-1/2-2P-25HP KPVS | KPVS_2095-1/2_2P_30HP_7.57_BRZ | 435.2 | 435.2 | 1740.8 | 4 | 1 | 5 | G | KPVS_SplitCase | 2.5 | 2 | 2.5 | 5 | BranchMin2.5_BranchMax5 | 3 | 4 | 3 | 10 | HeaderMin3_HeaderMax10 | 5 | 6 | 24
722 | 2 | 2095-1/2-2P-25HP KPVS | KPVS_2095-1/2_2P_30HP_7.57_BRZ | 435.2 | 435.2 | 1740.8 | 4 | 1 | 5 | G | KPVS_SplitCase | 2.5 | 2 | 2.5 | 5 | BranchMin2.5_BranchMax5 | 3 | 4 | 3 | 10 | HeaderMin3_HeaderMax10 | 6 | 6 | 24
722 | 2 | 2095-1/2-2P-25HP KPVS | KPVS_2095-1/2_2P_30HP_7.57_BRZ | 435.2 | 435.2 | 1740.8 | 4 | 1 | 5 | G | KPVS_SplitCase | 2.5 | 2 | 2.5 | 5 | BranchMin2.5_BranchMax5 | 3 | 4 | 3 | 10 | HeaderMin3_HeaderMax10 | 8 | 6 | 24
722 | 2 | 2095-1/2-2P-25HP KPVS | KPVS_2095-1/2_2P_30HP_7.57_BRZ | 435.2 | 435.2 | 1740.8 | 4 | 1 | 5 | G | KPVS_SplitCase | 2.5 | 2 | 2.5 | 5 | BranchMin2.5_BranchMax5 | 3 | 4 | 3 | 10 | HeaderMin3_HeaderMax10 | 10 | 6 | 24
722 | 2 | 2095-1/2-2P-25HP KPVS | KPVS_2095-1/2_2P_30HP_7.57_BRZ | 435.2 | 435.2 | 1740.8 | 4 | 1 | 5 | G | KPVS_SplitCase | 2.5 | 2 | 2.5 | 5 | BranchMin2.5_BranchMax5 | 4 | 4 | 3 | 10 | HeaderMin3_HeaderMax10 | 3 | 6 | 24 | [29 empty] | INVALID
722 | 2 | 2095-1/2-2P-25HP KPVS | KPVS_2095-1/2_2P_30HP_7.57_BRZ | 435.2 | 435.2 | 1740.8 | 4 | 1 | 5 | G | KPVS_SplitCase | 2.5 | 2 | 2.5 | 5 | BranchMin2.5_BranchMax5 | 4 | 4 | 3 | 10 | HeaderMin3_HeaderMax10 | 4 | 6 | 24 | [29 empty] | INVALID
722 | 2 | 2095-1/2-2P-25HP KPVS | KPVS_2095-1/2_2P_30HP_7.57_BRZ | 435.2 | 435.2 | 1740.8 | 4 | 1 | 5 | G | KPVS_SplitCase | 2.5 | 2 | 2.5 | 5 | BranchMin2.5_BranchMax5 | 4 | 4 | 3 | 10 | HeaderMin3_HeaderMax10 | 5 | 6 | 24
722 | 2 | 2095-1/2-2P-25HP KPVS | KPVS_2095-1/2_2P_30HP_7.57_BRZ | 435.2 | 435.2 | 1740.8 | 4 | 1 | 5 | G | KPVS_SplitCase | 2.5 | 2 | 2.5 | 5 | BranchMin2.5_BranchMax5 | 4 | 4 | 3 | 10 | HeaderMin3_HeaderMax10 | 6 | 6 | 24
722 | 2 | 2095-1/2-2P-25HP KPVS | KPVS_2095-1/2_2P_30HP_7.57_BRZ | 435.2 | 435.2 | 1740.8 | 4 | 1 | 5 | G | KPVS_SplitCase | 2.5 | 2 | 2.5 | 5 | BranchMin2.5_BranchMax5 | 4 | 4 | 3 | 10 | HeaderMin3_HeaderMax10 | 8 | 6 | 24
722 | 2 | 2095-1/2-2P-25HP KPVS | KPVS_2095-1/2_2P_30HP_7.57_BRZ | 435.2 | 435.2 | 1740.8 | 4 | 1 | 5 | G | KPVS_SplitCase | 2.5 | 2 | 2.5 | 5 | BranchMin2.5_BranchMax5 | 4 | 4 | 3 | 10 | HeaderMin3_HeaderMax10 | 10 | 6 | 24
722 | 2 | 2095-1/2-2P-25HP KPVS | KPVS_2095-1/2_2P_30HP_7.57_BRZ | 435.2 | 435.2 | 1740.8 | 4 | 1 | 5 | G | KPVS_SplitCase | 2.5 | 2 | 2.5 | 5 | BranchMin2.5_BranchMax5 | 5 | 4 | 3 | 10 | HeaderMin3_HeaderMax10 | 3 | 6 | 24 | [29 empty] | INVALID
722 | 2 | 2095-1/2-2P-25HP KPVS | KPVS_2095-1/2_2P_30HP_7.57_BRZ | 435.2 | 435.2 | 1740.8 | 4 | 1 | 5 | G | KPVS_SplitCase | 2.5 | 2 | 2.5 | 5 | BranchMin2.5_BranchMax5 | 5 | 4 | 3 | 10 | HeaderMin3_HeaderMax10 | 4 | 6 | 24 | [29 empty] | INVALID
722 | 2 | 2095-1/2-2P-25HP KPVS | KPVS_2095-1/2_2P_30HP_7.57_BRZ | 435.2 | 435.2 | 1740.8 | 4 | 1 | 5 | G | KPVS_SplitCase | 2.5 | 2 | 2.5 | 5 | BranchMin2.5_BranchMax5 | 5 | 4 | 3 | 10 | HeaderMin3_HeaderMax10 | 5 | 6 | 24 | [29 empty] | INVALID
722 | 2 | 2095-1/2-2P-25HP KPVS | KPVS_2095-1/2_2P_30HP_7.57_BRZ | 435.2 | 435.2 | 1740.8 | 4 | 1 | 5 | G | KPVS_SplitCase | 2.5 | 2 | 2.5 | 5 | BranchMin2.5_BranchMax5 | 5 | 4 | 3 | 10 | HeaderMin3_HeaderMax10 | 6 | 6 | 24
722 | 2 | 2095-1/2-2P-25HP KPVS | KPVS_2095-1/2_2P_30HP_7.57_BRZ | 435.2 | 435.2 | 1740.8 | 4 | 1 | 5 | G | KPVS_SplitCase | 2.5 | 2 | 2.5 | 5 | BranchMin2.5_BranchMax5 | 5 | 4 | 3 | 10 | HeaderMin3_HeaderMax10 | 8 | 6 | 24
722 | 2 | 2095-1/2-2P-25HP KPVS | KPVS_2095-1/2_2P_30HP_7.57_BRZ | 435.2 | 435.2 | 1740.8 | 4 | 1 | 5 | G | KPVS_SplitCase | 2.5 | 2 | 2.5 | 5 | BranchMin2.5_BranchMax5 | 5 | 4 | 3 | 10 | HeaderMin3_HeaderMax10 | 10 | 6 | 24
723 | 3 | 2095-1/2-2P-30HP KPVS | KPVS_2095-1/2_2P_40HP_8.07_BRZ | 476.1 | 476.1 | 1904.4 | 4 | 1 | 5 | G | KPVS_SplitCase | 2.5 | 2 | 2.5 | 5 | BranchMin2.5_BranchMax5 | 2.5 | 4 | 3 | 10 | HeaderMin3_HeaderMax10 | 3 | 6 | 24
723 | 3 | 2095-1/2-2P-30HP KPVS | KPVS_2095-1/2_2P_40HP_8.07_BRZ | 476.1 | 476.1 | 1904.4 | 4 | 1 | 5 | G | KPVS_SplitCase | 2.5 | 2 | 2.5 | 5 | BranchMin2.5_BranchMax5 | 2.5 | 4 | 3 | 10 | HeaderMin3_HeaderMax10 | 4 | 6 | 24
723 | 3 | 2095-1/2-2P-30HP KPVS | KPVS_2095-1/2_2P_40HP_8.07_BRZ | 476.1 | 476.1 | 1904.4 | 4 | 1 | 5 | G | KPVS_SplitCase | 2.5 | 2 | 2.5 | 5 | BranchMin2.5_BranchMax5 | 2.5 | 4 | 3 | 10 | HeaderMin3_HeaderMax10 | 5 | 6 | 24
723 | 3 | 2095-1/2-2P-30HP KPVS | KPVS_2095-1/2_2P_40HP_8.07_BRZ | 476.1 | 476.1 | 1904.4 | 4 | 1 | 5 | G | KPVS_SplitCase | 2.5 | 2 | 2.5 | 5 | BranchMin2.5_BranchMax5 | 2.5 | 4 | 3 | 10 | HeaderMin3_HeaderMax10 | 6 | 6 | 24
723 | 3 | 2095-1/2-2P-30HP KPVS | KPVS_2095-1/2_2P_40HP_8.07_BRZ | 476.1 | 476.1 | 1904.4 | 4 | 1 | 5 | G | KPVS_SplitCase | 2.5 | 2 | 2.5 | 5 | BranchMin2.5_BranchMax5 | 2.5 | 4 | 3 | 10 | HeaderMin3_HeaderMax10 | 8 | 6 | 24
723 | 3 | 2095-1/2-2P-30HP KPVS | KPVS_2095-1/2_2P_40HP_8.07_BRZ | 476.1 | 476.1 | 1904.4 | 4 | 1 | 5 | G | KPVS_SplitCase | 2.5 | 2 | 2.5 | 5 | BranchMin2.5_BranchMax5 | 2.5 | 4 | 3 | 10 | HeaderMin3_HeaderMax10 | 10 | 6 | 24
723 | 3 | 2095-1/2-2P-30HP KPVS | KPVS_2095-1/2_2P_40HP_8.07_BRZ | 476.1 | 476.1 | 1904.4 | 4 | 1 | 5 | G | KPVS_SplitCase | 2.5 | 2 | 2.5 | 5 | BranchMin2.5_BranchMax5 | 3 | 4 | 3 | 10 | HeaderMin3_HeaderMax10 | 3 | 6 | 24 | [29 empty] | INVALID
723 | 3 | 2095-1/2-2P-30HP KPVS | KPVS_2095-1/2_2P_40HP_8.07_BRZ | 476.1 | 476.1 | 1904.4 | 4 | 1 | 5 | G | KPVS_SplitCase | 2.5 | 2 | 2.5 | 5 | BranchMin2.5_BranchMax5 | 3 | 4 | 3 | 10 | HeaderMin3_HeaderMax10 | 4 | 6 | 24
723 | 3 | 2095-1/2-2P-30HP KPVS | KPVS_2095-1/2_2P_40HP_8.07_BRZ | 476.1 | 476.1 | 1904.4 | 4 | 1 | 5 | G | KPVS_SplitCase | 2.5 | 2 | 2.5 | 5 | BranchMin2.5_BranchMax5 | 3 | 4 | 3 | 10 | HeaderMin3_HeaderMax10 | 5 | 6 | 24
723 | 3 | 2095-1/2-2P-30HP KPVS | KPVS_2095-1/2_2P_40HP_8.07_BRZ | 476.1 | 476.1 | 1904.4 | 4 | 1 | 5 | G | KPVS_SplitCase | 2.5 | 2 | 2.5 | 5 | BranchMin2.5_BranchMax5 | 3 | 4 | 3 | 10 | HeaderMin3_HeaderMax10 | 6 | 6 | 24
723 | 3 | 2095-1/2-2P-30HP KPVS | KPVS_2095-1/2_2P_40HP_8.07_BRZ | 476.1 | 476.1 | 1904.4 | 4 | 1 | 5 | G | KPVS_SplitCase | 2.5 | 2 | 2.5 | 5 | BranchMin2.5_BranchMax5 | 3 | 4 | 3 | 10 | HeaderMin3_HeaderMax10 | 8 | 6 | 24
723 | 3 | 2095-1/2-2P-30HP KPVS | KPVS_2095-1/2_2P_40HP_8.07_BRZ | 476.1 | 476.1 | 1904.4 | 4 | 1 | 5 | G | KPVS_SplitCase | 2.5 | 2 | 2.5 | 5 | BranchMin2.5_BranchMax5 | 3 | 4 | 3 | 10 | HeaderMin3_HeaderMax10 | 10 | 6 | 24
723 | 3 | 2095-1/2-2P-30HP KPVS | KPVS_2095-1/2_2P_40HP_8.07_BRZ | 476.1 | 476.1 | 1904.4 | 4 | 1 | 5 | G | KPVS_SplitCase | 2.5 | 2 | 2.5 | 5 | BranchMin2.5_BranchMax5 | 4 | 4 | 3 | 10 | HeaderMin3_HeaderMax10 | 3 | 6 | 24 | [29 empty] | INVALID
723 | 3 | 2095-1/2-2P-30HP KPVS | KPVS_2095-1/2_2P_40HP_8.07_BRZ | 476.1 | 476.1 | 1904.4 | 4 | 1 | 5 | G | KPVS_SplitCase | 2.5 | 2 | 2.5 | 5 | BranchMin2.5_BranchMax5 | 4 | 4 | 3 | 10 | HeaderMin3_HeaderMax10 | 4 | 6 | 24 | [29 empty] | INVALID
723 | 3 | 2095-1/2-2P-30HP KPVS | KPVS_2095-1/2_2P_40HP_8.07_BRZ | 476.1 | 476.1 | 1904.4 | 4 | 1 | 5 | G | KPVS_SplitCase | 2.5 | 2 | 2.5 | 5 | BranchMin2.5_BranchMax5 | 4 | 4 | 3 | 10 | HeaderMin3_HeaderMax10 | 5 | 6 | 24
723 | 3 | 2095-1/2-2P-30HP KPVS | KPVS_2095-1/2_2P_40HP_8.07_BRZ | 476.1 | 476.1 | 1904.4 | 4 | 1 | 5 | G | KPVS_SplitCase | 2.5 | 2 | 2.5 | 5 | BranchMin2.5_BranchMax5 | 4 | 4 | 3 | 10 | HeaderMin3_HeaderMax10 | 6 | 6 | 24
723 | 3 | 2095-1/2-2P-30HP KPVS | KPVS_2095-1/2_2P_40HP_8.07_BRZ | 476.1 | 476.1 | 1904.4 | 4 | 1 | 5 | G | KPVS_SplitCase | 2.5 | 2 | 2.5 | 5 | BranchMin2.5_BranchMax5 | 4 | 4 | 3 | 10 | HeaderMin3_HeaderMax10 | 8 | 6 | 24
723 | 3 | 2095-1/2-2P-30HP KPVS | KPVS_2095-1/2_2P_40HP_8.07_BRZ | 476.1 | 476.1 | 1904.4 | 4 | 1 | 5 | G | KPVS_SplitCase | 2.5 | 2 | 2.5 | 5 | BranchMin2.5_BranchMax5 | 4 | 4 | 3 | 10 | HeaderMin3_HeaderMax10 | 10 | 6 | 24
723 | 3 | 2095-1/2-2P-30HP KPVS | KPVS_2095-1/2_2P_40HP_8.07_BRZ | 476.1 | 476.1 | 1904.4 | 4 | 1 | 5 | G | KPVS_SplitCase | 2.5 | 2 | 2.5 | 5 | BranchMin2.5_BranchMax5 | 5 | 4 | 3 | 10 | HeaderMin3_HeaderMax10 | 3 | 6 | 24 | [29 empty] | INVALID
723 | 3 | 2095-1/2-2P-30HP KPVS | KPVS_2095-1/2_2P_40HP_8.07_BRZ | 476.1 | 476.1 | 1904.4 | 4 | 1 | 5 | G | KPVS_SplitCase | 2.5 | 2 | 2.5 | 5 | BranchMin2.5_BranchMax5 | 5 | 4 | 3 | 10 | HeaderMin3_HeaderMax10 | 4 | 6 | 24 | [29 empty] | INVALID
723 | 3 | 2095-1/2-2P-30HP KPVS | KPVS_2095-1/2_2P_40HP_8.07_BRZ | 476.1 | 476.1 | 1904.4 | 4 | 1 | 5 | G | KPVS_SplitCase | 2.5 | 2 | 2.5 | 5 | BranchMin2.5_BranchMax5 | 5 | 4 | 3 | 10 | HeaderMin3_HeaderMax10 | 5 | 6 | 24 | [29 empty] | INVALID
723 | 3 | 2095-1/2-2P-30HP KPVS | KPVS_2095-1/2_2P_40HP_8.07_BRZ | 476.1 | 476.1 | 1904.4 | 4 | 1 | 5 | G | KPVS_SplitCase | 2.5 | 2 | 2.5 | 5 | BranchMin2.5_BranchMax5 | 5 | 4 | 3 | 10 | HeaderMin3_HeaderMax10 | 6 | 6 | 24
723 | 3 | 2095-1/2-2P-30HP KPVS | KPVS_2095-1/2_2P_40HP_8.07_BRZ | 476.1 | 476.1 | 1904.4 | 4 | 1 | 5 | G | KPVS_SplitCase | 2.5 | 2 | 2.5 | 5 | BranchMin2.5_BranchMax5 | 5 | 4 | 3 | 10 | HeaderMin3_HeaderMax10 | 8 | 6 | 24
723 | 3 | 2095-1/2-2P-30HP KPVS | KPVS_2095-1/2_2P_40HP_8.07_BRZ | 476.1 | 476.1 | 1904.4 | 4 | 1 | 5 | G | KPVS_SplitCase | 2.5 | 2 | 2.5 | 5 | BranchMin2.5_BranchMax5 | 5 | 4 | 3 | 10 | HeaderMin3_HeaderMax10 | 10 | 6 | 24
724 | 4 | 2095-1/2-2P-40HP KPVS | KPVS_2095-1/2_2P_50HP_8.60_BRZ | 521.2 | 521.2 | 2084.8 | 4 | 1 | 5 | G | KPVS_SplitCase | 2.5 | 2 | 2.5 | 5 | BranchMin2.5_BranchMax5 | 2.5 | 4 | 3 | 10 | HeaderMin3_HeaderMax10 | 3 | 6 | 24
724 | 4 | 2095-1/2-2P-40HP KPVS | KPVS_2095-1/2_2P_50HP_8.60_BRZ | 521.2 | 521.2 | 2084.8 | 4 | 1 | 5 | G | KPVS_SplitCase | 2.5 | 2 | 2.5 | 5 | BranchMin2.5_BranchMax5 | 2.5 | 4 | 3 | 10 | HeaderMin3_HeaderMax10 | 4 | 6 | 24
724 | 4 | 2095-1/2-2P-40HP KPVS | KPVS_2095-1/2_2P_50HP_8.60_BRZ | 521.2 | 521.2 | 2084.8 | 4 | 1 | 5 | G | KPVS_SplitCase | 2.5 | 2 | 2.5 | 5 | BranchMin2.5_BranchMax5 | 2.5 | 4 | 3 | 10 | HeaderMin3_HeaderMax10 | 5 | 6 | 24
724 | 4 | 2095-1/2-2P-40HP KPVS | KPVS_2095-1/2_2P_50HP_8.60_BRZ | 521.2 | 521.2 | 2084.8 | 4 | 1 | 5 | G | KPVS_SplitCase | 2.5 | 2 | 2.5 | 5 | BranchMin2.5_BranchMax5 | 2.5 | 4 | 3 | 10 | HeaderMin3_HeaderMax10 | 6 | 6 | 24
724 | 4 | 2095-1/2-2P-40HP KPVS | KPVS_2095-1/2_2P_50HP_8.60_BRZ | 521.2 | 521.2 | 2084.8 | 4 | 1 | 5 | G | KPVS_SplitCase | 2.5 | 2 | 2.5 | 5 | BranchMin2.5_BranchMax5 | 2.5 | 4 | 3 | 10 | HeaderMin3_HeaderMax10 | 8 | 6 | 24
724 | 4 | 2095-1/2-2P-40HP KPVS | KPVS_2095-1/2_2P_50HP_8.60_BRZ | 521.2 | 521.2 | 2084.8 | 4 | 1 | 5 | G | KPVS_SplitCase | 2.5 | 2 | 2.5 | 5 | BranchMin2.5_BranchMax5 | 2.5 | 4 | 3 | 10 | HeaderMin3_HeaderMax10 | 10 | 6 | 24
724 | 4 | 2095-1/2-2P-40HP KPVS | KPVS_2095-1/2_2P_50HP_8.60_BRZ | 521.2 | 521.2 | 2084.8 | 4 | 1 | 5 | G | KPVS_SplitCase | 2.5 | 2 | 2.5 | 5 | BranchMin2.5_BranchMax5 | 3 | 4 | 3 | 10 | HeaderMin3_HeaderMax10 | 3 | 6 | 24 | [29 empty] | INVALID
724 | 4 | 2095-1/2-2P-40HP KPVS | KPVS_2095-1/2_2P_50HP_8.60_BRZ | 521.2 | 521.2 | 2084.8 | 4 | 1 | 5 | G | KPVS_SplitCase | 2.5 | 2 | 2.5 | 5 | BranchMin2.5_BranchMax5 | 3 | 4 | 3 | 10 | HeaderMin3_HeaderMax10 | 4 | 6 | 24
724 | 4 | 2095-1/2-2P-40HP KPVS | KPVS_2095-1/2_2P_50HP_8.60_BRZ | 521.2 | 521.2 | 2084.8 | 4 | 1 | 5 | G | KPVS_SplitCase | 2.5 | 2 | 2.5 | 5 | BranchMin2.5_BranchMax5 | 3 | 4 | 3 | 10 | HeaderMin3_HeaderMax10 | 5 | 6 | 24
724 | 4 | 2095-1/2-2P-40HP KPVS | KPVS_2095-1/2_2P_50HP_8.60_BRZ | 521.2 | 521.2 | 2084.8 | 4 | 1 | 5 | G | KPVS_SplitCase | 2.5 | 2 | 2.5 | 5 | BranchMin2.5_BranchMax5 | 3 | 4 | 3 | 10 | HeaderMin3_HeaderMax10 | 6 | 6 | 24
724 | 4 | 2095-1/2-2P-40HP KPVS | KPVS_2095-1/2_2P_50HP_8.60_BRZ | 521.2 | 521.2 | 2084.8 | 4 | 1 | 5 | G | KPVS_SplitCase | 2.5 | 2 | 2.5 | 5 | BranchMin2.5_BranchMax5 | 3 | 4 | 3 | 10 | HeaderMin3_HeaderMax10 | 8 | 6 | 24
724 | 4 | 2095-1/2-2P-40HP KPVS | KPVS_2095-1/2_2P_50HP_8.60_BRZ | 521.2 | 521.2 | 2084.8 | 4 | 1 | 5 | G | KPVS_SplitCase | 2.5 | 2 | 2.5 | 5 | BranchMin2.5_BranchMax5 | 3 | 4 | 3 | 10 | HeaderMin3_HeaderMax10 | 10 | 6 | 24
724 | 4 | 2095-1/2-2P-40HP KPVS | KPVS_2095-1/2_2P_50HP_8.60_BRZ | 521.2 | 521.2 | 2084.8 | 4 | 1 | 5 | G | KPVS_SplitCase | 2.5 | 2 | 2.5 | 5 | BranchMin2.5_BranchMax5 | 4 | 4 | 3 | 10 | HeaderMin3_HeaderMax10 | 3 | 6 | 24 | [29 empty] | INVALID
724 | 4 | 2095-1/2-2P-40HP KPVS | KPVS_2095-1/2_2P_50HP_8.60_BRZ | 521.2 | 521.2 | 2084.8 | 4 | 1 | 5 | G | KPVS_SplitCase | 2.5 | 2 | 2.5 | 5 | BranchMin2.5_BranchMax5 | 4 | 4 | 3 | 10 | HeaderMin3_HeaderMax10 | 4 | 6 | 24 | [29 empty] | INVALID
724 | 4 | 2095-1/2-2P-40HP KPVS | KPVS_2095-1/2_2P_50HP_8.60_BRZ | 521.2 | 521.2 | 2084.8 | 4 | 1 | 5 | G | KPVS_SplitCase | 2.5 | 2 | 2.5 | 5 | BranchMin2.5_BranchMax5 | 4 | 4 | 3 | 10 | HeaderMin3_HeaderMax10 | 5 | 6 | 24
724 | 4 | 2095-1/2-2P-40HP KPVS | KPVS_2095-1/2_2P_50HP_8.60_BRZ | 521.2 | 521.2 | 2084.8 | 4 | 1 | 5 | G | KPVS_SplitCase | 2.5 | 2 | 2.5 | 5 | BranchMin2.5_BranchMax5 | 4 | 4 | 3 | 10 | HeaderMin3_HeaderMax10 | 6 | 6 | 24
724 | 4 | 2095-1/2-2P-40HP KPVS | KPVS_2095-1/2_2P_50HP_8.60_BRZ | 521.2 | 521.2 | 2084.8 | 4 | 1 | 5 | G | KPVS_SplitCase | 2.5 | 2 | 2.5 | 5 | BranchMin2.5_BranchMax5 | 4 | 4 | 3 | 10 | HeaderMin3_HeaderMax10 | 8 | 6 | 24
724 | 4 | 2095-1/2-2P-40HP KPVS | KPVS_2095-1/2_2P_50HP_8.60_BRZ | 521.2 | 521.2 | 2084.8 | 4 | 1 | 5 | G | KPVS_SplitCase | 2.5 | 2 | 2.5 | 5 | BranchMin2.5_BranchMax5 | 4 | 4 | 3 | 10 | HeaderMin3_HeaderMax10 | 10 | 6 | 24
724 | 4 | 2095-1/2-2P-40HP KPVS | KPVS_2095-1/2_2P_50HP_8.60_BRZ | 521.2 | 521.2 | 2084.8 | 4 | 1 | 5 | G | KPVS_SplitCase | 2.5 | 2 | 2.5 | 5 | BranchMin2.5_BranchMax5 | 5 | 4 | 3 | 10 | HeaderMin3_HeaderMax10 | 3 | 6 | 24 | [29 empty] | INVALID
724 | 4 | 2095-1/2-2P-40HP KPVS | KPVS_2095-1/2_2P_50HP_8.60_BRZ | 521.2 | 521.2 | 2084.8 | 4 | 1 | 5 | G | KPVS_SplitCase | 2.5 | 2 | 2.5 | 5 | BranchMin2.5_BranchMax5 | 5 | 4 | 3 | 10 | HeaderMin3_HeaderMax10 | 4 | 6 | 24 | [29 empty] | INVALID
724 | 4 | 2095-1/2-2P-40HP KPVS | KPVS_2095-1/2_2P_50HP_8.60_BRZ | 521.2 | 521.2 | 2084.8 | 4 | 1 | 5 | G | KPVS_SplitCase | 2.5 | 2 | 2.5 | 5 | BranchMin2.5_BranchMax5 | 5 | 4 | 3 | 10 | HeaderMin3_HeaderMax10 | 5 | 6 | 24 | [29 empty] | INVALID
724 | 4 | 2095-1/2-2P-40HP KPVS | KPVS_2095-1/2_2P_50HP_8.60_BRZ | 521.2 | 521.2 | 2084.8 | 4 | 1 | 5 | G | KPVS_SplitCase | 2.5 | 2 | 2.5 | 5 | BranchMin2.5_BranchMax5 | 5 | 4 | 3 | 10 | HeaderMin3_HeaderMax10 | 6 | 6 | 24
724 | 4 | 2095-1/2-2P-40HP KPVS | KPVS_2095-1/2_2P_50HP_8.60_BRZ | 521.2 | 521.2 | 2084.8 | 4 | 1 | 5 | G | KPVS_SplitCase | 2.5 | 2 | 2.5 | 5 | BranchMin2.5_BranchMax5 | 5 | 4 | 3 | 10 | HeaderMin3_HeaderMax10 | 8 | 6 | 24
724 | 4 | 2095-1/2-2P-40HP KPVS | KPVS_2095-1/2_2P_50HP_8.60_BRZ | 521.2 | 521.2 | 2084.8 | 4 | 1 | 5 | G | KPVS_SplitCase | 2.5 | 2 | 2.5 | 5 | BranchMin2.5_BranchMax5 | 5 | 4 | 3 | 10 | HeaderMin3_HeaderMax10 | 10 | 6 | 24
725 | 5 | 2095-1/2-2P-50HP KPVS | KPVS_2095-1/2_2P_60HP_9.11_BRZ | 565.7 | 565.7 | 2262.8 | 4 | 1 | 5 | G | KPVS_SplitCase | 2.5 | 2 | 2.5 | 5 | BranchMin2.5_BranchMax5 | 2.5 | 4 | 3 | 10 | HeaderMin3_HeaderMax10 | 3 | 6 | 24
725 | 5 | 2095-1/2-2P-50HP KPVS | KPVS_2095-1/2_2P_60HP_9.11_BRZ | 565.7 | 565.7 | 2262.8 | 4 | 1 | 5 | G | KPVS_SplitCase | 2.5 | 2 | 2.5 | 5 | BranchMin2.5_BranchMax5 | 2.5 | 4 | 3 | 10 | HeaderMin3_HeaderMax10 | 4 | 6 | 24
725 | 5 | 2095-1/2-2P-50HP KPVS | KPVS_2095-1/2_2P_60HP_9.11_BRZ | 565.7 | 565.7 | 2262.8 | 4 | 1 | 5 | G | KPVS_SplitCase | 2.5 | 2 | 2.5 | 5 | BranchMin2.5_BranchMax5 | 2.5 | 4 | 3 | 10 | HeaderMin3_HeaderMax10 | 5 | 6 | 24
725 | 5 | 2095-1/2-2P-50HP KPVS | KPVS_2095-1/2_2P_60HP_9.11_BRZ | 565.7 | 565.7 | 2262.8 | 4 | 1 | 5 | G | KPVS_SplitCase | 2.5 | 2 | 2.5 | 5 | BranchMin2.5_BranchMax5 | 2.5 | 4 | 3 | 10 | HeaderMin3_HeaderMax10 | 6 | 6 | 24
725 | 5 | 2095-1/2-2P-50HP KPVS | KPVS_2095-1/2_2P_60HP_9.11_BRZ | 565.7 | 565.7 | 2262.8 | 4 | 1 | 5 | G | KPVS_SplitCase | 2.5 | 2 | 2.5 | 5 | BranchMin2.5_BranchMax5 | 2.5 | 4 | 3 | 10 | HeaderMin3_HeaderMax10 | 8 | 6 | 24
725 | 5 | 2095-1/2-2P-50HP KPVS | KPVS_2095-1/2_2P_60HP_9.11_BRZ | 565.7 | 565.7 | 2262.8 | 4 | 1 | 5 | G | KPVS_SplitCase | 2.5 | 2 | 2.5 | 5 | BranchMin2.5_BranchMax5 | 2.5 | 4 | 3 | 10 | HeaderMin3_HeaderMax10 | 10 | 6 | 24
725 | 5 | 2095-1/2-2P-50HP KPVS | KPVS_2095-1/2_2P_60HP_9.11_BRZ | 565.7 | 565.7 | 2262.8 | 4 | 1 | 5 | G | KPVS_SplitCase | 2.5 | 2 | 2.5 | 5 | BranchMin2.5_BranchMax5 | 3 | 4 | 3 | 10 | HeaderMin3_HeaderMax10 | 3 | 6 | 24 | [29 empty] | INVALID
725 | 5 | 2095-1/2-2P-50HP KPVS | KPVS_2095-1/2_2P_60HP_9.11_BRZ | 565.7 | 565.7 | 2262.8 | 4 | 1 | 5 | G | KPVS_SplitCase | 2.5 | 2 | 2.5 | 5 | BranchMin2.5_BranchMax5 | 3 | 4 | 3 | 10 | HeaderMin3_HeaderMax10 | 4 | 6 | 24
725 | 5 | 2095-1/2-2P-50HP KPVS | KPVS_2095-1/2_2P_60HP_9.11_BRZ | 565.7 | 565.7 | 2262.8 | 4 | 1 | 5 | G | KPVS_SplitCase | 2.5 | 2 | 2.5 | 5 | BranchMin2.5_BranchMax5 | 3 | 4 | 3 | 10 | HeaderMin3_HeaderMax10 | 5 | 6 | 24
725 | 5 | 2095-1/2-2P-50HP KPVS | KPVS_2095-1/2_2P_60HP_9.11_BRZ | 565.7 | 565.7 | 2262.8 | 4 | 1 | 5 | G | KPVS_SplitCase | 2.5 | 2 | 2.5 | 5 | BranchMin2.5_BranchMax5 | 3 | 4 | 3 | 10 | HeaderMin3_HeaderMax10 | 6 | 6 | 24
725 | 5 | 2095-1/2-2P-50HP KPVS | KPVS_2095-1/2_2P_60HP_9.11_BRZ | 565.7 | 565.7 | 2262.8 | 4 | 1 | 5 | G | KPVS_SplitCase | 2.5 | 2 | 2.5 | 5 | BranchMin2.5_BranchMax5 | 3 | 4 | 3 | 10 | HeaderMin3_HeaderMax10 | 8 | 6 | 24
725 | 5 | 2095-1/2-2P-50HP KPVS | KPVS_2095-1/2_2P_60HP_9.11_BRZ | 565.7 | 565.7 | 2262.8 | 4 | 1 | 5 | G | KPVS_SplitCase | 2.5 | 2 | 2.5 | 5 | BranchMin2.5_BranchMax5 | 3 | 4 | 3 | 10 | HeaderMin3_HeaderMax10 | 10 | 6 | 24
725 | 5 | 2095-1/2-2P-50HP KPVS | KPVS_2095-1/2_2P_60HP_9.11_BRZ | 565.7 | 565.7 | 2262.8 | 4 | 1 | 5 | G | KPVS_SplitCase | 2.5 | 2 | 2.5 | 5 | BranchMin2.5_BranchMax5 | 4 | 4 | 3 | 10 | HeaderMin3_HeaderMax10 | 3 | 6 | 24 | [29 empty] | INVALID
725 | 5 | 2095-1/2-2P-50HP KPVS | KPVS_2095-1/2_2P_60HP_9.11_BRZ | 565.7 | 565.7 | 2262.8 | 4 | 1 | 5 | G | KPVS_SplitCase | 2.5 | 2 | 2.5 | 5 | BranchMin2.5_BranchMax5 | 4 | 4 | 3 | 10 | HeaderMin3_HeaderMax10 | 4 | 6 | 24 | [29 empty] | INVALID
725 | 5 | 2095-1/2-2P-50HP KPVS | KPVS_2095-1/2_2P_60HP_9.11_BRZ | 565.7 | 565.7 | 2262.8 | 4 | 1 | 5 | G | KPVS_SplitCase | 2.5 | 2 | 2.5 | 5 | BranchMin2.5_BranchMax5 | 4 | 4 | 3 | 10 | HeaderMin3_HeaderMax10 | 5 | 6 | 24
725 | 5 | 2095-1/2-2P-50HP KPVS | KPVS_2095-1/2_2P_60HP_9.11_BRZ | 565.7 | 565.7 | 2262.8 | 4 | 1 | 5 | G | KPVS_SplitCase | 2.5 | 2 | 2.5 | 5 | BranchMin2.5_BranchMax5 | 4 | 4 | 3 | 10 | HeaderMin3_HeaderMax10 | 6 | 6 | 24
725 | 5 | 2095-1/2-2P-50HP KPVS | KPVS_2095-1/2_2P_60HP_9.11_BRZ | 565.7 | 565.7 | 2262.8 | 4 | 1 | 5 | G | KPVS_SplitCase | 2.5 | 2 | 2.5 | 5 | BranchMin2.5_BranchMax5 | 4 | 4 | 3 | 10 | HeaderMin3_HeaderMax10 | 8 | 6 | 24
725 | 5 | 2095-1/2-2P-50HP KPVS | KPVS_2095-1/2_2P_60HP_9.11_BRZ | 565.7 | 565.7 | 2262.8 | 4 | 1 | 5 | G | KPVS_SplitCase | 2.5 | 2 | 2.5 | 5 | BranchMin2.5_BranchMax5 | 4 | 4 | 3 | 10 | HeaderMin3_HeaderMax10 | 10 | 6 | 24
725 | 5 | 2095-1/2-2P-50HP KPVS | KPVS_2095-1/2_2P_60HP_9.11_BRZ | 565.7 | 565.7 | 2262.8 | 4 | 1 | 5 | G | KPVS_SplitCase | 2.5 | 2 | 2.5 | 5 | BranchMin2.5_BranchMax5 | 5 | 4 | 3 | 10 | HeaderMin3_HeaderMax10 | 3 | 6 | 24 | [29 empty] | INVALID
725 | 5 | 2095-1/2-2P-50HP KPVS | KPVS_2095-1/2_2P_60HP_9.11_BRZ | 565.7 | 565.7 | 2262.8 | 4 | 1 | 5 | G | KPVS_SplitCase | 2.5 | 2 | 2.5 | 5 | BranchMin2.5_BranchMax5 | 5 | 4 | 3 | 10 | HeaderMin3_HeaderMax10 | 4 | 6 | 24 | [29 empty] | INVALID
725 | 5 | 2095-1/2-2P-50HP KPVS | KPVS_2095-1/2_2P_60HP_9.11_BRZ | 565.7 | 565.7 | 2262.8 | 4 | 1 | 5 | G | KPVS_SplitCase | 2.5 | 2 | 2.5 | 5 | BranchMin2.5_BranchMax5 | 5 | 4 | 3 | 10 | HeaderMin3_HeaderMax10 | 5 | 6 | 24 | [29 empty] | INVALID
725 | 5 | 2095-1/2-2P-50HP KPVS | KPVS_2095-1/2_2P_60HP_9.11_BRZ | 565.7 | 565.7 | 2262.8 | 4 | 1 | 5 | G | KPVS_SplitCase | 2.5 | 2 | 2.5 | 5 | BranchMin2.5_BranchMax5 | 5 | 4 | 3 | 10 | HeaderMin3_HeaderMax10 | 6 | 6 | 24
725 | 5 | 2095-1/2-2P-50HP KPVS | KPVS_2095-1/2_2P_60HP_9.11_BRZ | 565.7 | 565.7 | 2262.8 | 4 | 1 | 5 | G | KPVS_SplitCase | 2.5 | 2 | 2.5 | 5 | BranchMin2.5_BranchMax5 | 5 | 4 | 3 | 10 | HeaderMin3_HeaderMax10 | 8 | 6 | 24
725 | 5 | 2095-1/2-2P-50HP KPVS | KPVS_2095-1/2_2P_60HP_9.11_BRZ | 565.7 | 565.7 | 2262.8 | 4 | 1 | 5 | G | KPVS_SplitCase | 2.5 | 2 | 2.5 | 5 | BranchMin2.5_BranchMax5 | 5 | 4 | 3 | 10 | HeaderMin3_HeaderMax10 | 10 | 6 | 24
726 | 6 | 2095-1/2-2P-60HP KPVS | KPVS_2095-1/2_2P_75HP_9.50_BRZ | 600 | 600 | 2400 | 4 | 1 | 5 | G | KPVS_SplitCase | 2.5 | 2 | 2.5 | 5 | BranchMin2.5_BranchMax5 | 2.5 | 4 | 3 | 10 | HeaderMin3_HeaderMax10 | 3 | 6 | 24
726 | 6 | 2095-1/2-2P-60HP KPVS | KPVS_2095-1/2_2P_75HP_9.50_BRZ | 600 | 600 | 2400 | 4 | 1 | 5 | G | KPVS_SplitCase | 2.5 | 2 | 2.5 | 5 | BranchMin2.5_BranchMax5 | 2.5 | 4 | 3 | 10 | HeaderMin3_HeaderMax10 | 4 | 6 | 24
726 | 6 | 2095-1/2-2P-60HP KPVS | KPVS_2095-1/2_2P_75HP_9.50_BRZ | 600 | 600 | 2400 | 4 | 1 | 5 | G | KPVS_SplitCase | 2.5 | 2 | 2.5 | 5 | BranchMin2.5_BranchMax5 | 2.5 | 4 | 3 | 10 | HeaderMin3_HeaderMax10 | 5 | 6 | 24
726 | 6 | 2095-1/2-2P-60HP KPVS | KPVS_2095-1/2_2P_75HP_9.50_BRZ | 600 | 600 | 2400 | 4 | 1 | 5 | G | KPVS_SplitCase | 2.5 | 2 | 2.5 | 5 | BranchMin2.5_BranchMax5 | 2.5 | 4 | 3 | 10 | HeaderMin3_HeaderMax10 | 6 | 6 | 24
726 | 6 | 2095-1/2-2P-60HP KPVS | KPVS_2095-1/2_2P_75HP_9.50_BRZ | 600 | 600 | 2400 | 4 | 1 | 5 | G | KPVS_SplitCase | 2.5 | 2 | 2.5 | 5 | BranchMin2.5_BranchMax5 | 2.5 | 4 | 3 | 10 | HeaderMin3_HeaderMax10 | 8 | 6 | 24
726 | 6 | 2095-1/2-2P-60HP KPVS | KPVS_2095-1/2_2P_75HP_9.50_BRZ | 600 | 600 | 2400 | 4 | 1 | 5 | G | KPVS_SplitCase | 2.5 | 2 | 2.5 | 5 | BranchMin2.5_BranchMax5 | 2.5 | 4 | 3 | 10 | HeaderMin3_HeaderMax10 | 10 | 6 | 24
726 | 6 | 2095-1/2-2P-60HP KPVS | KPVS_2095-1/2_2P_75HP_9.50_BRZ | 600 | 600 | 2400 | 4 | 1 | 5 | G | KPVS_SplitCase | 2.5 | 2 | 2.5 | 5 | BranchMin2.5_BranchMax5 | 3 | 4 | 3 | 10 | HeaderMin3_HeaderMax10 | 3 | 6 | 24 | [29 empty] | INVALID
726 | 6 | 2095-1/2-2P-60HP KPVS | KPVS_2095-1/2_2P_75HP_9.50_BRZ | 600 | 600 | 2400 | 4 | 1 | 5 | G | KPVS_SplitCase | 2.5 | 2 | 2.5 | 5 | BranchMin2.5_BranchMax5 | 3 | 4 | 3 | 10 | HeaderMin3_HeaderMax10 | 4 | 6 | 24
726 | 6 | 2095-1/2-2P-60HP KPVS | KPVS_2095-1/2_2P_75HP_9.50_BRZ | 600 | 600 | 2400 | 4 | 1 | 5 | G | KPVS_SplitCase | 2.5 | 2 | 2.5 | 5 | BranchMin2.5_BranchMax5 | 3 | 4 | 3 | 10 | HeaderMin3_HeaderMax10 | 5 | 6 | 24
726 | 6 | 2095-1/2-2P-60HP KPVS | KPVS_2095-1/2_2P_75HP_9.50_BRZ | 600 | 600 | 2400 | 4 | 1 | 5 | G | KPVS_SplitCase | 2.5 | 2 | 2.5 | 5 | BranchMin2.5_BranchMax5 | 3 | 4 | 3 | 10 | HeaderMin3_HeaderMax10 | 6 | 6 | 24
726 | 6 | 2095-1/2-2P-60HP KPVS | KPVS_2095-1/2_2P_75HP_9.50_BRZ | 600 | 600 | 2400 | 4 | 1 | 5 | G | KPVS_SplitCase | 2.5 | 2 | 2.5 | 5 | BranchMin2.5_BranchMax5 | 3 | 4 | 3 | 10 | HeaderMin3_HeaderMax10 | 8 | 6 | 24
726 | 6 | 2095-1/2-2P-60HP KPVS | KPVS_2095-1/2_2P_75HP_9.50_BRZ | 600 | 600 | 2400 | 4 | 1 | 5 | G | KPVS_SplitCase | 2.5 | 2 | 2.5 | 5 | BranchMin2.5_BranchMax5 | 3 | 4 | 3 | 10 | HeaderMin3_HeaderMax10 | 10 | 6 | 24
726 | 6 | 2095-1/2-2P-60HP KPVS | KPVS_2095-1/2_2P_75HP_9.50_BRZ | 600 | 600 | 2400 | 4 | 1 | 5 | G | KPVS_SplitCase | 2.5 | 2 | 2.5 | 5 | BranchMin2.5_BranchMax5 | 4 | 4 | 3 | 10 | HeaderMin3_HeaderMax10 | 3 | 6 | 24 | [29 empty] | INVALID
726 | 6 | 2095-1/2-2P-60HP KPVS | KPVS_2095-1/2_2P_75HP_9.50_BRZ | 600 | 600 | 2400 | 4 | 1 | 5 | G | KPVS_SplitCase | 2.5 | 2 | 2.5 | 5 | BranchMin2.5_BranchMax5 | 4 | 4 | 3 | 10 | HeaderMin3_HeaderMax10 | 4 | 6 | 24 | [29 empty] | INVALID
726 | 6 | 2095-1/2-2P-60HP KPVS | KPVS_2095-1/2_2P_75HP_9.50_BRZ | 600 | 600 | 2400 | 4 | 1 | 5 | G | KPVS_SplitCase | 2.5 | 2 | 2.5 | 5 | BranchMin2.5_BranchMax5 | 4 | 4 | 3 | 10 | HeaderMin3_HeaderMax10 | 5 | 6 | 24
726 | 6 | 2095-1/2-2P-60HP KPVS | KPVS_2095-1/2_2P_75HP_9.50_BRZ | 600 | 600 | 2400 | 4 | 1 | 5 | G | KPVS_SplitCase | 2.5 | 2 | 2.5 | 5 | BranchMin2.5_BranchMax5 | 4 | 4 | 3 | 10 | HeaderMin3_HeaderMax10 | 6 | 6 | 24
726 | 6 | 2095-1/2-2P-60HP KPVS | KPVS_2095-1/2_2P_75HP_9.50_BRZ | 600 | 600 | 2400 | 4 | 1 | 5 | G | KPVS_SplitCase | 2.5 | 2 | 2.5 | 5 | BranchMin2.5_BranchMax5 | 4 | 4 | 3 | 10 | HeaderMin3_HeaderMax10 | 8 | 6 | 24
726 | 6 | 2095-1/2-2P-60HP KPVS | KPVS_2095-1/2_2P_75HP_9.50_BRZ | 600 | 600 | 2400 | 4 | 1 | 5 | G | KPVS_SplitCase | 2.5 | 2 | 2.5 | 5 | BranchMin2.5_BranchMax5 | 4 | 4 | 3 | 10 | HeaderMin3_HeaderMax10 | 10 | 6 | 24
726 | 6 | 2095-1/2-2P-60HP KPVS | KPVS_2095-1/2_2P_75HP_9.50_BRZ | 600 | 600 | 2400 | 4 | 1 | 5 | G | KPVS_SplitCase | 2.5 | 2 | 2.5 | 5 | BranchMin2.5_BranchMax5 | 5 | 4 | 3 | 10 | HeaderMin3_HeaderMax10 | 3 | 6 | 24 | [29 empty] | INVALID
726 | 6 | 2095-1/2-2P-60HP KPVS | KPVS_2095-1/2_2P_75HP_9.50_BRZ | 600 | 600 | 2400 | 4 | 1 | 5 | G | KPVS_SplitCase | 2.5 | 2 | 2.5 | 5 | BranchMin2.5_BranchMax5 | 5 | 4 | 3 | 10 | HeaderMin3_HeaderMax10 | 4 | 6 | 24 | [29 empty] | INVALID
726 | 6 | 2095-1/2-2P-60HP KPVS | KPVS_2095-1/2_2P_75HP_9.50_BRZ | 600 | 600 | 2400 | 4 | 1 | 5 | G | KPVS_SplitCase | 2.5 | 2 | 2.5 | 5 | BranchMin2.5_BranchMax5 | 5 | 4 | 3 | 10 | HeaderMin3_HeaderMax10 | 5 | 6 | 24 | [29 empty] | INVALID
726 | 6 | 2095-1/2-2P-60HP KPVS | KPVS_2095-1/2_2P_75HP_9.50_BRZ | 600 | 600 | 2400 | 4 | 1 | 5 | G | KPVS_SplitCase | 2.5 | 2 | 2.5 | 5 | BranchMin2.5_BranchMax5 | 5 | 4 | 3 | 10 | HeaderMin3_HeaderMax10 | 6 | 6 | 24
726 | 6 | 2095-1/2-2P-60HP KPVS | KPVS_2095-1/2_2P_75HP_9.50_BRZ | 600 | 600 | 2400 | 4 | 1 | 5 | G | KPVS_SplitCase | 2.5 | 2 | 2.5 | 5 | BranchMin2.5_BranchMax5 | 5 | 4 | 3 | 10 | HeaderMin3_HeaderMax10 | 8 | 6 | 24
726 | 6 | 2095-1/2-2P-60HP KPVS | KPVS_2095-1/2_2P_75HP_9.50_BRZ | 600 | 600 | 2400 | 4 | 1 | 5 | G | KPVS_SplitCase | 2.5 | 2 | 2.5 | 5 | BranchMin2.5_BranchMax5 | 5 | 4 | 3 | 10 | HeaderMin3_HeaderMax10 | 10 | 6 | 24
727 | 7 | 2095-1/2-2P-75HP KPVS | KPVS_2095-1/2_2P_40HP_8.07_BRZ | 476.1 | 476.1 | 1904.4 | 4 | 1 | 5 | G | KPVS_SplitCase | 2.5 | 2 | 2.5 | 5 | BranchMin2.5_BranchMax5 | 2.5 | 4 | 3 | 10 | HeaderMin3_HeaderMax10 | 3 | 6 | 24
727 | 7 | 2095-1/2-2P-75HP KPVS | KPVS_2095-1/2_2P_40HP_8.07_BRZ | 476.1 | 476.1 | 1904.4 | 4 | 1 | 5 | G | KPVS_SplitCase | 2.5 | 2 | 2.5 | 5 | BranchMin2.5_BranchMax5 | 2.5 | 4 | 3 | 10 | HeaderMin3_HeaderMax10 | 4 | 6 | 24
727 | 7 | 2095-1/2-2P-75HP KPVS | KPVS_2095-1/2_2P_40HP_8.07_BRZ | 476.1 | 476.1 | 1904.4 | 4 | 1 | 5 | G | KPVS_SplitCase | 2.5 | 2 | 2.5 | 5 | BranchMin2.5_BranchMax5 | 2.5 | 4 | 3 | 10 | HeaderMin3_HeaderMax10 | 5 | 6 | 24
727 | 7 | 2095-1/2-2P-75HP KPVS | KPVS_2095-1/2_2P_40HP_8.07_BRZ | 476.1 | 476.1 | 1904.4 | 4 | 1 | 5 | G | KPVS_SplitCase | 2.5 | 2 | 2.5 | 5 | BranchMin2.5_BranchMax5 | 2.5 | 4 | 3 | 10 | HeaderMin3_HeaderMax10 | 6 | 6 | 24
727 | 7 | 2095-1/2-2P-75HP KPVS | KPVS_2095-1/2_2P_40HP_8.07_BRZ | 476.1 | 476.1 | 1904.4 | 4 | 1 | 5 | G | KPVS_SplitCase | 2.5 | 2 | 2.5 | 5 | BranchMin2.5_BranchMax5 | 2.5 | 4 | 3 | 10 | HeaderMin3_HeaderMax10 | 8 | 6 | 24
727 | 7 | 2095-1/2-2P-75HP KPVS | KPVS_2095-1/2_2P_40HP_8.07_BRZ | 476.1 | 476.1 | 1904.4 | 4 | 1 | 5 | G | KPVS_SplitCase | 2.5 | 2 | 2.5 | 5 | BranchMin2.5_BranchMax5 | 2.5 | 4 | 3 | 10 | HeaderMin3_HeaderMax10 | 10 | 6 | 24
727 | 7 | 2095-1/2-2P-75HP KPVS | KPVS_2095-1/2_2P_40HP_8.07_BRZ | 476.1 | 476.1 | 1904.4 | 4 | 1 | 5 | G | KPVS_SplitCase | 2.5 | 2 | 2.5 | 5 | BranchMin2.5_BranchMax5 | 3 | 4 | 3 | 10 | HeaderMin3_HeaderMax10 | 3 | 6 | 24 | [29 empty] | INVALID
727 | 7 | 2095-1/2-2P-75HP KPVS | KPVS_2095-1/2_2P_40HP_8.07_BRZ | 476.1 | 476.1 | 1904.4 | 4 | 1 | 5 | G | KPVS_SplitCase | 2.5 | 2 | 2.5 | 5 | BranchMin2.5_BranchMax5 | 3 | 4 | 3 | 10 | HeaderMin3_HeaderMax10 | 4 | 6 | 24
727 | 7 | 2095-1/2-2P-75HP KPVS | KPVS_2095-1/2_2P_40HP_8.07_BRZ | 476.1 | 476.1 | 1904.4 | 4 | 1 | 5 | G | KPVS_SplitCase | 2.5 | 2 | 2.5 | 5 | BranchMin2.5_BranchMax5 | 3 | 4 | 3 | 10 | HeaderMin3_HeaderMax10 | 5 | 6 | 24
727 | 7 | 2095-1/2-2P-75HP KPVS | KPVS_2095-1/2_2P_40HP_8.07_BRZ | 476.1 | 476.1 | 1904.4 | 4 | 1 | 5 | G | KPVS_SplitCase | 2.5 | 2 | 2.5 | 5 | BranchMin2.5_BranchMax5 | 3 | 4 | 3 | 10 | HeaderMin3_HeaderMax10 | 6 | 6 | 24
727 | 7 | 2095-1/2-2P-75HP KPVS | KPVS_2095-1/2_2P_40HP_8.07_BRZ | 476.1 | 476.1 | 1904.4 | 4 | 1 | 5 | G | KPVS_SplitCase | 2.5 | 2 | 2.5 | 5 | BranchMin2.5_BranchMax5 | 3 | 4 | 3 | 10 | HeaderMin3_HeaderMax10 | 8 | 6 | 24
727 | 7 | 2095-1/2-2P-75HP KPVS | KPVS_2095-1/2_2P_40HP_8.07_BRZ | 476.1 | 476.1 | 1904.4 | 4 | 1 | 5 | G | KPVS_SplitCase | 2.5 | 2 | 2.5 | 5 | BranchMin2.5_BranchMax5 | 3 | 4 | 3 | 10 | HeaderMin3_HeaderMax10 | 10 | 6 | 24
727 | 7 | 2095-1/2-2P-75HP KPVS | KPVS_2095-1/2_2P_40HP_8.07_BRZ | 476.1 | 476.1 | 1904.4 | 4 | 1 | 5 | G | KPVS_SplitCase | 2.5 | 2 | 2.5 | 5 | BranchMin2.5_BranchMax5 | 4 | 4 | 3 | 10 | HeaderMin3_HeaderMax10 | 3 | 6 | 24 | [29 empty] | INVALID
727 | 7 | 2095-1/2-2P-75HP KPVS | KPVS_2095-1/2_2P_40HP_8.07_BRZ | 476.1 | 476.1 | 1904.4 | 4 | 1 | 5 | G | KPVS_SplitCase | 2.5 | 2 | 2.5 | 5 | BranchMin2.5_BranchMax5 | 4 | 4 | 3 | 10 | HeaderMin3_HeaderMax10 | 4 | 6 | 24 | [29 empty] | INVALID
727 | 7 | 2095-1/2-2P-75HP KPVS | KPVS_2095-1/2_2P_40HP_8.07_BRZ | 476.1 | 476.1 | 1904.4 | 4 | 1 | 5 | G | KPVS_SplitCase | 2.5 | 2 | 2.5 | 5 | BranchMin2.5_BranchMax5 | 4 | 4 | 3 | 10 | HeaderMin3_HeaderMax10 | 5 | 6 | 24
727 | 7 | 2095-1/2-2P-75HP KPVS | KPVS_2095-1/2_2P_40HP_8.07_BRZ | 476.1 | 476.1 | 1904.4 | 4 | 1 | 5 | G | KPVS_SplitCase | 2.5 | 2 | 2.5 | 5 | BranchMin2.5_BranchMax5 | 4 | 4 | 3 | 10 | HeaderMin3_HeaderMax10 | 6 | 6 | 24
727 | 7 | 2095-1/2-2P-75HP KPVS | KPVS_2095-1/2_2P_40HP_8.07_BRZ | 476.1 | 476.1 | 1904.4 | 4 | 1 | 5 | G | KPVS_SplitCase | 2.5 | 2 | 2.5 | 5 | BranchMin2.5_BranchMax5 | 4 | 4 | 3 | 10 | HeaderMin3_HeaderMax10 | 8 | 6 | 24
727 | 7 | 2095-1/2-2P-75HP KPVS | KPVS_2095-1/2_2P_40HP_8.07_BRZ | 476.1 | 476.1 | 1904.4 | 4 | 1 | 5 | G | KPVS_SplitCase | 2.5 | 2 | 2.5 | 5 | BranchMin2.5_BranchMax5 | 4 | 4 | 3 | 10 | HeaderMin3_HeaderMax10 | 10 | 6 | 24
727 | 7 | 2095-1/2-2P-75HP KPVS | KPVS_2095-1/2_2P_40HP_8.07_BRZ | 476.1 | 476.1 | 1904.4 | 4 | 1 | 5 | G | KPVS_SplitCase | 2.5 | 2 | 2.5 | 5 | BranchMin2.5_BranchMax5 | 5 | 4 | 3 | 10 | HeaderMin3_HeaderMax10 | 3 | 6 | 24 | [29 empty] | INVALID
727 | 7 | 2095-1/2-2P-75HP KPVS | KPVS_2095-1/2_2P_40HP_8.07_BRZ | 476.1 | 476.1 | 1904.4 | 4 | 1 | 5 | G | KPVS_SplitCase | 2.5 | 2 | 2.5 | 5 | BranchMin2.5_BranchMax5 | 5 | 4 | 3 | 10 | HeaderMin3_HeaderMax10 | 4 | 6 | 24 | [29 empty] | INVALID
727 | 7 | 2095-1/2-2P-75HP KPVS | KPVS_2095-1/2_2P_40HP_8.07_BRZ | 476.1 | 476.1 | 1904.4 | 4 | 1 | 5 | G | KPVS_SplitCase | 2.5 | 2 | 2.5 | 5 | BranchMin2.5_BranchMax5 | 5 | 4 | 3 | 10 | HeaderMin3_HeaderMax10 | 5 | 6 | 24 | [29 empty] | INVALID
727 | 7 | 2095-1/2-2P-75HP KPVS | KPVS_2095-1/2_2P_40HP_8.07_BRZ | 476.1 | 476.1 | 1904.4 | 4 | 1 | 5 | G | KPVS_SplitCase | 2.5 | 2 | 2.5 | 5 | BranchMin2.5_BranchMax5 | 5 | 4 | 3 | 10 | HeaderMin3_HeaderMax10 | 6 | 6 | 24
727 | 7 | 2095-1/2-2P-75HP KPVS | KPVS_2095-1/2_2P_40HP_8.07_BRZ | 476.1 | 476.1 | 1904.4 | 4 | 1 | 5 | G | KPVS_SplitCase | 2.5 | 2 | 2.5 | 5 | BranchMin2.5_BranchMax5 | 5 | 4 | 3 | 10 | HeaderMin3_HeaderMax10 | 8 | 6 | 24
727 | 7 | 2095-1/2-2P-75HP KPVS | KPVS_2095-1/2_2P_40HP_8.07_BRZ | 476.1 | 476.1 | 1904.4 | 4 | 1 | 5 | G | KPVS_SplitCase | 2.5 | 2 | 2.5 | 5 | BranchMin2.5_BranchMax5 | 5 | 4 | 3 | 10 | HeaderMin3_HeaderMax10 | 10 | 6 | 24
728 | 8 | 2013-5/6-4P-10HP KPVS | KPVS_2013-5/6_4P_10HP_9.49_SS | 309.5 | 309.5 | 1238 | 4 | 1 | 5 | G | KPVS_SplitCase | 2.5 | 2 | 2.5 | 4 | BranchMin2.5_BranchMax4 | 2.5 | 3 | 3 | 8 | HeaderMin3_HeaderMax8 | 3 | 5 | 15
728 | 8 | 2013-5/6-4P-10HP KPVS | KPVS_2013-5/6_4P_10HP_9.49_SS | 309.5 | 309.5 | 1238 | 4 | 1 | 5 | G | KPVS_SplitCase | 2.5 | 2 | 2.5 | 4 | BranchMin2.5_BranchMax4 | 2.5 | 3 | 3 | 8 | HeaderMin3_HeaderMax8 | 4 | 5 | 15
728 | 8 | 2013-5/6-4P-10HP KPVS | KPVS_2013-5/6_4P_10HP_9.49_SS | 309.5 | 309.5 | 1238 | 4 | 1 | 5 | G | KPVS_SplitCase | 2.5 | 2 | 2.5 | 4 | BranchMin2.5_BranchMax4 | 2.5 | 3 | 3 | 8 | HeaderMin3_HeaderMax8 | 5 | 5 | 15
728 | 8 | 2013-5/6-4P-10HP KPVS | KPVS_2013-5/6_4P_10HP_9.49_SS | 309.5 | 309.5 | 1238 | 4 | 1 | 5 | G | KPVS_SplitCase | 2.5 | 2 | 2.5 | 4 | BranchMin2.5_BranchMax4 | 2.5 | 3 | 3 | 8 | HeaderMin3_HeaderMax8 | 6 | 5 | 15
728 | 8 | 2013-5/6-4P-10HP KPVS | KPVS_2013-5/6_4P_10HP_9.49_SS | 309.5 | 309.5 | 1238 | 4 | 1 | 5 | G | KPVS_SplitCase | 2.5 | 2 | 2.5 | 4 | BranchMin2.5_BranchMax4 | 2.5 | 3 | 3 | 8 | HeaderMin3_HeaderMax8 | 8 | 5 | 15
728 | 8 | 2013-5/6-4P-10HP KPVS | KPVS_2013-5/6_4P_10HP_9.49_SS | 309.5 | 309.5 | 1238 | 4 | 1 | 5 | G | KPVS_SplitCase | 2.5 | 2 | 2.5 | 4 | BranchMin2.5_BranchMax4 | 3 | 3 | 3 | 8 | HeaderMin3_HeaderMax8 | 3 | 5 | 15 | [29 empty] | INVALID
728 | 8 | 2013-5/6-4P-10HP KPVS | KPVS_2013-5/6_4P_10HP_9.49_SS | 309.5 | 309.5 | 1238 | 4 | 1 | 5 | G | KPVS_SplitCase | 2.5 | 2 | 2.5 | 4 | BranchMin2.5_BranchMax4 | 3 | 3 | 3 | 8 | HeaderMin3_HeaderMax8 | 4 | 5 | 15
728 | 8 | 2013-5/6-4P-10HP KPVS | KPVS_2013-5/6_4P_10HP_9.49_SS | 309.5 | 309.5 | 1238 | 4 | 1 | 5 | G | KPVS_SplitCase | 2.5 | 2 | 2.5 | 4 | BranchMin2.5_BranchMax4 | 3 | 3 | 3 | 8 | HeaderMin3_HeaderMax8 | 5 | 5 | 15
728 | 8 | 2013-5/6-4P-10HP KPVS | KPVS_2013-5/6_4P_10HP_9.49_SS | 309.5 | 309.5 | 1238 | 4 | 1 | 5 | G | KPVS_SplitCase | 2.5 | 2 | 2.5 | 4 | BranchMin2.5_BranchMax4 | 3 | 3 | 3 | 8 | HeaderMin3_HeaderMax8 | 6 | 5 | 15
728 | 8 | 2013-5/6-4P-10HP KPVS | KPVS_2013-5/6_4P_10HP_9.49_SS | 309.5 | 309.5 | 1238 | 4 | 1 | 5 | G | KPVS_SplitCase | 2.5 | 2 | 2.5 | 4 | BranchMin2.5_BranchMax4 | 3 | 3 | 3 | 8 | HeaderMin3_HeaderMax8 | 8 | 5 | 15
728 | 8 | 2013-5/6-4P-10HP KPVS | KPVS_2013-5/6_4P_10HP_9.49_SS | 309.5 | 309.5 | 1238 | 4 | 1 | 5 | G | KPVS_SplitCase | 2.5 | 2 | 2.5 | 4 | BranchMin2.5_BranchMax4 | 4 | 3 | 3 | 8 | HeaderMin3_HeaderMax8 | 3 | 5 | 15 | [29 empty] | INVALID
728 | 8 | 2013-5/6-4P-10HP KPVS | KPVS_2013-5/6_4P_10HP_9.49_SS | 309.5 | 309.5 | 1238 | 4 | 1 | 5 | G | KPVS_SplitCase | 2.5 | 2 | 2.5 | 4 | BranchMin2.5_BranchMax4 | 4 | 3 | 3 | 8 | HeaderMin3_HeaderMax8 | 4 | 5 | 15 | [29 empty] | INVALID
728 | 8 | 2013-5/6-4P-10HP KPVS | KPVS_2013-5/6_4P_10HP_9.49_SS | 309.5 | 309.5 | 1238 | 4 | 1 | 5 | G | KPVS_SplitCase | 2.5 | 2 | 2.5 | 4 | BranchMin2.5_BranchMax4 | 4 | 3 | 3 | 8 | HeaderMin3_HeaderMax8 | 5 | 5 | 15
728 | 8 | 2013-5/6-4P-10HP KPVS | KPVS_2013-5/6_4P_10HP_9.49_SS | 309.5 | 309.5 | 1238 | 4 | 1 | 5 | G | KPVS_SplitCase | 2.5 | 2 | 2.5 | 4 | BranchMin2.5_BranchMax4 | 4 | 3 | 3 | 8 | HeaderMin3_HeaderMax8 | 6 | 5 | 15
728 | 8 | 2013-5/6-4P-10HP KPVS | KPVS_2013-5/6_4P_10HP_9.49_SS | 309.5 | 309.5 | 1238 | 4 | 1 | 5 | G | KPVS_SplitCase | 2.5 | 2 | 2.5 | 4 | BranchMin2.5_BranchMax4 | 4 | 3 | 3 | 8 | HeaderMin3_HeaderMax8 | 8 | 5 | 15
729 | 9 | 2013-5/6-4P-15HP KPVS | KPVS_2013-5/6_4P_15HP_10.92_SS | 366.2 | 366.2 | 1464.8 | 4 | 1 | 5 | G | KPVS_SplitCase | 2.5 | 2 | 2.5 | 4 | BranchMin2.5_BranchMax4 | 2.5 | 3 | 3 | 8 | HeaderMin3_HeaderMax8 | 3 | 5 | 15
729 | 9 | 2013-5/6-4P-15HP KPVS | KPVS_2013-5/6_4P_15HP_10.92_SS | 366.2 | 366.2 | 1464.8 | 4 | 1 | 5 | G | KPVS_SplitCase | 2.5 | 2 | 2.5 | 4 | BranchMin2.5_BranchMax4 | 2.5 | 3 | 3 | 8 | HeaderMin3_HeaderMax8 | 4 | 5 | 15
729 | 9 | 2013-5/6-4P-15HP KPVS | KPVS_2013-5/6_4P_15HP_10.92_SS | 366.2 | 366.2 | 1464.8 | 4 | 1 | 5 | G | KPVS_SplitCase | 2.5 | 2 | 2.5 | 4 | BranchMin2.5_BranchMax4 | 2.5 | 3 | 3 | 8 | HeaderMin3_HeaderMax8 | 5 | 5 | 15
729 | 9 | 2013-5/6-4P-15HP KPVS | KPVS_2013-5/6_4P_15HP_10.92_SS | 366.2 | 366.2 | 1464.8 | 4 | 1 | 5 | G | KPVS_SplitCase | 2.5 | 2 | 2.5 | 4 | BranchMin2.5_BranchMax4 | 2.5 | 3 | 3 | 8 | HeaderMin3_HeaderMax8 | 6 | 5 | 15
729 | 9 | 2013-5/6-4P-15HP KPVS | KPVS_2013-5/6_4P_15HP_10.92_SS | 366.2 | 366.2 | 1464.8 | 4 | 1 | 5 | G | KPVS_SplitCase | 2.5 | 2 | 2.5 | 4 | BranchMin2.5_BranchMax4 | 2.5 | 3 | 3 | 8 | HeaderMin3_HeaderMax8 | 8 | 5 | 15
729 | 9 | 2013-5/6-4P-15HP KPVS | KPVS_2013-5/6_4P_15HP_10.92_SS | 366.2 | 366.2 | 1464.8 | 4 | 1 | 5 | G | KPVS_SplitCase | 2.5 | 2 | 2.5 | 4 | BranchMin2.5_BranchMax4 | 3 | 3 | 3 | 8 | HeaderMin3_HeaderMax8 | 3 | 5 | 15 | [29 empty] | INVALID
729 | 9 | 2013-5/6-4P-15HP KPVS | KPVS_2013-5/6_4P_15HP_10.92_SS | 366.2 | 366.2 | 1464.8 | 4 | 1 | 5 | G | KPVS_SplitCase | 2.5 | 2 | 2.5 | 4 | BranchMin2.5_BranchMax4 | 3 | 3 | 3 | 8 | HeaderMin3_HeaderMax8 | 4 | 5 | 15
729 | 9 | 2013-5/6-4P-15HP KPVS | KPVS_2013-5/6_4P_15HP_10.92_SS | 366.2 | 366.2 | 1464.8 | 4 | 1 | 5 | G | KPVS_SplitCase | 2.5 | 2 | 2.5 | 4 | BranchMin2.5_BranchMax4 | 3 | 3 | 3 | 8 | HeaderMin3_HeaderMax8 | 5 | 5 | 15
729 | 9 | 2013-5/6-4P-15HP KPVS | KPVS_2013-5/6_4P_15HP_10.92_SS | 366.2 | 366.2 | 1464.8 | 4 | 1 | 5 | G | KPVS_SplitCase | 2.5 | 2 | 2.5 | 4 | BranchMin2.5_BranchMax4 | 3 | 3 | 3 | 8 | HeaderMin3_HeaderMax8 | 6 | 5 | 15
729 | 9 | 2013-5/6-4P-15HP KPVS | KPVS_2013-5/6_4P_15HP_10.92_SS | 366.2 | 366.2 | 1464.8 | 4 | 1 | 5 | G | KPVS_SplitCase | 2.5 | 2 | 2.5 | 4 | BranchMin2.5_BranchMax4 | 3 | 3 | 3 | 8 | HeaderMin3_HeaderMax8 | 8 | 5 | 15
729 | 9 | 2013-5/6-4P-15HP KPVS | KPVS_2013-5/6_4P_15HP_10.92_SS | 366.2 | 366.2 | 1464.8 | 4 | 1 | 5 | G | KPVS_SplitCase | 2.5 | 2 | 2.5 | 4 | BranchMin2.5_BranchMax4 | 4 | 3 | 3 | 8 | HeaderMin3_HeaderMax8 | 3 | 5 | 15 | [29 empty] | INVALID
729 | 9 | 2013-5/6-4P-15HP KPVS | KPVS_2013-5/6_4P_15HP_10.92_SS | 366.2 | 366.2 | 1464.8 | 4 | 1 | 5 | G | KPVS_SplitCase | 2.5 | 2 | 2.5 | 4 | BranchMin2.5_BranchMax4 | 4 | 3 | 3 | 8 | HeaderMin3_HeaderMax8 | 4 | 5 | 15 | [29 empty] | INVALID
729 | 9 | 2013-5/6-4P-15HP KPVS | KPVS_2013-5/6_4P_15HP_10.92_SS | 366.2 | 366.2 | 1464.8 | 4 | 1 | 5 | G | KPVS_SplitCase | 2.5 | 2 | 2.5 | 4 | BranchMin2.5_BranchMax4 | 4 | 3 | 3 | 8 | HeaderMin3_HeaderMax8 | 5 | 5 | 15
729 | 9 | 2013-5/6-4P-15HP KPVS | KPVS_2013-5/6_4P_15HP_10.92_SS | 366.2 | 366.2 | 1464.8 | 4 | 1 | 5 | G | KPVS_SplitCase | 2.5 | 2 | 2.5 | 4 | BranchMin2.5_BranchMax4 | 4 | 3 | 3 | 8 | HeaderMin3_HeaderMax8 | 6 | 5 | 15
729 | 9 | 2013-5/6-4P-15HP KPVS | KPVS_2013-5/6_4P_15HP_10.92_SS | 366.2 | 366.2 | 1464.8 | 4 | 1 | 5 | G | KPVS_SplitCase | 2.5 | 2 | 2.5 | 4 | BranchMin2.5_BranchMax4 | 4 | 3 | 3 | 8 | HeaderMin3_HeaderMax8 | 8 | 5 | 15
730 | 10 | 2013-5/6-4P-20HP KPVS | KPVS_2013-5/6_4P_20HP_12.03_SS | 405.9 | 405.9 | 1623.6 | 4 | 1 | 5 | G | KPVS_SplitCase | 2.5 | 2 | 2.5 | 5 | BranchMin2.5_BranchMax5 | 2.5 | 4 | 3 | 10 | HeaderMin3_HeaderMax10 | 3 | 6 | 24
730 | 10 | 2013-5/6-4P-20HP KPVS | KPVS_2013-5/6_4P_20HP_12.03_SS | 405.9 | 405.9 | 1623.6 | 4 | 1 | 5 | G | KPVS_SplitCase | 2.5 | 2 | 2.5 | 5 | BranchMin2.5_BranchMax5 | 2.5 | 4 | 3 | 10 | HeaderMin3_HeaderMax10 | 4 | 6 | 24
730 | 10 | 2013-5/6-4P-20HP KPVS | KPVS_2013-5/6_4P_20HP_12.03_SS | 405.9 | 405.9 | 1623.6 | 4 | 1 | 5 | G | KPVS_SplitCase | 2.5 | 2 | 2.5 | 5 | BranchMin2.5_BranchMax5 | 2.5 | 4 | 3 | 10 | HeaderMin3_HeaderMax10 | 5 | 6 | 24
730 | 10 | 2013-5/6-4P-20HP KPVS | KPVS_2013-5/6_4P_20HP_12.03_SS | 405.9 | 405.9 | 1623.6 | 4 | 1 | 5 | G | KPVS_SplitCase | 2.5 | 2 | 2.5 | 5 | BranchMin2.5_BranchMax5 | 2.5 | 4 | 3 | 10 | HeaderMin3_HeaderMax10 | 6 | 6 | 24
730 | 10 | 2013-5/6-4P-20HP KPVS | KPVS_2013-5/6_4P_20HP_12.03_SS | 405.9 | 405.9 | 1623.6 | 4 | 1 | 5 | G | KPVS_SplitCase | 2.5 | 2 | 2.5 | 5 | BranchMin2.5_BranchMax5 | 2.5 | 4 | 3 | 10 | HeaderMin3_HeaderMax10 | 8 | 6 | 24
730 | 10 | 2013-5/6-4P-20HP KPVS | KPVS_2013-5/6_4P_20HP_12.03_SS | 405.9 | 405.9 | 1623.6 | 4 | 1 | 5 | G | KPVS_SplitCase | 2.5 | 2 | 2.5 | 5 | BranchMin2.5_BranchMax5 | 2.5 | 4 | 3 | 10 | HeaderMin3_HeaderMax10 | 10 | 6 | 24
730 | 10 | 2013-5/6-4P-20HP KPVS | KPVS_2013-5/6_4P_20HP_12.03_SS | 405.9 | 405.9 | 1623.6 | 4 | 1 | 5 | G | KPVS_SplitCase | 2.5 | 2 | 2.5 | 5 | BranchMin2.5_BranchMax5 | 3 | 4 | 3 | 10 | HeaderMin3_HeaderMax10 | 3 | 6 | 24 | [29 empty] | INVALID
730 | 10 | 2013-5/6-4P-20HP KPVS | KPVS_2013-5/6_4P_20HP_12.03_SS | 405.9 | 405.9 | 1623.6 | 4 | 1 | 5 | G | KPVS_SplitCase | 2.5 | 2 | 2.5 | 5 | BranchMin2.5_BranchMax5 | 3 | 4 | 3 | 10 | HeaderMin3_HeaderMax10 | 4 | 6 | 24
730 | 10 | 2013-5/6-4P-20HP KPVS | KPVS_2013-5/6_4P_20HP_12.03_SS | 405.9 | 405.9 | 1623.6 | 4 | 1 | 5 | G | KPVS_SplitCase | 2.5 | 2 | 2.5 | 5 | BranchMin2.5_BranchMax5 | 3 | 4 | 3 | 10 | HeaderMin3_HeaderMax10 | 5 | 6 | 24
730 | 10 | 2013-5/6-4P-20HP KPVS | KPVS_2013-5/6_4P_20HP_12.03_SS | 405.9 | 405.9 | 1623.6 | 4 | 1 | 5 | G | KPVS_SplitCase | 2.5 | 2 | 2.5 | 5 | BranchMin2.5_BranchMax5 | 3 | 4 | 3 | 10 | HeaderMin3_HeaderMax10 | 6 | 6 | 24
730 | 10 | 2013-5/6-4P-20HP KPVS | KPVS_2013-5/6_4P_20HP_12.03_SS | 405.9 | 405.9 | 1623.6 | 4 | 1 | 5 | G | KPVS_SplitCase | 2.5 | 2 | 2.5 | 5 | BranchMin2.5_BranchMax5 | 3 | 4 | 3 | 10 | HeaderMin3_HeaderMax10 | 8 | 6 | 24
730 | 10 | 2013-5/6-4P-20HP KPVS | KPVS_2013-5/6_4P_20HP_12.03_SS | 405.9 | 405.9 | 1623.6 | 4 | 1 | 5 | G | KPVS_SplitCase | 2.5 | 2 | 2.5 | 5 | BranchMin2.5_BranchMax5 | 3 | 4 | 3 | 10 | HeaderMin3_HeaderMax10 | 10 | 6 | 24
730 | 10 | 2013-5/6-4P-20HP KPVS | KPVS_2013-5/6_4P_20HP_12.03_SS | 405.9 | 405.9 | 1623.6 | 4 | 1 | 5 | G | KPVS_SplitCase | 2.5 | 2 | 2.5 | 5 | BranchMin2.5_BranchMax5 | 4 | 4 | 3 | 10 | HeaderMin3_HeaderMax10 | 3 | 6 | 24 | [29 empty] | INVALID
730 | 10 | 2013-5/6-4P-20HP KPVS | KPVS_2013-5/6_4P_20HP_12.03_SS | 405.9 | 405.9 | 1623.6 | 4 | 1 | 5 | G | KPVS_SplitCase | 2.5 | 2 | 2.5 | 5 | BranchMin2.5_BranchMax5 | 4 | 4 | 3 | 10 | HeaderMin3_HeaderMax10 | 4 | 6 | 24 | [29 empty] | INVALID
730 | 10 | 2013-5/6-4P-20HP KPVS | KPVS_2013-5/6_4P_20HP_12.03_SS | 405.9 | 405.9 | 1623.6 | 4 | 1 | 5 | G | KPVS_SplitCase | 2.5 | 2 | 2.5 | 5 | BranchMin2.5_BranchMax5 | 4 | 4 | 3 | 10 | HeaderMin3_HeaderMax10 | 5 | 6 | 24
730 | 10 | 2013-5/6-4P-20HP KPVS | KPVS_2013-5/6_4P_20HP_12.03_SS | 405.9 | 405.9 | 1623.6 | 4 | 1 | 5 | G | KPVS_SplitCase | 2.5 | 2 | 2.5 | 5 | BranchMin2.5_BranchMax5 | 4 | 4 | 3 | 10 | HeaderMin3_HeaderMax10 | 6 | 6 | 24
730 | 10 | 2013-5/6-4P-20HP KPVS | KPVS_2013-5/6_4P_20HP_12.03_SS | 405.9 | 405.9 | 1623.6 | 4 | 1 | 5 | G | KPVS_SplitCase | 2.5 | 2 | 2.5 | 5 | BranchMin2.5_BranchMax5 | 4 | 4 | 3 | 10 | HeaderMin3_HeaderMax10 | 8 | 6 | 24
730 | 10 | 2013-5/6-4P-20HP KPVS | KPVS_2013-5/6_4P_20HP_12.03_SS | 405.9 | 405.9 | 1623.6 | 4 | 1 | 5 | G | KPVS_SplitCase | 2.5 | 2 | 2.5 | 5 | BranchMin2.5_BranchMax5 | 4 | 4 | 3 | 10 | HeaderMin3_HeaderMax10 | 10 | 6 | 24
730 | 10 | 2013-5/6-4P-20HP KPVS | KPVS_2013-5/6_4P_20HP_12.03_SS | 405.9 | 405.9 | 1623.6 | 4 | 1 | 5 | G | KPVS_SplitCase | 2.5 | 2 | 2.5 | 5 | BranchMin2.5_BranchMax5 | 5 | 4 | 3 | 10 | HeaderMin3_HeaderMax10 | 3 | 6 | 24 | [29 empty] | INVALID
730 | 10 | 2013-5/6-4P-20HP KPVS | KPVS_2013-5/6_4P_20HP_12.03_SS | 405.9 | 405.9 | 1623.6 | 4 | 1 | 5 | G | KPVS_SplitCase | 2.5 | 2 | 2.5 | 5 | BranchMin2.5_BranchMax5 | 5 | 4 | 3 | 10 | HeaderMin3_HeaderMax10 | 4 | 6 | 24 | [29 empty] | INVALID
730 | 10 | 2013-5/6-4P-20HP KPVS | KPVS_2013-5/6_4P_20HP_12.03_SS | 405.9 | 405.9 | 1623.6 | 4 | 1 | 5 | G | KPVS_SplitCase | 2.5 | 2 | 2.5 | 5 | BranchMin2.5_BranchMax5 | 5 | 4 | 3 | 10 | HeaderMin3_HeaderMax10 | 5 | 6 | 24 | [29 empty] | INVALID
730 | 10 | 2013-5/6-4P-20HP KPVS | KPVS_2013-5/6_4P_20HP_12.03_SS | 405.9 | 405.9 | 1623.6 | 4 | 1 | 5 | G | KPVS_SplitCase | 2.5 | 2 | 2.5 | 5 | BranchMin2.5_BranchMax5 | 5 | 4 | 3 | 10 | HeaderMin3_HeaderMax10 | 6 | 6 | 24
730 | 10 | 2013-5/6-4P-20HP KPVS | KPVS_2013-5/6_4P_20HP_12.03_SS | 405.9 | 405.9 | 1623.6 | 4 | 1 | 5 | G | KPVS_SplitCase | 2.5 | 2 | 2.5 | 5 | BranchMin2.5_BranchMax5 | 5 | 4 | 3 | 10 | HeaderMin3_HeaderMax10 | 8 | 6 | 24
730 | 10 | 2013-5/6-4P-20HP KPVS | KPVS_2013-5/6_4P_20HP_12.03_SS | 405.9 | 405.9 | 1623.6 | 4 | 1 | 5 | G | KPVS_SplitCase | 2.5 | 2 | 2.5 | 5 | BranchMin2.5_BranchMax5 | 5 | 4 | 3 | 10 | HeaderMin3_HeaderMax10 | 10 | 6 | 24
731 | 11 | 2013-5/6-4P-25HP KPVS | KPVS_2013-5/6_4P_25HP_13.00_SS | 441.1 | 441.1 | 1764.4 | 4 | 1 | 5 | G | KPVS_SplitCase | 2.5 | 2 | 2.5 | 5 | BranchMin2.5_BranchMax5 | 2.5 | 4 | 3 | 10 | HeaderMin3_HeaderMax10 | 3 | 6 | 24
731 | 11 | 2013-5/6-4P-25HP KPVS | KPVS_2013-5/6_4P_25HP_13.00_SS | 441.1 | 441.1 | 1764.4 | 4 | 1 | 5 | G | KPVS_SplitCase | 2.5 | 2 | 2.5 | 5 | BranchMin2.5_BranchMax5 | 2.5 | 4 | 3 | 10 | HeaderMin3_HeaderMax10 | 4 | 6 | 24
731 | 11 | 2013-5/6-4P-25HP KPVS | KPVS_2013-5/6_4P_25HP_13.00_SS | 441.1 | 441.1 | 1764.4 | 4 | 1 | 5 | G | KPVS_SplitCase | 2.5 | 2 | 2.5 | 5 | BranchMin2.5_BranchMax5 | 2.5 | 4 | 3 | 10 | HeaderMin3_HeaderMax10 | 5 | 6 | 24
731 | 11 | 2013-5/6-4P-25HP KPVS | KPVS_2013-5/6_4P_25HP_13.00_SS | 441.1 | 441.1 | 1764.4 | 4 | 1 | 5 | G | KPVS_SplitCase | 2.5 | 2 | 2.5 | 5 | BranchMin2.5_BranchMax5 | 2.5 | 4 | 3 | 10 | HeaderMin3_HeaderMax10 | 6 | 6 | 24
731 | 11 | 2013-5/6-4P-25HP KPVS | KPVS_2013-5/6_4P_25HP_13.00_SS | 441.1 | 441.1 | 1764.4 | 4 | 1 | 5 | G | KPVS_SplitCase | 2.5 | 2 | 2.5 | 5 | BranchMin2.5_BranchMax5 | 2.5 | 4 | 3 | 10 | HeaderMin3_HeaderMax10 | 8 | 6 | 24
731 | 11 | 2013-5/6-4P-25HP KPVS | KPVS_2013-5/6_4P_25HP_13.00_SS | 441.1 | 441.1 | 1764.4 | 4 | 1 | 5 | G | KPVS_SplitCase | 2.5 | 2 | 2.5 | 5 | BranchMin2.5_BranchMax5 | 2.5 | 4 | 3 | 10 | HeaderMin3_HeaderMax10 | 10 | 6 | 24
731 | 11 | 2013-5/6-4P-25HP KPVS | KPVS_2013-5/6_4P_25HP_13.00_SS | 441.1 | 441.1 | 1764.4 | 4 | 1 | 5 | G | KPVS_SplitCase | 2.5 | 2 | 2.5 | 5 | BranchMin2.5_BranchMax5 | 3 | 4 | 3 | 10 | HeaderMin3_HeaderMax10 | 3 | 6 | 24 | [29 empty] | INVALID
731 | 11 | 2013-5/6-4P-25HP KPVS | KPVS_2013-5/6_4P_25HP_13.00_SS | 441.1 | 441.1 | 1764.4 | 4 | 1 | 5 | G | KPVS_SplitCase | 2.5 | 2 | 2.5 | 5 | BranchMin2.5_BranchMax5 | 3 | 4 | 3 | 10 | HeaderMin3_HeaderMax10 | 4 | 6 | 24
731 | 11 | 2013-5/6-4P-25HP KPVS | KPVS_2013-5/6_4P_25HP_13.00_SS | 441.1 | 441.1 | 1764.4 | 4 | 1 | 5 | G | KPVS_SplitCase | 2.5 | 2 | 2.5 | 5 | BranchMin2.5_BranchMax5 | 3 | 4 | 3 | 10 | HeaderMin3_HeaderMax10 | 5 | 6 | 24
731 | 11 | 2013-5/6-4P-25HP KPVS | KPVS_2013-5/6_4P_25HP_13.00_SS | 441.1 | 441.1 | 1764.4 | 4 | 1 | 5 | G | KPVS_SplitCase | 2.5 | 2 | 2.5 | 5 | BranchMin2.5_BranchMax5 | 3 | 4 | 3 | 10 | HeaderMin3_HeaderMax10 | 6 | 6 | 24
731 | 11 | 2013-5/6-4P-25HP KPVS | KPVS_2013-5/6_4P_25HP_13.00_SS | 441.1 | 441.1 | 1764.4 | 4 | 1 | 5 | G | KPVS_SplitCase | 2.5 | 2 | 2.5 | 5 | BranchMin2.5_BranchMax5 | 3 | 4 | 3 | 10 | HeaderMin3_HeaderMax10 | 8 | 6 | 24
731 | 11 | 2013-5/6-4P-25HP KPVS | KPVS_2013-5/6_4P_25HP_13.00_SS | 441.1 | 441.1 | 1764.4 | 4 | 1 | 5 | G | KPVS_SplitCase | 2.5 | 2 | 2.5 | 5 | BranchMin2.5_BranchMax5 | 3 | 4 | 3 | 10 | HeaderMin3_HeaderMax10 | 10 | 6 | 24
731 | 11 | 2013-5/6-4P-25HP KPVS | KPVS_2013-5/6_4P_25HP_13.00_SS | 441.1 | 441.1 | 1764.4 | 4 | 1 | 5 | G | KPVS_SplitCase | 2.5 | 2 | 2.5 | 5 | BranchMin2.5_BranchMax5 | 4 | 4 | 3 | 10 | HeaderMin3_HeaderMax10 | 3 | 6 | 24 | [29 empty] | INVALID
731 | 11 | 2013-5/6-4P-25HP KPVS | KPVS_2013-5/6_4P_25HP_13.00_SS | 441.1 | 441.1 | 1764.4 | 4 | 1 | 5 | G | KPVS_SplitCase | 2.5 | 2 | 2.5 | 5 | BranchMin2.5_BranchMax5 | 4 | 4 | 3 | 10 | HeaderMin3_HeaderMax10 | 4 | 6 | 24 | [29 empty] | INVALID
731 | 11 | 2013-5/6-4P-25HP KPVS | KPVS_2013-5/6_4P_25HP_13.00_SS | 441.1 | 441.1 | 1764.4 | 4 | 1 | 5 | G | KPVS_SplitCase | 2.5 | 2 | 2.5 | 5 | BranchMin2.5_BranchMax5 | 4 | 4 | 3 | 10 | HeaderMin3_HeaderMax10 | 5 | 6 | 24
731 | 11 | 2013-5/6-4P-25HP KPVS | KPVS_2013-5/6_4P_25HP_13.00_SS | 441.1 | 441.1 | 1764.4 | 4 | 1 | 5 | G | KPVS_SplitCase | 2.5 | 2 | 2.5 | 5 | BranchMin2.5_BranchMax5 | 4 | 4 | 3 | 10 | HeaderMin3_HeaderMax10 | 6 | 6 | 24
731 | 11 | 2013-5/6-4P-25HP KPVS | KPVS_2013-5/6_4P_25HP_13.00_SS | 441.1 | 441.1 | 1764.4 | 4 | 1 | 5 | G | KPVS_SplitCase | 2.5 | 2 | 2.5 | 5 | BranchMin2.5_BranchMax5 | 4 | 4 | 3 | 10 | HeaderMin3_HeaderMax10 | 8 | 6 | 24
731 | 11 | 2013-5/6-4P-25HP KPVS | KPVS_2013-5/6_4P_25HP_13.00_SS | 441.1 | 441.1 | 1764.4 | 4 | 1 | 5 | G | KPVS_SplitCase | 2.5 | 2 | 2.5 | 5 | BranchMin2.5_BranchMax5 | 4 | 4 | 3 | 10 | HeaderMin3_HeaderMax10 | 10 | 6 | 24
731 | 11 | 2013-5/6-4P-25HP KPVS | KPVS_2013-5/6_4P_25HP_13.00_SS | 441.1 | 441.1 | 1764.4 | 4 | 1 | 5 | G | KPVS_SplitCase | 2.5 | 2 | 2.5 | 5 | BranchMin2.5_BranchMax5 | 5 | 4 | 3 | 10 | HeaderMin3_HeaderMax10 | 3 | 6 | 24 | [29 empty] | INVALID
731 | 11 | 2013-5/6-4P-25HP KPVS | KPVS_2013-5/6_4P_25HP_13.00_SS | 441.1 | 441.1 | 1764.4 | 4 | 1 | 5 | G | KPVS_SplitCase | 2.5 | 2 | 2.5 | 5 | BranchMin2.5_BranchMax5 | 5 | 4 | 3 | 10 | HeaderMin3_HeaderMax10 | 4 | 6 | 24 | [29 empty] | INVALID
731 | 11 | 2013-5/6-4P-25HP KPVS | KPVS_2013-5/6_4P_25HP_13.00_SS | 441.1 | 441.1 | 1764.4 | 4 | 1 | 5 | G | KPVS_SplitCase | 2.5 | 2 | 2.5 | 5 | BranchMin2.5_BranchMax5 | 5 | 4 | 3 | 10 | HeaderMin3_HeaderMax10 | 5 | 6 | 24 | [29 empty] | INVALID
731 | 11 | 2013-5/6-4P-25HP KPVS | KPVS_2013-5/6_4P_25HP_13.00_SS | 441.1 | 441.1 | 1764.4 | 4 | 1 | 5 | G | KPVS_SplitCase | 2.5 | 2 | 2.5 | 5 | BranchMin2.5_BranchMax5 | 5 | 4 | 3 | 10 | HeaderMin3_HeaderMax10 | 6 | 6 | 24
731 | 11 | 2013-5/6-4P-25HP KPVS | KPVS_2013-5/6_4P_25HP_13.00_SS | 441.1 | 441.1 | 1764.4 | 4 | 1 | 5 | G | KPVS_SplitCase | 2.5 | 2 | 2.5 | 5 | BranchMin2.5_BranchMax5 | 5 | 4 | 3 | 10 | HeaderMin3_HeaderMax10 | 8 | 6 | 24
731 | 11 | 2013-5/6-4P-25HP KPVS | KPVS_2013-5/6_4P_25HP_13.00_SS | 441.1 | 441.1 | 1764.4 | 4 | 1 | 5 | G | KPVS_SplitCase | 2.5 | 2 | 2.5 | 5 | BranchMin2.5_BranchMax5 | 5 | 4 | 3 | 10 | HeaderMin3_HeaderMax10 | 10 | 6 | 24
732 | 12 | 3095-7/8-2P-40HP KPVS | KPVS_3095-7/8_2P_40HP_6.83_BRZ | 844.1 | 844.1 | 3376.4 | 4 | 1 | 5 | G | KPVS_SplitCase | 4 | 3 | 4 | 6 | BranchMin4_BranchMax6 | 4 | 3 | 5 | 12 | HeaderMin5_HeaderMax12 | 5 | 5 | 15
732 | 12 | 3095-7/8-2P-40HP KPVS | KPVS_3095-7/8_2P_40HP_6.83_BRZ | 844.1 | 844.1 | 3376.4 | 4 | 1 | 5 | G | KPVS_SplitCase | 4 | 3 | 4 | 6 | BranchMin4_BranchMax6 | 4 | 3 | 5 | 12 | HeaderMin5_HeaderMax12 | 6 | 5 | 15
732 | 12 | 3095-7/8-2P-40HP KPVS | KPVS_3095-7/8_2P_40HP_6.83_BRZ | 844.1 | 844.1 | 3376.4 | 4 | 1 | 5 | G | KPVS_SplitCase | 4 | 3 | 4 | 6 | BranchMin4_BranchMax6 | 4 | 3 | 5 | 12 | HeaderMin5_HeaderMax12 | 8 | 5 | 15
732 | 12 | 3095-7/8-2P-40HP KPVS | KPVS_3095-7/8_2P_40HP_6.83_BRZ | 844.1 | 844.1 | 3376.4 | 4 | 1 | 5 | G | KPVS_SplitCase | 4 | 3 | 4 | 6 | BranchMin4_BranchMax6 | 4 | 3 | 5 | 12 | HeaderMin5_HeaderMax12 | 10 | 5 | 15
732 | 12 | 3095-7/8-2P-40HP KPVS | KPVS_3095-7/8_2P_40HP_6.83_BRZ | 844.1 | 844.1 | 3376.4 | 4 | 1 | 5 | G | KPVS_SplitCase | 4 | 3 | 4 | 6 | BranchMin4_BranchMax6 | 4 | 3 | 5 | 12 | HeaderMin5_HeaderMax12 | 12 | 5 | 15
732 | 12 | 3095-7/8-2P-40HP KPVS | KPVS_3095-7/8_2P_40HP_6.83_BRZ | 844.1 | 844.1 | 3376.4 | 4 | 1 | 5 | G | KPVS_SplitCase | 4 | 3 | 4 | 6 | BranchMin4_BranchMax6 | 5 | 3 | 5 | 12 | HeaderMin5_HeaderMax12 | 5 | 5 | 15 | [29 empty] | INVALID
732 | 12 | 3095-7/8-2P-40HP KPVS | KPVS_3095-7/8_2P_40HP_6.83_BRZ | 844.1 | 844.1 | 3376.4 | 4 | 1 | 5 | G | KPVS_SplitCase | 4 | 3 | 4 | 6 | BranchMin4_BranchMax6 | 5 | 3 | 5 | 12 | HeaderMin5_HeaderMax12 | 6 | 5 | 15
732 | 12 | 3095-7/8-2P-40HP KPVS | KPVS_3095-7/8_2P_40HP_6.83_BRZ | 844.1 | 844.1 | 3376.4 | 4 | 1 | 5 | G | KPVS_SplitCase | 4 | 3 | 4 | 6 | BranchMin4_BranchMax6 | 5 | 3 | 5 | 12 | HeaderMin5_HeaderMax12 | 8 | 5 | 15
732 | 12 | 3095-7/8-2P-40HP KPVS | KPVS_3095-7/8_2P_40HP_6.83_BRZ | 844.1 | 844.1 | 3376.4 | 4 | 1 | 5 | G | KPVS_SplitCase | 4 | 3 | 4 | 6 | BranchMin4_BranchMax6 | 5 | 3 | 5 | 12 | HeaderMin5_HeaderMax12 | 10 | 5 | 15
732 | 12 | 3095-7/8-2P-40HP KPVS | KPVS_3095-7/8_2P_40HP_6.83_BRZ | 844.1 | 844.1 | 3376.4 | 4 | 1 | 5 | G | KPVS_SplitCase | 4 | 3 | 4 | 6 | BranchMin4_BranchMax6 | 5 | 3 | 5 | 12 | HeaderMin5_HeaderMax12 | 12 | 5 | 15
732 | 12 | 3095-7/8-2P-40HP KPVS | KPVS_3095-7/8_2P_40HP_6.83_BRZ | 844.1 | 844.1 | 3376.4 | 4 | 1 | 5 | G | KPVS_SplitCase | 4 | 3 | 4 | 6 | BranchMin4_BranchMax6 | 6 | 3 | 5 | 12 | HeaderMin5_HeaderMax12 | 5 | 5 | 15 | [29 empty] | INVALID
732 | 12 | 3095-7/8-2P-40HP KPVS | KPVS_3095-7/8_2P_40HP_6.83_BRZ | 844.1 | 844.1 | 3376.4 | 4 | 1 | 5 | G | KPVS_SplitCase | 4 | 3 | 4 | 6 | BranchMin4_BranchMax6 | 6 | 3 | 5 | 12 | HeaderMin5_HeaderMax12 | 6 | 5 | 15 | [29 empty] | INVALID
732 | 12 | 3095-7/8-2P-40HP KPVS | KPVS_3095-7/8_2P_40HP_6.83_BRZ | 844.1 | 844.1 | 3376.4 | 4 | 1 | 5 | G | KPVS_SplitCase | 4 | 3 | 4 | 6 | BranchMin4_BranchMax6 | 6 | 3 | 5 | 12 | HeaderMin5_HeaderMax12 | 8 | 5 | 15
732 | 12 | 3095-7/8-2P-40HP KPVS | KPVS_3095-7/8_2P_40HP_6.83_BRZ | 844.1 | 844.1 | 3376.4 | 4 | 1 | 5 | G | KPVS_SplitCase | 4 | 3 | 4 | 6 | BranchMin4_BranchMax6 | 6 | 3 | 5 | 12 | HeaderMin5_HeaderMax12 | 10 | 5 | 15
732 | 12 | 3095-7/8-2P-40HP KPVS | KPVS_3095-7/8_2P_40HP_6.83_BRZ | 844.1 | 844.1 | 3376.4 | 4 | 1 | 5 | G | KPVS_SplitCase | 4 | 3 | 4 | 6 | BranchMin4_BranchMax6 | 6 | 3 | 5 | 12 | HeaderMin5_HeaderMax12 | 12 | 5 | 15
733 | 13 | 3095-7/8-2P-50HP KPVS | KPVS_3095-7/8_2P_50HP_7.31_BRZ | 888.7 | 888.7 | 3554.8 | 4 | 1 | 5 | G | KPVS_SplitCase | 4 | 3 | 4 | 6 | BranchMin4_BranchMax6 | 4 | 3 | 5 | 14 | HeaderMin5_HeaderMax14 | 5 | 6 | 18
733 | 13 | 3095-7/8-2P-50HP KPVS | KPVS_3095-7/8_2P_50HP_7.31_BRZ | 888.7 | 888.7 | 3554.8 | 4 | 1 | 5 | G | KPVS_SplitCase | 4 | 3 | 4 | 6 | BranchMin4_BranchMax6 | 4 | 3 | 5 | 14 | HeaderMin5_HeaderMax14 | 6 | 6 | 18
733 | 13 | 3095-7/8-2P-50HP KPVS | KPVS_3095-7/8_2P_50HP_7.31_BRZ | 888.7 | 888.7 | 3554.8 | 4 | 1 | 5 | G | KPVS_SplitCase | 4 | 3 | 4 | 6 | BranchMin4_BranchMax6 | 4 | 3 | 5 | 14 | HeaderMin5_HeaderMax14 | 8 | 6 | 18
733 | 13 | 3095-7/8-2P-50HP KPVS | KPVS_3095-7/8_2P_50HP_7.31_BRZ | 888.7 | 888.7 | 3554.8 | 4 | 1 | 5 | G | KPVS_SplitCase | 4 | 3 | 4 | 6 | BranchMin4_BranchMax6 | 4 | 3 | 5 | 14 | HeaderMin5_HeaderMax14 | 10 | 6 | 18
733 | 13 | 3095-7/8-2P-50HP KPVS | KPVS_3095-7/8_2P_50HP_7.31_BRZ | 888.7 | 888.7 | 3554.8 | 4 | 1 | 5 | G | KPVS_SplitCase | 4 | 3 | 4 | 6 | BranchMin4_BranchMax6 | 4 | 3 | 5 | 14 | HeaderMin5_HeaderMax14 | 12 | 6 | 18
733 | 13 | 3095-7/8-2P-50HP KPVS | KPVS_3095-7/8_2P_50HP_7.31_BRZ | 888.7 | 888.7 | 3554.8 | 4 | 1 | 5 | G | KPVS_SplitCase | 4 | 3 | 4 | 6 | BranchMin4_BranchMax6 | 4 | 3 | 5 | 14 | HeaderMin5_HeaderMax14 | 14 | 6 | 18
733 | 13 | 3095-7/8-2P-50HP KPVS | KPVS_3095-7/8_2P_50HP_7.31_BRZ | 888.7 | 888.7 | 3554.8 | 4 | 1 | 5 | G | KPVS_SplitCase | 4 | 3 | 4 | 6 | BranchMin4_BranchMax6 | 5 | 3 | 5 | 14 | HeaderMin5_HeaderMax14 | 5 | 6 | 18 | [29 empty] | INVALID
733 | 13 | 3095-7/8-2P-50HP KPVS | KPVS_3095-7/8_2P_50HP_7.31_BRZ | 888.7 | 888.7 | 3554.8 | 4 | 1 | 5 | G | KPVS_SplitCase | 4 | 3 | 4 | 6 | BranchMin4_BranchMax6 | 5 | 3 | 5 | 14 | HeaderMin5_HeaderMax14 | 6 | 6 | 18
733 | 13 | 3095-7/8-2P-50HP KPVS | KPVS_3095-7/8_2P_50HP_7.31_BRZ | 888.7 | 888.7 | 3554.8 | 4 | 1 | 5 | G | KPVS_SplitCase | 4 | 3 | 4 | 6 | BranchMin4_BranchMax6 | 5 | 3 | 5 | 14 | HeaderMin5_HeaderMax14 | 8 | 6 | 18
733 | 13 | 3095-7/8-2P-50HP KPVS | KPVS_3095-7/8_2P_50HP_7.31_BRZ | 888.7 | 888.7 | 3554.8 | 4 | 1 | 5 | G | KPVS_SplitCase | 4 | 3 | 4 | 6 | BranchMin4_BranchMax6 | 5 | 3 | 5 | 14 | HeaderMin5_HeaderMax14 | 10 | 6 | 18
733 | 13 | 3095-7/8-2P-50HP KPVS | KPVS_3095-7/8_2P_50HP_7.31_BRZ | 888.7 | 888.7 | 3554.8 | 4 | 1 | 5 | G | KPVS_SplitCase | 4 | 3 | 4 | 6 | BranchMin4_BranchMax6 | 5 | 3 | 5 | 14 | HeaderMin5_HeaderMax14 | 12 | 6 | 18
733 | 13 | 3095-7/8-2P-50HP KPVS | KPVS_3095-7/8_2P_50HP_7.31_BRZ | 888.7 | 888.7 | 3554.8 | 4 | 1 | 5 | G | KPVS_SplitCase | 4 | 3 | 4 | 6 | BranchMin4_BranchMax6 | 5 | 3 | 5 | 14 | HeaderMin5_HeaderMax14 | 14 | 6 | 18
733 | 13 | 3095-7/8-2P-50HP KPVS | KPVS_3095-7/8_2P_50HP_7.31_BRZ | 888.7 | 888.7 | 3554.8 | 4 | 1 | 5 | G | KPVS_SplitCase | 4 | 3 | 4 | 6 | BranchMin4_BranchMax6 | 6 | 3 | 5 | 14 | HeaderMin5_HeaderMax14 | 5 | 6 | 18 | [29 empty] | INVALID
733 | 13 | 3095-7/8-2P-50HP KPVS | KPVS_3095-7/8_2P_50HP_7.31_BRZ | 888.7 | 888.7 | 3554.8 | 4 | 1 | 5 | G | KPVS_SplitCase | 4 | 3 | 4 | 6 | BranchMin4_BranchMax6 | 6 | 3 | 5 | 14 | HeaderMin5_HeaderMax14 | 6 | 6 | 18 | [29 empty] | INVALID
733 | 13 | 3095-7/8-2P-50HP KPVS | KPVS_3095-7/8_2P_50HP_7.31_BRZ | 888.7 | 888.7 | 3554.8 | 4 | 1 | 5 | G | KPVS_SplitCase | 4 | 3 | 4 | 6 | BranchMin4_BranchMax6 | 6 | 3 | 5 | 14 | HeaderMin5_HeaderMax14 | 8 | 6 | 18
733 | 13 | 3095-7/8-2P-50HP KPVS | KPVS_3095-7/8_2P_50HP_7.31_BRZ | 888.7 | 888.7 | 3554.8 | 4 | 1 | 5 | G | KPVS_SplitCase | 4 | 3 | 4 | 6 | BranchMin4_BranchMax6 | 6 | 3 | 5 | 14 | HeaderMin5_HeaderMax14 | 10 | 6 | 18
733 | 13 | 3095-7/8-2P-50HP KPVS | KPVS_3095-7/8_2P_50HP_7.31_BRZ | 888.7 | 888.7 | 3554.8 | 4 | 1 | 5 | G | KPVS_SplitCase | 4 | 3 | 4 | 6 | BranchMin4_BranchMax6 | 6 | 3 | 5 | 14 | HeaderMin5_HeaderMax14 | 12 | 6 | 18
733 | 13 | 3095-7/8-2P-50HP KPVS | KPVS_3095-7/8_2P_50HP_7.31_BRZ | 888.7 | 888.7 | 3554.8 | 4 | 1 | 5 | G | KPVS_SplitCase | 4 | 3 | 4 | 6 | BranchMin4_BranchMax6 | 6 | 3 | 5 | 14 | HeaderMin5_HeaderMax14 | 14 | 6 | 18
734 | 14 | 3095-7/8-2P-60HP KPVS | KPVS_3095-7/8_2P_60HP_7.80_BRZ | 910.5 | 910.5 | 3642 | 4 | 1 | 5 | G | KPVS_SplitCase | 4 | 3 | 4 | 6 | BranchMin4_BranchMax6 | 4 | 3 | 5 | 14 | HeaderMin5_HeaderMax14 | 5 | 6 | 18
734 | 14 | 3095-7/8-2P-60HP KPVS | KPVS_3095-7/8_2P_60HP_7.80_BRZ | 910.5 | 910.5 | 3642 | 4 | 1 | 5 | G | KPVS_SplitCase | 4 | 3 | 4 | 6 | BranchMin4_BranchMax6 | 4 | 3 | 5 | 14 | HeaderMin5_HeaderMax14 | 6 | 6 | 18
734 | 14 | 3095-7/8-2P-60HP KPVS | KPVS_3095-7/8_2P_60HP_7.80_BRZ | 910.5 | 910.5 | 3642 | 4 | 1 | 5 | G | KPVS_SplitCase | 4 | 3 | 4 | 6 | BranchMin4_BranchMax6 | 4 | 3 | 5 | 14 | HeaderMin5_HeaderMax14 | 8 | 6 | 18
734 | 14 | 3095-7/8-2P-60HP KPVS | KPVS_3095-7/8_2P_60HP_7.80_BRZ | 910.5 | 910.5 | 3642 | 4 | 1 | 5 | G | KPVS_SplitCase | 4 | 3 | 4 | 6 | BranchMin4_BranchMax6 | 4 | 3 | 5 | 14 | HeaderMin5_HeaderMax14 | 10 | 6 | 18
734 | 14 | 3095-7/8-2P-60HP KPVS | KPVS_3095-7/8_2P_60HP_7.80_BRZ | 910.5 | 910.5 | 3642 | 4 | 1 | 5 | G | KPVS_SplitCase | 4 | 3 | 4 | 6 | BranchMin4_BranchMax6 | 4 | 3 | 5 | 14 | HeaderMin5_HeaderMax14 | 12 | 6 | 18
734 | 14 | 3095-7/8-2P-60HP KPVS | KPVS_3095-7/8_2P_60HP_7.80_BRZ | 910.5 | 910.5 | 3642 | 4 | 1 | 5 | G | KPVS_SplitCase | 4 | 3 | 4 | 6 | BranchMin4_BranchMax6 | 4 | 3 | 5 | 14 | HeaderMin5_HeaderMax14 | 14 | 6 | 18
734 | 14 | 3095-7/8-2P-60HP KPVS | KPVS_3095-7/8_2P_60HP_7.80_BRZ | 910.5 | 910.5 | 3642 | 4 | 1 | 5 | G | KPVS_SplitCase | 4 | 3 | 4 | 6 | BranchMin4_BranchMax6 | 5 | 3 | 5 | 14 | HeaderMin5_HeaderMax14 | 5 | 6 | 18 | [29 empty] | INVALID
734 | 14 | 3095-7/8-2P-60HP KPVS | KPVS_3095-7/8_2P_60HP_7.80_BRZ | 910.5 | 910.5 | 3642 | 4 | 1 | 5 | G | KPVS_SplitCase | 4 | 3 | 4 | 6 | BranchMin4_BranchMax6 | 5 | 3 | 5 | 14 | HeaderMin5_HeaderMax14 | 6 | 6 | 18
734 | 14 | 3095-7/8-2P-60HP KPVS | KPVS_3095-7/8_2P_60HP_7.80_BRZ | 910.5 | 910.5 | 3642 | 4 | 1 | 5 | G | KPVS_SplitCase | 4 | 3 | 4 | 6 | BranchMin4_BranchMax6 | 5 | 3 | 5 | 14 | HeaderMin5_HeaderMax14 | 8 | 6 | 18
734 | 14 | 3095-7/8-2P-60HP KPVS | KPVS_3095-7/8_2P_60HP_7.80_BRZ | 910.5 | 910.5 | 3642 | 4 | 1 | 5 | G | KPVS_SplitCase | 4 | 3 | 4 | 6 | BranchMin4_BranchMax6 | 5 | 3 | 5 | 14 | HeaderMin5_HeaderMax14 | 10 | 6 | 18
734 | 14 | 3095-7/8-2P-60HP KPVS | KPVS_3095-7/8_2P_60HP_7.80_BRZ | 910.5 | 910.5 | 3642 | 4 | 1 | 5 | G | KPVS_SplitCase | 4 | 3 | 4 | 6 | BranchMin4_BranchMax6 | 5 | 3 | 5 | 14 | HeaderMin5_HeaderMax14 | 12 | 6 | 18
734 | 14 | 3095-7/8-2P-60HP KPVS | KPVS_3095-7/8_2P_60HP_7.80_BRZ | 910.5 | 910.5 | 3642 | 4 | 1 | 5 | G | KPVS_SplitCase | 4 | 3 | 4 | 6 | BranchMin4_BranchMax6 | 5 | 3 | 5 | 14 | HeaderMin5_HeaderMax14 | 14 | 6 | 18
734 | 14 | 3095-7/8-2P-60HP KPVS | KPVS_3095-7/8_2P_60HP_7.80_BRZ | 910.5 | 910.5 | 3642 | 4 | 1 | 5 | G | KPVS_SplitCase | 4 | 3 | 4 | 6 | BranchMin4_BranchMax6 | 6 | 3 | 5 | 14 | HeaderMin5_HeaderMax14 | 5 | 6 | 18 | [29 empty] | INVALID
734 | 14 | 3095-7/8-2P-60HP KPVS | KPVS_3095-7/8_2P_60HP_7.80_BRZ | 910.5 | 910.5 | 3642 | 4 | 1 | 5 | G | KPVS_SplitCase | 4 | 3 | 4 | 6 | BranchMin4_BranchMax6 | 6 | 3 | 5 | 14 | HeaderMin5_HeaderMax14 | 6 | 6 | 18 | [29 empty] | INVALID
734 | 14 | 3095-7/8-2P-60HP KPVS | KPVS_3095-7/8_2P_60HP_7.80_BRZ | 910.5 | 910.5 | 3642 | 4 | 1 | 5 | G | KPVS_SplitCase | 4 | 3 | 4 | 6 | BranchMin4_BranchMax6 | 6 | 3 | 5 | 14 | HeaderMin5_HeaderMax14 | 8 | 6 | 18
734 | 14 | 3095-7/8-2P-60HP KPVS | KPVS_3095-7/8_2P_60HP_7.80_BRZ | 910.5 | 910.5 | 3642 | 4 | 1 | 5 | G | KPVS_SplitCase | 4 | 3 | 4 | 6 | BranchMin4_BranchMax6 | 6 | 3 | 5 | 14 | HeaderMin5_HeaderMax14 | 10 | 6 | 18
734 | 14 | 3095-7/8-2P-60HP KPVS | KPVS_3095-7/8_2P_60HP_7.80_BRZ | 910.5 | 910.5 | 3642 | 4 | 1 | 5 | G | KPVS_SplitCase | 4 | 3 | 4 | 6 | BranchMin4_BranchMax6 | 6 | 3 | 5 | 14 | HeaderMin5_HeaderMax14 | 12 | 6 | 18
734 | 14 | 3095-7/8-2P-60HP KPVS | KPVS_3095-7/8_2P_60HP_7.80_BRZ | 910.5 | 910.5 | 3642 | 4 | 1 | 5 | G | KPVS_SplitCase | 4 | 3 | 4 | 6 | BranchMin4_BranchMax6 | 6 | 3 | 5 | 14 | HeaderMin5_HeaderMax14 | 14 | 6 | 18
735 | 15 | 3095-7/8-2P-75HP KPVS | KPVS_3095-7/8_2P_75HP_8.47_BRZ | 901.5 | 901.5 | 3606 | 4 | 1 | 5 | G | KPVS_SplitCase | 4 | 3 | 4 | 6 | BranchMin4_BranchMax6 | 4 | 3 | 5 | 14 | HeaderMin5_HeaderMax14 | 5 | 6 | 18
735 | 15 | 3095-7/8-2P-75HP KPVS | KPVS_3095-7/8_2P_75HP_8.47_BRZ | 901.5 | 901.5 | 3606 | 4 | 1 | 5 | G | KPVS_SplitCase | 4 | 3 | 4 | 6 | BranchMin4_BranchMax6 | 4 | 3 | 5 | 14 | HeaderMin5_HeaderMax14 | 6 | 6 | 18
735 | 15 | 3095-7/8-2P-75HP KPVS | KPVS_3095-7/8_2P_75HP_8.47_BRZ | 901.5 | 901.5 | 3606 | 4 | 1 | 5 | G | KPVS_SplitCase | 4 | 3 | 4 | 6 | BranchMin4_BranchMax6 | 4 | 3 | 5 | 14 | HeaderMin5_HeaderMax14 | 8 | 6 | 18
735 | 15 | 3095-7/8-2P-75HP KPVS | KPVS_3095-7/8_2P_75HP_8.47_BRZ | 901.5 | 901.5 | 3606 | 4 | 1 | 5 | G | KPVS_SplitCase | 4 | 3 | 4 | 6 | BranchMin4_BranchMax6 | 4 | 3 | 5 | 14 | HeaderMin5_HeaderMax14 | 10 | 6 | 18
735 | 15 | 3095-7/8-2P-75HP KPVS | KPVS_3095-7/8_2P_75HP_8.47_BRZ | 901.5 | 901.5 | 3606 | 4 | 1 | 5 | G | KPVS_SplitCase | 4 | 3 | 4 | 6 | BranchMin4_BranchMax6 | 4 | 3 | 5 | 14 | HeaderMin5_HeaderMax14 | 12 | 6 | 18
735 | 15 | 3095-7/8-2P-75HP KPVS | KPVS_3095-7/8_2P_75HP_8.47_BRZ | 901.5 | 901.5 | 3606 | 4 | 1 | 5 | G | KPVS_SplitCase | 4 | 3 | 4 | 6 | BranchMin4_BranchMax6 | 4 | 3 | 5 | 14 | HeaderMin5_HeaderMax14 | 14 | 6 | 18
735 | 15 | 3095-7/8-2P-75HP KPVS | KPVS_3095-7/8_2P_75HP_8.47_BRZ | 901.5 | 901.5 | 3606 | 4 | 1 | 5 | G | KPVS_SplitCase | 4 | 3 | 4 | 6 | BranchMin4_BranchMax6 | 5 | 3 | 5 | 14 | HeaderMin5_HeaderMax14 | 5 | 6 | 18 | [29 empty] | INVALID
735 | 15 | 3095-7/8-2P-75HP KPVS | KPVS_3095-7/8_2P_75HP_8.47_BRZ | 901.5 | 901.5 | 3606 | 4 | 1 | 5 | G | KPVS_SplitCase | 4 | 3 | 4 | 6 | BranchMin4_BranchMax6 | 5 | 3 | 5 | 14 | HeaderMin5_HeaderMax14 | 6 | 6 | 18
735 | 15 | 3095-7/8-2P-75HP KPVS | KPVS_3095-7/8_2P_75HP_8.47_BRZ | 901.5 | 901.5 | 3606 | 4 | 1 | 5 | G | KPVS_SplitCase | 4 | 3 | 4 | 6 | BranchMin4_BranchMax6 | 5 | 3 | 5 | 14 | HeaderMin5_HeaderMax14 | 8 | 6 | 18
735 | 15 | 3095-7/8-2P-75HP KPVS | KPVS_3095-7/8_2P_75HP_8.47_BRZ | 901.5 | 901.5 | 3606 | 4 | 1 | 5 | G | KPVS_SplitCase | 4 | 3 | 4 | 6 | BranchMin4_BranchMax6 | 5 | 3 | 5 | 14 | HeaderMin5_HeaderMax14 | 10 | 6 | 18
735 | 15 | 3095-7/8-2P-75HP KPVS | KPVS_3095-7/8_2P_75HP_8.47_BRZ | 901.5 | 901.5 | 3606 | 4 | 1 | 5 | G | KPVS_SplitCase | 4 | 3 | 4 | 6 | BranchMin4_BranchMax6 | 5 | 3 | 5 | 14 | HeaderMin5_HeaderMax14 | 12 | 6 | 18
735 | 15 | 3095-7/8-2P-75HP KPVS | KPVS_3095-7/8_2P_75HP_8.47_BRZ | 901.5 | 901.5 | 3606 | 4 | 1 | 5 | G | KPVS_SplitCase | 4 | 3 | 4 | 6 | BranchMin4_BranchMax6 | 5 | 3 | 5 | 14 | HeaderMin5_HeaderMax14 | 14 | 6 | 18
735 | 15 | 3095-7/8-2P-75HP KPVS | KPVS_3095-7/8_2P_75HP_8.47_BRZ | 901.5 | 901.5 | 3606 | 4 | 1 | 5 | G | KPVS_SplitCase | 4 | 3 | 4 | 6 | BranchMin4_BranchMax6 | 6 | 3 | 5 | 14 | HeaderMin5_HeaderMax14 | 5 | 6 | 18 | [29 empty] | INVALID
735 | 15 | 3095-7/8-2P-75HP KPVS | KPVS_3095-7/8_2P_75HP_8.47_BRZ | 901.5 | 901.5 | 3606 | 4 | 1 | 5 | G | KPVS_SplitCase | 4 | 3 | 4 | 6 | BranchMin4_BranchMax6 | 6 | 3 | 5 | 14 | HeaderMin5_HeaderMax14 | 6 | 6 | 18 | [29 empty] | INVALID
735 | 15 | 3095-7/8-2P-75HP KPVS | KPVS_3095-7/8_2P_75HP_8.47_BRZ | 901.5 | 901.5 | 3606 | 4 | 1 | 5 | G | KPVS_SplitCase | 4 | 3 | 4 | 6 | BranchMin4_BranchMax6 | 6 | 3 | 5 | 14 | HeaderMin5_HeaderMax14 | 8 | 6 | 18
735 | 15 | 3095-7/8-2P-75HP KPVS | KPVS_3095-7/8_2P_75HP_8.47_BRZ | 901.5 | 901.5 | 3606 | 4 | 1 | 5 | G | KPVS_SplitCase | 4 | 3 | 4 | 6 | BranchMin4_BranchMax6 | 6 | 3 | 5 | 14 | HeaderMin5_HeaderMax14 | 10 | 6 | 18
735 | 15 | 3095-7/8-2P-75HP KPVS | KPVS_3095-7/8_2P_75HP_8.47_BRZ | 901.5 | 901.5 | 3606 | 4 | 1 | 5 | G | KPVS_SplitCase | 4 | 3 | 4 | 6 | BranchMin4_BranchMax6 | 6 | 3 | 5 | 14 | HeaderMin5_HeaderMax14 | 12 | 6 | 18
735 | 15 | 3095-7/8-2P-75HP KPVS | KPVS_3095-7/8_2P_75HP_8.47_BRZ | 901.5 | 901.5 | 3606 | 4 | 1 | 5 | G | KPVS_SplitCase | 4 | 3 | 4 | 6 | BranchMin4_BranchMax6 | 6 | 3 | 5 | 14 | HeaderMin5_HeaderMax14 | 14 | 6 | 18
736 | 16 | 3095-7/8-2P-100HP KPVS | KPVS_3095-7/8_2P_100HP_9.24_BRZ | 964.4 | 964.4 | 3857.6 | 4 | 1 | 5 | G | KPVS_SplitCase | 4 | 3 | 4 | 8 | BranchMin4_BranchMax8 | 4 | 4 | 5 | 14 | HeaderMin5_HeaderMax14 | 5 | 6 | 24
736 | 16 | 3095-7/8-2P-100HP KPVS | KPVS_3095-7/8_2P_100HP_9.24_BRZ | 964.4 | 964.4 | 3857.6 | 4 | 1 | 5 | G | KPVS_SplitCase | 4 | 3 | 4 | 8 | BranchMin4_BranchMax8 | 4 | 4 | 5 | 14 | HeaderMin5_HeaderMax14 | 6 | 6 | 24
736 | 16 | 3095-7/8-2P-100HP KPVS | KPVS_3095-7/8_2P_100HP_9.24_BRZ | 964.4 | 964.4 | 3857.6 | 4 | 1 | 5 | G | KPVS_SplitCase | 4 | 3 | 4 | 8 | BranchMin4_BranchMax8 | 4 | 4 | 5 | 14 | HeaderMin5_HeaderMax14 | 8 | 6 | 24
736 | 16 | 3095-7/8-2P-100HP KPVS | KPVS_3095-7/8_2P_100HP_9.24_BRZ | 964.4 | 964.4 | 3857.6 | 4 | 1 | 5 | G | KPVS_SplitCase | 4 | 3 | 4 | 8 | BranchMin4_BranchMax8 | 4 | 4 | 5 | 14 | HeaderMin5_HeaderMax14 | 10 | 6 | 24
736 | 16 | 3095-7/8-2P-100HP KPVS | KPVS_3095-7/8_2P_100HP_9.24_BRZ | 964.4 | 964.4 | 3857.6 | 4 | 1 | 5 | G | KPVS_SplitCase | 4 | 3 | 4 | 8 | BranchMin4_BranchMax8 | 4 | 4 | 5 | 14 | HeaderMin5_HeaderMax14 | 12 | 6 | 24
736 | 16 | 3095-7/8-2P-100HP KPVS | KPVS_3095-7/8_2P_100HP_9.24_BRZ | 964.4 | 964.4 | 3857.6 | 4 | 1 | 5 | G | KPVS_SplitCase | 4 | 3 | 4 | 8 | BranchMin4_BranchMax8 | 4 | 4 | 5 | 14 | HeaderMin5_HeaderMax14 | 14 | 6 | 24
736 | 16 | 3095-7/8-2P-100HP KPVS | KPVS_3095-7/8_2P_100HP_9.24_BRZ | 964.4 | 964.4 | 3857.6 | 4 | 1 | 5 | G | KPVS_SplitCase | 4 | 3 | 4 | 8 | BranchMin4_BranchMax8 | 5 | 4 | 5 | 14 | HeaderMin5_HeaderMax14 | 5 | 6 | 24 | [29 empty] | INVALID
736 | 16 | 3095-7/8-2P-100HP KPVS | KPVS_3095-7/8_2P_100HP_9.24_BRZ | 964.4 | 964.4 | 3857.6 | 4 | 1 | 5 | G | KPVS_SplitCase | 4 | 3 | 4 | 8 | BranchMin4_BranchMax8 | 5 | 4 | 5 | 14 | HeaderMin5_HeaderMax14 | 6 | 6 | 24
736 | 16 | 3095-7/8-2P-100HP KPVS | KPVS_3095-7/8_2P_100HP_9.24_BRZ | 964.4 | 964.4 | 3857.6 | 4 | 1 | 5 | G | KPVS_SplitCase | 4 | 3 | 4 | 8 | BranchMin4_BranchMax8 | 5 | 4 | 5 | 14 | HeaderMin5_HeaderMax14 | 8 | 6 | 24
736 | 16 | 3095-7/8-2P-100HP KPVS | KPVS_3095-7/8_2P_100HP_9.24_BRZ | 964.4 | 964.4 | 3857.6 | 4 | 1 | 5 | G | KPVS_SplitCase | 4 | 3 | 4 | 8 | BranchMin4_BranchMax8 | 5 | 4 | 5 | 14 | HeaderMin5_HeaderMax14 | 10 | 6 | 24
736 | 16 | 3095-7/8-2P-100HP KPVS | KPVS_3095-7/8_2P_100HP_9.24_BRZ | 964.4 | 964.4 | 3857.6 | 4 | 1 | 5 | G | KPVS_SplitCase | 4 | 3 | 4 | 8 | BranchMin4_BranchMax8 | 5 | 4 | 5 | 14 | HeaderMin5_HeaderMax14 | 12 | 6 | 24
736 | 16 | 3095-7/8-2P-100HP KPVS | KPVS_3095-7/8_2P_100HP_9.24_BRZ | 964.4 | 964.4 | 3857.6 | 4 | 1 | 5 | G | KPVS_SplitCase | 4 | 3 | 4 | 8 | BranchMin4_BranchMax8 | 5 | 4 | 5 | 14 | HeaderMin5_HeaderMax14 | 14 | 6 | 24
736 | 16 | 3095-7/8-2P-100HP KPVS | KPVS_3095-7/8_2P_100HP_9.24_BRZ | 964.4 | 964.4 | 3857.6 | 4 | 1 | 5 | G | KPVS_SplitCase | 4 | 3 | 4 | 8 | BranchMin4_BranchMax8 | 6 | 4 | 5 | 14 | HeaderMin5_HeaderMax14 | 5 | 6 | 24 | [29 empty] | INVALID
736 | 16 | 3095-7/8-2P-100HP KPVS | KPVS_3095-7/8_2P_100HP_9.24_BRZ | 964.4 | 964.4 | 3857.6 | 4 | 1 | 5 | G | KPVS_SplitCase | 4 | 3 | 4 | 8 | BranchMin4_BranchMax8 | 6 | 4 | 5 | 14 | HeaderMin5_HeaderMax14 | 6 | 6 | 24 | [29 empty] | INVALID
736 | 16 | 3095-7/8-2P-100HP KPVS | KPVS_3095-7/8_2P_100HP_9.24_BRZ | 964.4 | 964.4 | 3857.6 | 4 | 1 | 5 | G | KPVS_SplitCase | 4 | 3 | 4 | 8 | BranchMin4_BranchMax8 | 6 | 4 | 5 | 14 | HeaderMin5_HeaderMax14 | 8 | 6 | 24
736 | 16 | 3095-7/8-2P-100HP KPVS | KPVS_3095-7/8_2P_100HP_9.24_BRZ | 964.4 | 964.4 | 3857.6 | 4 | 1 | 5 | G | KPVS_SplitCase | 4 | 3 | 4 | 8 | BranchMin4_BranchMax8 | 6 | 4 | 5 | 14 | HeaderMin5_HeaderMax14 | 10 | 6 | 24
736 | 16 | 3095-7/8-2P-100HP KPVS | KPVS_3095-7/8_2P_100HP_9.24_BRZ | 964.4 | 964.4 | 3857.6 | 4 | 1 | 5 | G | KPVS_SplitCase | 4 | 3 | 4 | 8 | BranchMin4_BranchMax8 | 6 | 4 | 5 | 14 | HeaderMin5_HeaderMax14 | 12 | 6 | 24
736 | 16 | 3095-7/8-2P-100HP KPVS | KPVS_3095-7/8_2P_100HP_9.24_BRZ | 964.4 | 964.4 | 3857.6 | 4 | 1 | 5 | G | KPVS_SplitCase | 4 | 3 | 4 | 8 | BranchMin4_BranchMax8 | 6 | 4 | 5 | 14 | HeaderMin5_HeaderMax14 | 14 | 6 | 24
736 | 16 | 3095-7/8-2P-100HP KPVS | KPVS_3095-7/8_2P_100HP_9.24_BRZ | 964.4 | 964.4 | 3857.6 | 4 | 1 | 5 | G | KPVS_SplitCase | 4 | 3 | 4 | 8 | BranchMin4_BranchMax8 | 8 | 4 | 5 | 14 | HeaderMin5_HeaderMax14 | 5 | 6 | 24 | [29 empty] | INVALID
736 | 16 | 3095-7/8-2P-100HP KPVS | KPVS_3095-7/8_2P_100HP_9.24_BRZ | 964.4 | 964.4 | 3857.6 | 4 | 1 | 5 | G | KPVS_SplitCase | 4 | 3 | 4 | 8 | BranchMin4_BranchMax8 | 8 | 4 | 5 | 14 | HeaderMin5_HeaderMax14 | 6 | 6 | 24 | [29 empty] | INVALID
736 | 16 | 3095-7/8-2P-100HP KPVS | KPVS_3095-7/8_2P_100HP_9.24_BRZ | 964.4 | 964.4 | 3857.6 | 4 | 1 | 5 | G | KPVS_SplitCase | 4 | 3 | 4 | 8 | BranchMin4_BranchMax8 | 8 | 4 | 5 | 14 | HeaderMin5_HeaderMax14 | 8 | 6 | 24 | [29 empty] | INVALID
736 | 16 | 3095-7/8-2P-100HP KPVS | KPVS_3095-7/8_2P_100HP_9.24_BRZ | 964.4 | 964.4 | 3857.6 | 4 | 1 | 5 | G | KPVS_SplitCase | 4 | 3 | 4 | 8 | BranchMin4_BranchMax8 | 8 | 4 | 5 | 14 | HeaderMin5_HeaderMax14 | 10 | 6 | 24
736 | 16 | 3095-7/8-2P-100HP KPVS | KPVS_3095-7/8_2P_100HP_9.24_BRZ | 964.4 | 964.4 | 3857.6 | 4 | 1 | 5 | G | KPVS_SplitCase | 4 | 3 | 4 | 8 | BranchMin4_BranchMax8 | 8 | 4 | 5 | 14 | HeaderMin5_HeaderMax14 | 12 | 6 | 24
736 | 16 | 3095-7/8-2P-100HP KPVS | KPVS_3095-7/8_2P_100HP_9.24_BRZ | 964.4 | 964.4 | 3857.6 | 4 | 1 | 5 | G | KPVS_SplitCase | 4 | 3 | 4 | 8 | BranchMin4_BranchMax8 | 8 | 4 | 5 | 14 | HeaderMin5_HeaderMax14 | 14 | 6 | 24
737 | 17 | 3095-7/8-2P-125HP KPVS | KPVS_3095-7/8_2P_125HP_9.50_BRZ | 1000 | 1000 | 4000 | 4 | 1 | 5 | G | KPVS_SplitCase | 4 | 3 | 4 | 8 | BranchMin4_BranchMax8 | 4 | 4 | 5 | 14 | HeaderMin5_HeaderMax14 | 5 | 6 | 24
737 | 17 | 3095-7/8-2P-125HP KPVS | KPVS_3095-7/8_2P_125HP_9.50_BRZ | 1000 | 1000 | 4000 | 4 | 1 | 5 | G | KPVS_SplitCase | 4 | 3 | 4 | 8 | BranchMin4_BranchMax8 | 4 | 4 | 5 | 14 | HeaderMin5_HeaderMax14 | 6 | 6 | 24
737 | 17 | 3095-7/8-2P-125HP KPVS | KPVS_3095-7/8_2P_125HP_9.50_BRZ | 1000 | 1000 | 4000 | 4 | 1 | 5 | G | KPVS_SplitCase | 4 | 3 | 4 | 8 | BranchMin4_BranchMax8 | 4 | 4 | 5 | 14 | HeaderMin5_HeaderMax14 | 8 | 6 | 24
737 | 17 | 3095-7/8-2P-125HP KPVS | KPVS_3095-7/8_2P_125HP_9.50_BRZ | 1000 | 1000 | 4000 | 4 | 1 | 5 | G | KPVS_SplitCase | 4 | 3 | 4 | 8 | BranchMin4_BranchMax8 | 4 | 4 | 5 | 14 | HeaderMin5_HeaderMax14 | 10 | 6 | 24
737 | 17 | 3095-7/8-2P-125HP KPVS | KPVS_3095-7/8_2P_125HP_9.50_BRZ | 1000 | 1000 | 4000 | 4 | 1 | 5 | G | KPVS_SplitCase | 4 | 3 | 4 | 8 | BranchMin4_BranchMax8 | 4 | 4 | 5 | 14 | HeaderMin5_HeaderMax14 | 12 | 6 | 24
737 | 17 | 3095-7/8-2P-125HP KPVS | KPVS_3095-7/8_2P_125HP_9.50_BRZ | 1000 | 1000 | 4000 | 4 | 1 | 5 | G | KPVS_SplitCase | 4 | 3 | 4 | 8 | BranchMin4_BranchMax8 | 4 | 4 | 5 | 14 | HeaderMin5_HeaderMax14 | 14 | 6 | 24
737 | 17 | 3095-7/8-2P-125HP KPVS | KPVS_3095-7/8_2P_125HP_9.50_BRZ | 1000 | 1000 | 4000 | 4 | 1 | 5 | G | KPVS_SplitCase | 4 | 3 | 4 | 8 | BranchMin4_BranchMax8 | 5 | 4 | 5 | 14 | HeaderMin5_HeaderMax14 | 5 | 6 | 24 | [29 empty] | INVALID
737 | 17 | 3095-7/8-2P-125HP KPVS | KPVS_3095-7/8_2P_125HP_9.50_BRZ | 1000 | 1000 | 4000 | 4 | 1 | 5 | G | KPVS_SplitCase | 4 | 3 | 4 | 8 | BranchMin4_BranchMax8 | 5 | 4 | 5 | 14 | HeaderMin5_HeaderMax14 | 6 | 6 | 24
737 | 17 | 3095-7/8-2P-125HP KPVS | KPVS_3095-7/8_2P_125HP_9.50_BRZ | 1000 | 1000 | 4000 | 4 | 1 | 5 | G | KPVS_SplitCase | 4 | 3 | 4 | 8 | BranchMin4_BranchMax8 | 5 | 4 | 5 | 14 | HeaderMin5_HeaderMax14 | 8 | 6 | 24
737 | 17 | 3095-7/8-2P-125HP KPVS | KPVS_3095-7/8_2P_125HP_9.50_BRZ | 1000 | 1000 | 4000 | 4 | 1 | 5 | G | KPVS_SplitCase | 4 | 3 | 4 | 8 | BranchMin4_BranchMax8 | 5 | 4 | 5 | 14 | HeaderMin5_HeaderMax14 | 10 | 6 | 24
737 | 17 | 3095-7/8-2P-125HP KPVS | KPVS_3095-7/8_2P_125HP_9.50_BRZ | 1000 | 1000 | 4000 | 4 | 1 | 5 | G | KPVS_SplitCase | 4 | 3 | 4 | 8 | BranchMin4_BranchMax8 | 5 | 4 | 5 | 14 | HeaderMin5_HeaderMax14 | 12 | 6 | 24
737 | 17 | 3095-7/8-2P-125HP KPVS | KPVS_3095-7/8_2P_125HP_9.50_BRZ | 1000 | 1000 | 4000 | 4 | 1 | 5 | G | KPVS_SplitCase | 4 | 3 | 4 | 8 | BranchMin4_BranchMax8 | 5 | 4 | 5 | 14 | HeaderMin5_HeaderMax14 | 14 | 6 | 24
737 | 17 | 3095-7/8-2P-125HP KPVS | KPVS_3095-7/8_2P_125HP_9.50_BRZ | 1000 | 1000 | 4000 | 4 | 1 | 5 | G | KPVS_SplitCase | 4 | 3 | 4 | 8 | BranchMin4_BranchMax8 | 6 | 4 | 5 | 14 | HeaderMin5_HeaderMax14 | 5 | 6 | 24 | [29 empty] | INVALID
737 | 17 | 3095-7/8-2P-125HP KPVS | KPVS_3095-7/8_2P_125HP_9.50_BRZ | 1000 | 1000 | 4000 | 4 | 1 | 5 | G | KPVS_SplitCase | 4 | 3 | 4 | 8 | BranchMin4_BranchMax8 | 6 | 4 | 5 | 14 | HeaderMin5_HeaderMax14 | 6 | 6 | 24 | [29 empty] | INVALID
737 | 17 | 3095-7/8-2P-125HP KPVS | KPVS_3095-7/8_2P_125HP_9.50_BRZ | 1000 | 1000 | 4000 | 4 | 1 | 5 | G | KPVS_SplitCase | 4 | 3 | 4 | 8 | BranchMin4_BranchMax8 | 6 | 4 | 5 | 14 | HeaderMin5_HeaderMax14 | 8 | 6 | 24
737 | 17 | 3095-7/8-2P-125HP KPVS | KPVS_3095-7/8_2P_125HP_9.50_BRZ | 1000 | 1000 | 4000 | 4 | 1 | 5 | G | KPVS_SplitCase | 4 | 3 | 4 | 8 | BranchMin4_BranchMax8 | 6 | 4 | 5 | 14 | HeaderMin5_HeaderMax14 | 10 | 6 | 24
737 | 17 | 3095-7/8-2P-125HP KPVS | KPVS_3095-7/8_2P_125HP_9.50_BRZ | 1000 | 1000 | 4000 | 4 | 1 | 5 | G | KPVS_SplitCase | 4 | 3 | 4 | 8 | BranchMin4_BranchMax8 | 6 | 4 | 5 | 14 | HeaderMin5_HeaderMax14 | 12 | 6 | 24
737 | 17 | 3095-7/8-2P-125HP KPVS | KPVS_3095-7/8_2P_125HP_9.50_BRZ | 1000 | 1000 | 4000 | 4 | 1 | 5 | G | KPVS_SplitCase | 4 | 3 | 4 | 8 | BranchMin4_BranchMax8 | 6 | 4 | 5 | 14 | HeaderMin5_HeaderMax14 | 14 | 6 | 24
737 | 17 | 3095-7/8-2P-125HP KPVS | KPVS_3095-7/8_2P_125HP_9.50_BRZ | 1000 | 1000 | 4000 | 4 | 1 | 5 | G | KPVS_SplitCase | 4 | 3 | 4 | 8 | BranchMin4_BranchMax8 | 8 | 4 | 5 | 14 | HeaderMin5_HeaderMax14 | 5 | 6 | 24 | [29 empty] | INVALID
737 | 17 | 3095-7/8-2P-125HP KPVS | KPVS_3095-7/8_2P_125HP_9.50_BRZ | 1000 | 1000 | 4000 | 4 | 1 | 5 | G | KPVS_SplitCase | 4 | 3 | 4 | 8 | BranchMin4_BranchMax8 | 8 | 4 | 5 | 14 | HeaderMin5_HeaderMax14 | 6 | 6 | 24 | [29 empty] | INVALID
737 | 17 | 3095-7/8-2P-125HP KPVS | KPVS_3095-7/8_2P_125HP_9.50_BRZ | 1000 | 1000 | 4000 | 4 | 1 | 5 | G | KPVS_SplitCase | 4 | 3 | 4 | 8 | BranchMin4_BranchMax8 | 8 | 4 | 5 | 14 | HeaderMin5_HeaderMax14 | 8 | 6 | 24 | [29 empty] | INVALID
737 | 17 | 3095-7/8-2P-125HP KPVS | KPVS_3095-7/8_2P_125HP_9.50_BRZ | 1000 | 1000 | 4000 | 4 | 1 | 5 | G | KPVS_SplitCase | 4 | 3 | 4 | 8 | BranchMin4_BranchMax8 | 8 | 4 | 5 | 14 | HeaderMin5_HeaderMax14 | 10 | 6 | 24
737 | 17 | 3095-7/8-2P-125HP KPVS | KPVS_3095-7/8_2P_125HP_9.50_BRZ | 1000 | 1000 | 4000 | 4 | 1 | 5 | G | KPVS_SplitCase | 4 | 3 | 4 | 8 | BranchMin4_BranchMax8 | 8 | 4 | 5 | 14 | HeaderMin5_HeaderMax14 | 12 | 6 | 24
737 | 17 | 3095-7/8-2P-125HP KPVS | KPVS_3095-7/8_2P_125HP_9.50_BRZ | 1000 | 1000 | 4000 | 4 | 1 | 5 | G | KPVS_SplitCase | 4 | 3 | 4 | 8 | BranchMin4_BranchMax8 | 8 | 4 | 5 | 14 | HeaderMin5_HeaderMax14 | 14 | 6 | 24
738 | 18 | 3014-7/8-4P-20HP KPVS | KPVS_3014-7/8_4P_20HP_10.51_BRZ | 597.3 | 597.3 | 2389.2 | 4 | 1 | 5 | G | KPVS_SplitCase | 4 | 3 | 4 | 5 | BranchMin4_BranchMax5 | 4 | 2 | 5 | 10 | HeaderMin5_HeaderMax10 | 5 | 4 | 8
738 | 18 | 3014-7/8-4P-20HP KPVS | KPVS_3014-7/8_4P_20HP_10.51_BRZ | 597.3 | 597.3 | 2389.2 | 4 | 1 | 5 | G | KPVS_SplitCase | 4 | 3 | 4 | 5 | BranchMin4_BranchMax5 | 4 | 2 | 5 | 10 | HeaderMin5_HeaderMax10 | 6 | 4 | 8
738 | 18 | 3014-7/8-4P-20HP KPVS | KPVS_3014-7/8_4P_20HP_10.51_BRZ | 597.3 | 597.3 | 2389.2 | 4 | 1 | 5 | G | KPVS_SplitCase | 4 | 3 | 4 | 5 | BranchMin4_BranchMax5 | 4 | 2 | 5 | 10 | HeaderMin5_HeaderMax10 | 8 | 4 | 8
738 | 18 | 3014-7/8-4P-20HP KPVS | KPVS_3014-7/8_4P_20HP_10.51_BRZ | 597.3 | 597.3 | 2389.2 | 4 | 1 | 5 | G | KPVS_SplitCase | 4 | 3 | 4 | 5 | BranchMin4_BranchMax5 | 4 | 2 | 5 | 10 | HeaderMin5_HeaderMax10 | 10 | 4 | 8
738 | 18 | 3014-7/8-4P-20HP KPVS | KPVS_3014-7/8_4P_20HP_10.51_BRZ | 597.3 | 597.3 | 2389.2 | 4 | 1 | 5 | G | KPVS_SplitCase | 4 | 3 | 4 | 5 | BranchMin4_BranchMax5 | 5 | 2 | 5 | 10 | HeaderMin5_HeaderMax10 | 5 | 4 | 8 | [29 empty] | INVALID
738 | 18 | 3014-7/8-4P-20HP KPVS | KPVS_3014-7/8_4P_20HP_10.51_BRZ | 597.3 | 597.3 | 2389.2 | 4 | 1 | 5 | G | KPVS_SplitCase | 4 | 3 | 4 | 5 | BranchMin4_BranchMax5 | 5 | 2 | 5 | 10 | HeaderMin5_HeaderMax10 | 6 | 4 | 8
738 | 18 | 3014-7/8-4P-20HP KPVS | KPVS_3014-7/8_4P_20HP_10.51_BRZ | 597.3 | 597.3 | 2389.2 | 4 | 1 | 5 | G | KPVS_SplitCase | 4 | 3 | 4 | 5 | BranchMin4_BranchMax5 | 5 | 2 | 5 | 10 | HeaderMin5_HeaderMax10 | 8 | 4 | 8
738 | 18 | 3014-7/8-4P-20HP KPVS | KPVS_3014-7/8_4P_20HP_10.51_BRZ | 597.3 | 597.3 | 2389.2 | 4 | 1 | 5 | G | KPVS_SplitCase | 4 | 3 | 4 | 5 | BranchMin4_BranchMax5 | 5 | 2 | 5 | 10 | HeaderMin5_HeaderMax10 | 10 | 4 | 8
739 | 19 | 3014-7/8-4P-25HP KPVS | KPVS_3014-7/8_4P_25HP_11.23_BRZ | 656.6 | 656.6 | 2626.4 | 4 | 1 | 5 | G | KPVS_SplitCase | 4 | 3 | 4 | 6 | BranchMin4_BranchMax6 | 4 | 3 | 5 | 12 | HeaderMin5_HeaderMax12 | 5 | 5 | 15
739 | 19 | 3014-7/8-4P-25HP KPVS | KPVS_3014-7/8_4P_25HP_11.23_BRZ | 656.6 | 656.6 | 2626.4 | 4 | 1 | 5 | G | KPVS_SplitCase | 4 | 3 | 4 | 6 | BranchMin4_BranchMax6 | 4 | 3 | 5 | 12 | HeaderMin5_HeaderMax12 | 6 | 5 | 15
739 | 19 | 3014-7/8-4P-25HP KPVS | KPVS_3014-7/8_4P_25HP_11.23_BRZ | 656.6 | 656.6 | 2626.4 | 4 | 1 | 5 | G | KPVS_SplitCase | 4 | 3 | 4 | 6 | BranchMin4_BranchMax6 | 4 | 3 | 5 | 12 | HeaderMin5_HeaderMax12 | 8 | 5 | 15
739 | 19 | 3014-7/8-4P-25HP KPVS | KPVS_3014-7/8_4P_25HP_11.23_BRZ | 656.6 | 656.6 | 2626.4 | 4 | 1 | 5 | G | KPVS_SplitCase | 4 | 3 | 4 | 6 | BranchMin4_BranchMax6 | 4 | 3 | 5 | 12 | HeaderMin5_HeaderMax12 | 10 | 5 | 15
739 | 19 | 3014-7/8-4P-25HP KPVS | KPVS_3014-7/8_4P_25HP_11.23_BRZ | 656.6 | 656.6 | 2626.4 | 4 | 1 | 5 | G | KPVS_SplitCase | 4 | 3 | 4 | 6 | BranchMin4_BranchMax6 | 4 | 3 | 5 | 12 | HeaderMin5_HeaderMax12 | 12 | 5 | 15
739 | 19 | 3014-7/8-4P-25HP KPVS | KPVS_3014-7/8_4P_25HP_11.23_BRZ | 656.6 | 656.6 | 2626.4 | 4 | 1 | 5 | G | KPVS_SplitCase | 4 | 3 | 4 | 6 | BranchMin4_BranchMax6 | 5 | 3 | 5 | 12 | HeaderMin5_HeaderMax12 | 5 | 5 | 15 | [29 empty] | INVALID
739 | 19 | 3014-7/8-4P-25HP KPVS | KPVS_3014-7/8_4P_25HP_11.23_BRZ | 656.6 | 656.6 | 2626.4 | 4 | 1 | 5 | G | KPVS_SplitCase | 4 | 3 | 4 | 6 | BranchMin4_BranchMax6 | 5 | 3 | 5 | 12 | HeaderMin5_HeaderMax12 | 6 | 5 | 15
739 | 19 | 3014-7/8-4P-25HP KPVS | KPVS_3014-7/8_4P_25HP_11.23_BRZ | 656.6 | 656.6 | 2626.4 | 4 | 1 | 5 | G | KPVS_SplitCase | 4 | 3 | 4 | 6 | BranchMin4_BranchMax6 | 5 | 3 | 5 | 12 | HeaderMin5_HeaderMax12 | 8 | 5 | 15
739 | 19 | 3014-7/8-4P-25HP KPVS | KPVS_3014-7/8_4P_25HP_11.23_BRZ | 656.6 | 656.6 | 2626.4 | 4 | 1 | 5 | G | KPVS_SplitCase | 4 | 3 | 4 | 6 | BranchMin4_BranchMax6 | 5 | 3 | 5 | 12 | HeaderMin5_HeaderMax12 | 10 | 5 | 15
739 | 19 | 3014-7/8-4P-25HP KPVS | KPVS_3014-7/8_4P_25HP_11.23_BRZ | 656.6 | 656.6 | 2626.4 | 4 | 1 | 5 | G | KPVS_SplitCase | 4 | 3 | 4 | 6 | BranchMin4_BranchMax6 | 5 | 3 | 5 | 12 | HeaderMin5_HeaderMax12 | 12 | 5 | 15
739 | 19 | 3014-7/8-4P-25HP KPVS | KPVS_3014-7/8_4P_25HP_11.23_BRZ | 656.6 | 656.6 | 2626.4 | 4 | 1 | 5 | G | KPVS_SplitCase | 4 | 3 | 4 | 6 | BranchMin4_BranchMax6 | 6 | 3 | 5 | 12 | HeaderMin5_HeaderMax12 | 5 | 5 | 15 | [29 empty] | INVALID
739 | 19 | 3014-7/8-4P-25HP KPVS | KPVS_3014-7/8_4P_25HP_11.23_BRZ | 656.6 | 656.6 | 2626.4 | 4 | 1 | 5 | G | KPVS_SplitCase | 4 | 3 | 4 | 6 | BranchMin4_BranchMax6 | 6 | 3 | 5 | 12 | HeaderMin5_HeaderMax12 | 6 | 5 | 15 | [29 empty] | INVALID
739 | 19 | 3014-7/8-4P-25HP KPVS | KPVS_3014-7/8_4P_25HP_11.23_BRZ | 656.6 | 656.6 | 2626.4 | 4 | 1 | 5 | G | KPVS_SplitCase | 4 | 3 | 4 | 6 | BranchMin4_BranchMax6 | 6 | 3 | 5 | 12 | HeaderMin5_HeaderMax12 | 8 | 5 | 15
739 | 19 | 3014-7/8-4P-25HP KPVS | KPVS_3014-7/8_4P_25HP_11.23_BRZ | 656.6 | 656.6 | 2626.4 | 4 | 1 | 5 | G | KPVS_SplitCase | 4 | 3 | 4 | 6 | BranchMin4_BranchMax6 | 6 | 3 | 5 | 12 | HeaderMin5_HeaderMax12 | 10 | 5 | 15
739 | 19 | 3014-7/8-4P-25HP KPVS | KPVS_3014-7/8_4P_25HP_11.23_BRZ | 656.6 | 656.6 | 2626.4 | 4 | 1 | 5 | G | KPVS_SplitCase | 4 | 3 | 4 | 6 | BranchMin4_BranchMax6 | 6 | 3 | 5 | 12 | HeaderMin5_HeaderMax12 | 12 | 5 | 15
740 | 20 | 3014-7/8-4P-30HP KPVS | KPVS_3014-7/8_4P_30HP_11.86_BRZ | 710 | 710 | 2840 | 4 | 1 | 5 | G | KPVS_SplitCase | 4 | 3 | 4 | 6 | BranchMin4_BranchMax6 | 4 | 3 | 5 | 12 | HeaderMin5_HeaderMax12 | 5 | 5 | 15
740 | 20 | 3014-7/8-4P-30HP KPVS | KPVS_3014-7/8_4P_30HP_11.86_BRZ | 710 | 710 | 2840 | 4 | 1 | 5 | G | KPVS_SplitCase | 4 | 3 | 4 | 6 | BranchMin4_BranchMax6 | 4 | 3 | 5 | 12 | HeaderMin5_HeaderMax12 | 6 | 5 | 15
740 | 20 | 3014-7/8-4P-30HP KPVS | KPVS_3014-7/8_4P_30HP_11.86_BRZ | 710 | 710 | 2840 | 4 | 1 | 5 | G | KPVS_SplitCase | 4 | 3 | 4 | 6 | BranchMin4_BranchMax6 | 4 | 3 | 5 | 12 | HeaderMin5_HeaderMax12 | 8 | 5 | 15
740 | 20 | 3014-7/8-4P-30HP KPVS | KPVS_3014-7/8_4P_30HP_11.86_BRZ | 710 | 710 | 2840 | 4 | 1 | 5 | G | KPVS_SplitCase | 4 | 3 | 4 | 6 | BranchMin4_BranchMax6 | 4 | 3 | 5 | 12 | HeaderMin5_HeaderMax12 | 10 | 5 | 15
740 | 20 | 3014-7/8-4P-30HP KPVS | KPVS_3014-7/8_4P_30HP_11.86_BRZ | 710 | 710 | 2840 | 4 | 1 | 5 | G | KPVS_SplitCase | 4 | 3 | 4 | 6 | BranchMin4_BranchMax6 | 4 | 3 | 5 | 12 | HeaderMin5_HeaderMax12 | 12 | 5 | 15
740 | 20 | 3014-7/8-4P-30HP KPVS | KPVS_3014-7/8_4P_30HP_11.86_BRZ | 710 | 710 | 2840 | 4 | 1 | 5 | G | KPVS_SplitCase | 4 | 3 | 4 | 6 | BranchMin4_BranchMax6 | 5 | 3 | 5 | 12 | HeaderMin5_HeaderMax12 | 5 | 5 | 15 | [29 empty] | INVALID
740 | 20 | 3014-7/8-4P-30HP KPVS | KPVS_3014-7/8_4P_30HP_11.86_BRZ | 710 | 710 | 2840 | 4 | 1 | 5 | G | KPVS_SplitCase | 4 | 3 | 4 | 6 | BranchMin4_BranchMax6 | 5 | 3 | 5 | 12 | HeaderMin5_HeaderMax12 | 6 | 5 | 15
740 | 20 | 3014-7/8-4P-30HP KPVS | KPVS_3014-7/8_4P_30HP_11.86_BRZ | 710 | 710 | 2840 | 4 | 1 | 5 | G | KPVS_SplitCase | 4 | 3 | 4 | 6 | BranchMin4_BranchMax6 | 5 | 3 | 5 | 12 | HeaderMin5_HeaderMax12 | 8 | 5 | 15
740 | 20 | 3014-7/8-4P-30HP KPVS | KPVS_3014-7/8_4P_30HP_11.86_BRZ | 710 | 710 | 2840 | 4 | 1 | 5 | G | KPVS_SplitCase | 4 | 3 | 4 | 6 | BranchMin4_BranchMax6 | 5 | 3 | 5 | 12 | HeaderMin5_HeaderMax12 | 10 | 5 | 15
740 | 20 | 3014-7/8-4P-30HP KPVS | KPVS_3014-7/8_4P_30HP_11.86_BRZ | 710 | 710 | 2840 | 4 | 1 | 5 | G | KPVS_SplitCase | 4 | 3 | 4 | 6 | BranchMin4_BranchMax6 | 5 | 3 | 5 | 12 | HeaderMin5_HeaderMax12 | 12 | 5 | 15
740 | 20 | 3014-7/8-4P-30HP KPVS | KPVS_3014-7/8_4P_30HP_11.86_BRZ | 710 | 710 | 2840 | 4 | 1 | 5 | G | KPVS_SplitCase | 4 | 3 | 4 | 6 | BranchMin4_BranchMax6 | 6 | 3 | 5 | 12 | HeaderMin5_HeaderMax12 | 5 | 5 | 15 | [29 empty] | INVALID
740 | 20 | 3014-7/8-4P-30HP KPVS | KPVS_3014-7/8_4P_30HP_11.86_BRZ | 710 | 710 | 2840 | 4 | 1 | 5 | G | KPVS_SplitCase | 4 | 3 | 4 | 6 | BranchMin4_BranchMax6 | 6 | 3 | 5 | 12 | HeaderMin5_HeaderMax12 | 6 | 5 | 15 | [29 empty] | INVALID
740 | 20 | 3014-7/8-4P-30HP KPVS | KPVS_3014-7/8_4P_30HP_11.86_BRZ | 710 | 710 | 2840 | 4 | 1 | 5 | G | KPVS_SplitCase | 4 | 3 | 4 | 6 | BranchMin4_BranchMax6 | 6 | 3 | 5 | 12 | HeaderMin5_HeaderMax12 | 8 | 5 | 15
740 | 20 | 3014-7/8-4P-30HP KPVS | KPVS_3014-7/8_4P_30HP_11.86_BRZ | 710 | 710 | 2840 | 4 | 1 | 5 | G | KPVS_SplitCase | 4 | 3 | 4 | 6 | BranchMin4_BranchMax6 | 6 | 3 | 5 | 12 | HeaderMin5_HeaderMax12 | 10 | 5 | 15
740 | 20 | 3014-7/8-4P-30HP KPVS | KPVS_3014-7/8_4P_30HP_11.86_BRZ | 710 | 710 | 2840 | 4 | 1 | 5 | G | KPVS_SplitCase | 4 | 3 | 4 | 6 | BranchMin4_BranchMax6 | 6 | 3 | 5 | 12 | HeaderMin5_HeaderMax12 | 12 | 5 | 15
741 | 21 | 3014-7/8-4P-40HP KPVS | KPVS_3014-7/8_4P_40HP_12.92_BRZ | 802.4 | 802.4 | 3209.6 | 4 | 1 | 5 | G | KPVS_SplitCase | 4 | 3 | 4 | 6 | BranchMin4_BranchMax6 | 4 | 3 | 5 | 12 | HeaderMin5_HeaderMax12 | 5 | 5 | 15
741 | 21 | 3014-7/8-4P-40HP KPVS | KPVS_3014-7/8_4P_40HP_12.92_BRZ | 802.4 | 802.4 | 3209.6 | 4 | 1 | 5 | G | KPVS_SplitCase | 4 | 3 | 4 | 6 | BranchMin4_BranchMax6 | 4 | 3 | 5 | 12 | HeaderMin5_HeaderMax12 | 6 | 5 | 15
741 | 21 | 3014-7/8-4P-40HP KPVS | KPVS_3014-7/8_4P_40HP_12.92_BRZ | 802.4 | 802.4 | 3209.6 | 4 | 1 | 5 | G | KPVS_SplitCase | 4 | 3 | 4 | 6 | BranchMin4_BranchMax6 | 4 | 3 | 5 | 12 | HeaderMin5_HeaderMax12 | 8 | 5 | 15
741 | 21 | 3014-7/8-4P-40HP KPVS | KPVS_3014-7/8_4P_40HP_12.92_BRZ | 802.4 | 802.4 | 3209.6 | 4 | 1 | 5 | G | KPVS_SplitCase | 4 | 3 | 4 | 6 | BranchMin4_BranchMax6 | 4 | 3 | 5 | 12 | HeaderMin5_HeaderMax12 | 10 | 5 | 15
741 | 21 | 3014-7/8-4P-40HP KPVS | KPVS_3014-7/8_4P_40HP_12.92_BRZ | 802.4 | 802.4 | 3209.6 | 4 | 1 | 5 | G | KPVS_SplitCase | 4 | 3 | 4 | 6 | BranchMin4_BranchMax6 | 4 | 3 | 5 | 12 | HeaderMin5_HeaderMax12 | 12 | 5 | 15
741 | 21 | 3014-7/8-4P-40HP KPVS | KPVS_3014-7/8_4P_40HP_12.92_BRZ | 802.4 | 802.4 | 3209.6 | 4 | 1 | 5 | G | KPVS_SplitCase | 4 | 3 | 4 | 6 | BranchMin4_BranchMax6 | 5 | 3 | 5 | 12 | HeaderMin5_HeaderMax12 | 5 | 5 | 15 | [29 empty] | INVALID
741 | 21 | 3014-7/8-4P-40HP KPVS | KPVS_3014-7/8_4P_40HP_12.92_BRZ | 802.4 | 802.4 | 3209.6 | 4 | 1 | 5 | G | KPVS_SplitCase | 4 | 3 | 4 | 6 | BranchMin4_BranchMax6 | 5 | 3 | 5 | 12 | HeaderMin5_HeaderMax12 | 6 | 5 | 15
741 | 21 | 3014-7/8-4P-40HP KPVS | KPVS_3014-7/8_4P_40HP_12.92_BRZ | 802.4 | 802.4 | 3209.6 | 4 | 1 | 5 | G | KPVS_SplitCase | 4 | 3 | 4 | 6 | BranchMin4_BranchMax6 | 5 | 3 | 5 | 12 | HeaderMin5_HeaderMax12 | 8 | 5 | 15
741 | 21 | 3014-7/8-4P-40HP KPVS | KPVS_3014-7/8_4P_40HP_12.92_BRZ | 802.4 | 802.4 | 3209.6 | 4 | 1 | 5 | G | KPVS_SplitCase | 4 | 3 | 4 | 6 | BranchMin4_BranchMax6 | 5 | 3 | 5 | 12 | HeaderMin5_HeaderMax12 | 10 | 5 | 15
741 | 21 | 3014-7/8-4P-40HP KPVS | KPVS_3014-7/8_4P_40HP_12.92_BRZ | 802.4 | 802.4 | 3209.6 | 4 | 1 | 5 | G | KPVS_SplitCase | 4 | 3 | 4 | 6 | BranchMin4_BranchMax6 | 5 | 3 | 5 | 12 | HeaderMin5_HeaderMax12 | 12 | 5 | 15
741 | 21 | 3014-7/8-4P-40HP KPVS | KPVS_3014-7/8_4P_40HP_12.92_BRZ | 802.4 | 802.4 | 3209.6 | 4 | 1 | 5 | G | KPVS_SplitCase | 4 | 3 | 4 | 6 | BranchMin4_BranchMax6 | 6 | 3 | 5 | 12 | HeaderMin5_HeaderMax12 | 5 | 5 | 15 | [29 empty] | INVALID
741 | 21 | 3014-7/8-4P-40HP KPVS | KPVS_3014-7/8_4P_40HP_12.92_BRZ | 802.4 | 802.4 | 3209.6 | 4 | 1 | 5 | G | KPVS_SplitCase | 4 | 3 | 4 | 6 | BranchMin4_BranchMax6 | 6 | 3 | 5 | 12 | HeaderMin5_HeaderMax12 | 6 | 5 | 15 | [29 empty] | INVALID
741 | 21 | 3014-7/8-4P-40HP KPVS | KPVS_3014-7/8_4P_40HP_12.92_BRZ | 802.4 | 802.4 | 3209.6 | 4 | 1 | 5 | G | KPVS_SplitCase | 4 | 3 | 4 | 6 | BranchMin4_BranchMax6 | 6 | 3 | 5 | 12 | HeaderMin5_HeaderMax12 | 8 | 5 | 15
741 | 21 | 3014-7/8-4P-40HP KPVS | KPVS_3014-7/8_4P_40HP_12.92_BRZ | 802.4 | 802.4 | 3209.6 | 4 | 1 | 5 | G | KPVS_SplitCase | 4 | 3 | 4 | 6 | BranchMin4_BranchMax6 | 6 | 3 | 5 | 12 | HeaderMin5_HeaderMax12 | 10 | 5 | 15
741 | 21 | 3014-7/8-4P-40HP KPVS | KPVS_3014-7/8_4P_40HP_12.92_BRZ | 802.4 | 802.4 | 3209.6 | 4 | 1 | 5 | G | KPVS_SplitCase | 4 | 3 | 4 | 6 | BranchMin4_BranchMax6 | 6 | 3 | 5 | 12 | HeaderMin5_HeaderMax12 | 12 | 5 | 15
742 | 22 | 3014-7/8-4P-50HP KPVS | KPVS_3014-7/8_4P_50HP_13.79_BRZ | 880.7 | 880.7 | 3522.8 | 4 | 1 | 5 | G | KPVS_SplitCase | 4 | 3 | 4 | 6 | BranchMin4_BranchMax6 | 4 | 3 | 5 | 12 | HeaderMin5_HeaderMax12 | 5 | 5 | 15
742 | 22 | 3014-7/8-4P-50HP KPVS | KPVS_3014-7/8_4P_50HP_13.79_BRZ | 880.7 | 880.7 | 3522.8 | 4 | 1 | 5 | G | KPVS_SplitCase | 4 | 3 | 4 | 6 | BranchMin4_BranchMax6 | 4 | 3 | 5 | 12 | HeaderMin5_HeaderMax12 | 6 | 5 | 15
742 | 22 | 3014-7/8-4P-50HP KPVS | KPVS_3014-7/8_4P_50HP_13.79_BRZ | 880.7 | 880.7 | 3522.8 | 4 | 1 | 5 | G | KPVS_SplitCase | 4 | 3 | 4 | 6 | BranchMin4_BranchMax6 | 4 | 3 | 5 | 12 | HeaderMin5_HeaderMax12 | 8 | 5 | 15
742 | 22 | 3014-7/8-4P-50HP KPVS | KPVS_3014-7/8_4P_50HP_13.79_BRZ | 880.7 | 880.7 | 3522.8 | 4 | 1 | 5 | G | KPVS_SplitCase | 4 | 3 | 4 | 6 | BranchMin4_BranchMax6 | 4 | 3 | 5 | 12 | HeaderMin5_HeaderMax12 | 10 | 5 | 15
742 | 22 | 3014-7/8-4P-50HP KPVS | KPVS_3014-7/8_4P_50HP_13.79_BRZ | 880.7 | 880.7 | 3522.8 | 4 | 1 | 5 | G | KPVS_SplitCase | 4 | 3 | 4 | 6 | BranchMin4_BranchMax6 | 4 | 3 | 5 | 12 | HeaderMin5_HeaderMax12 | 12 | 5 | 15
742 | 22 | 3014-7/8-4P-50HP KPVS | KPVS_3014-7/8_4P_50HP_13.79_BRZ | 880.7 | 880.7 | 3522.8 | 4 | 1 | 5 | G | KPVS_SplitCase | 4 | 3 | 4 | 6 | BranchMin4_BranchMax6 | 5 | 3 | 5 | 12 | HeaderMin5_HeaderMax12 | 5 | 5 | 15 | [29 empty] | INVALID
742 | 22 | 3014-7/8-4P-50HP KPVS | KPVS_3014-7/8_4P_50HP_13.79_BRZ | 880.7 | 880.7 | 3522.8 | 4 | 1 | 5 | G | KPVS_SplitCase | 4 | 3 | 4 | 6 | BranchMin4_BranchMax6 | 5 | 3 | 5 | 12 | HeaderMin5_HeaderMax12 | 6 | 5 | 15
742 | 22 | 3014-7/8-4P-50HP KPVS | KPVS_3014-7/8_4P_50HP_13.79_BRZ | 880.7 | 880.7 | 3522.8 | 4 | 1 | 5 | G | KPVS_SplitCase | 4 | 3 | 4 | 6 | BranchMin4_BranchMax6 | 5 | 3 | 5 | 12 | HeaderMin5_HeaderMax12 | 8 | 5 | 15
742 | 22 | 3014-7/8-4P-50HP KPVS | KPVS_3014-7/8_4P_50HP_13.79_BRZ | 880.7 | 880.7 | 3522.8 | 4 | 1 | 5 | G | KPVS_SplitCase | 4 | 3 | 4 | 6 | BranchMin4_BranchMax6 | 5 | 3 | 5 | 12 | HeaderMin5_HeaderMax12 | 10 | 5 | 15
742 | 22 | 3014-7/8-4P-50HP KPVS | KPVS_3014-7/8_4P_50HP_13.79_BRZ | 880.7 | 880.7 | 3522.8 | 4 | 1 | 5 | G | KPVS_SplitCase | 4 | 3 | 4 | 6 | BranchMin4_BranchMax6 | 5 | 3 | 5 | 12 | HeaderMin5_HeaderMax12 | 12 | 5 | 15
742 | 22 | 3014-7/8-4P-50HP KPVS | KPVS_3014-7/8_4P_50HP_13.79_BRZ | 880.7 | 880.7 | 3522.8 | 4 | 1 | 5 | G | KPVS_SplitCase | 4 | 3 | 4 | 6 | BranchMin4_BranchMax6 | 6 | 3 | 5 | 12 | HeaderMin5_HeaderMax12 | 5 | 5 | 15 | [29 empty] | INVALID
742 | 22 | 3014-7/8-4P-50HP KPVS | KPVS_3014-7/8_4P_50HP_13.79_BRZ | 880.7 | 880.7 | 3522.8 | 4 | 1 | 5 | G | KPVS_SplitCase | 4 | 3 | 4 | 6 | BranchMin4_BranchMax6 | 6 | 3 | 5 | 12 | HeaderMin5_HeaderMax12 | 6 | 5 | 15 | [29 empty] | INVALID
742 | 22 | 3014-7/8-4P-50HP KPVS | KPVS_3014-7/8_4P_50HP_13.79_BRZ | 880.7 | 880.7 | 3522.8 | 4 | 1 | 5 | G | KPVS_SplitCase | 4 | 3 | 4 | 6 | BranchMin4_BranchMax6 | 6 | 3 | 5 | 12 | HeaderMin5_HeaderMax12 | 8 | 5 | 15
742 | 22 | 3014-7/8-4P-50HP KPVS | KPVS_3014-7/8_4P_50HP_13.79_BRZ | 880.7 | 880.7 | 3522.8 | 4 | 1 | 5 | G | KPVS_SplitCase | 4 | 3 | 4 | 6 | BranchMin4_BranchMax6 | 6 | 3 | 5 | 12 | HeaderMin5_HeaderMax12 | 10 | 5 | 15
742 | 22 | 3014-7/8-4P-50HP KPVS | KPVS_3014-7/8_4P_50HP_13.79_BRZ | 880.7 | 880.7 | 3522.8 | 4 | 1 | 5 | G | KPVS_SplitCase | 4 | 3 | 4 | 6 | BranchMin4_BranchMax6 | 6 | 3 | 5 | 12 | HeaderMin5_HeaderMax12 | 12 | 5 | 15
743 | 23 | 3014-7/8-4P-60HP KPVS | KPVS_3014-7/8_4P_60HP_14.00_BRZ | 900 | 900 | 3600 | 4 | 1 | 5 | G | KPVS_SplitCase | 4 | 3 | 4 | 6 | BranchMin4_BranchMax6 | 4 | 3 | 5 | 14 | HeaderMin5_HeaderMax14 | 5 | 6 | 18
743 | 23 | 3014-7/8-4P-60HP KPVS | KPVS_3014-7/8_4P_60HP_14.00_BRZ | 900 | 900 | 3600 | 4 | 1 | 5 | G | KPVS_SplitCase | 4 | 3 | 4 | 6 | BranchMin4_BranchMax6 | 4 | 3 | 5 | 14 | HeaderMin5_HeaderMax14 | 6 | 6 | 18
743 | 23 | 3014-7/8-4P-60HP KPVS | KPVS_3014-7/8_4P_60HP_14.00_BRZ | 900 | 900 | 3600 | 4 | 1 | 5 | G | KPVS_SplitCase | 4 | 3 | 4 | 6 | BranchMin4_BranchMax6 | 4 | 3 | 5 | 14 | HeaderMin5_HeaderMax14 | 8 | 6 | 18
743 | 23 | 3014-7/8-4P-60HP KPVS | KPVS_3014-7/8_4P_60HP_14.00_BRZ | 900 | 900 | 3600 | 4 | 1 | 5 | G | KPVS_SplitCase | 4 | 3 | 4 | 6 | BranchMin4_BranchMax6 | 4 | 3 | 5 | 14 | HeaderMin5_HeaderMax14 | 10 | 6 | 18
743 | 23 | 3014-7/8-4P-60HP KPVS | KPVS_3014-7/8_4P_60HP_14.00_BRZ | 900 | 900 | 3600 | 4 | 1 | 5 | G | KPVS_SplitCase | 4 | 3 | 4 | 6 | BranchMin4_BranchMax6 | 4 | 3 | 5 | 14 | HeaderMin5_HeaderMax14 | 12 | 6 | 18
743 | 23 | 3014-7/8-4P-60HP KPVS | KPVS_3014-7/8_4P_60HP_14.00_BRZ | 900 | 900 | 3600 | 4 | 1 | 5 | G | KPVS_SplitCase | 4 | 3 | 4 | 6 | BranchMin4_BranchMax6 | 4 | 3 | 5 | 14 | HeaderMin5_HeaderMax14 | 14 | 6 | 18
743 | 23 | 3014-7/8-4P-60HP KPVS | KPVS_3014-7/8_4P_60HP_14.00_BRZ | 900 | 900 | 3600 | 4 | 1 | 5 | G | KPVS_SplitCase | 4 | 3 | 4 | 6 | BranchMin4_BranchMax6 | 5 | 3 | 5 | 14 | HeaderMin5_HeaderMax14 | 5 | 6 | 18 | [29 empty] | INVALID
743 | 23 | 3014-7/8-4P-60HP KPVS | KPVS_3014-7/8_4P_60HP_14.00_BRZ | 900 | 900 | 3600 | 4 | 1 | 5 | G | KPVS_SplitCase | 4 | 3 | 4 | 6 | BranchMin4_BranchMax6 | 5 | 3 | 5 | 14 | HeaderMin5_HeaderMax14 | 6 | 6 | 18
743 | 23 | 3014-7/8-4P-60HP KPVS | KPVS_3014-7/8_4P_60HP_14.00_BRZ | 900 | 900 | 3600 | 4 | 1 | 5 | G | KPVS_SplitCase | 4 | 3 | 4 | 6 | BranchMin4_BranchMax6 | 5 | 3 | 5 | 14 | HeaderMin5_HeaderMax14 | 8 | 6 | 18
743 | 23 | 3014-7/8-4P-60HP KPVS | KPVS_3014-7/8_4P_60HP_14.00_BRZ | 900 | 900 | 3600 | 4 | 1 | 5 | G | KPVS_SplitCase | 4 | 3 | 4 | 6 | BranchMin4_BranchMax6 | 5 | 3 | 5 | 14 | HeaderMin5_HeaderMax14 | 10 | 6 | 18
743 | 23 | 3014-7/8-4P-60HP KPVS | KPVS_3014-7/8_4P_60HP_14.00_BRZ | 900 | 900 | 3600 | 4 | 1 | 5 | G | KPVS_SplitCase | 4 | 3 | 4 | 6 | BranchMin4_BranchMax6 | 5 | 3 | 5 | 14 | HeaderMin5_HeaderMax14 | 12 | 6 | 18
743 | 23 | 3014-7/8-4P-60HP KPVS | KPVS_3014-7/8_4P_60HP_14.00_BRZ | 900 | 900 | 3600 | 4 | 1 | 5 | G | KPVS_SplitCase | 4 | 3 | 4 | 6 | BranchMin4_BranchMax6 | 5 | 3 | 5 | 14 | HeaderMin5_HeaderMax14 | 14 | 6 | 18
743 | 23 | 3014-7/8-4P-60HP KPVS | KPVS_3014-7/8_4P_60HP_14.00_BRZ | 900 | 900 | 3600 | 4 | 1 | 5 | G | KPVS_SplitCase | 4 | 3 | 4 | 6 | BranchMin4_BranchMax6 | 6 | 3 | 5 | 14 | HeaderMin5_HeaderMax14 | 5 | 6 | 18 | [29 empty] | INVALID
743 | 23 | 3014-7/8-4P-60HP KPVS | KPVS_3014-7/8_4P_60HP_14.00_BRZ | 900 | 900 | 3600 | 4 | 1 | 5 | G | KPVS_SplitCase | 4 | 3 | 4 | 6 | BranchMin4_BranchMax6 | 6 | 3 | 5 | 14 | HeaderMin5_HeaderMax14 | 6 | 6 | 18 | [29 empty] | INVALID
743 | 23 | 3014-7/8-4P-60HP KPVS | KPVS_3014-7/8_4P_60HP_14.00_BRZ | 900 | 900 | 3600 | 4 | 1 | 5 | G | KPVS_SplitCase | 4 | 3 | 4 | 6 | BranchMin4_BranchMax6 | 6 | 3 | 5 | 14 | HeaderMin5_HeaderMax14 | 8 | 6 | 18
743 | 23 | 3014-7/8-4P-60HP KPVS | KPVS_3014-7/8_4P_60HP_14.00_BRZ | 900 | 900 | 3600 | 4 | 1 | 5 | G | KPVS_SplitCase | 4 | 3 | 4 | 6 | BranchMin4_BranchMax6 | 6 | 3 | 5 | 14 | HeaderMin5_HeaderMax14 | 10 | 6 | 18
743 | 23 | 3014-7/8-4P-60HP KPVS | KPVS_3014-7/8_4P_60HP_14.00_BRZ | 900 | 900 | 3600 | 4 | 1 | 5 | G | KPVS_SplitCase | 4 | 3 | 4 | 6 | BranchMin4_BranchMax6 | 6 | 3 | 5 | 14 | HeaderMin5_HeaderMax14 | 12 | 6 | 18
743 | 23 | 3014-7/8-4P-60HP KPVS | KPVS_3014-7/8_4P_60HP_14.00_BRZ | 900 | 900 | 3600 | 4 | 1 | 5 | G | KPVS_SplitCase | 4 | 3 | 4 | 6 | BranchMin4_BranchMax6 | 6 | 3 | 5 | 14 | HeaderMin5_HeaderMax14 | 14 | 6 | 18
744 | 24 | 4012-1/2-4P-5HP KPVS | KPVS_4012-1/2_4P_5HP_6.82_BRZ | 532.4 | 532.4 | 2129.6 | 4 | 1 | 5 | G | KPVS_SplitCase | 5 | 4 | 5 | 5 | BranchMin5_BranchMax5 | 5 | 1 | 6 | 10 | HeaderMin6_HeaderMax10 | 6 | 3 | 3
744 | 24 | 4012-1/2-4P-5HP KPVS | KPVS_4012-1/2_4P_5HP_6.82_BRZ | 532.4 | 532.4 | 2129.6 | 4 | 1 | 5 | G | KPVS_SplitCase | 5 | 4 | 5 | 5 | BranchMin5_BranchMax5 | 5 | 1 | 6 | 10 | HeaderMin6_HeaderMax10 | 8 | 3 | 3
744 | 24 | 4012-1/2-4P-5HP KPVS | KPVS_4012-1/2_4P_5HP_6.82_BRZ | 532.4 | 532.4 | 2129.6 | 4 | 1 | 5 | G | KPVS_SplitCase | 5 | 4 | 5 | 5 | BranchMin5_BranchMax5 | 5 | 1 | 6 | 10 | HeaderMin6_HeaderMax10 | 10 | 3 | 3
745 | 25 | 4012-1/2-4P-7.5HP KPVS | KPVS_4012-1/2_4P_7.5HP_7.70_BRZ | 625.2 | 625.2 | 2500.8 | 4 | 1 | 5 | G | KPVS_SplitCase | 5 | 4 | 5 | 5 | BranchMin5_BranchMax5 | 5 | 1 | 6 | 12 | HeaderMin6_HeaderMax12 | 6 | 4 | 4
745 | 25 | 4012-1/2-4P-7.5HP KPVS | KPVS_4012-1/2_4P_7.5HP_7.70_BRZ | 625.2 | 625.2 | 2500.8 | 4 | 1 | 5 | G | KPVS_SplitCase | 5 | 4 | 5 | 5 | BranchMin5_BranchMax5 | 5 | 1 | 6 | 12 | HeaderMin6_HeaderMax12 | 8 | 4 | 4
745 | 25 | 4012-1/2-4P-7.5HP KPVS | KPVS_4012-1/2_4P_7.5HP_7.70_BRZ | 625.2 | 625.2 | 2500.8 | 4 | 1 | 5 | G | KPVS_SplitCase | 5 | 4 | 5 | 5 | BranchMin5_BranchMax5 | 5 | 1 | 6 | 12 | HeaderMin6_HeaderMax12 | 10 | 4 | 4
745 | 25 | 4012-1/2-4P-7.5HP KPVS | KPVS_4012-1/2_4P_7.5HP_7.70_BRZ | 625.2 | 625.2 | 2500.8 | 4 | 1 | 5 | G | KPVS_SplitCase | 5 | 4 | 5 | 5 | BranchMin5_BranchMax5 | 5 | 1 | 6 | 12 | HeaderMin6_HeaderMax12 | 12 | 4 | 4
746 | 26 | 4012-1/2-4P-10HP KPVS | KPVS_4012-1/2_4P_10HP_8.39_BRZ | 696.4 | 696.4 | 2785.6 | 4 | 1 | 5 | G | KPVS_SplitCase | 5 | 4 | 5 | 6 | BranchMin5_BranchMax6 | 5 | 2 | 6 | 12 | HeaderMin6_HeaderMax12 | 6 | 4 | 8
746 | 26 | 4012-1/2-4P-10HP KPVS | KPVS_4012-1/2_4P_10HP_8.39_BRZ | 696.4 | 696.4 | 2785.6 | 4 | 1 | 5 | G | KPVS_SplitCase | 5 | 4 | 5 | 6 | BranchMin5_BranchMax6 | 5 | 2 | 6 | 12 | HeaderMin6_HeaderMax12 | 8 | 4 | 8
746 | 26 | 4012-1/2-4P-10HP KPVS | KPVS_4012-1/2_4P_10HP_8.39_BRZ | 696.4 | 696.4 | 2785.6 | 4 | 1 | 5 | G | KPVS_SplitCase | 5 | 4 | 5 | 6 | BranchMin5_BranchMax6 | 5 | 2 | 6 | 12 | HeaderMin6_HeaderMax12 | 10 | 4 | 8
746 | 26 | 4012-1/2-4P-10HP KPVS | KPVS_4012-1/2_4P_10HP_8.39_BRZ | 696.4 | 696.4 | 2785.6 | 4 | 1 | 5 | G | KPVS_SplitCase | 5 | 4 | 5 | 6 | BranchMin5_BranchMax6 | 5 | 2 | 6 | 12 | HeaderMin6_HeaderMax12 | 12 | 4 | 8
746 | 26 | 4012-1/2-4P-10HP KPVS | KPVS_4012-1/2_4P_10HP_8.39_BRZ | 696.4 | 696.4 | 2785.6 | 4 | 1 | 5 | G | KPVS_SplitCase | 5 | 4 | 5 | 6 | BranchMin5_BranchMax6 | 6 | 2 | 6 | 12 | HeaderMin6_HeaderMax12 | 6 | 4 | 8 | [29 empty] | INVALID
746 | 26 | 4012-1/2-4P-10HP KPVS | KPVS_4012-1/2_4P_10HP_8.39_BRZ | 696.4 | 696.4 | 2785.6 | 4 | 1 | 5 | G | KPVS_SplitCase | 5 | 4 | 5 | 6 | BranchMin5_BranchMax6 | 6 | 2 | 6 | 12 | HeaderMin6_HeaderMax12 | 8 | 4 | 8
746 | 26 | 4012-1/2-4P-10HP KPVS | KPVS_4012-1/2_4P_10HP_8.39_BRZ | 696.4 | 696.4 | 2785.6 | 4 | 1 | 5 | G | KPVS_SplitCase | 5 | 4 | 5 | 6 | BranchMin5_BranchMax6 | 6 | 2 | 6 | 12 | HeaderMin6_HeaderMax12 | 10 | 4 | 8
746 | 26 | 4012-1/2-4P-10HP KPVS | KPVS_4012-1/2_4P_10HP_8.39_BRZ | 696.4 | 696.4 | 2785.6 | 4 | 1 | 5 | G | KPVS_SplitCase | 5 | 4 | 5 | 6 | BranchMin5_BranchMax6 | 6 | 2 | 6 | 12 | HeaderMin6_HeaderMax12 | 12 | 4 | 8
747 | 27 | 4012-1/2-4P-15HP KPVS | KPVS_4012-1/2_4P_15HP_9.28_BRZ | 775.8 | 775.8 | 3103.2 | 4 | 1 | 5 | G | KPVS_SplitCase | 5 | 4 | 5 | 6 | BranchMin5_BranchMax6 | 5 | 2 | 6 | 12 | HeaderMin6_HeaderMax12 | 6 | 4 | 8
747 | 27 | 4012-1/2-4P-15HP KPVS | KPVS_4012-1/2_4P_15HP_9.28_BRZ | 775.8 | 775.8 | 3103.2 | 4 | 1 | 5 | G | KPVS_SplitCase | 5 | 4 | 5 | 6 | BranchMin5_BranchMax6 | 5 | 2 | 6 | 12 | HeaderMin6_HeaderMax12 | 8 | 4 | 8
747 | 27 | 4012-1/2-4P-15HP KPVS | KPVS_4012-1/2_4P_15HP_9.28_BRZ | 775.8 | 775.8 | 3103.2 | 4 | 1 | 5 | G | KPVS_SplitCase | 5 | 4 | 5 | 6 | BranchMin5_BranchMax6 | 5 | 2 | 6 | 12 | HeaderMin6_HeaderMax12 | 10 | 4 | 8
747 | 27 | 4012-1/2-4P-15HP KPVS | KPVS_4012-1/2_4P_15HP_9.28_BRZ | 775.8 | 775.8 | 3103.2 | 4 | 1 | 5 | G | KPVS_SplitCase | 5 | 4 | 5 | 6 | BranchMin5_BranchMax6 | 5 | 2 | 6 | 12 | HeaderMin6_HeaderMax12 | 12 | 4 | 8
747 | 27 | 4012-1/2-4P-15HP KPVS | KPVS_4012-1/2_4P_15HP_9.28_BRZ | 775.8 | 775.8 | 3103.2 | 4 | 1 | 5 | G | KPVS_SplitCase | 5 | 4 | 5 | 6 | BranchMin5_BranchMax6 | 6 | 2 | 6 | 12 | HeaderMin6_HeaderMax12 | 6 | 4 | 8 | [29 empty] | INVALID
747 | 27 | 4012-1/2-4P-15HP KPVS | KPVS_4012-1/2_4P_15HP_9.28_BRZ | 775.8 | 775.8 | 3103.2 | 4 | 1 | 5 | G | KPVS_SplitCase | 5 | 4 | 5 | 6 | BranchMin5_BranchMax6 | 6 | 2 | 6 | 12 | HeaderMin6_HeaderMax12 | 8 | 4 | 8
747 | 27 | 4012-1/2-4P-15HP KPVS | KPVS_4012-1/2_4P_15HP_9.28_BRZ | 775.8 | 775.8 | 3103.2 | 4 | 1 | 5 | G | KPVS_SplitCase | 5 | 4 | 5 | 6 | BranchMin5_BranchMax6 | 6 | 2 | 6 | 12 | HeaderMin6_HeaderMax12 | 10 | 4 | 8
747 | 27 | 4012-1/2-4P-15HP KPVS | KPVS_4012-1/2_4P_15HP_9.28_BRZ | 775.8 | 775.8 | 3103.2 | 4 | 1 | 5 | G | KPVS_SplitCase | 5 | 4 | 5 | 6 | BranchMin5_BranchMax6 | 6 | 2 | 6 | 12 | HeaderMin6_HeaderMax12 | 12 | 4 | 8
748 | 28 | 4012-1/2-4P-20HP KPVS | KPVS_4012-1/2_4P_20HP_10.04_BRZ | 829.7 | 829.7 | 3318.8 | 4 | 1 | 5 | G | KPVS_SplitCase | 5 | 4 | 5 | 6 | BranchMin5_BranchMax6 | 5 | 2 | 6 | 12 | HeaderMin6_HeaderMax12 | 6 | 4 | 8
748 | 28 | 4012-1/2-4P-20HP KPVS | KPVS_4012-1/2_4P_20HP_10.04_BRZ | 829.7 | 829.7 | 3318.8 | 4 | 1 | 5 | G | KPVS_SplitCase | 5 | 4 | 5 | 6 | BranchMin5_BranchMax6 | 5 | 2 | 6 | 12 | HeaderMin6_HeaderMax12 | 8 | 4 | 8
748 | 28 | 4012-1/2-4P-20HP KPVS | KPVS_4012-1/2_4P_20HP_10.04_BRZ | 829.7 | 829.7 | 3318.8 | 4 | 1 | 5 | G | KPVS_SplitCase | 5 | 4 | 5 | 6 | BranchMin5_BranchMax6 | 5 | 2 | 6 | 12 | HeaderMin6_HeaderMax12 | 10 | 4 | 8
748 | 28 | 4012-1/2-4P-20HP KPVS | KPVS_4012-1/2_4P_20HP_10.04_BRZ | 829.7 | 829.7 | 3318.8 | 4 | 1 | 5 | G | KPVS_SplitCase | 5 | 4 | 5 | 6 | BranchMin5_BranchMax6 | 5 | 2 | 6 | 12 | HeaderMin6_HeaderMax12 | 12 | 4 | 8
748 | 28 | 4012-1/2-4P-20HP KPVS | KPVS_4012-1/2_4P_20HP_10.04_BRZ | 829.7 | 829.7 | 3318.8 | 4 | 1 | 5 | G | KPVS_SplitCase | 5 | 4 | 5 | 6 | BranchMin5_BranchMax6 | 6 | 2 | 6 | 12 | HeaderMin6_HeaderMax12 | 6 | 4 | 8 | [29 empty] | INVALID
748 | 28 | 4012-1/2-4P-20HP KPVS | KPVS_4012-1/2_4P_20HP_10.04_BRZ | 829.7 | 829.7 | 3318.8 | 4 | 1 | 5 | G | KPVS_SplitCase | 5 | 4 | 5 | 6 | BranchMin5_BranchMax6 | 6 | 2 | 6 | 12 | HeaderMin6_HeaderMax12 | 8 | 4 | 8
748 | 28 | 4012-1/2-4P-20HP KPVS | KPVS_4012-1/2_4P_20HP_10.04_BRZ | 829.7 | 829.7 | 3318.8 | 4 | 1 | 5 | G | KPVS_SplitCase | 5 | 4 | 5 | 6 | BranchMin5_BranchMax6 | 6 | 2 | 6 | 12 | HeaderMin6_HeaderMax12 | 10 | 4 | 8
748 | 28 | 4012-1/2-4P-20HP KPVS | KPVS_4012-1/2_4P_20HP_10.04_BRZ | 829.7 | 829.7 | 3318.8 | 4 | 1 | 5 | G | KPVS_SplitCase | 5 | 4 | 5 | 6 | BranchMin5_BranchMax6 | 6 | 2 | 6 | 12 | HeaderMin6_HeaderMax12 | 12 | 4 | 8
749 | 29 | 4012-1/2-4P-25HP KPVS | KPVS_4012-1/2_4P_25HP_10.91_BRZ | 914.4 | 914.4 | 3657.6 | 4 | 1 | 5 | G | KPVS_SplitCase | 5 | 4 | 5 | 6 | BranchMin5_BranchMax6 | 5 | 2 | 6 | 14 | HeaderMin6_HeaderMax14 | 6 | 5 | 10
749 | 29 | 4012-1/2-4P-25HP KPVS | KPVS_4012-1/2_4P_25HP_10.91_BRZ | 914.4 | 914.4 | 3657.6 | 4 | 1 | 5 | G | KPVS_SplitCase | 5 | 4 | 5 | 6 | BranchMin5_BranchMax6 | 5 | 2 | 6 | 14 | HeaderMin6_HeaderMax14 | 8 | 5 | 10
749 | 29 | 4012-1/2-4P-25HP KPVS | KPVS_4012-1/2_4P_25HP_10.91_BRZ | 914.4 | 914.4 | 3657.6 | 4 | 1 | 5 | G | KPVS_SplitCase | 5 | 4 | 5 | 6 | BranchMin5_BranchMax6 | 5 | 2 | 6 | 14 | HeaderMin6_HeaderMax14 | 10 | 5 | 10
749 | 29 | 4012-1/2-4P-25HP KPVS | KPVS_4012-1/2_4P_25HP_10.91_BRZ | 914.4 | 914.4 | 3657.6 | 4 | 1 | 5 | G | KPVS_SplitCase | 5 | 4 | 5 | 6 | BranchMin5_BranchMax6 | 5 | 2 | 6 | 14 | HeaderMin6_HeaderMax14 | 12 | 5 | 10
749 | 29 | 4012-1/2-4P-25HP KPVS | KPVS_4012-1/2_4P_25HP_10.91_BRZ | 914.4 | 914.4 | 3657.6 | 4 | 1 | 5 | G | KPVS_SplitCase | 5 | 4 | 5 | 6 | BranchMin5_BranchMax6 | 5 | 2 | 6 | 14 | HeaderMin6_HeaderMax14 | 14 | 5 | 10
749 | 29 | 4012-1/2-4P-25HP KPVS | KPVS_4012-1/2_4P_25HP_10.91_BRZ | 914.4 | 914.4 | 3657.6 | 4 | 1 | 5 | G | KPVS_SplitCase | 5 | 4 | 5 | 6 | BranchMin5_BranchMax6 | 6 | 2 | 6 | 14 | HeaderMin6_HeaderMax14 | 6 | 5 | 10 | [29 empty] | INVALID
749 | 29 | 4012-1/2-4P-25HP KPVS | KPVS_4012-1/2_4P_25HP_10.91_BRZ | 914.4 | 914.4 | 3657.6 | 4 | 1 | 5 | G | KPVS_SplitCase | 5 | 4 | 5 | 6 | BranchMin5_BranchMax6 | 6 | 2 | 6 | 14 | HeaderMin6_HeaderMax14 | 8 | 5 | 10
749 | 29 | 4012-1/2-4P-25HP KPVS | KPVS_4012-1/2_4P_25HP_10.91_BRZ | 914.4 | 914.4 | 3657.6 | 4 | 1 | 5 | G | KPVS_SplitCase | 5 | 4 | 5 | 6 | BranchMin5_BranchMax6 | 6 | 2 | 6 | 14 | HeaderMin6_HeaderMax14 | 10 | 5 | 10
749 | 29 | 4012-1/2-4P-25HP KPVS | KPVS_4012-1/2_4P_25HP_10.91_BRZ | 914.4 | 914.4 | 3657.6 | 4 | 1 | 5 | G | KPVS_SplitCase | 5 | 4 | 5 | 6 | BranchMin5_BranchMax6 | 6 | 2 | 6 | 14 | HeaderMin6_HeaderMax14 | 12 | 5 | 10
749 | 29 | 4012-1/2-4P-25HP KPVS | KPVS_4012-1/2_4P_25HP_10.91_BRZ | 914.4 | 914.4 | 3657.6 | 4 | 1 | 5 | G | KPVS_SplitCase | 5 | 4 | 5 | 6 | BranchMin5_BranchMax6 | 6 | 2 | 6 | 14 | HeaderMin6_HeaderMax14 | 14 | 5 | 10
750 | 30 | 4012-1/2-4P-30HP KPVS | KPVS_4012-1/2_4P_30HP_11.00_BRZ | 924 | 924 | 3696 | 4 | 1 | 5 | G | KPVS_SplitCase | 5 | 4 | 5 | 6 | BranchMin5_BranchMax6 | 5 | 2 | 6 | 14 | HeaderMin6_HeaderMax14 | 6 | 5 | 10
750 | 30 | 4012-1/2-4P-30HP KPVS | KPVS_4012-1/2_4P_30HP_11.00_BRZ | 924 | 924 | 3696 | 4 | 1 | 5 | G | KPVS_SplitCase | 5 | 4 | 5 | 6 | BranchMin5_BranchMax6 | 5 | 2 | 6 | 14 | HeaderMin6_HeaderMax14 | 8 | 5 | 10
750 | 30 | 4012-1/2-4P-30HP KPVS | KPVS_4012-1/2_4P_30HP_11.00_BRZ | 924 | 924 | 3696 | 4 | 1 | 5 | G | KPVS_SplitCase | 5 | 4 | 5 | 6 | BranchMin5_BranchMax6 | 5 | 2 | 6 | 14 | HeaderMin6_HeaderMax14 | 10 | 5 | 10
750 | 30 | 4012-1/2-4P-30HP KPVS | KPVS_4012-1/2_4P_30HP_11.00_BRZ | 924 | 924 | 3696 | 4 | 1 | 5 | G | KPVS_SplitCase | 5 | 4 | 5 | 6 | BranchMin5_BranchMax6 | 5 | 2 | 6 | 14 | HeaderMin6_HeaderMax14 | 12 | 5 | 10
750 | 30 | 4012-1/2-4P-30HP KPVS | KPVS_4012-1/2_4P_30HP_11.00_BRZ | 924 | 924 | 3696 | 4 | 1 | 5 | G | KPVS_SplitCase | 5 | 4 | 5 | 6 | BranchMin5_BranchMax6 | 5 | 2 | 6 | 14 | HeaderMin6_HeaderMax14 | 14 | 5 | 10
750 | 30 | 4012-1/2-4P-30HP KPVS | KPVS_4012-1/2_4P_30HP_11.00_BRZ | 924 | 924 | 3696 | 4 | 1 | 5 | G | KPVS_SplitCase | 5 | 4 | 5 | 6 | BranchMin5_BranchMax6 | 6 | 2 | 6 | 14 | HeaderMin6_HeaderMax14 | 6 | 5 | 10 | [29 empty] | INVALID
750 | 30 | 4012-1/2-4P-30HP KPVS | KPVS_4012-1/2_4P_30HP_11.00_BRZ | 924 | 924 | 3696 | 4 | 1 | 5 | G | KPVS_SplitCase | 5 | 4 | 5 | 6 | BranchMin5_BranchMax6 | 6 | 2 | 6 | 14 | HeaderMin6_HeaderMax14 | 8 | 5 | 10
750 | 30 | 4012-1/2-4P-30HP KPVS | KPVS_4012-1/2_4P_30HP_11.00_BRZ | 924 | 924 | 3696 | 4 | 1 | 5 | G | KPVS_SplitCase | 5 | 4 | 5 | 6 | BranchMin5_BranchMax6 | 6 | 2 | 6 | 14 | HeaderMin6_HeaderMax14 | 10 | 5 | 10
750 | 30 | 4012-1/2-4P-30HP KPVS | KPVS_4012-1/2_4P_30HP_11.00_BRZ | 924 | 924 | 3696 | 4 | 1 | 5 | G | KPVS_SplitCase | 5 | 4 | 5 | 6 | BranchMin5_BranchMax6 | 6 | 2 | 6 | 14 | HeaderMin6_HeaderMax14 | 12 | 5 | 10
750 | 30 | 4012-1/2-4P-30HP KPVS | KPVS_4012-1/2_4P_30HP_11.00_BRZ | 924 | 924 | 3696 | 4 | 1 | 5 | G | KPVS_SplitCase | 5 | 4 | 5 | 6 | BranchMin5_BranchMax6 | 6 | 2 | 6 | 14 | HeaderMin6_HeaderMax14 | 14 | 5 | 10
751 | 31 | 4012-7/8-4P-10HP KPVS | KPVS_4012-7/8_4P_10HP_7.56_BRZ | 887.5 | 887.5 | 3550 | 4 | 1 | 5 | G | KPVS_SplitCase | 5 | 4 | 5 | 6 | BranchMin5_BranchMax6 | 5 | 2 | 6 | 14 | HeaderMin6_HeaderMax14 | 6 | 5 | 10
751 | 31 | 4012-7/8-4P-10HP KPVS | KPVS_4012-7/8_4P_10HP_7.56_BRZ | 887.5 | 887.5 | 3550 | 4 | 1 | 5 | G | KPVS_SplitCase | 5 | 4 | 5 | 6 | BranchMin5_BranchMax6 | 5 | 2 | 6 | 14 | HeaderMin6_HeaderMax14 | 8 | 5 | 10
751 | 31 | 4012-7/8-4P-10HP KPVS | KPVS_4012-7/8_4P_10HP_7.56_BRZ | 887.5 | 887.5 | 3550 | 4 | 1 | 5 | G | KPVS_SplitCase | 5 | 4 | 5 | 6 | BranchMin5_BranchMax6 | 5 | 2 | 6 | 14 | HeaderMin6_HeaderMax14 | 10 | 5 | 10
751 | 31 | 4012-7/8-4P-10HP KPVS | KPVS_4012-7/8_4P_10HP_7.56_BRZ | 887.5 | 887.5 | 3550 | 4 | 1 | 5 | G | KPVS_SplitCase | 5 | 4 | 5 | 6 | BranchMin5_BranchMax6 | 5 | 2 | 6 | 14 | HeaderMin6_HeaderMax14 | 12 | 5 | 10
751 | 31 | 4012-7/8-4P-10HP KPVS | KPVS_4012-7/8_4P_10HP_7.56_BRZ | 887.5 | 887.5 | 3550 | 4 | 1 | 5 | G | KPVS_SplitCase | 5 | 4 | 5 | 6 | BranchMin5_BranchMax6 | 5 | 2 | 6 | 14 | HeaderMin6_HeaderMax14 | 14 | 5 | 10
751 | 31 | 4012-7/8-4P-10HP KPVS | KPVS_4012-7/8_4P_10HP_7.56_BRZ | 887.5 | 887.5 | 3550 | 4 | 1 | 5 | G | KPVS_SplitCase | 5 | 4 | 5 | 6 | BranchMin5_BranchMax6 | 6 | 2 | 6 | 14 | HeaderMin6_HeaderMax14 | 6 | 5 | 10 | [29 empty] | INVALID
751 | 31 | 4012-7/8-4P-10HP KPVS | KPVS_4012-7/8_4P_10HP_7.56_BRZ | 887.5 | 887.5 | 3550 | 4 | 1 | 5 | G | KPVS_SplitCase | 5 | 4 | 5 | 6 | BranchMin5_BranchMax6 | 6 | 2 | 6 | 14 | HeaderMin6_HeaderMax14 | 8 | 5 | 10
751 | 31 | 4012-7/8-4P-10HP KPVS | KPVS_4012-7/8_4P_10HP_7.56_BRZ | 887.5 | 887.5 | 3550 | 4 | 1 | 5 | G | KPVS_SplitCase | 5 | 4 | 5 | 6 | BranchMin5_BranchMax6 | 6 | 2 | 6 | 14 | HeaderMin6_HeaderMax14 | 10 | 5 | 10
751 | 31 | 4012-7/8-4P-10HP KPVS | KPVS_4012-7/8_4P_10HP_7.56_BRZ | 887.5 | 887.5 | 3550 | 4 | 1 | 5 | G | KPVS_SplitCase | 5 | 4 | 5 | 6 | BranchMin5_BranchMax6 | 6 | 2 | 6 | 14 | HeaderMin6_HeaderMax14 | 12 | 5 | 10
751 | 31 | 4012-7/8-4P-10HP KPVS | KPVS_4012-7/8_4P_10HP_7.56_BRZ | 887.5 | 887.5 | 3550 | 4 | 1 | 5 | G | KPVS_SplitCase | 5 | 4 | 5 | 6 | BranchMin5_BranchMax6 | 6 | 2 | 6 | 14 | HeaderMin6_HeaderMax14 | 14 | 5 | 10
752 | 32 | 4012-7/8-4P-15HP KPVS | KPVS_4012-7/8_4P_15HP_8.57_BRZ | 976.3 | 976.3 | 3905.2 | 4 | 1 | 5 | G | KPVS_SplitCase | 5 | 4 | 5 | 8 | BranchMin5_BranchMax8 | 5 | 3 | 6 | 14 | HeaderMin6_HeaderMax14 | 6 | 5 | 15
752 | 32 | 4012-7/8-4P-15HP KPVS | KPVS_4012-7/8_4P_15HP_8.57_BRZ | 976.3 | 976.3 | 3905.2 | 4 | 1 | 5 | G | KPVS_SplitCase | 5 | 4 | 5 | 8 | BranchMin5_BranchMax8 | 5 | 3 | 6 | 14 | HeaderMin6_HeaderMax14 | 8 | 5 | 15
752 | 32 | 4012-7/8-4P-15HP KPVS | KPVS_4012-7/8_4P_15HP_8.57_BRZ | 976.3 | 976.3 | 3905.2 | 4 | 1 | 5 | G | KPVS_SplitCase | 5 | 4 | 5 | 8 | BranchMin5_BranchMax8 | 5 | 3 | 6 | 14 | HeaderMin6_HeaderMax14 | 10 | 5 | 15
752 | 32 | 4012-7/8-4P-15HP KPVS | KPVS_4012-7/8_4P_15HP_8.57_BRZ | 976.3 | 976.3 | 3905.2 | 4 | 1 | 5 | G | KPVS_SplitCase | 5 | 4 | 5 | 8 | BranchMin5_BranchMax8 | 5 | 3 | 6 | 14 | HeaderMin6_HeaderMax14 | 12 | 5 | 15
752 | 32 | 4012-7/8-4P-15HP KPVS | KPVS_4012-7/8_4P_15HP_8.57_BRZ | 976.3 | 976.3 | 3905.2 | 4 | 1 | 5 | G | KPVS_SplitCase | 5 | 4 | 5 | 8 | BranchMin5_BranchMax8 | 5 | 3 | 6 | 14 | HeaderMin6_HeaderMax14 | 14 | 5 | 15
752 | 32 | 4012-7/8-4P-15HP KPVS | KPVS_4012-7/8_4P_15HP_8.57_BRZ | 976.3 | 976.3 | 3905.2 | 4 | 1 | 5 | G | KPVS_SplitCase | 5 | 4 | 5 | 8 | BranchMin5_BranchMax8 | 6 | 3 | 6 | 14 | HeaderMin6_HeaderMax14 | 6 | 5 | 15 | [29 empty] | INVALID
752 | 32 | 4012-7/8-4P-15HP KPVS | KPVS_4012-7/8_4P_15HP_8.57_BRZ | 976.3 | 976.3 | 3905.2 | 4 | 1 | 5 | G | KPVS_SplitCase | 5 | 4 | 5 | 8 | BranchMin5_BranchMax8 | 6 | 3 | 6 | 14 | HeaderMin6_HeaderMax14 | 8 | 5 | 15
752 | 32 | 4012-7/8-4P-15HP KPVS | KPVS_4012-7/8_4P_15HP_8.57_BRZ | 976.3 | 976.3 | 3905.2 | 4 | 1 | 5 | G | KPVS_SplitCase | 5 | 4 | 5 | 8 | BranchMin5_BranchMax8 | 6 | 3 | 6 | 14 | HeaderMin6_HeaderMax14 | 10 | 5 | 15
752 | 32 | 4012-7/8-4P-15HP KPVS | KPVS_4012-7/8_4P_15HP_8.57_BRZ | 976.3 | 976.3 | 3905.2 | 4 | 1 | 5 | G | KPVS_SplitCase | 5 | 4 | 5 | 8 | BranchMin5_BranchMax8 | 6 | 3 | 6 | 14 | HeaderMin6_HeaderMax14 | 12 | 5 | 15
752 | 32 | 4012-7/8-4P-15HP KPVS | KPVS_4012-7/8_4P_15HP_8.57_BRZ | 976.3 | 976.3 | 3905.2 | 4 | 1 | 5 | G | KPVS_SplitCase | 5 | 4 | 5 | 8 | BranchMin5_BranchMax8 | 6 | 3 | 6 | 14 | HeaderMin6_HeaderMax14 | 14 | 5 | 15
752 | 32 | 4012-7/8-4P-15HP KPVS | KPVS_4012-7/8_4P_15HP_8.57_BRZ | 976.3 | 976.3 | 3905.2 | 4 | 1 | 5 | G | KPVS_SplitCase | 5 | 4 | 5 | 8 | BranchMin5_BranchMax8 | 8 | 3 | 6 | 14 | HeaderMin6_HeaderMax14 | 6 | 5 | 15 | [29 empty] | INVALID
752 | 32 | 4012-7/8-4P-15HP KPVS | KPVS_4012-7/8_4P_15HP_8.57_BRZ | 976.3 | 976.3 | 3905.2 | 4 | 1 | 5 | G | KPVS_SplitCase | 5 | 4 | 5 | 8 | BranchMin5_BranchMax8 | 8 | 3 | 6 | 14 | HeaderMin6_HeaderMax14 | 8 | 5 | 15 | [29 empty] | INVALID
752 | 32 | 4012-7/8-4P-15HP KPVS | KPVS_4012-7/8_4P_15HP_8.57_BRZ | 976.3 | 976.3 | 3905.2 | 4 | 1 | 5 | G | KPVS_SplitCase | 5 | 4 | 5 | 8 | BranchMin5_BranchMax8 | 8 | 3 | 6 | 14 | HeaderMin6_HeaderMax14 | 10 | 5 | 15
752 | 32 | 4012-7/8-4P-15HP KPVS | KPVS_4012-7/8_4P_15HP_8.57_BRZ | 976.3 | 976.3 | 3905.2 | 4 | 1 | 5 | G | KPVS_SplitCase | 5 | 4 | 5 | 8 | BranchMin5_BranchMax8 | 8 | 3 | 6 | 14 | HeaderMin6_HeaderMax14 | 12 | 5 | 15
752 | 32 | 4012-7/8-4P-15HP KPVS | KPVS_4012-7/8_4P_15HP_8.57_BRZ | 976.3 | 976.3 | 3905.2 | 4 | 1 | 5 | G | KPVS_SplitCase | 5 | 4 | 5 | 8 | BranchMin5_BranchMax8 | 8 | 3 | 6 | 14 | HeaderMin6_HeaderMax14 | 14 | 5 | 15
753 | 33 | 4012-7/8-4P-20HP KPVS | KPVS_4012-7/8_4P_20HP_9.35_BRZ | 1058.8 | 1058.8 | 4235.2 | 4 | 1 | 5 | G | KPVS_SplitCase | 5 | 4 | 5 | 8 | BranchMin5_BranchMax8 | 5 | 3 | 6 | 14 | HeaderMin6_HeaderMax14 | 6 | 5 | 15
753 | 33 | 4012-7/8-4P-20HP KPVS | KPVS_4012-7/8_4P_20HP_9.35_BRZ | 1058.8 | 1058.8 | 4235.2 | 4 | 1 | 5 | G | KPVS_SplitCase | 5 | 4 | 5 | 8 | BranchMin5_BranchMax8 | 5 | 3 | 6 | 14 | HeaderMin6_HeaderMax14 | 8 | 5 | 15
753 | 33 | 4012-7/8-4P-20HP KPVS | KPVS_4012-7/8_4P_20HP_9.35_BRZ | 1058.8 | 1058.8 | 4235.2 | 4 | 1 | 5 | G | KPVS_SplitCase | 5 | 4 | 5 | 8 | BranchMin5_BranchMax8 | 5 | 3 | 6 | 14 | HeaderMin6_HeaderMax14 | 10 | 5 | 15
753 | 33 | 4012-7/8-4P-20HP KPVS | KPVS_4012-7/8_4P_20HP_9.35_BRZ | 1058.8 | 1058.8 | 4235.2 | 4 | 1 | 5 | G | KPVS_SplitCase | 5 | 4 | 5 | 8 | BranchMin5_BranchMax8 | 5 | 3 | 6 | 14 | HeaderMin6_HeaderMax14 | 12 | 5 | 15
753 | 33 | 4012-7/8-4P-20HP KPVS | KPVS_4012-7/8_4P_20HP_9.35_BRZ | 1058.8 | 1058.8 | 4235.2 | 4 | 1 | 5 | G | KPVS_SplitCase | 5 | 4 | 5 | 8 | BranchMin5_BranchMax8 | 5 | 3 | 6 | 14 | HeaderMin6_HeaderMax14 | 14 | 5 | 15
753 | 33 | 4012-7/8-4P-20HP KPVS | KPVS_4012-7/8_4P_20HP_9.35_BRZ | 1058.8 | 1058.8 | 4235.2 | 4 | 1 | 5 | G | KPVS_SplitCase | 5 | 4 | 5 | 8 | BranchMin5_BranchMax8 | 6 | 3 | 6 | 14 | HeaderMin6_HeaderMax14 | 6 | 5 | 15 | [29 empty] | INVALID
753 | 33 | 4012-7/8-4P-20HP KPVS | KPVS_4012-7/8_4P_20HP_9.35_BRZ | 1058.8 | 1058.8 | 4235.2 | 4 | 1 | 5 | G | KPVS_SplitCase | 5 | 4 | 5 | 8 | BranchMin5_BranchMax8 | 6 | 3 | 6 | 14 | HeaderMin6_HeaderMax14 | 8 | 5 | 15
753 | 33 | 4012-7/8-4P-20HP KPVS | KPVS_4012-7/8_4P_20HP_9.35_BRZ | 1058.8 | 1058.8 | 4235.2 | 4 | 1 | 5 | G | KPVS_SplitCase | 5 | 4 | 5 | 8 | BranchMin5_BranchMax8 | 6 | 3 | 6 | 14 | HeaderMin6_HeaderMax14 | 10 | 5 | 15
753 | 33 | 4012-7/8-4P-20HP KPVS | KPVS_4012-7/8_4P_20HP_9.35_BRZ | 1058.8 | 1058.8 | 4235.2 | 4 | 1 | 5 | G | KPVS_SplitCase | 5 | 4 | 5 | 8 | BranchMin5_BranchMax8 | 6 | 3 | 6 | 14 | HeaderMin6_HeaderMax14 | 12 | 5 | 15
753 | 33 | 4012-7/8-4P-20HP KPVS | KPVS_4012-7/8_4P_20HP_9.35_BRZ | 1058.8 | 1058.8 | 4235.2 | 4 | 1 | 5 | G | KPVS_SplitCase | 5 | 4 | 5 | 8 | BranchMin5_BranchMax8 | 6 | 3 | 6 | 14 | HeaderMin6_HeaderMax14 | 14 | 5 | 15
753 | 33 | 4012-7/8-4P-20HP KPVS | KPVS_4012-7/8_4P_20HP_9.35_BRZ | 1058.8 | 1058.8 | 4235.2 | 4 | 1 | 5 | G | KPVS_SplitCase | 5 | 4 | 5 | 8 | BranchMin5_BranchMax8 | 8 | 3 | 6 | 14 | HeaderMin6_HeaderMax14 | 6 | 5 | 15 | [29 empty] | INVALID
753 | 33 | 4012-7/8-4P-20HP KPVS | KPVS_4012-7/8_4P_20HP_9.35_BRZ | 1058.8 | 1058.8 | 4235.2 | 4 | 1 | 5 | G | KPVS_SplitCase | 5 | 4 | 5 | 8 | BranchMin5_BranchMax8 | 8 | 3 | 6 | 14 | HeaderMin6_HeaderMax14 | 8 | 5 | 15 | [29 empty] | INVALID
753 | 33 | 4012-7/8-4P-20HP KPVS | KPVS_4012-7/8_4P_20HP_9.35_BRZ | 1058.8 | 1058.8 | 4235.2 | 4 | 1 | 5 | G | KPVS_SplitCase | 5 | 4 | 5 | 8 | BranchMin5_BranchMax8 | 8 | 3 | 6 | 14 | HeaderMin6_HeaderMax14 | 10 | 5 | 15
753 | 33 | 4012-7/8-4P-20HP KPVS | KPVS_4012-7/8_4P_20HP_9.35_BRZ | 1058.8 | 1058.8 | 4235.2 | 4 | 1 | 5 | G | KPVS_SplitCase | 5 | 4 | 5 | 8 | BranchMin5_BranchMax8 | 8 | 3 | 6 | 14 | HeaderMin6_HeaderMax14 | 12 | 5 | 15
753 | 33 | 4012-7/8-4P-20HP KPVS | KPVS_4012-7/8_4P_20HP_9.35_BRZ | 1058.8 | 1058.8 | 4235.2 | 4 | 1 | 5 | G | KPVS_SplitCase | 5 | 4 | 5 | 8 | BranchMin5_BranchMax8 | 8 | 3 | 6 | 14 | HeaderMin6_HeaderMax14 | 14 | 5 | 15
754 | 34 | 4012-7/8-4P-25HP KPVS | KPVS_4012-7/8_4P_25HP_9.91_BRZ | 1105.4 | 1105.4 | 4421.6 | 4 | 1 | 5 | G | KPVS_SplitCase | 5 | 4 | 5 | 8 | BranchMin5_BranchMax8 | 5 | 3 | 6 | 16 | HeaderMin6_HeaderMax16 | 6 | 6 | 18
754 | 34 | 4012-7/8-4P-25HP KPVS | KPVS_4012-7/8_4P_25HP_9.91_BRZ | 1105.4 | 1105.4 | 4421.6 | 4 | 1 | 5 | G | KPVS_SplitCase | 5 | 4 | 5 | 8 | BranchMin5_BranchMax8 | 5 | 3 | 6 | 16 | HeaderMin6_HeaderMax16 | 8 | 6 | 18
754 | 34 | 4012-7/8-4P-25HP KPVS | KPVS_4012-7/8_4P_25HP_9.91_BRZ | 1105.4 | 1105.4 | 4421.6 | 4 | 1 | 5 | G | KPVS_SplitCase | 5 | 4 | 5 | 8 | BranchMin5_BranchMax8 | 5 | 3 | 6 | 16 | HeaderMin6_HeaderMax16 | 10 | 6 | 18
754 | 34 | 4012-7/8-4P-25HP KPVS | KPVS_4012-7/8_4P_25HP_9.91_BRZ | 1105.4 | 1105.4 | 4421.6 | 4 | 1 | 5 | G | KPVS_SplitCase | 5 | 4 | 5 | 8 | BranchMin5_BranchMax8 | 5 | 3 | 6 | 16 | HeaderMin6_HeaderMax16 | 12 | 6 | 18
754 | 34 | 4012-7/8-4P-25HP KPVS | KPVS_4012-7/8_4P_25HP_9.91_BRZ | 1105.4 | 1105.4 | 4421.6 | 4 | 1 | 5 | G | KPVS_SplitCase | 5 | 4 | 5 | 8 | BranchMin5_BranchMax8 | 5 | 3 | 6 | 16 | HeaderMin6_HeaderMax16 | 14 | 6 | 18
754 | 34 | 4012-7/8-4P-25HP KPVS | KPVS_4012-7/8_4P_25HP_9.91_BRZ | 1105.4 | 1105.4 | 4421.6 | 4 | 1 | 5 | G | KPVS_SplitCase | 5 | 4 | 5 | 8 | BranchMin5_BranchMax8 | 5 | 3 | 6 | 16 | HeaderMin6_HeaderMax16 | 16 | 6 | 18
754 | 34 | 4012-7/8-4P-25HP KPVS | KPVS_4012-7/8_4P_25HP_9.91_BRZ | 1105.4 | 1105.4 | 4421.6 | 4 | 1 | 5 | G | KPVS_SplitCase | 5 | 4 | 5 | 8 | BranchMin5_BranchMax8 | 6 | 3 | 6 | 16 | HeaderMin6_HeaderMax16 | 6 | 6 | 18 | [29 empty] | INVALID
754 | 34 | 4012-7/8-4P-25HP KPVS | KPVS_4012-7/8_4P_25HP_9.91_BRZ | 1105.4 | 1105.4 | 4421.6 | 4 | 1 | 5 | G | KPVS_SplitCase | 5 | 4 | 5 | 8 | BranchMin5_BranchMax8 | 6 | 3 | 6 | 16 | HeaderMin6_HeaderMax16 | 8 | 6 | 18
754 | 34 | 4012-7/8-4P-25HP KPVS | KPVS_4012-7/8_4P_25HP_9.91_BRZ | 1105.4 | 1105.4 | 4421.6 | 4 | 1 | 5 | G | KPVS_SplitCase | 5 | 4 | 5 | 8 | BranchMin5_BranchMax8 | 6 | 3 | 6 | 16 | HeaderMin6_HeaderMax16 | 10 | 6 | 18
754 | 34 | 4012-7/8-4P-25HP KPVS | KPVS_4012-7/8_4P_25HP_9.91_BRZ | 1105.4 | 1105.4 | 4421.6 | 4 | 1 | 5 | G | KPVS_SplitCase | 5 | 4 | 5 | 8 | BranchMin5_BranchMax8 | 6 | 3 | 6 | 16 | HeaderMin6_HeaderMax16 | 12 | 6 | 18
754 | 34 | 4012-7/8-4P-25HP KPVS | KPVS_4012-7/8_4P_25HP_9.91_BRZ | 1105.4 | 1105.4 | 4421.6 | 4 | 1 | 5 | G | KPVS_SplitCase | 5 | 4 | 5 | 8 | BranchMin5_BranchMax8 | 6 | 3 | 6 | 16 | HeaderMin6_HeaderMax16 | 14 | 6 | 18
754 | 34 | 4012-7/8-4P-25HP KPVS | KPVS_4012-7/8_4P_25HP_9.91_BRZ | 1105.4 | 1105.4 | 4421.6 | 4 | 1 | 5 | G | KPVS_SplitCase | 5 | 4 | 5 | 8 | BranchMin5_BranchMax8 | 6 | 3 | 6 | 16 | HeaderMin6_HeaderMax16 | 16 | 6 | 18
754 | 34 | 4012-7/8-4P-25HP KPVS | KPVS_4012-7/8_4P_25HP_9.91_BRZ | 1105.4 | 1105.4 | 4421.6 | 4 | 1 | 5 | G | KPVS_SplitCase | 5 | 4 | 5 | 8 | BranchMin5_BranchMax8 | 8 | 3 | 6 | 16 | HeaderMin6_HeaderMax16 | 6 | 6 | 18 | [29 empty] | INVALID
754 | 34 | 4012-7/8-4P-25HP KPVS | KPVS_4012-7/8_4P_25HP_9.91_BRZ | 1105.4 | 1105.4 | 4421.6 | 4 | 1 | 5 | G | KPVS_SplitCase | 5 | 4 | 5 | 8 | BranchMin5_BranchMax8 | 8 | 3 | 6 | 16 | HeaderMin6_HeaderMax16 | 8 | 6 | 18 | [29 empty] | INVALID
754 | 34 | 4012-7/8-4P-25HP KPVS | KPVS_4012-7/8_4P_25HP_9.91_BRZ | 1105.4 | 1105.4 | 4421.6 | 4 | 1 | 5 | G | KPVS_SplitCase | 5 | 4 | 5 | 8 | BranchMin5_BranchMax8 | 8 | 3 | 6 | 16 | HeaderMin6_HeaderMax16 | 10 | 6 | 18
754 | 34 | 4012-7/8-4P-25HP KPVS | KPVS_4012-7/8_4P_25HP_9.91_BRZ | 1105.4 | 1105.4 | 4421.6 | 4 | 1 | 5 | G | KPVS_SplitCase | 5 | 4 | 5 | 8 | BranchMin5_BranchMax8 | 8 | 3 | 6 | 16 | HeaderMin6_HeaderMax16 | 12 | 6 | 18
754 | 34 | 4012-7/8-4P-25HP KPVS | KPVS_4012-7/8_4P_25HP_9.91_BRZ | 1105.4 | 1105.4 | 4421.6 | 4 | 1 | 5 | G | KPVS_SplitCase | 5 | 4 | 5 | 8 | BranchMin5_BranchMax8 | 8 | 3 | 6 | 16 | HeaderMin6_HeaderMax16 | 14 | 6 | 18
754 | 34 | 4012-7/8-4P-25HP KPVS | KPVS_4012-7/8_4P_25HP_9.91_BRZ | 1105.4 | 1105.4 | 4421.6 | 4 | 1 | 5 | G | KPVS_SplitCase | 5 | 4 | 5 | 8 | BranchMin5_BranchMax8 | 8 | 3 | 6 | 16 | HeaderMin6_HeaderMax16 | 16 | 6 | 18
755 | 35 | 4012-7/8-4P-30HP KPVS | KPVS_4012-7/8_4P_30HP_10.38_BRZ | 1130.9 | 1130.9 | 4523.6 | 4 | 1 | 5 | G | KPVS_SplitCase | 5 | 4 | 5 | 8 | BranchMin5_BranchMax8 | 5 | 3 | 6 | 16 | HeaderMin6_HeaderMax16 | 6 | 6 | 18
755 | 35 | 4012-7/8-4P-30HP KPVS | KPVS_4012-7/8_4P_30HP_10.38_BRZ | 1130.9 | 1130.9 | 4523.6 | 4 | 1 | 5 | G | KPVS_SplitCase | 5 | 4 | 5 | 8 | BranchMin5_BranchMax8 | 5 | 3 | 6 | 16 | HeaderMin6_HeaderMax16 | 8 | 6 | 18
755 | 35 | 4012-7/8-4P-30HP KPVS | KPVS_4012-7/8_4P_30HP_10.38_BRZ | 1130.9 | 1130.9 | 4523.6 | 4 | 1 | 5 | G | KPVS_SplitCase | 5 | 4 | 5 | 8 | BranchMin5_BranchMax8 | 5 | 3 | 6 | 16 | HeaderMin6_HeaderMax16 | 10 | 6 | 18
755 | 35 | 4012-7/8-4P-30HP KPVS | KPVS_4012-7/8_4P_30HP_10.38_BRZ | 1130.9 | 1130.9 | 4523.6 | 4 | 1 | 5 | G | KPVS_SplitCase | 5 | 4 | 5 | 8 | BranchMin5_BranchMax8 | 5 | 3 | 6 | 16 | HeaderMin6_HeaderMax16 | 12 | 6 | 18
755 | 35 | 4012-7/8-4P-30HP KPVS | KPVS_4012-7/8_4P_30HP_10.38_BRZ | 1130.9 | 1130.9 | 4523.6 | 4 | 1 | 5 | G | KPVS_SplitCase | 5 | 4 | 5 | 8 | BranchMin5_BranchMax8 | 5 | 3 | 6 | 16 | HeaderMin6_HeaderMax16 | 14 | 6 | 18
755 | 35 | 4012-7/8-4P-30HP KPVS | KPVS_4012-7/8_4P_30HP_10.38_BRZ | 1130.9 | 1130.9 | 4523.6 | 4 | 1 | 5 | G | KPVS_SplitCase | 5 | 4 | 5 | 8 | BranchMin5_BranchMax8 | 5 | 3 | 6 | 16 | HeaderMin6_HeaderMax16 | 16 | 6 | 18
755 | 35 | 4012-7/8-4P-30HP KPVS | KPVS_4012-7/8_4P_30HP_10.38_BRZ | 1130.9 | 1130.9 | 4523.6 | 4 | 1 | 5 | G | KPVS_SplitCase | 5 | 4 | 5 | 8 | BranchMin5_BranchMax8 | 6 | 3 | 6 | 16 | HeaderMin6_HeaderMax16 | 6 | 6 | 18 | [29 empty] | INVALID
755 | 35 | 4012-7/8-4P-30HP KPVS | KPVS_4012-7/8_4P_30HP_10.38_BRZ | 1130.9 | 1130.9 | 4523.6 | 4 | 1 | 5 | G | KPVS_SplitCase | 5 | 4 | 5 | 8 | BranchMin5_BranchMax8 | 6 | 3 | 6 | 16 | HeaderMin6_HeaderMax16 | 8 | 6 | 18
755 | 35 | 4012-7/8-4P-30HP KPVS | KPVS_4012-7/8_4P_30HP_10.38_BRZ | 1130.9 | 1130.9 | 4523.6 | 4 | 1 | 5 | G | KPVS_SplitCase | 5 | 4 | 5 | 8 | BranchMin5_BranchMax8 | 6 | 3 | 6 | 16 | HeaderMin6_HeaderMax16 | 10 | 6 | 18
755 | 35 | 4012-7/8-4P-30HP KPVS | KPVS_4012-7/8_4P_30HP_10.38_BRZ | 1130.9 | 1130.9 | 4523.6 | 4 | 1 | 5 | G | KPVS_SplitCase | 5 | 4 | 5 | 8 | BranchMin5_BranchMax8 | 6 | 3 | 6 | 16 | HeaderMin6_HeaderMax16 | 12 | 6 | 18
755 | 35 | 4012-7/8-4P-30HP KPVS | KPVS_4012-7/8_4P_30HP_10.38_BRZ | 1130.9 | 1130.9 | 4523.6 | 4 | 1 | 5 | G | KPVS_SplitCase | 5 | 4 | 5 | 8 | BranchMin5_BranchMax8 | 6 | 3 | 6 | 16 | HeaderMin6_HeaderMax16 | 14 | 6 | 18
755 | 35 | 4012-7/8-4P-30HP KPVS | KPVS_4012-7/8_4P_30HP_10.38_BRZ | 1130.9 | 1130.9 | 4523.6 | 4 | 1 | 5 | G | KPVS_SplitCase | 5 | 4 | 5 | 8 | BranchMin5_BranchMax8 | 6 | 3 | 6 | 16 | HeaderMin6_HeaderMax16 | 16 | 6 | 18
755 | 35 | 4012-7/8-4P-30HP KPVS | KPVS_4012-7/8_4P_30HP_10.38_BRZ | 1130.9 | 1130.9 | 4523.6 | 4 | 1 | 5 | G | KPVS_SplitCase | 5 | 4 | 5 | 8 | BranchMin5_BranchMax8 | 8 | 3 | 6 | 16 | HeaderMin6_HeaderMax16 | 6 | 6 | 18 | [29 empty] | INVALID
755 | 35 | 4012-7/8-4P-30HP KPVS | KPVS_4012-7/8_4P_30HP_10.38_BRZ | 1130.9 | 1130.9 | 4523.6 | 4 | 1 | 5 | G | KPVS_SplitCase | 5 | 4 | 5 | 8 | BranchMin5_BranchMax8 | 8 | 3 | 6 | 16 | HeaderMin6_HeaderMax16 | 8 | 6 | 18 | [29 empty] | INVALID
755 | 35 | 4012-7/8-4P-30HP KPVS | KPVS_4012-7/8_4P_30HP_10.38_BRZ | 1130.9 | 1130.9 | 4523.6 | 4 | 1 | 5 | G | KPVS_SplitCase | 5 | 4 | 5 | 8 | BranchMin5_BranchMax8 | 8 | 3 | 6 | 16 | HeaderMin6_HeaderMax16 | 10 | 6 | 18
755 | 35 | 4012-7/8-4P-30HP KPVS | KPVS_4012-7/8_4P_30HP_10.38_BRZ | 1130.9 | 1130.9 | 4523.6 | 4 | 1 | 5 | G | KPVS_SplitCase | 5 | 4 | 5 | 8 | BranchMin5_BranchMax8 | 8 | 3 | 6 | 16 | HeaderMin6_HeaderMax16 | 12 | 6 | 18
755 | 35 | 4012-7/8-4P-30HP KPVS | KPVS_4012-7/8_4P_30HP_10.38_BRZ | 1130.9 | 1130.9 | 4523.6 | 4 | 1 | 5 | G | KPVS_SplitCase | 5 | 4 | 5 | 8 | BranchMin5_BranchMax8 | 8 | 3 | 6 | 16 | HeaderMin6_HeaderMax16 | 14 | 6 | 18
755 | 35 | 4012-7/8-4P-30HP KPVS | KPVS_4012-7/8_4P_30HP_10.38_BRZ | 1130.9 | 1130.9 | 4523.6 | 4 | 1 | 5 | G | KPVS_SplitCase | 5 | 4 | 5 | 8 | BranchMin5_BranchMax8 | 8 | 3 | 6 | 16 | HeaderMin6_HeaderMax16 | 16 | 6 | 18
756 | 36 | 4012-7/8-4P-40HP KPVS | KPVS_4012-7/8_4P_40HP_11.39_BRZ | 1197.7 | 1197.7 | 4790.8 | 4 | 1 | 5 | G | KPVS_SplitCase | 5 | 4 | 5 | 8 | BranchMin5_BranchMax8 | 5 | 3 | 6 | 16 | HeaderMin6_HeaderMax16 | 6 | 6 | 18
756 | 36 | 4012-7/8-4P-40HP KPVS | KPVS_4012-7/8_4P_40HP_11.39_BRZ | 1197.7 | 1197.7 | 4790.8 | 4 | 1 | 5 | G | KPVS_SplitCase | 5 | 4 | 5 | 8 | BranchMin5_BranchMax8 | 5 | 3 | 6 | 16 | HeaderMin6_HeaderMax16 | 8 | 6 | 18
756 | 36 | 4012-7/8-4P-40HP KPVS | KPVS_4012-7/8_4P_40HP_11.39_BRZ | 1197.7 | 1197.7 | 4790.8 | 4 | 1 | 5 | G | KPVS_SplitCase | 5 | 4 | 5 | 8 | BranchMin5_BranchMax8 | 5 | 3 | 6 | 16 | HeaderMin6_HeaderMax16 | 10 | 6 | 18
756 | 36 | 4012-7/8-4P-40HP KPVS | KPVS_4012-7/8_4P_40HP_11.39_BRZ | 1197.7 | 1197.7 | 4790.8 | 4 | 1 | 5 | G | KPVS_SplitCase | 5 | 4 | 5 | 8 | BranchMin5_BranchMax8 | 5 | 3 | 6 | 16 | HeaderMin6_HeaderMax16 | 12 | 6 | 18
756 | 36 | 4012-7/8-4P-40HP KPVS | KPVS_4012-7/8_4P_40HP_11.39_BRZ | 1197.7 | 1197.7 | 4790.8 | 4 | 1 | 5 | G | KPVS_SplitCase | 5 | 4 | 5 | 8 | BranchMin5_BranchMax8 | 5 | 3 | 6 | 16 | HeaderMin6_HeaderMax16 | 14 | 6 | 18
756 | 36 | 4012-7/8-4P-40HP KPVS | KPVS_4012-7/8_4P_40HP_11.39_BRZ | 1197.7 | 1197.7 | 4790.8 | 4 | 1 | 5 | G | KPVS_SplitCase | 5 | 4 | 5 | 8 | BranchMin5_BranchMax8 | 5 | 3 | 6 | 16 | HeaderMin6_HeaderMax16 | 16 | 6 | 18
756 | 36 | 4012-7/8-4P-40HP KPVS | KPVS_4012-7/8_4P_40HP_11.39_BRZ | 1197.7 | 1197.7 | 4790.8 | 4 | 1 | 5 | G | KPVS_SplitCase | 5 | 4 | 5 | 8 | BranchMin5_BranchMax8 | 6 | 3 | 6 | 16 | HeaderMin6_HeaderMax16 | 6 | 6 | 18 | [29 empty] | INVALID
756 | 36 | 4012-7/8-4P-40HP KPVS | KPVS_4012-7/8_4P_40HP_11.39_BRZ | 1197.7 | 1197.7 | 4790.8 | 4 | 1 | 5 | G | KPVS_SplitCase | 5 | 4 | 5 | 8 | BranchMin5_BranchMax8 | 6 | 3 | 6 | 16 | HeaderMin6_HeaderMax16 | 8 | 6 | 18
756 | 36 | 4012-7/8-4P-40HP KPVS | KPVS_4012-7/8_4P_40HP_11.39_BRZ | 1197.7 | 1197.7 | 4790.8 | 4 | 1 | 5 | G | KPVS_SplitCase | 5 | 4 | 5 | 8 | BranchMin5_BranchMax8 | 6 | 3 | 6 | 16 | HeaderMin6_HeaderMax16 | 10 | 6 | 18
756 | 36 | 4012-7/8-4P-40HP KPVS | KPVS_4012-7/8_4P_40HP_11.39_BRZ | 1197.7 | 1197.7 | 4790.8 | 4 | 1 | 5 | G | KPVS_SplitCase | 5 | 4 | 5 | 8 | BranchMin5_BranchMax8 | 6 | 3 | 6 | 16 | HeaderMin6_HeaderMax16 | 12 | 6 | 18
756 | 36 | 4012-7/8-4P-40HP KPVS | KPVS_4012-7/8_4P_40HP_11.39_BRZ | 1197.7 | 1197.7 | 4790.8 | 4 | 1 | 5 | G | KPVS_SplitCase | 5 | 4 | 5 | 8 | BranchMin5_BranchMax8 | 6 | 3 | 6 | 16 | HeaderMin6_HeaderMax16 | 14 | 6 | 18
756 | 36 | 4012-7/8-4P-40HP KPVS | KPVS_4012-7/8_4P_40HP_11.39_BRZ | 1197.7 | 1197.7 | 4790.8 | 4 | 1 | 5 | G | KPVS_SplitCase | 5 | 4 | 5 | 8 | BranchMin5_BranchMax8 | 6 | 3 | 6 | 16 | HeaderMin6_HeaderMax16 | 16 | 6 | 18
756 | 36 | 4012-7/8-4P-40HP KPVS | KPVS_4012-7/8_4P_40HP_11.39_BRZ | 1197.7 | 1197.7 | 4790.8 | 4 | 1 | 5 | G | KPVS_SplitCase | 5 | 4 | 5 | 8 | BranchMin5_BranchMax8 | 8 | 3 | 6 | 16 | HeaderMin6_HeaderMax16 | 6 | 6 | 18 | [29 empty] | INVALID
756 | 36 | 4012-7/8-4P-40HP KPVS | KPVS_4012-7/8_4P_40HP_11.39_BRZ | 1197.7 | 1197.7 | 4790.8 | 4 | 1 | 5 | G | KPVS_SplitCase | 5 | 4 | 5 | 8 | BranchMin5_BranchMax8 | 8 | 3 | 6 | 16 | HeaderMin6_HeaderMax16 | 8 | 6 | 18 | [29 empty] | INVALID
756 | 36 | 4012-7/8-4P-40HP KPVS | KPVS_4012-7/8_4P_40HP_11.39_BRZ | 1197.7 | 1197.7 | 4790.8 | 4 | 1 | 5 | G | KPVS_SplitCase | 5 | 4 | 5 | 8 | BranchMin5_BranchMax8 | 8 | 3 | 6 | 16 | HeaderMin6_HeaderMax16 | 10 | 6 | 18
756 | 36 | 4012-7/8-4P-40HP KPVS | KPVS_4012-7/8_4P_40HP_11.39_BRZ | 1197.7 | 1197.7 | 4790.8 | 4 | 1 | 5 | G | KPVS_SplitCase | 5 | 4 | 5 | 8 | BranchMin5_BranchMax8 | 8 | 3 | 6 | 16 | HeaderMin6_HeaderMax16 | 12 | 6 | 18
756 | 36 | 4012-7/8-4P-40HP KPVS | KPVS_4012-7/8_4P_40HP_11.39_BRZ | 1197.7 | 1197.7 | 4790.8 | 4 | 1 | 5 | G | KPVS_SplitCase | 5 | 4 | 5 | 8 | BranchMin5_BranchMax8 | 8 | 3 | 6 | 16 | HeaderMin6_HeaderMax16 | 14 | 6 | 18
756 | 36 | 4012-7/8-4P-40HP KPVS | KPVS_4012-7/8_4P_40HP_11.39_BRZ | 1197.7 | 1197.7 | 4790.8 | 4 | 1 | 5 | G | KPVS_SplitCase | 5 | 4 | 5 | 8 | BranchMin5_BranchMax8 | 8 | 3 | 6 | 16 | HeaderMin6_HeaderMax16 | 16 | 6 | 18
757 | 37 | 4012-7/8-4P-50HP KPVS | KPVS_4012-7/8_4P_50HP_12.00_BRZ | 1259 | 1259 | 5036 | 4 | 1 | 5 | G | KPVS_SplitCase | 5 | 4 | 5 | 8 | BranchMin5_BranchMax8 | 5 | 3 | 6 | 16 | HeaderMin6_HeaderMax16 | 6 | 6 | 18
757 | 37 | 4012-7/8-4P-50HP KPVS | KPVS_4012-7/8_4P_50HP_12.00_BRZ | 1259 | 1259 | 5036 | 4 | 1 | 5 | G | KPVS_SplitCase | 5 | 4 | 5 | 8 | BranchMin5_BranchMax8 | 5 | 3 | 6 | 16 | HeaderMin6_HeaderMax16 | 8 | 6 | 18
757 | 37 | 4012-7/8-4P-50HP KPVS | KPVS_4012-7/8_4P_50HP_12.00_BRZ | 1259 | 1259 | 5036 | 4 | 1 | 5 | G | KPVS_SplitCase | 5 | 4 | 5 | 8 | BranchMin5_BranchMax8 | 5 | 3 | 6 | 16 | HeaderMin6_HeaderMax16 | 10 | 6 | 18
757 | 37 | 4012-7/8-4P-50HP KPVS | KPVS_4012-7/8_4P_50HP_12.00_BRZ | 1259 | 1259 | 5036 | 4 | 1 | 5 | G | KPVS_SplitCase | 5 | 4 | 5 | 8 | BranchMin5_BranchMax8 | 5 | 3 | 6 | 16 | HeaderMin6_HeaderMax16 | 12 | 6 | 18
757 | 37 | 4012-7/8-4P-50HP KPVS | KPVS_4012-7/8_4P_50HP_12.00_BRZ | 1259 | 1259 | 5036 | 4 | 1 | 5 | G | KPVS_SplitCase | 5 | 4 | 5 | 8 | BranchMin5_BranchMax8 | 5 | 3 | 6 | 16 | HeaderMin6_HeaderMax16 | 14 | 6 | 18
757 | 37 | 4012-7/8-4P-50HP KPVS | KPVS_4012-7/8_4P_50HP_12.00_BRZ | 1259 | 1259 | 5036 | 4 | 1 | 5 | G | KPVS_SplitCase | 5 | 4 | 5 | 8 | BranchMin5_BranchMax8 | 5 | 3 | 6 | 16 | HeaderMin6_HeaderMax16 | 16 | 6 | 18
757 | 37 | 4012-7/8-4P-50HP KPVS | KPVS_4012-7/8_4P_50HP_12.00_BRZ | 1259 | 1259 | 5036 | 4 | 1 | 5 | G | KPVS_SplitCase | 5 | 4 | 5 | 8 | BranchMin5_BranchMax8 | 6 | 3 | 6 | 16 | HeaderMin6_HeaderMax16 | 6 | 6 | 18 | [29 empty] | INVALID
757 | 37 | 4012-7/8-4P-50HP KPVS | KPVS_4012-7/8_4P_50HP_12.00_BRZ | 1259 | 1259 | 5036 | 4 | 1 | 5 | G | KPVS_SplitCase | 5 | 4 | 5 | 8 | BranchMin5_BranchMax8 | 6 | 3 | 6 | 16 | HeaderMin6_HeaderMax16 | 8 | 6 | 18
757 | 37 | 4012-7/8-4P-50HP KPVS | KPVS_4012-7/8_4P_50HP_12.00_BRZ | 1259 | 1259 | 5036 | 4 | 1 | 5 | G | KPVS_SplitCase | 5 | 4 | 5 | 8 | BranchMin5_BranchMax8 | 6 | 3 | 6 | 16 | HeaderMin6_HeaderMax16 | 10 | 6 | 18
757 | 37 | 4012-7/8-4P-50HP KPVS | KPVS_4012-7/8_4P_50HP_12.00_BRZ | 1259 | 1259 | 5036 | 4 | 1 | 5 | G | KPVS_SplitCase | 5 | 4 | 5 | 8 | BranchMin5_BranchMax8 | 6 | 3 | 6 | 16 | HeaderMin6_HeaderMax16 | 12 | 6 | 18
757 | 37 | 4012-7/8-4P-50HP KPVS | KPVS_4012-7/8_4P_50HP_12.00_BRZ | 1259 | 1259 | 5036 | 4 | 1 | 5 | G | KPVS_SplitCase | 5 | 4 | 5 | 8 | BranchMin5_BranchMax8 | 6 | 3 | 6 | 16 | HeaderMin6_HeaderMax16 | 14 | 6 | 18
757 | 37 | 4012-7/8-4P-50HP KPVS | KPVS_4012-7/8_4P_50HP_12.00_BRZ | 1259 | 1259 | 5036 | 4 | 1 | 5 | G | KPVS_SplitCase | 5 | 4 | 5 | 8 | BranchMin5_BranchMax8 | 6 | 3 | 6 | 16 | HeaderMin6_HeaderMax16 | 16 | 6 | 18
757 | 37 | 4012-7/8-4P-50HP KPVS | KPVS_4012-7/8_4P_50HP_12.00_BRZ | 1259 | 1259 | 5036 | 4 | 1 | 5 | G | KPVS_SplitCase | 5 | 4 | 5 | 8 | BranchMin5_BranchMax8 | 8 | 3 | 6 | 16 | HeaderMin6_HeaderMax16 | 6 | 6 | 18 | [29 empty] | INVALID
757 | 37 | 4012-7/8-4P-50HP KPVS | KPVS_4012-7/8_4P_50HP_12.00_BRZ | 1259 | 1259 | 5036 | 4 | 1 | 5 | G | KPVS_SplitCase | 5 | 4 | 5 | 8 | BranchMin5_BranchMax8 | 8 | 3 | 6 | 16 | HeaderMin6_HeaderMax16 | 8 | 6 | 18 | [29 empty] | INVALID
757 | 37 | 4012-7/8-4P-50HP KPVS | KPVS_4012-7/8_4P_50HP_12.00_BRZ | 1259 | 1259 | 5036 | 4 | 1 | 5 | G | KPVS_SplitCase | 5 | 4 | 5 | 8 | BranchMin5_BranchMax8 | 8 | 3 | 6 | 16 | HeaderMin6_HeaderMax16 | 10 | 6 | 18
757 | 37 | 4012-7/8-4P-50HP KPVS | KPVS_4012-7/8_4P_50HP_12.00_BRZ | 1259 | 1259 | 5036 | 4 | 1 | 5 | G | KPVS_SplitCase | 5 | 4 | 5 | 8 | BranchMin5_BranchMax8 | 8 | 3 | 6 | 16 | HeaderMin6_HeaderMax16 | 12 | 6 | 18
757 | 37 | 4012-7/8-4P-50HP KPVS | KPVS_4012-7/8_4P_50HP_12.00_BRZ | 1259 | 1259 | 5036 | 4 | 1 | 5 | G | KPVS_SplitCase | 5 | 4 | 5 | 8 | BranchMin5_BranchMax8 | 8 | 3 | 6 | 16 | HeaderMin6_HeaderMax16 | 14 | 6 | 18
757 | 37 | 4012-7/8-4P-50HP KPVS | KPVS_4012-7/8_4P_50HP_12.00_BRZ | 1259 | 1259 | 5036 | 4 | 1 | 5 | G | KPVS_SplitCase | 5 | 4 | 5 | 8 | BranchMin5_BranchMax8 | 8 | 3 | 6 | 16 | HeaderMin6_HeaderMax16 | 16 | 6 | 18
758 | 38 | 4015-9/0-4P-25HP KPVS | KPVS_4015-9/0_4P_25HP_9.71_BRZ | 786.3 | 786.3 | 3145.2 | 4 | 1 | 5 | G | KPVS_SplitCase | 5 | 4 | 5 | 6 | BranchMin5_BranchMax6 | 5 | 2 | 6 | 12 | HeaderMin6_HeaderMax12 | 6 | 4 | 8
758 | 38 | 4015-9/0-4P-25HP KPVS | KPVS_4015-9/0_4P_25HP_9.71_BRZ | 786.3 | 786.3 | 3145.2 | 4 | 1 | 5 | G | KPVS_SplitCase | 5 | 4 | 5 | 6 | BranchMin5_BranchMax6 | 5 | 2 | 6 | 12 | HeaderMin6_HeaderMax12 | 8 | 4 | 8
758 | 38 | 4015-9/0-4P-25HP KPVS | KPVS_4015-9/0_4P_25HP_9.71_BRZ | 786.3 | 786.3 | 3145.2 | 4 | 1 | 5 | G | KPVS_SplitCase | 5 | 4 | 5 | 6 | BranchMin5_BranchMax6 | 5 | 2 | 6 | 12 | HeaderMin6_HeaderMax12 | 10 | 4 | 8
758 | 38 | 4015-9/0-4P-25HP KPVS | KPVS_4015-9/0_4P_25HP_9.71_BRZ | 786.3 | 786.3 | 3145.2 | 4 | 1 | 5 | G | KPVS_SplitCase | 5 | 4 | 5 | 6 | BranchMin5_BranchMax6 | 5 | 2 | 6 | 12 | HeaderMin6_HeaderMax12 | 12 | 4 | 8
758 | 38 | 4015-9/0-4P-25HP KPVS | KPVS_4015-9/0_4P_25HP_9.71_BRZ | 786.3 | 786.3 | 3145.2 | 4 | 1 | 5 | G | KPVS_SplitCase | 5 | 4 | 5 | 6 | BranchMin5_BranchMax6 | 6 | 2 | 6 | 12 | HeaderMin6_HeaderMax12 | 6 | 4 | 8 | [29 empty] | INVALID
758 | 38 | 4015-9/0-4P-25HP KPVS | KPVS_4015-9/0_4P_25HP_9.71_BRZ | 786.3 | 786.3 | 3145.2 | 4 | 1 | 5 | G | KPVS_SplitCase | 5 | 4 | 5 | 6 | BranchMin5_BranchMax6 | 6 | 2 | 6 | 12 | HeaderMin6_HeaderMax12 | 8 | 4 | 8
758 | 38 | 4015-9/0-4P-25HP KPVS | KPVS_4015-9/0_4P_25HP_9.71_BRZ | 786.3 | 786.3 | 3145.2 | 4 | 1 | 5 | G | KPVS_SplitCase | 5 | 4 | 5 | 6 | BranchMin5_BranchMax6 | 6 | 2 | 6 | 12 | HeaderMin6_HeaderMax12 | 10 | 4 | 8
758 | 38 | 4015-9/0-4P-25HP KPVS | KPVS_4015-9/0_4P_25HP_9.71_BRZ | 786.3 | 786.3 | 3145.2 | 4 | 1 | 5 | G | KPVS_SplitCase | 5 | 4 | 5 | 6 | BranchMin5_BranchMax6 | 6 | 2 | 6 | 12 | HeaderMin6_HeaderMax12 | 12 | 4 | 8
759 | 39 | 4015-9/0-4P-30HP KPVS | KPVS_4015-9/0_4P_30HP_10.24_BRZ | 848.4 | 848.4 | 3393.6 | 4 | 1 | 5 | G | KPVS_SplitCase | 5 | 4 | 5 | 6 | BranchMin5_BranchMax6 | 5 | 2 | 6 | 12 | HeaderMin6_HeaderMax12 | 6 | 4 | 8
759 | 39 | 4015-9/0-4P-30HP KPVS | KPVS_4015-9/0_4P_30HP_10.24_BRZ | 848.4 | 848.4 | 3393.6 | 4 | 1 | 5 | G | KPVS_SplitCase | 5 | 4 | 5 | 6 | BranchMin5_BranchMax6 | 5 | 2 | 6 | 12 | HeaderMin6_HeaderMax12 | 8 | 4 | 8
759 | 39 | 4015-9/0-4P-30HP KPVS | KPVS_4015-9/0_4P_30HP_10.24_BRZ | 848.4 | 848.4 | 3393.6 | 4 | 1 | 5 | G | KPVS_SplitCase | 5 | 4 | 5 | 6 | BranchMin5_BranchMax6 | 5 | 2 | 6 | 12 | HeaderMin6_HeaderMax12 | 10 | 4 | 8
759 | 39 | 4015-9/0-4P-30HP KPVS | KPVS_4015-9/0_4P_30HP_10.24_BRZ | 848.4 | 848.4 | 3393.6 | 4 | 1 | 5 | G | KPVS_SplitCase | 5 | 4 | 5 | 6 | BranchMin5_BranchMax6 | 5 | 2 | 6 | 12 | HeaderMin6_HeaderMax12 | 12 | 4 | 8
759 | 39 | 4015-9/0-4P-30HP KPVS | KPVS_4015-9/0_4P_30HP_10.24_BRZ | 848.4 | 848.4 | 3393.6 | 4 | 1 | 5 | G | KPVS_SplitCase | 5 | 4 | 5 | 6 | BranchMin5_BranchMax6 | 6 | 2 | 6 | 12 | HeaderMin6_HeaderMax12 | 6 | 4 | 8 | [29 empty] | INVALID
759 | 39 | 4015-9/0-4P-30HP KPVS | KPVS_4015-9/0_4P_30HP_10.24_BRZ | 848.4 | 848.4 | 3393.6 | 4 | 1 | 5 | G | KPVS_SplitCase | 5 | 4 | 5 | 6 | BranchMin5_BranchMax6 | 6 | 2 | 6 | 12 | HeaderMin6_HeaderMax12 | 8 | 4 | 8
759 | 39 | 4015-9/0-4P-30HP KPVS | KPVS_4015-9/0_4P_30HP_10.24_BRZ | 848.4 | 848.4 | 3393.6 | 4 | 1 | 5 | G | KPVS_SplitCase | 5 | 4 | 5 | 6 | BranchMin5_BranchMax6 | 6 | 2 | 6 | 12 | HeaderMin6_HeaderMax12 | 10 | 4 | 8
759 | 39 | 4015-9/0-4P-30HP KPVS | KPVS_4015-9/0_4P_30HP_10.24_BRZ | 848.4 | 848.4 | 3393.6 | 4 | 1 | 5 | G | KPVS_SplitCase | 5 | 4 | 5 | 6 | BranchMin5_BranchMax6 | 6 | 2 | 6 | 12 | HeaderMin6_HeaderMax12 | 12 | 4 | 8
760 | 40 | 4015-9/0-4P-40HP KPVS | KPVS_4015-9/0_4P_40HP_11.17_BRZ | 960.9 | 960.9 | 3843.6 | 4 | 1 | 5 | G | KPVS_SplitCase | 5 | 4 | 5 | 8 | BranchMin5_BranchMax8 | 5 | 3 | 6 | 14 | HeaderMin6_HeaderMax14 | 6 | 5 | 15
760 | 40 | 4015-9/0-4P-40HP KPVS | KPVS_4015-9/0_4P_40HP_11.17_BRZ | 960.9 | 960.9 | 3843.6 | 4 | 1 | 5 | G | KPVS_SplitCase | 5 | 4 | 5 | 8 | BranchMin5_BranchMax8 | 5 | 3 | 6 | 14 | HeaderMin6_HeaderMax14 | 8 | 5 | 15
760 | 40 | 4015-9/0-4P-40HP KPVS | KPVS_4015-9/0_4P_40HP_11.17_BRZ | 960.9 | 960.9 | 3843.6 | 4 | 1 | 5 | G | KPVS_SplitCase | 5 | 4 | 5 | 8 | BranchMin5_BranchMax8 | 5 | 3 | 6 | 14 | HeaderMin6_HeaderMax14 | 10 | 5 | 15
760 | 40 | 4015-9/0-4P-40HP KPVS | KPVS_4015-9/0_4P_40HP_11.17_BRZ | 960.9 | 960.9 | 3843.6 | 4 | 1 | 5 | G | KPVS_SplitCase | 5 | 4 | 5 | 8 | BranchMin5_BranchMax8 | 5 | 3 | 6 | 14 | HeaderMin6_HeaderMax14 | 12 | 5 | 15
760 | 40 | 4015-9/0-4P-40HP KPVS | KPVS_4015-9/0_4P_40HP_11.17_BRZ | 960.9 | 960.9 | 3843.6 | 4 | 1 | 5 | G | KPVS_SplitCase | 5 | 4 | 5 | 8 | BranchMin5_BranchMax8 | 5 | 3 | 6 | 14 | HeaderMin6_HeaderMax14 | 14 | 5 | 15
760 | 40 | 4015-9/0-4P-40HP KPVS | KPVS_4015-9/0_4P_40HP_11.17_BRZ | 960.9 | 960.9 | 3843.6 | 4 | 1 | 5 | G | KPVS_SplitCase | 5 | 4 | 5 | 8 | BranchMin5_BranchMax8 | 6 | 3 | 6 | 14 | HeaderMin6_HeaderMax14 | 6 | 5 | 15 | [29 empty] | INVALID
760 | 40 | 4015-9/0-4P-40HP KPVS | KPVS_4015-9/0_4P_40HP_11.17_BRZ | 960.9 | 960.9 | 3843.6 | 4 | 1 | 5 | G | KPVS_SplitCase | 5 | 4 | 5 | 8 | BranchMin5_BranchMax8 | 6 | 3 | 6 | 14 | HeaderMin6_HeaderMax14 | 8 | 5 | 15
760 | 40 | 4015-9/0-4P-40HP KPVS | KPVS_4015-9/0_4P_40HP_11.17_BRZ | 960.9 | 960.9 | 3843.6 | 4 | 1 | 5 | G | KPVS_SplitCase | 5 | 4 | 5 | 8 | BranchMin5_BranchMax8 | 6 | 3 | 6 | 14 | HeaderMin6_HeaderMax14 | 10 | 5 | 15
760 | 40 | 4015-9/0-4P-40HP KPVS | KPVS_4015-9/0_4P_40HP_11.17_BRZ | 960.9 | 960.9 | 3843.6 | 4 | 1 | 5 | G | KPVS_SplitCase | 5 | 4 | 5 | 8 | BranchMin5_BranchMax8 | 6 | 3 | 6 | 14 | HeaderMin6_HeaderMax14 | 12 | 5 | 15
760 | 40 | 4015-9/0-4P-40HP KPVS | KPVS_4015-9/0_4P_40HP_11.17_BRZ | 960.9 | 960.9 | 3843.6 | 4 | 1 | 5 | G | KPVS_SplitCase | 5 | 4 | 5 | 8 | BranchMin5_BranchMax8 | 6 | 3 | 6 | 14 | HeaderMin6_HeaderMax14 | 14 | 5 | 15
760 | 40 | 4015-9/0-4P-40HP KPVS | KPVS_4015-9/0_4P_40HP_11.17_BRZ | 960.9 | 960.9 | 3843.6 | 4 | 1 | 5 | G | KPVS_SplitCase | 5 | 4 | 5 | 8 | BranchMin5_BranchMax8 | 8 | 3 | 6 | 14 | HeaderMin6_HeaderMax14 | 6 | 5 | 15 | [29 empty] | INVALID
760 | 40 | 4015-9/0-4P-40HP KPVS | KPVS_4015-9/0_4P_40HP_11.17_BRZ | 960.9 | 960.9 | 3843.6 | 4 | 1 | 5 | G | KPVS_SplitCase | 5 | 4 | 5 | 8 | BranchMin5_BranchMax8 | 8 | 3 | 6 | 14 | HeaderMin6_HeaderMax14 | 8 | 5 | 15 | [29 empty] | INVALID
760 | 40 | 4015-9/0-4P-40HP KPVS | KPVS_4015-9/0_4P_40HP_11.17_BRZ | 960.9 | 960.9 | 3843.6 | 4 | 1 | 5 | G | KPVS_SplitCase | 5 | 4 | 5 | 8 | BranchMin5_BranchMax8 | 8 | 3 | 6 | 14 | HeaderMin6_HeaderMax14 | 10 | 5 | 15
760 | 40 | 4015-9/0-4P-40HP KPVS | KPVS_4015-9/0_4P_40HP_11.17_BRZ | 960.9 | 960.9 | 3843.6 | 4 | 1 | 5 | G | KPVS_SplitCase | 5 | 4 | 5 | 8 | BranchMin5_BranchMax8 | 8 | 3 | 6 | 14 | HeaderMin6_HeaderMax14 | 12 | 5 | 15
760 | 40 | 4015-9/0-4P-40HP KPVS | KPVS_4015-9/0_4P_40HP_11.17_BRZ | 960.9 | 960.9 | 3843.6 | 4 | 1 | 5 | G | KPVS_SplitCase | 5 | 4 | 5 | 8 | BranchMin5_BranchMax8 | 8 | 3 | 6 | 14 | HeaderMin6_HeaderMax14 | 14 | 5 | 15
761 | 41 | 4015-9/0-4P-50HP KPVS | KPVS_4015-9/0_4P_50HP_11.92_BRZ | 1054.6 | 1054.6 | 4218.4 | 4 | 1 | 5 | G | KPVS_SplitCase | 5 | 4 | 5 | 8 | BranchMin5_BranchMax8 | 5 | 3 | 6 | 14 | HeaderMin6_HeaderMax14 | 6 | 5 | 15
761 | 41 | 4015-9/0-4P-50HP KPVS | KPVS_4015-9/0_4P_50HP_11.92_BRZ | 1054.6 | 1054.6 | 4218.4 | 4 | 1 | 5 | G | KPVS_SplitCase | 5 | 4 | 5 | 8 | BranchMin5_BranchMax8 | 5 | 3 | 6 | 14 | HeaderMin6_HeaderMax14 | 8 | 5 | 15
761 | 41 | 4015-9/0-4P-50HP KPVS | KPVS_4015-9/0_4P_50HP_11.92_BRZ | 1054.6 | 1054.6 | 4218.4 | 4 | 1 | 5 | G | KPVS_SplitCase | 5 | 4 | 5 | 8 | BranchMin5_BranchMax8 | 5 | 3 | 6 | 14 | HeaderMin6_HeaderMax14 | 10 | 5 | 15
761 | 41 | 4015-9/0-4P-50HP KPVS | KPVS_4015-9/0_4P_50HP_11.92_BRZ | 1054.6 | 1054.6 | 4218.4 | 4 | 1 | 5 | G | KPVS_SplitCase | 5 | 4 | 5 | 8 | BranchMin5_BranchMax8 | 5 | 3 | 6 | 14 | HeaderMin6_HeaderMax14 | 12 | 5 | 15
761 | 41 | 4015-9/0-4P-50HP KPVS | KPVS_4015-9/0_4P_50HP_11.92_BRZ | 1054.6 | 1054.6 | 4218.4 | 4 | 1 | 5 | G | KPVS_SplitCase | 5 | 4 | 5 | 8 | BranchMin5_BranchMax8 | 5 | 3 | 6 | 14 | HeaderMin6_HeaderMax14 | 14 | 5 | 15
761 | 41 | 4015-9/0-4P-50HP KPVS | KPVS_4015-9/0_4P_50HP_11.92_BRZ | 1054.6 | 1054.6 | 4218.4 | 4 | 1 | 5 | G | KPVS_SplitCase | 5 | 4 | 5 | 8 | BranchMin5_BranchMax8 | 6 | 3 | 6 | 14 | HeaderMin6_HeaderMax14 | 6 | 5 | 15 | [29 empty] | INVALID
761 | 41 | 4015-9/0-4P-50HP KPVS | KPVS_4015-9/0_4P_50HP_11.92_BRZ | 1054.6 | 1054.6 | 4218.4 | 4 | 1 | 5 | G | KPVS_SplitCase | 5 | 4 | 5 | 8 | BranchMin5_BranchMax8 | 6 | 3 | 6 | 14 | HeaderMin6_HeaderMax14 | 8 | 5 | 15
761 | 41 | 4015-9/0-4P-50HP KPVS | KPVS_4015-9/0_4P_50HP_11.92_BRZ | 1054.6 | 1054.6 | 4218.4 | 4 | 1 | 5 | G | KPVS_SplitCase | 5 | 4 | 5 | 8 | BranchMin5_BranchMax8 | 6 | 3 | 6 | 14 | HeaderMin6_HeaderMax14 | 10 | 5 | 15
761 | 41 | 4015-9/0-4P-50HP KPVS | KPVS_4015-9/0_4P_50HP_11.92_BRZ | 1054.6 | 1054.6 | 4218.4 | 4 | 1 | 5 | G | KPVS_SplitCase | 5 | 4 | 5 | 8 | BranchMin5_BranchMax8 | 6 | 3 | 6 | 14 | HeaderMin6_HeaderMax14 | 12 | 5 | 15
761 | 41 | 4015-9/0-4P-50HP KPVS | KPVS_4015-9/0_4P_50HP_11.92_BRZ | 1054.6 | 1054.6 | 4218.4 | 4 | 1 | 5 | G | KPVS_SplitCase | 5 | 4 | 5 | 8 | BranchMin5_BranchMax8 | 6 | 3 | 6 | 14 | HeaderMin6_HeaderMax14 | 14 | 5 | 15
761 | 41 | 4015-9/0-4P-50HP KPVS | KPVS_4015-9/0_4P_50HP_11.92_BRZ | 1054.6 | 1054.6 | 4218.4 | 4 | 1 | 5 | G | KPVS_SplitCase | 5 | 4 | 5 | 8 | BranchMin5_BranchMax8 | 8 | 3 | 6 | 14 | HeaderMin6_HeaderMax14 | 6 | 5 | 15 | [29 empty] | INVALID
761 | 41 | 4015-9/0-4P-50HP KPVS | KPVS_4015-9/0_4P_50HP_11.92_BRZ | 1054.6 | 1054.6 | 4218.4 | 4 | 1 | 5 | G | KPVS_SplitCase | 5 | 4 | 5 | 8 | BranchMin5_BranchMax8 | 8 | 3 | 6 | 14 | HeaderMin6_HeaderMax14 | 8 | 5 | 15 | [29 empty] | INVALID
761 | 41 | 4015-9/0-4P-50HP KPVS | KPVS_4015-9/0_4P_50HP_11.92_BRZ | 1054.6 | 1054.6 | 4218.4 | 4 | 1 | 5 | G | KPVS_SplitCase | 5 | 4 | 5 | 8 | BranchMin5_BranchMax8 | 8 | 3 | 6 | 14 | HeaderMin6_HeaderMax14 | 10 | 5 | 15
761 | 41 | 4015-9/0-4P-50HP KPVS | KPVS_4015-9/0_4P_50HP_11.92_BRZ | 1054.6 | 1054.6 | 4218.4 | 4 | 1 | 5 | G | KPVS_SplitCase | 5 | 4 | 5 | 8 | BranchMin5_BranchMax8 | 8 | 3 | 6 | 14 | HeaderMin6_HeaderMax14 | 12 | 5 | 15
761 | 41 | 4015-9/0-4P-50HP KPVS | KPVS_4015-9/0_4P_50HP_11.92_BRZ | 1054.6 | 1054.6 | 4218.4 | 4 | 1 | 5 | G | KPVS_SplitCase | 5 | 4 | 5 | 8 | BranchMin5_BranchMax8 | 8 | 3 | 6 | 14 | HeaderMin6_HeaderMax14 | 14 | 5 | 15
762 | 42 | 4015-9/0-4P-60HP KPVS | KPVS_4015-9/0_4P_60HP_12.56_BRZ | 1137.7 | 1137.7 | 4550.8 | 4 | 1 | 5 | G | KPVS_SplitCase | 5 | 4 | 5 | 8 | BranchMin5_BranchMax8 | 5 | 3 | 6 | 16 | HeaderMin6_HeaderMax16 | 6 | 6 | 18
762 | 42 | 4015-9/0-4P-60HP KPVS | KPVS_4015-9/0_4P_60HP_12.56_BRZ | 1137.7 | 1137.7 | 4550.8 | 4 | 1 | 5 | G | KPVS_SplitCase | 5 | 4 | 5 | 8 | BranchMin5_BranchMax8 | 5 | 3 | 6 | 16 | HeaderMin6_HeaderMax16 | 8 | 6 | 18
762 | 42 | 4015-9/0-4P-60HP KPVS | KPVS_4015-9/0_4P_60HP_12.56_BRZ | 1137.7 | 1137.7 | 4550.8 | 4 | 1 | 5 | G | KPVS_SplitCase | 5 | 4 | 5 | 8 | BranchMin5_BranchMax8 | 5 | 3 | 6 | 16 | HeaderMin6_HeaderMax16 | 10 | 6 | 18
762 | 42 | 4015-9/0-4P-60HP KPVS | KPVS_4015-9/0_4P_60HP_12.56_BRZ | 1137.7 | 1137.7 | 4550.8 | 4 | 1 | 5 | G | KPVS_SplitCase | 5 | 4 | 5 | 8 | BranchMin5_BranchMax8 | 5 | 3 | 6 | 16 | HeaderMin6_HeaderMax16 | 12 | 6 | 18
762 | 42 | 4015-9/0-4P-60HP KPVS | KPVS_4015-9/0_4P_60HP_12.56_BRZ | 1137.7 | 1137.7 | 4550.8 | 4 | 1 | 5 | G | KPVS_SplitCase | 5 | 4 | 5 | 8 | BranchMin5_BranchMax8 | 5 | 3 | 6 | 16 | HeaderMin6_HeaderMax16 | 14 | 6 | 18
762 | 42 | 4015-9/0-4P-60HP KPVS | KPVS_4015-9/0_4P_60HP_12.56_BRZ | 1137.7 | 1137.7 | 4550.8 | 4 | 1 | 5 | G | KPVS_SplitCase | 5 | 4 | 5 | 8 | BranchMin5_BranchMax8 | 5 | 3 | 6 | 16 | HeaderMin6_HeaderMax16 | 16 | 6 | 18
762 | 42 | 4015-9/0-4P-60HP KPVS | KPVS_4015-9/0_4P_60HP_12.56_BRZ | 1137.7 | 1137.7 | 4550.8 | 4 | 1 | 5 | G | KPVS_SplitCase | 5 | 4 | 5 | 8 | BranchMin5_BranchMax8 | 6 | 3 | 6 | 16 | HeaderMin6_HeaderMax16 | 6 | 6 | 18 | [29 empty] | INVALID
762 | 42 | 4015-9/0-4P-60HP KPVS | KPVS_4015-9/0_4P_60HP_12.56_BRZ | 1137.7 | 1137.7 | 4550.8 | 4 | 1 | 5 | G | KPVS_SplitCase | 5 | 4 | 5 | 8 | BranchMin5_BranchMax8 | 6 | 3 | 6 | 16 | HeaderMin6_HeaderMax16 | 8 | 6 | 18
762 | 42 | 4015-9/0-4P-60HP KPVS | KPVS_4015-9/0_4P_60HP_12.56_BRZ | 1137.7 | 1137.7 | 4550.8 | 4 | 1 | 5 | G | KPVS_SplitCase | 5 | 4 | 5 | 8 | BranchMin5_BranchMax8 | 6 | 3 | 6 | 16 | HeaderMin6_HeaderMax16 | 10 | 6 | 18
762 | 42 | 4015-9/0-4P-60HP KPVS | KPVS_4015-9/0_4P_60HP_12.56_BRZ | 1137.7 | 1137.7 | 4550.8 | 4 | 1 | 5 | G | KPVS_SplitCase | 5 | 4 | 5 | 8 | BranchMin5_BranchMax8 | 6 | 3 | 6 | 16 | HeaderMin6_HeaderMax16 | 12 | 6 | 18
762 | 42 | 4015-9/0-4P-60HP KPVS | KPVS_4015-9/0_4P_60HP_12.56_BRZ | 1137.7 | 1137.7 | 4550.8 | 4 | 1 | 5 | G | KPVS_SplitCase | 5 | 4 | 5 | 8 | BranchMin5_BranchMax8 | 6 | 3 | 6 | 16 | HeaderMin6_HeaderMax16 | 14 | 6 | 18
762 | 42 | 4015-9/0-4P-60HP KPVS | KPVS_4015-9/0_4P_60HP_12.56_BRZ | 1137.7 | 1137.7 | 4550.8 | 4 | 1 | 5 | G | KPVS_SplitCase | 5 | 4 | 5 | 8 | BranchMin5_BranchMax8 | 6 | 3 | 6 | 16 | HeaderMin6_HeaderMax16 | 16 | 6 | 18
762 | 42 | 4015-9/0-4P-60HP KPVS | KPVS_4015-9/0_4P_60HP_12.56_BRZ | 1137.7 | 1137.7 | 4550.8 | 4 | 1 | 5 | G | KPVS_SplitCase | 5 | 4 | 5 | 8 | BranchMin5_BranchMax8 | 8 | 3 | 6 | 16 | HeaderMin6_HeaderMax16 | 6 | 6 | 18 | [29 empty] | INVALID
762 | 42 | 4015-9/0-4P-60HP KPVS | KPVS_4015-9/0_4P_60HP_12.56_BRZ | 1137.7 | 1137.7 | 4550.8 | 4 | 1 | 5 | G | KPVS_SplitCase | 5 | 4 | 5 | 8 | BranchMin5_BranchMax8 | 8 | 3 | 6 | 16 | HeaderMin6_HeaderMax16 | 8 | 6 | 18 | [29 empty] | INVALID
762 | 42 | 4015-9/0-4P-60HP KPVS | KPVS_4015-9/0_4P_60HP_12.56_BRZ | 1137.7 | 1137.7 | 4550.8 | 4 | 1 | 5 | G | KPVS_SplitCase | 5 | 4 | 5 | 8 | BranchMin5_BranchMax8 | 8 | 3 | 6 | 16 | HeaderMin6_HeaderMax16 | 10 | 6 | 18
762 | 42 | 4015-9/0-4P-60HP KPVS | KPVS_4015-9/0_4P_60HP_12.56_BRZ | 1137.7 | 1137.7 | 4550.8 | 4 | 1 | 5 | G | KPVS_SplitCase | 5 | 4 | 5 | 8 | BranchMin5_BranchMax8 | 8 | 3 | 6 | 16 | HeaderMin6_HeaderMax16 | 12 | 6 | 18
762 | 42 | 4015-9/0-4P-60HP KPVS | KPVS_4015-9/0_4P_60HP_12.56_BRZ | 1137.7 | 1137.7 | 4550.8 | 4 | 1 | 5 | G | KPVS_SplitCase | 5 | 4 | 5 | 8 | BranchMin5_BranchMax8 | 8 | 3 | 6 | 16 | HeaderMin6_HeaderMax16 | 14 | 6 | 18
762 | 42 | 4015-9/0-4P-60HP KPVS | KPVS_4015-9/0_4P_60HP_12.56_BRZ | 1137.7 | 1137.7 | 4550.8 | 4 | 1 | 5 | G | KPVS_SplitCase | 5 | 4 | 5 | 8 | BranchMin5_BranchMax8 | 8 | 3 | 6 | 16 | HeaderMin6_HeaderMax16 | 16 | 6 | 18
763 | 43 | 4015-9/0-4P-75HP KPVS | KPVS_4015-9/0_4P_75HP_13.30_BRZ | 1251.5 | 1251.5 | 5006 | 4 | 1 | 5 | G | KPVS_SplitCase | 5 | 4 | 5 | 8 | BranchMin5_BranchMax8 | 5 | 3 | 6 | 16 | HeaderMin6_HeaderMax16 | 6 | 6 | 18
763 | 43 | 4015-9/0-4P-75HP KPVS | KPVS_4015-9/0_4P_75HP_13.30_BRZ | 1251.5 | 1251.5 | 5006 | 4 | 1 | 5 | G | KPVS_SplitCase | 5 | 4 | 5 | 8 | BranchMin5_BranchMax8 | 5 | 3 | 6 | 16 | HeaderMin6_HeaderMax16 | 8 | 6 | 18
763 | 43 | 4015-9/0-4P-75HP KPVS | KPVS_4015-9/0_4P_75HP_13.30_BRZ | 1251.5 | 1251.5 | 5006 | 4 | 1 | 5 | G | KPVS_SplitCase | 5 | 4 | 5 | 8 | BranchMin5_BranchMax8 | 5 | 3 | 6 | 16 | HeaderMin6_HeaderMax16 | 10 | 6 | 18
763 | 43 | 4015-9/0-4P-75HP KPVS | KPVS_4015-9/0_4P_75HP_13.30_BRZ | 1251.5 | 1251.5 | 5006 | 4 | 1 | 5 | G | KPVS_SplitCase | 5 | 4 | 5 | 8 | BranchMin5_BranchMax8 | 5 | 3 | 6 | 16 | HeaderMin6_HeaderMax16 | 12 | 6 | 18
763 | 43 | 4015-9/0-4P-75HP KPVS | KPVS_4015-9/0_4P_75HP_13.30_BRZ | 1251.5 | 1251.5 | 5006 | 4 | 1 | 5 | G | KPVS_SplitCase | 5 | 4 | 5 | 8 | BranchMin5_BranchMax8 | 5 | 3 | 6 | 16 | HeaderMin6_HeaderMax16 | 14 | 6 | 18
763 | 43 | 4015-9/0-4P-75HP KPVS | KPVS_4015-9/0_4P_75HP_13.30_BRZ | 1251.5 | 1251.5 | 5006 | 4 | 1 | 5 | G | KPVS_SplitCase | 5 | 4 | 5 | 8 | BranchMin5_BranchMax8 | 5 | 3 | 6 | 16 | HeaderMin6_HeaderMax16 | 16 | 6 | 18
763 | 43 | 4015-9/0-4P-75HP KPVS | KPVS_4015-9/0_4P_75HP_13.30_BRZ | 1251.5 | 1251.5 | 5006 | 4 | 1 | 5 | G | KPVS_SplitCase | 5 | 4 | 5 | 8 | BranchMin5_BranchMax8 | 6 | 3 | 6 | 16 | HeaderMin6_HeaderMax16 | 6 | 6 | 18 | [29 empty] | INVALID
763 | 43 | 4015-9/0-4P-75HP KPVS | KPVS_4015-9/0_4P_75HP_13.30_BRZ | 1251.5 | 1251.5 | 5006 | 4 | 1 | 5 | G | KPVS_SplitCase | 5 | 4 | 5 | 8 | BranchMin5_BranchMax8 | 6 | 3 | 6 | 16 | HeaderMin6_HeaderMax16 | 8 | 6 | 18
763 | 43 | 4015-9/0-4P-75HP KPVS | KPVS_4015-9/0_4P_75HP_13.30_BRZ | 1251.5 | 1251.5 | 5006 | 4 | 1 | 5 | G | KPVS_SplitCase | 5 | 4 | 5 | 8 | BranchMin5_BranchMax8 | 6 | 3 | 6 | 16 | HeaderMin6_HeaderMax16 | 10 | 6 | 18
763 | 43 | 4015-9/0-4P-75HP KPVS | KPVS_4015-9/0_4P_75HP_13.30_BRZ | 1251.5 | 1251.5 | 5006 | 4 | 1 | 5 | G | KPVS_SplitCase | 5 | 4 | 5 | 8 | BranchMin5_BranchMax8 | 6 | 3 | 6 | 16 | HeaderMin6_HeaderMax16 | 12 | 6 | 18
763 | 43 | 4015-9/0-4P-75HP KPVS | KPVS_4015-9/0_4P_75HP_13.30_BRZ | 1251.5 | 1251.5 | 5006 | 4 | 1 | 5 | G | KPVS_SplitCase | 5 | 4 | 5 | 8 | BranchMin5_BranchMax8 | 6 | 3 | 6 | 16 | HeaderMin6_HeaderMax16 | 14 | 6 | 18
763 | 43 | 4015-9/0-4P-75HP KPVS | KPVS_4015-9/0_4P_75HP_13.30_BRZ | 1251.5 | 1251.5 | 5006 | 4 | 1 | 5 | G | KPVS_SplitCase | 5 | 4 | 5 | 8 | BranchMin5_BranchMax8 | 6 | 3 | 6 | 16 | HeaderMin6_HeaderMax16 | 16 | 6 | 18
763 | 43 | 4015-9/0-4P-75HP KPVS | KPVS_4015-9/0_4P_75HP_13.30_BRZ | 1251.5 | 1251.5 | 5006 | 4 | 1 | 5 | G | KPVS_SplitCase | 5 | 4 | 5 | 8 | BranchMin5_BranchMax8 | 8 | 3 | 6 | 16 | HeaderMin6_HeaderMax16 | 6 | 6 | 18 | [29 empty] | INVALID
763 | 43 | 4015-9/0-4P-75HP KPVS | KPVS_4015-9/0_4P_75HP_13.30_BRZ | 1251.5 | 1251.5 | 5006 | 4 | 1 | 5 | G | KPVS_SplitCase | 5 | 4 | 5 | 8 | BranchMin5_BranchMax8 | 8 | 3 | 6 | 16 | HeaderMin6_HeaderMax16 | 8 | 6 | 18 | [29 empty] | INVALID
763 | 43 | 4015-9/0-4P-75HP KPVS | KPVS_4015-9/0_4P_75HP_13.30_BRZ | 1251.5 | 1251.5 | 5006 | 4 | 1 | 5 | G | KPVS_SplitCase | 5 | 4 | 5 | 8 | BranchMin5_BranchMax8 | 8 | 3 | 6 | 16 | HeaderMin6_HeaderMax16 | 10 | 6 | 18
763 | 43 | 4015-9/0-4P-75HP KPVS | KPVS_4015-9/0_4P_75HP_13.30_BRZ | 1251.5 | 1251.5 | 5006 | 4 | 1 | 5 | G | KPVS_SplitCase | 5 | 4 | 5 | 8 | BranchMin5_BranchMax8 | 8 | 3 | 6 | 16 | HeaderMin6_HeaderMax16 | 12 | 6 | 18
763 | 43 | 4015-9/0-4P-75HP KPVS | KPVS_4015-9/0_4P_75HP_13.30_BRZ | 1251.5 | 1251.5 | 5006 | 4 | 1 | 5 | G | KPVS_SplitCase | 5 | 4 | 5 | 8 | BranchMin5_BranchMax8 | 8 | 3 | 6 | 16 | HeaderMin6_HeaderMax16 | 14 | 6 | 18
763 | 43 | 4015-9/0-4P-75HP KPVS | KPVS_4015-9/0_4P_75HP_13.30_BRZ | 1251.5 | 1251.5 | 5006 | 4 | 1 | 5 | G | KPVS_SplitCase | 5 | 4 | 5 | 8 | BranchMin5_BranchMax8 | 8 | 3 | 6 | 16 | HeaderMin6_HeaderMax16 | 16 | 6 | 18
764 | 44 | 4015-9/0-4P-100HP KPVS | KPVS_4015-9/0_4P_100HP_14.44_BRZ | 1415.3 | 1415.3 | 5661.2 | 4 | 1 | 5 | G | KPVS_SplitCase | 5 | 4 | 5 | 8 | BranchMin5_BranchMax8 | 5 | 3 | 6 | 18 | HeaderMin6_HeaderMax18 | 6 | 7 | 21
764 | 44 | 4015-9/0-4P-100HP KPVS | KPVS_4015-9/0_4P_100HP_14.44_BRZ | 1415.3 | 1415.3 | 5661.2 | 4 | 1 | 5 | G | KPVS_SplitCase | 5 | 4 | 5 | 8 | BranchMin5_BranchMax8 | 5 | 3 | 6 | 18 | HeaderMin6_HeaderMax18 | 8 | 7 | 21
764 | 44 | 4015-9/0-4P-100HP KPVS | KPVS_4015-9/0_4P_100HP_14.44_BRZ | 1415.3 | 1415.3 | 5661.2 | 4 | 1 | 5 | G | KPVS_SplitCase | 5 | 4 | 5 | 8 | BranchMin5_BranchMax8 | 5 | 3 | 6 | 18 | HeaderMin6_HeaderMax18 | 10 | 7 | 21
764 | 44 | 4015-9/0-4P-100HP KPVS | KPVS_4015-9/0_4P_100HP_14.44_BRZ | 1415.3 | 1415.3 | 5661.2 | 4 | 1 | 5 | G | KPVS_SplitCase | 5 | 4 | 5 | 8 | BranchMin5_BranchMax8 | 5 | 3 | 6 | 18 | HeaderMin6_HeaderMax18 | 12 | 7 | 21
764 | 44 | 4015-9/0-4P-100HP KPVS | KPVS_4015-9/0_4P_100HP_14.44_BRZ | 1415.3 | 1415.3 | 5661.2 | 4 | 1 | 5 | G | KPVS_SplitCase | 5 | 4 | 5 | 8 | BranchMin5_BranchMax8 | 5 | 3 | 6 | 18 | HeaderMin6_HeaderMax18 | 14 | 7 | 21
764 | 44 | 4015-9/0-4P-100HP KPVS | KPVS_4015-9/0_4P_100HP_14.44_BRZ | 1415.3 | 1415.3 | 5661.2 | 4 | 1 | 5 | G | KPVS_SplitCase | 5 | 4 | 5 | 8 | BranchMin5_BranchMax8 | 5 | 3 | 6 | 18 | HeaderMin6_HeaderMax18 | 16 | 7 | 21
764 | 44 | 4015-9/0-4P-100HP KPVS | KPVS_4015-9/0_4P_100HP_14.44_BRZ | 1415.3 | 1415.3 | 5661.2 | 4 | 1 | 5 | G | KPVS_SplitCase | 5 | 4 | 5 | 8 | BranchMin5_BranchMax8 | 5 | 3 | 6 | 18 | HeaderMin6_HeaderMax18 | 18 | 7 | 21
764 | 44 | 4015-9/0-4P-100HP KPVS | KPVS_4015-9/0_4P_100HP_14.44_BRZ | 1415.3 | 1415.3 | 5661.2 | 4 | 1 | 5 | G | KPVS_SplitCase | 5 | 4 | 5 | 8 | BranchMin5_BranchMax8 | 6 | 3 | 6 | 18 | HeaderMin6_HeaderMax18 | 6 | 7 | 21 | [29 empty] | INVALID
764 | 44 | 4015-9/0-4P-100HP KPVS | KPVS_4015-9/0_4P_100HP_14.44_BRZ | 1415.3 | 1415.3 | 5661.2 | 4 | 1 | 5 | G | KPVS_SplitCase | 5 | 4 | 5 | 8 | BranchMin5_BranchMax8 | 6 | 3 | 6 | 18 | HeaderMin6_HeaderMax18 | 8 | 7 | 21
764 | 44 | 4015-9/0-4P-100HP KPVS | KPVS_4015-9/0_4P_100HP_14.44_BRZ | 1415.3 | 1415.3 | 5661.2 | 4 | 1 | 5 | G | KPVS_SplitCase | 5 | 4 | 5 | 8 | BranchMin5_BranchMax8 | 6 | 3 | 6 | 18 | HeaderMin6_HeaderMax18 | 10 | 7 | 21
764 | 44 | 4015-9/0-4P-100HP KPVS | KPVS_4015-9/0_4P_100HP_14.44_BRZ | 1415.3 | 1415.3 | 5661.2 | 4 | 1 | 5 | G | KPVS_SplitCase | 5 | 4 | 5 | 8 | BranchMin5_BranchMax8 | 6 | 3 | 6 | 18 | HeaderMin6_HeaderMax18 | 12 | 7 | 21
764 | 44 | 4015-9/0-4P-100HP KPVS | KPVS_4015-9/0_4P_100HP_14.44_BRZ | 1415.3 | 1415.3 | 5661.2 | 4 | 1 | 5 | G | KPVS_SplitCase | 5 | 4 | 5 | 8 | BranchMin5_BranchMax8 | 6 | 3 | 6 | 18 | HeaderMin6_HeaderMax18 | 14 | 7 | 21
764 | 44 | 4015-9/0-4P-100HP KPVS | KPVS_4015-9/0_4P_100HP_14.44_BRZ | 1415.3 | 1415.3 | 5661.2 | 4 | 1 | 5 | G | KPVS_SplitCase | 5 | 4 | 5 | 8 | BranchMin5_BranchMax8 | 6 | 3 | 6 | 18 | HeaderMin6_HeaderMax18 | 16 | 7 | 21
764 | 44 | 4015-9/0-4P-100HP KPVS | KPVS_4015-9/0_4P_100HP_14.44_BRZ | 1415.3 | 1415.3 | 5661.2 | 4 | 1 | 5 | G | KPVS_SplitCase | 5 | 4 | 5 | 8 | BranchMin5_BranchMax8 | 6 | 3 | 6 | 18 | HeaderMin6_HeaderMax18 | 18 | 7 | 21
764 | 44 | 4015-9/0-4P-100HP KPVS | KPVS_4015-9/0_4P_100HP_14.44_BRZ | 1415.3 | 1415.3 | 5661.2 | 4 | 1 | 5 | G | KPVS_SplitCase | 5 | 4 | 5 | 8 | BranchMin5_BranchMax8 | 8 | 3 | 6 | 18 | HeaderMin6_HeaderMax18 | 6 | 7 | 21 | [29 empty] | INVALID
764 | 44 | 4015-9/0-4P-100HP KPVS | KPVS_4015-9/0_4P_100HP_14.44_BRZ | 1415.3 | 1415.3 | 5661.2 | 4 | 1 | 5 | G | KPVS_SplitCase | 5 | 4 | 5 | 8 | BranchMin5_BranchMax8 | 8 | 3 | 6 | 18 | HeaderMin6_HeaderMax18 | 8 | 7 | 21 | [29 empty] | INVALID
764 | 44 | 4015-9/0-4P-100HP KPVS | KPVS_4015-9/0_4P_100HP_14.44_BRZ | 1415.3 | 1415.3 | 5661.2 | 4 | 1 | 5 | G | KPVS_SplitCase | 5 | 4 | 5 | 8 | BranchMin5_BranchMax8 | 8 | 3 | 6 | 18 | HeaderMin6_HeaderMax18 | 10 | 7 | 21
764 | 44 | 4015-9/0-4P-100HP KPVS | KPVS_4015-9/0_4P_100HP_14.44_BRZ | 1415.3 | 1415.3 | 5661.2 | 4 | 1 | 5 | G | KPVS_SplitCase | 5 | 4 | 5 | 8 | BranchMin5_BranchMax8 | 8 | 3 | 6 | 18 | HeaderMin6_HeaderMax18 | 12 | 7 | 21
764 | 44 | 4015-9/0-4P-100HP KPVS | KPVS_4015-9/0_4P_100HP_14.44_BRZ | 1415.3 | 1415.3 | 5661.2 | 4 | 1 | 5 | G | KPVS_SplitCase | 5 | 4 | 5 | 8 | BranchMin5_BranchMax8 | 8 | 3 | 6 | 18 | HeaderMin6_HeaderMax18 | 14 | 7 | 21
764 | 44 | 4015-9/0-4P-100HP KPVS | KPVS_4015-9/0_4P_100HP_14.44_BRZ | 1415.3 | 1415.3 | 5661.2 | 4 | 1 | 5 | G | KPVS_SplitCase | 5 | 4 | 5 | 8 | BranchMin5_BranchMax8 | 8 | 3 | 6 | 18 | HeaderMin6_HeaderMax18 | 16 | 7 | 21
764 | 44 | 4015-9/0-4P-100HP KPVS | KPVS_4015-9/0_4P_100HP_14.44_BRZ | 1415.3 | 1415.3 | 5661.2 | 4 | 1 | 5 | G | KPVS_SplitCase | 5 | 4 | 5 | 8 | BranchMin5_BranchMax8 | 8 | 3 | 6 | 18 | HeaderMin6_HeaderMax18 | 18 | 7 | 21
765 | 45 | 4015-9/0-4P-125HP KPVS | KPVS_4015-9/0_4P_125HP_15.25_BRZ | 1500 | 1500 | 6000 | 4 | 1 | 5 | G | KPVS_SplitCase | 5 | 4 | 5 | 8 | BranchMin5_BranchMax8 | 5 | 3 | 6 | 18 | HeaderMin6_HeaderMax18 | 6 | 7 | 21
765 | 45 | 4015-9/0-4P-125HP KPVS | KPVS_4015-9/0_4P_125HP_15.25_BRZ | 1500 | 1500 | 6000 | 4 | 1 | 5 | G | KPVS_SplitCase | 5 | 4 | 5 | 8 | BranchMin5_BranchMax8 | 5 | 3 | 6 | 18 | HeaderMin6_HeaderMax18 | 8 | 7 | 21
765 | 45 | 4015-9/0-4P-125HP KPVS | KPVS_4015-9/0_4P_125HP_15.25_BRZ | 1500 | 1500 | 6000 | 4 | 1 | 5 | G | KPVS_SplitCase | 5 | 4 | 5 | 8 | BranchMin5_BranchMax8 | 5 | 3 | 6 | 18 | HeaderMin6_HeaderMax18 | 10 | 7 | 21
765 | 45 | 4015-9/0-4P-125HP KPVS | KPVS_4015-9/0_4P_125HP_15.25_BRZ | 1500 | 1500 | 6000 | 4 | 1 | 5 | G | KPVS_SplitCase | 5 | 4 | 5 | 8 | BranchMin5_BranchMax8 | 5 | 3 | 6 | 18 | HeaderMin6_HeaderMax18 | 12 | 7 | 21
765 | 45 | 4015-9/0-4P-125HP KPVS | KPVS_4015-9/0_4P_125HP_15.25_BRZ | 1500 | 1500 | 6000 | 4 | 1 | 5 | G | KPVS_SplitCase | 5 | 4 | 5 | 8 | BranchMin5_BranchMax8 | 5 | 3 | 6 | 18 | HeaderMin6_HeaderMax18 | 14 | 7 | 21
765 | 45 | 4015-9/0-4P-125HP KPVS | KPVS_4015-9/0_4P_125HP_15.25_BRZ | 1500 | 1500 | 6000 | 4 | 1 | 5 | G | KPVS_SplitCase | 5 | 4 | 5 | 8 | BranchMin5_BranchMax8 | 5 | 3 | 6 | 18 | HeaderMin6_HeaderMax18 | 16 | 7 | 21
765 | 45 | 4015-9/0-4P-125HP KPVS | KPVS_4015-9/0_4P_125HP_15.25_BRZ | 1500 | 1500 | 6000 | 4 | 1 | 5 | G | KPVS_SplitCase | 5 | 4 | 5 | 8 | BranchMin5_BranchMax8 | 5 | 3 | 6 | 18 | HeaderMin6_HeaderMax18 | 18 | 7 | 21
765 | 45 | 4015-9/0-4P-125HP KPVS | KPVS_4015-9/0_4P_125HP_15.25_BRZ | 1500 | 1500 | 6000 | 4 | 1 | 5 | G | KPVS_SplitCase | 5 | 4 | 5 | 8 | BranchMin5_BranchMax8 | 6 | 3 | 6 | 18 | HeaderMin6_HeaderMax18 | 6 | 7 | 21 | [29 empty] | INVALID
765 | 45 | 4015-9/0-4P-125HP KPVS | KPVS_4015-9/0_4P_125HP_15.25_BRZ | 1500 | 1500 | 6000 | 4 | 1 | 5 | G | KPVS_SplitCase | 5 | 4 | 5 | 8 | BranchMin5_BranchMax8 | 6 | 3 | 6 | 18 | HeaderMin6_HeaderMax18 | 8 | 7 | 21
765 | 45 | 4015-9/0-4P-125HP KPVS | KPVS_4015-9/0_4P_125HP_15.25_BRZ | 1500 | 1500 | 6000 | 4 | 1 | 5 | G | KPVS_SplitCase | 5 | 4 | 5 | 8 | BranchMin5_BranchMax8 | 6 | 3 | 6 | 18 | HeaderMin6_HeaderMax18 | 10 | 7 | 21
765 | 45 | 4015-9/0-4P-125HP KPVS | KPVS_4015-9/0_4P_125HP_15.25_BRZ | 1500 | 1500 | 6000 | 4 | 1 | 5 | G | KPVS_SplitCase | 5 | 4 | 5 | 8 | BranchMin5_BranchMax8 | 6 | 3 | 6 | 18 | HeaderMin6_HeaderMax18 | 12 | 7 | 21
765 | 45 | 4015-9/0-4P-125HP KPVS | KPVS_4015-9/0_4P_125HP_15.25_BRZ | 1500 | 1500 | 6000 | 4 | 1 | 5 | G | KPVS_SplitCase | 5 | 4 | 5 | 8 | BranchMin5_BranchMax8 | 6 | 3 | 6 | 18 | HeaderMin6_HeaderMax18 | 14 | 7 | 21
765 | 45 | 4015-9/0-4P-125HP KPVS | KPVS_4015-9/0_4P_125HP_15.25_BRZ | 1500 | 1500 | 6000 | 4 | 1 | 5 | G | KPVS_SplitCase | 5 | 4 | 5 | 8 | BranchMin5_BranchMax8 | 6 | 3 | 6 | 18 | HeaderMin6_HeaderMax18 | 16 | 7 | 21
765 | 45 | 4015-9/0-4P-125HP KPVS | KPVS_4015-9/0_4P_125HP_15.25_BRZ | 1500 | 1500 | 6000 | 4 | 1 | 5 | G | KPVS_SplitCase | 5 | 4 | 5 | 8 | BranchMin5_BranchMax8 | 6 | 3 | 6 | 18 | HeaderMin6_HeaderMax18 | 18 | 7 | 21
765 | 45 | 4015-9/0-4P-125HP KPVS | KPVS_4015-9/0_4P_125HP_15.25_BRZ | 1500 | 1500 | 6000 | 4 | 1 | 5 | G | KPVS_SplitCase | 5 | 4 | 5 | 8 | BranchMin5_BranchMax8 | 8 | 3 | 6 | 18 | HeaderMin6_HeaderMax18 | 6 | 7 | 21 | [29 empty] | INVALID
765 | 45 | 4015-9/0-4P-125HP KPVS | KPVS_4015-9/0_4P_125HP_15.25_BRZ | 1500 | 1500 | 6000 | 4 | 1 | 5 | G | KPVS_SplitCase | 5 | 4 | 5 | 8 | BranchMin5_BranchMax8 | 8 | 3 | 6 | 18 | HeaderMin6_HeaderMax18 | 8 | 7 | 21 | [29 empty] | INVALID
765 | 45 | 4015-9/0-4P-125HP KPVS | KPVS_4015-9/0_4P_125HP_15.25_BRZ | 1500 | 1500 | 6000 | 4 | 1 | 5 | G | KPVS_SplitCase | 5 | 4 | 5 | 8 | BranchMin5_BranchMax8 | 8 | 3 | 6 | 18 | HeaderMin6_HeaderMax18 | 10 | 7 | 21
765 | 45 | 4015-9/0-4P-125HP KPVS | KPVS_4015-9/0_4P_125HP_15.25_BRZ | 1500 | 1500 | 6000 | 4 | 1 | 5 | G | KPVS_SplitCase | 5 | 4 | 5 | 8 | BranchMin5_BranchMax8 | 8 | 3 | 6 | 18 | HeaderMin6_HeaderMax18 | 12 | 7 | 21
765 | 45 | 4015-9/0-4P-125HP KPVS | KPVS_4015-9/0_4P_125HP_15.25_BRZ | 1500 | 1500 | 6000 | 4 | 1 | 5 | G | KPVS_SplitCase | 5 | 4 | 5 | 8 | BranchMin5_BranchMax8 | 8 | 3 | 6 | 18 | HeaderMin6_HeaderMax18 | 14 | 7 | 21
765 | 45 | 4015-9/0-4P-125HP KPVS | KPVS_4015-9/0_4P_125HP_15.25_BRZ | 1500 | 1500 | 6000 | 4 | 1 | 5 | G | KPVS_SplitCase | 5 | 4 | 5 | 8 | BranchMin5_BranchMax8 | 8 | 3 | 6 | 18 | HeaderMin6_HeaderMax18 | 16 | 7 | 21
765 | 45 | 4015-9/0-4P-125HP KPVS | KPVS_4015-9/0_4P_125HP_15.25_BRZ | 1500 | 1500 | 6000 | 4 | 1 | 5 | G | KPVS_SplitCase | 5 | 4 | 5 | 8 | BranchMin5_BranchMax8 | 8 | 3 | 6 | 18 | HeaderMin6_HeaderMax18 | 18 | 7 | 21
766 | 46 | 5012-7/8-4P-15HP KPVS | KPVS_5012-7/8_4P_15HP_7.65_BRZ | 1236.1 | 1236.1 | 4944.4 | 4 | 1 | 5 | G | KPVS_SplitCase | 6 | 5 | 6 | 8 | BranchMin6_BranchMax8 | 6 | 2 | 8 | 16 | HeaderMin8_HeaderMax16 | 8 | 5 | 10
766 | 46 | 5012-7/8-4P-15HP KPVS | KPVS_5012-7/8_4P_15HP_7.65_BRZ | 1236.1 | 1236.1 | 4944.4 | 4 | 1 | 5 | G | KPVS_SplitCase | 6 | 5 | 6 | 8 | BranchMin6_BranchMax8 | 6 | 2 | 8 | 16 | HeaderMin8_HeaderMax16 | 10 | 5 | 10
766 | 46 | 5012-7/8-4P-15HP KPVS | KPVS_5012-7/8_4P_15HP_7.65_BRZ | 1236.1 | 1236.1 | 4944.4 | 4 | 1 | 5 | G | KPVS_SplitCase | 6 | 5 | 6 | 8 | BranchMin6_BranchMax8 | 6 | 2 | 8 | 16 | HeaderMin8_HeaderMax16 | 12 | 5 | 10
766 | 46 | 5012-7/8-4P-15HP KPVS | KPVS_5012-7/8_4P_15HP_7.65_BRZ | 1236.1 | 1236.1 | 4944.4 | 4 | 1 | 5 | G | KPVS_SplitCase | 6 | 5 | 6 | 8 | BranchMin6_BranchMax8 | 6 | 2 | 8 | 16 | HeaderMin8_HeaderMax16 | 14 | 5 | 10
766 | 46 | 5012-7/8-4P-15HP KPVS | KPVS_5012-7/8_4P_15HP_7.65_BRZ | 1236.1 | 1236.1 | 4944.4 | 4 | 1 | 5 | G | KPVS_SplitCase | 6 | 5 | 6 | 8 | BranchMin6_BranchMax8 | 6 | 2 | 8 | 16 | HeaderMin8_HeaderMax16 | 16 | 5 | 10
766 | 46 | 5012-7/8-4P-15HP KPVS | KPVS_5012-7/8_4P_15HP_7.65_BRZ | 1236.1 | 1236.1 | 4944.4 | 4 | 1 | 5 | G | KPVS_SplitCase | 6 | 5 | 6 | 8 | BranchMin6_BranchMax8 | 8 | 2 | 8 | 16 | HeaderMin8_HeaderMax16 | 8 | 5 | 10 | [29 empty] | INVALID
766 | 46 | 5012-7/8-4P-15HP KPVS | KPVS_5012-7/8_4P_15HP_7.65_BRZ | 1236.1 | 1236.1 | 4944.4 | 4 | 1 | 5 | G | KPVS_SplitCase | 6 | 5 | 6 | 8 | BranchMin6_BranchMax8 | 8 | 2 | 8 | 16 | HeaderMin8_HeaderMax16 | 10 | 5 | 10
766 | 46 | 5012-7/8-4P-15HP KPVS | KPVS_5012-7/8_4P_15HP_7.65_BRZ | 1236.1 | 1236.1 | 4944.4 | 4 | 1 | 5 | G | KPVS_SplitCase | 6 | 5 | 6 | 8 | BranchMin6_BranchMax8 | 8 | 2 | 8 | 16 | HeaderMin8_HeaderMax16 | 12 | 5 | 10
766 | 46 | 5012-7/8-4P-15HP KPVS | KPVS_5012-7/8_4P_15HP_7.65_BRZ | 1236.1 | 1236.1 | 4944.4 | 4 | 1 | 5 | G | KPVS_SplitCase | 6 | 5 | 6 | 8 | BranchMin6_BranchMax8 | 8 | 2 | 8 | 16 | HeaderMin8_HeaderMax16 | 14 | 5 | 10
766 | 46 | 5012-7/8-4P-15HP KPVS | KPVS_5012-7/8_4P_15HP_7.65_BRZ | 1236.1 | 1236.1 | 4944.4 | 4 | 1 | 5 | G | KPVS_SplitCase | 6 | 5 | 6 | 8 | BranchMin6_BranchMax8 | 8 | 2 | 8 | 16 | HeaderMin8_HeaderMax16 | 16 | 5 | 10
767 | 47 | 5012-7/8-4P-20HP KPVS | KPVS_5012-7/8_4P_20HP_8.38_BRZ | 1345.4 | 1345.4 | 5381.6 | 4 | 1 | 5 | G | KPVS_SplitCase | 6 | 5 | 6 | 8 | BranchMin6_BranchMax8 | 6 | 2 | 8 | 16 | HeaderMin8_HeaderMax16 | 8 | 5 | 10
767 | 47 | 5012-7/8-4P-20HP KPVS | KPVS_5012-7/8_4P_20HP_8.38_BRZ | 1345.4 | 1345.4 | 5381.6 | 4 | 1 | 5 | G | KPVS_SplitCase | 6 | 5 | 6 | 8 | BranchMin6_BranchMax8 | 6 | 2 | 8 | 16 | HeaderMin8_HeaderMax16 | 10 | 5 | 10
767 | 47 | 5012-7/8-4P-20HP KPVS | KPVS_5012-7/8_4P_20HP_8.38_BRZ | 1345.4 | 1345.4 | 5381.6 | 4 | 1 | 5 | G | KPVS_SplitCase | 6 | 5 | 6 | 8 | BranchMin6_BranchMax8 | 6 | 2 | 8 | 16 | HeaderMin8_HeaderMax16 | 12 | 5 | 10
767 | 47 | 5012-7/8-4P-20HP KPVS | KPVS_5012-7/8_4P_20HP_8.38_BRZ | 1345.4 | 1345.4 | 5381.6 | 4 | 1 | 5 | G | KPVS_SplitCase | 6 | 5 | 6 | 8 | BranchMin6_BranchMax8 | 6 | 2 | 8 | 16 | HeaderMin8_HeaderMax16 | 14 | 5 | 10
767 | 47 | 5012-7/8-4P-20HP KPVS | KPVS_5012-7/8_4P_20HP_8.38_BRZ | 1345.4 | 1345.4 | 5381.6 | 4 | 1 | 5 | G | KPVS_SplitCase | 6 | 5 | 6 | 8 | BranchMin6_BranchMax8 | 6 | 2 | 8 | 16 | HeaderMin8_HeaderMax16 | 16 | 5 | 10
767 | 47 | 5012-7/8-4P-20HP KPVS | KPVS_5012-7/8_4P_20HP_8.38_BRZ | 1345.4 | 1345.4 | 5381.6 | 4 | 1 | 5 | G | KPVS_SplitCase | 6 | 5 | 6 | 8 | BranchMin6_BranchMax8 | 8 | 2 | 8 | 16 | HeaderMin8_HeaderMax16 | 8 | 5 | 10 | [29 empty] | INVALID
767 | 47 | 5012-7/8-4P-20HP KPVS | KPVS_5012-7/8_4P_20HP_8.38_BRZ | 1345.4 | 1345.4 | 5381.6 | 4 | 1 | 5 | G | KPVS_SplitCase | 6 | 5 | 6 | 8 | BranchMin6_BranchMax8 | 8 | 2 | 8 | 16 | HeaderMin8_HeaderMax16 | 10 | 5 | 10
767 | 47 | 5012-7/8-4P-20HP KPVS | KPVS_5012-7/8_4P_20HP_8.38_BRZ | 1345.4 | 1345.4 | 5381.6 | 4 | 1 | 5 | G | KPVS_SplitCase | 6 | 5 | 6 | 8 | BranchMin6_BranchMax8 | 8 | 2 | 8 | 16 | HeaderMin8_HeaderMax16 | 12 | 5 | 10
767 | 47 | 5012-7/8-4P-20HP KPVS | KPVS_5012-7/8_4P_20HP_8.38_BRZ | 1345.4 | 1345.4 | 5381.6 | 4 | 1 | 5 | G | KPVS_SplitCase | 6 | 5 | 6 | 8 | BranchMin6_BranchMax8 | 8 | 2 | 8 | 16 | HeaderMin8_HeaderMax16 | 14 | 5 | 10
767 | 47 | 5012-7/8-4P-20HP KPVS | KPVS_5012-7/8_4P_20HP_8.38_BRZ | 1345.4 | 1345.4 | 5381.6 | 4 | 1 | 5 | G | KPVS_SplitCase | 6 | 5 | 6 | 8 | BranchMin6_BranchMax8 | 8 | 2 | 8 | 16 | HeaderMin8_HeaderMax16 | 16 | 5 | 10
768 | 48 | 5012-7/8-4P-25HP KPVS | KPVS_5012-7/8_4P_25HP_8.96_BRZ | 1441.8 | 1441.8 | 5767.2 | 4 | 1 | 5 | G | KPVS_SplitCase | 6 | 5 | 6 | 8 | BranchMin6_BranchMax8 | 6 | 2 | 8 | 18 | HeaderMin8_HeaderMax18 | 8 | 6 | 12
768 | 48 | 5012-7/8-4P-25HP KPVS | KPVS_5012-7/8_4P_25HP_8.96_BRZ | 1441.8 | 1441.8 | 5767.2 | 4 | 1 | 5 | G | KPVS_SplitCase | 6 | 5 | 6 | 8 | BranchMin6_BranchMax8 | 6 | 2 | 8 | 18 | HeaderMin8_HeaderMax18 | 10 | 6 | 12
768 | 48 | 5012-7/8-4P-25HP KPVS | KPVS_5012-7/8_4P_25HP_8.96_BRZ | 1441.8 | 1441.8 | 5767.2 | 4 | 1 | 5 | G | KPVS_SplitCase | 6 | 5 | 6 | 8 | BranchMin6_BranchMax8 | 6 | 2 | 8 | 18 | HeaderMin8_HeaderMax18 | 12 | 6 | 12
768 | 48 | 5012-7/8-4P-25HP KPVS | KPVS_5012-7/8_4P_25HP_8.96_BRZ | 1441.8 | 1441.8 | 5767.2 | 4 | 1 | 5 | G | KPVS_SplitCase | 6 | 5 | 6 | 8 | BranchMin6_BranchMax8 | 6 | 2 | 8 | 18 | HeaderMin8_HeaderMax18 | 14 | 6 | 12
768 | 48 | 5012-7/8-4P-25HP KPVS | KPVS_5012-7/8_4P_25HP_8.96_BRZ | 1441.8 | 1441.8 | 5767.2 | 4 | 1 | 5 | G | KPVS_SplitCase | 6 | 5 | 6 | 8 | BranchMin6_BranchMax8 | 6 | 2 | 8 | 18 | HeaderMin8_HeaderMax18 | 16 | 6 | 12
768 | 48 | 5012-7/8-4P-25HP KPVS | KPVS_5012-7/8_4P_25HP_8.96_BRZ | 1441.8 | 1441.8 | 5767.2 | 4 | 1 | 5 | G | KPVS_SplitCase | 6 | 5 | 6 | 8 | BranchMin6_BranchMax8 | 6 | 2 | 8 | 18 | HeaderMin8_HeaderMax18 | 18 | 6 | 12
768 | 48 | 5012-7/8-4P-25HP KPVS | KPVS_5012-7/8_4P_25HP_8.96_BRZ | 1441.8 | 1441.8 | 5767.2 | 4 | 1 | 5 | G | KPVS_SplitCase | 6 | 5 | 6 | 8 | BranchMin6_BranchMax8 | 8 | 2 | 8 | 18 | HeaderMin8_HeaderMax18 | 8 | 6 | 12 | [29 empty] | INVALID
768 | 48 | 5012-7/8-4P-25HP KPVS | KPVS_5012-7/8_4P_25HP_8.96_BRZ | 1441.8 | 1441.8 | 5767.2 | 4 | 1 | 5 | G | KPVS_SplitCase | 6 | 5 | 6 | 8 | BranchMin6_BranchMax8 | 8 | 2 | 8 | 18 | HeaderMin8_HeaderMax18 | 10 | 6 | 12
768 | 48 | 5012-7/8-4P-25HP KPVS | KPVS_5012-7/8_4P_25HP_8.96_BRZ | 1441.8 | 1441.8 | 5767.2 | 4 | 1 | 5 | G | KPVS_SplitCase | 6 | 5 | 6 | 8 | BranchMin6_BranchMax8 | 8 | 2 | 8 | 18 | HeaderMin8_HeaderMax18 | 12 | 6 | 12
768 | 48 | 5012-7/8-4P-25HP KPVS | KPVS_5012-7/8_4P_25HP_8.96_BRZ | 1441.8 | 1441.8 | 5767.2 | 4 | 1 | 5 | G | KPVS_SplitCase | 6 | 5 | 6 | 8 | BranchMin6_BranchMax8 | 8 | 2 | 8 | 18 | HeaderMin8_HeaderMax18 | 14 | 6 | 12
768 | 48 | 5012-7/8-4P-25HP KPVS | KPVS_5012-7/8_4P_25HP_8.96_BRZ | 1441.8 | 1441.8 | 5767.2 | 4 | 1 | 5 | G | KPVS_SplitCase | 6 | 5 | 6 | 8 | BranchMin6_BranchMax8 | 8 | 2 | 8 | 18 | HeaderMin8_HeaderMax18 | 16 | 6 | 12
768 | 48 | 5012-7/8-4P-25HP KPVS | KPVS_5012-7/8_4P_25HP_8.96_BRZ | 1441.8 | 1441.8 | 5767.2 | 4 | 1 | 5 | G | KPVS_SplitCase | 6 | 5 | 6 | 8 | BranchMin6_BranchMax8 | 8 | 2 | 8 | 18 | HeaderMin8_HeaderMax18 | 18 | 6 | 12
769 | 49 | 5012-7/8-4P-30HP KPVS | KPVS_5012-7/8_4P_30HP_9.45_BRZ | 1529.7 | 1529.7 | 6118.8 | 4 | 1 | 5 | G | KPVS_SplitCase | 6 | 5 | 6 | 8 | BranchMin6_BranchMax8 | 6 | 2 | 8 | 18 | HeaderMin8_HeaderMax18 | 8 | 6 | 12
769 | 49 | 5012-7/8-4P-30HP KPVS | KPVS_5012-7/8_4P_30HP_9.45_BRZ | 1529.7 | 1529.7 | 6118.8 | 4 | 1 | 5 | G | KPVS_SplitCase | 6 | 5 | 6 | 8 | BranchMin6_BranchMax8 | 6 | 2 | 8 | 18 | HeaderMin8_HeaderMax18 | 10 | 6 | 12
769 | 49 | 5012-7/8-4P-30HP KPVS | KPVS_5012-7/8_4P_30HP_9.45_BRZ | 1529.7 | 1529.7 | 6118.8 | 4 | 1 | 5 | G | KPVS_SplitCase | 6 | 5 | 6 | 8 | BranchMin6_BranchMax8 | 6 | 2 | 8 | 18 | HeaderMin8_HeaderMax18 | 12 | 6 | 12
769 | 49 | 5012-7/8-4P-30HP KPVS | KPVS_5012-7/8_4P_30HP_9.45_BRZ | 1529.7 | 1529.7 | 6118.8 | 4 | 1 | 5 | G | KPVS_SplitCase | 6 | 5 | 6 | 8 | BranchMin6_BranchMax8 | 6 | 2 | 8 | 18 | HeaderMin8_HeaderMax18 | 14 | 6 | 12
769 | 49 | 5012-7/8-4P-30HP KPVS | KPVS_5012-7/8_4P_30HP_9.45_BRZ | 1529.7 | 1529.7 | 6118.8 | 4 | 1 | 5 | G | KPVS_SplitCase | 6 | 5 | 6 | 8 | BranchMin6_BranchMax8 | 6 | 2 | 8 | 18 | HeaderMin8_HeaderMax18 | 16 | 6 | 12
769 | 49 | 5012-7/8-4P-30HP KPVS | KPVS_5012-7/8_4P_30HP_9.45_BRZ | 1529.7 | 1529.7 | 6118.8 | 4 | 1 | 5 | G | KPVS_SplitCase | 6 | 5 | 6 | 8 | BranchMin6_BranchMax8 | 6 | 2 | 8 | 18 | HeaderMin8_HeaderMax18 | 18 | 6 | 12
769 | 49 | 5012-7/8-4P-30HP KPVS | KPVS_5012-7/8_4P_30HP_9.45_BRZ | 1529.7 | 1529.7 | 6118.8 | 4 | 1 | 5 | G | KPVS_SplitCase | 6 | 5 | 6 | 8 | BranchMin6_BranchMax8 | 8 | 2 | 8 | 18 | HeaderMin8_HeaderMax18 | 8 | 6 | 12 | [29 empty] | INVALID
769 | 49 | 5012-7/8-4P-30HP KPVS | KPVS_5012-7/8_4P_30HP_9.45_BRZ | 1529.7 | 1529.7 | 6118.8 | 4 | 1 | 5 | G | KPVS_SplitCase | 6 | 5 | 6 | 8 | BranchMin6_BranchMax8 | 8 | 2 | 8 | 18 | HeaderMin8_HeaderMax18 | 10 | 6 | 12
769 | 49 | 5012-7/8-4P-30HP KPVS | KPVS_5012-7/8_4P_30HP_9.45_BRZ | 1529.7 | 1529.7 | 6118.8 | 4 | 1 | 5 | G | KPVS_SplitCase | 6 | 5 | 6 | 8 | BranchMin6_BranchMax8 | 8 | 2 | 8 | 18 | HeaderMin8_HeaderMax18 | 12 | 6 | 12
769 | 49 | 5012-7/8-4P-30HP KPVS | KPVS_5012-7/8_4P_30HP_9.45_BRZ | 1529.7 | 1529.7 | 6118.8 | 4 | 1 | 5 | G | KPVS_SplitCase | 6 | 5 | 6 | 8 | BranchMin6_BranchMax8 | 8 | 2 | 8 | 18 | HeaderMin8_HeaderMax18 | 14 | 6 | 12
769 | 49 | 5012-7/8-4P-30HP KPVS | KPVS_5012-7/8_4P_30HP_9.45_BRZ | 1529.7 | 1529.7 | 6118.8 | 4 | 1 | 5 | G | KPVS_SplitCase | 6 | 5 | 6 | 8 | BranchMin6_BranchMax8 | 8 | 2 | 8 | 18 | HeaderMin8_HeaderMax18 | 16 | 6 | 12
769 | 49 | 5012-7/8-4P-30HP KPVS | KPVS_5012-7/8_4P_30HP_9.45_BRZ | 1529.7 | 1529.7 | 6118.8 | 4 | 1 | 5 | G | KPVS_SplitCase | 6 | 5 | 6 | 8 | BranchMin6_BranchMax8 | 8 | 2 | 8 | 18 | HeaderMin8_HeaderMax18 | 18 | 6 | 12
770 | 50 | 5012-7/8-4P-40HP KPVS | KPVS_5012-7/8_4P_40HP_10.20_BRZ | 1658 | 1658 | 6632 | 4 | 1 | 5 | G | KPVS_SplitCase | 6 | 5 | 6 | 10 | BranchMin6_BranchMax10 | 6 | 3 | 8 | 18 | HeaderMin8_HeaderMax18 | 8 | 6 | 18
770 | 50 | 5012-7/8-4P-40HP KPVS | KPVS_5012-7/8_4P_40HP_10.20_BRZ | 1658 | 1658 | 6632 | 4 | 1 | 5 | G | KPVS_SplitCase | 6 | 5 | 6 | 10 | BranchMin6_BranchMax10 | 6 | 3 | 8 | 18 | HeaderMin8_HeaderMax18 | 10 | 6 | 18
770 | 50 | 5012-7/8-4P-40HP KPVS | KPVS_5012-7/8_4P_40HP_10.20_BRZ | 1658 | 1658 | 6632 | 4 | 1 | 5 | G | KPVS_SplitCase | 6 | 5 | 6 | 10 | BranchMin6_BranchMax10 | 6 | 3 | 8 | 18 | HeaderMin8_HeaderMax18 | 12 | 6 | 18
770 | 50 | 5012-7/8-4P-40HP KPVS | KPVS_5012-7/8_4P_40HP_10.20_BRZ | 1658 | 1658 | 6632 | 4 | 1 | 5 | G | KPVS_SplitCase | 6 | 5 | 6 | 10 | BranchMin6_BranchMax10 | 6 | 3 | 8 | 18 | HeaderMin8_HeaderMax18 | 14 | 6 | 18
770 | 50 | 5012-7/8-4P-40HP KPVS | KPVS_5012-7/8_4P_40HP_10.20_BRZ | 1658 | 1658 | 6632 | 4 | 1 | 5 | G | KPVS_SplitCase | 6 | 5 | 6 | 10 | BranchMin6_BranchMax10 | 6 | 3 | 8 | 18 | HeaderMin8_HeaderMax18 | 16 | 6 | 18
770 | 50 | 5012-7/8-4P-40HP KPVS | KPVS_5012-7/8_4P_40HP_10.20_BRZ | 1658 | 1658 | 6632 | 4 | 1 | 5 | G | KPVS_SplitCase | 6 | 5 | 6 | 10 | BranchMin6_BranchMax10 | 6 | 3 | 8 | 18 | HeaderMin8_HeaderMax18 | 18 | 6 | 18
770 | 50 | 5012-7/8-4P-40HP KPVS | KPVS_5012-7/8_4P_40HP_10.20_BRZ | 1658 | 1658 | 6632 | 4 | 1 | 5 | G | KPVS_SplitCase | 6 | 5 | 6 | 10 | BranchMin6_BranchMax10 | 8 | 3 | 8 | 18 | HeaderMin8_HeaderMax18 | 8 | 6 | 18 | [29 empty] | INVALID
770 | 50 | 5012-7/8-4P-40HP KPVS | KPVS_5012-7/8_4P_40HP_10.20_BRZ | 1658 | 1658 | 6632 | 4 | 1 | 5 | G | KPVS_SplitCase | 6 | 5 | 6 | 10 | BranchMin6_BranchMax10 | 8 | 3 | 8 | 18 | HeaderMin8_HeaderMax18 | 10 | 6 | 18
770 | 50 | 5012-7/8-4P-40HP KPVS | KPVS_5012-7/8_4P_40HP_10.20_BRZ | 1658 | 1658 | 6632 | 4 | 1 | 5 | G | KPVS_SplitCase | 6 | 5 | 6 | 10 | BranchMin6_BranchMax10 | 8 | 3 | 8 | 18 | HeaderMin8_HeaderMax18 | 12 | 6 | 18
770 | 50 | 5012-7/8-4P-40HP KPVS | KPVS_5012-7/8_4P_40HP_10.20_BRZ | 1658 | 1658 | 6632 | 4 | 1 | 5 | G | KPVS_SplitCase | 6 | 5 | 6 | 10 | BranchMin6_BranchMax10 | 8 | 3 | 8 | 18 | HeaderMin8_HeaderMax18 | 14 | 6 | 18
770 | 50 | 5012-7/8-4P-40HP KPVS | KPVS_5012-7/8_4P_40HP_10.20_BRZ | 1658 | 1658 | 6632 | 4 | 1 | 5 | G | KPVS_SplitCase | 6 | 5 | 6 | 10 | BranchMin6_BranchMax10 | 8 | 3 | 8 | 18 | HeaderMin8_HeaderMax18 | 16 | 6 | 18
770 | 50 | 5012-7/8-4P-40HP KPVS | KPVS_5012-7/8_4P_40HP_10.20_BRZ | 1658 | 1658 | 6632 | 4 | 1 | 5 | G | KPVS_SplitCase | 6 | 5 | 6 | 10 | BranchMin6_BranchMax10 | 8 | 3 | 8 | 18 | HeaderMin8_HeaderMax18 | 18 | 6 | 18
770 | 50 | 5012-7/8-4P-40HP KPVS | KPVS_5012-7/8_4P_40HP_10.20_BRZ | 1658 | 1658 | 6632 | 4 | 1 | 5 | G | KPVS_SplitCase | 6 | 5 | 6 | 10 | BranchMin6_BranchMax10 | 10 | 3 | 8 | 18 | HeaderMin8_HeaderMax18 | 8 | 6 | 18 | [29 empty] | INVALID
770 | 50 | 5012-7/8-4P-40HP KPVS | KPVS_5012-7/8_4P_40HP_10.20_BRZ | 1658 | 1658 | 6632 | 4 | 1 | 5 | G | KPVS_SplitCase | 6 | 5 | 6 | 10 | BranchMin6_BranchMax10 | 10 | 3 | 8 | 18 | HeaderMin8_HeaderMax18 | 10 | 6 | 18 | [29 empty] | INVALID
770 | 50 | 5012-7/8-4P-40HP KPVS | KPVS_5012-7/8_4P_40HP_10.20_BRZ | 1658 | 1658 | 6632 | 4 | 1 | 5 | G | KPVS_SplitCase | 6 | 5 | 6 | 10 | BranchMin6_BranchMax10 | 10 | 3 | 8 | 18 | HeaderMin8_HeaderMax18 | 12 | 6 | 18
770 | 50 | 5012-7/8-4P-40HP KPVS | KPVS_5012-7/8_4P_40HP_10.20_BRZ | 1658 | 1658 | 6632 | 4 | 1 | 5 | G | KPVS_SplitCase | 6 | 5 | 6 | 10 | BranchMin6_BranchMax10 | 10 | 3 | 8 | 18 | HeaderMin8_HeaderMax18 | 14 | 6 | 18
770 | 50 | 5012-7/8-4P-40HP KPVS | KPVS_5012-7/8_4P_40HP_10.20_BRZ | 1658 | 1658 | 6632 | 4 | 1 | 5 | G | KPVS_SplitCase | 6 | 5 | 6 | 10 | BranchMin6_BranchMax10 | 10 | 3 | 8 | 18 | HeaderMin8_HeaderMax18 | 16 | 6 | 18
770 | 50 | 5012-7/8-4P-40HP KPVS | KPVS_5012-7/8_4P_40HP_10.20_BRZ | 1658 | 1658 | 6632 | 4 | 1 | 5 | G | KPVS_SplitCase | 6 | 5 | 6 | 10 | BranchMin6_BranchMax10 | 10 | 3 | 8 | 18 | HeaderMin8_HeaderMax18 | 18 | 6 | 18
771 | 51 | 5012-7/8-4P-50HP KPVS | KPVS_5012-7/8_4P_50HP_10.79_BRZ | 1758.4 | 1758.4 | 7033.6 | 4 | 1 | 5 | G | KPVS_SplitCase | 6 | 5 | 6 | 10 | BranchMin6_BranchMax10 | 6 | 3 | 8 | 18 | HeaderMin8_HeaderMax18 | 8 | 6 | 18
771 | 51 | 5012-7/8-4P-50HP KPVS | KPVS_5012-7/8_4P_50HP_10.79_BRZ | 1758.4 | 1758.4 | 7033.6 | 4 | 1 | 5 | G | KPVS_SplitCase | 6 | 5 | 6 | 10 | BranchMin6_BranchMax10 | 6 | 3 | 8 | 18 | HeaderMin8_HeaderMax18 | 10 | 6 | 18
771 | 51 | 5012-7/8-4P-50HP KPVS | KPVS_5012-7/8_4P_50HP_10.79_BRZ | 1758.4 | 1758.4 | 7033.6 | 4 | 1 | 5 | G | KPVS_SplitCase | 6 | 5 | 6 | 10 | BranchMin6_BranchMax10 | 6 | 3 | 8 | 18 | HeaderMin8_HeaderMax18 | 12 | 6 | 18
771 | 51 | 5012-7/8-4P-50HP KPVS | KPVS_5012-7/8_4P_50HP_10.79_BRZ | 1758.4 | 1758.4 | 7033.6 | 4 | 1 | 5 | G | KPVS_SplitCase | 6 | 5 | 6 | 10 | BranchMin6_BranchMax10 | 6 | 3 | 8 | 18 | HeaderMin8_HeaderMax18 | 14 | 6 | 18
771 | 51 | 5012-7/8-4P-50HP KPVS | KPVS_5012-7/8_4P_50HP_10.79_BRZ | 1758.4 | 1758.4 | 7033.6 | 4 | 1 | 5 | G | KPVS_SplitCase | 6 | 5 | 6 | 10 | BranchMin6_BranchMax10 | 6 | 3 | 8 | 18 | HeaderMin8_HeaderMax18 | 16 | 6 | 18
771 | 51 | 5012-7/8-4P-50HP KPVS | KPVS_5012-7/8_4P_50HP_10.79_BRZ | 1758.4 | 1758.4 | 7033.6 | 4 | 1 | 5 | G | KPVS_SplitCase | 6 | 5 | 6 | 10 | BranchMin6_BranchMax10 | 6 | 3 | 8 | 18 | HeaderMin8_HeaderMax18 | 18 | 6 | 18
771 | 51 | 5012-7/8-4P-50HP KPVS | KPVS_5012-7/8_4P_50HP_10.79_BRZ | 1758.4 | 1758.4 | 7033.6 | 4 | 1 | 5 | G | KPVS_SplitCase | 6 | 5 | 6 | 10 | BranchMin6_BranchMax10 | 8 | 3 | 8 | 18 | HeaderMin8_HeaderMax18 | 8 | 6 | 18 | [29 empty] | INVALID
771 | 51 | 5012-7/8-4P-50HP KPVS | KPVS_5012-7/8_4P_50HP_10.79_BRZ | 1758.4 | 1758.4 | 7033.6 | 4 | 1 | 5 | G | KPVS_SplitCase | 6 | 5 | 6 | 10 | BranchMin6_BranchMax10 | 8 | 3 | 8 | 18 | HeaderMin8_HeaderMax18 | 10 | 6 | 18
771 | 51 | 5012-7/8-4P-50HP KPVS | KPVS_5012-7/8_4P_50HP_10.79_BRZ | 1758.4 | 1758.4 | 7033.6 | 4 | 1 | 5 | G | KPVS_SplitCase | 6 | 5 | 6 | 10 | BranchMin6_BranchMax10 | 8 | 3 | 8 | 18 | HeaderMin8_HeaderMax18 | 12 | 6 | 18
771 | 51 | 5012-7/8-4P-50HP KPVS | KPVS_5012-7/8_4P_50HP_10.79_BRZ | 1758.4 | 1758.4 | 7033.6 | 4 | 1 | 5 | G | KPVS_SplitCase | 6 | 5 | 6 | 10 | BranchMin6_BranchMax10 | 8 | 3 | 8 | 18 | HeaderMin8_HeaderMax18 | 14 | 6 | 18
771 | 51 | 5012-7/8-4P-50HP KPVS | KPVS_5012-7/8_4P_50HP_10.79_BRZ | 1758.4 | 1758.4 | 7033.6 | 4 | 1 | 5 | G | KPVS_SplitCase | 6 | 5 | 6 | 10 | BranchMin6_BranchMax10 | 8 | 3 | 8 | 18 | HeaderMin8_HeaderMax18 | 16 | 6 | 18
771 | 51 | 5012-7/8-4P-50HP KPVS | KPVS_5012-7/8_4P_50HP_10.79_BRZ | 1758.4 | 1758.4 | 7033.6 | 4 | 1 | 5 | G | KPVS_SplitCase | 6 | 5 | 6 | 10 | BranchMin6_BranchMax10 | 8 | 3 | 8 | 18 | HeaderMin8_HeaderMax18 | 18 | 6 | 18
771 | 51 | 5012-7/8-4P-50HP KPVS | KPVS_5012-7/8_4P_50HP_10.79_BRZ | 1758.4 | 1758.4 | 7033.6 | 4 | 1 | 5 | G | KPVS_SplitCase | 6 | 5 | 6 | 10 | BranchMin6_BranchMax10 | 10 | 3 | 8 | 18 | HeaderMin8_HeaderMax18 | 8 | 6 | 18 | [29 empty] | INVALID
771 | 51 | 5012-7/8-4P-50HP KPVS | KPVS_5012-7/8_4P_50HP_10.79_BRZ | 1758.4 | 1758.4 | 7033.6 | 4 | 1 | 5 | G | KPVS_SplitCase | 6 | 5 | 6 | 10 | BranchMin6_BranchMax10 | 10 | 3 | 8 | 18 | HeaderMin8_HeaderMax18 | 10 | 6 | 18 | [29 empty] | INVALID
771 | 51 | 5012-7/8-4P-50HP KPVS | KPVS_5012-7/8_4P_50HP_10.79_BRZ | 1758.4 | 1758.4 | 7033.6 | 4 | 1 | 5 | G | KPVS_SplitCase | 6 | 5 | 6 | 10 | BranchMin6_BranchMax10 | 10 | 3 | 8 | 18 | HeaderMin8_HeaderMax18 | 12 | 6 | 18
771 | 51 | 5012-7/8-4P-50HP KPVS | KPVS_5012-7/8_4P_50HP_10.79_BRZ | 1758.4 | 1758.4 | 7033.6 | 4 | 1 | 5 | G | KPVS_SplitCase | 6 | 5 | 6 | 10 | BranchMin6_BranchMax10 | 10 | 3 | 8 | 18 | HeaderMin8_HeaderMax18 | 14 | 6 | 18
771 | 51 | 5012-7/8-4P-50HP KPVS | KPVS_5012-7/8_4P_50HP_10.79_BRZ | 1758.4 | 1758.4 | 7033.6 | 4 | 1 | 5 | G | KPVS_SplitCase | 6 | 5 | 6 | 10 | BranchMin6_BranchMax10 | 10 | 3 | 8 | 18 | HeaderMin8_HeaderMax18 | 16 | 6 | 18
771 | 51 | 5012-7/8-4P-50HP KPVS | KPVS_5012-7/8_4P_50HP_10.79_BRZ | 1758.4 | 1758.4 | 7033.6 | 4 | 1 | 5 | G | KPVS_SplitCase | 6 | 5 | 6 | 10 | BranchMin6_BranchMax10 | 10 | 3 | 8 | 18 | HeaderMin8_HeaderMax18 | 18 | 6 | 18
772 | 52 | 5012-7/8-4P-60HP KPVS | KPVS_5012-7/8_4P_60HP_11.37_BRZ | 1869.9 | 1869.9 | 7479.6 | 4 | 1 | 5 | G | KPVS_SplitCase | 6 | 5 | 6 | 10 | BranchMin6_BranchMax10 | 6 | 3 | 8 | 20 | HeaderMin8_HeaderMax20 | 8 | 7 | 21
772 | 52 | 5012-7/8-4P-60HP KPVS | KPVS_5012-7/8_4P_60HP_11.37_BRZ | 1869.9 | 1869.9 | 7479.6 | 4 | 1 | 5 | G | KPVS_SplitCase | 6 | 5 | 6 | 10 | BranchMin6_BranchMax10 | 6 | 3 | 8 | 20 | HeaderMin8_HeaderMax20 | 10 | 7 | 21
772 | 52 | 5012-7/8-4P-60HP KPVS | KPVS_5012-7/8_4P_60HP_11.37_BRZ | 1869.9 | 1869.9 | 7479.6 | 4 | 1 | 5 | G | KPVS_SplitCase | 6 | 5 | 6 | 10 | BranchMin6_BranchMax10 | 6 | 3 | 8 | 20 | HeaderMin8_HeaderMax20 | 12 | 7 | 21
772 | 52 | 5012-7/8-4P-60HP KPVS | KPVS_5012-7/8_4P_60HP_11.37_BRZ | 1869.9 | 1869.9 | 7479.6 | 4 | 1 | 5 | G | KPVS_SplitCase | 6 | 5 | 6 | 10 | BranchMin6_BranchMax10 | 6 | 3 | 8 | 20 | HeaderMin8_HeaderMax20 | 14 | 7 | 21
772 | 52 | 5012-7/8-4P-60HP KPVS | KPVS_5012-7/8_4P_60HP_11.37_BRZ | 1869.9 | 1869.9 | 7479.6 | 4 | 1 | 5 | G | KPVS_SplitCase | 6 | 5 | 6 | 10 | BranchMin6_BranchMax10 | 6 | 3 | 8 | 20 | HeaderMin8_HeaderMax20 | 16 | 7 | 21
772 | 52 | 5012-7/8-4P-60HP KPVS | KPVS_5012-7/8_4P_60HP_11.37_BRZ | 1869.9 | 1869.9 | 7479.6 | 4 | 1 | 5 | G | KPVS_SplitCase | 6 | 5 | 6 | 10 | BranchMin6_BranchMax10 | 6 | 3 | 8 | 20 | HeaderMin8_HeaderMax20 | 18 | 7 | 21
772 | 52 | 5012-7/8-4P-60HP KPVS | KPVS_5012-7/8_4P_60HP_11.37_BRZ | 1869.9 | 1869.9 | 7479.6 | 4 | 1 | 5 | G | KPVS_SplitCase | 6 | 5 | 6 | 10 | BranchMin6_BranchMax10 | 6 | 3 | 8 | 20 | HeaderMin8_HeaderMax20 | 20 | 7 | 21
772 | 52 | 5012-7/8-4P-60HP KPVS | KPVS_5012-7/8_4P_60HP_11.37_BRZ | 1869.9 | 1869.9 | 7479.6 | 4 | 1 | 5 | G | KPVS_SplitCase | 6 | 5 | 6 | 10 | BranchMin6_BranchMax10 | 8 | 3 | 8 | 20 | HeaderMin8_HeaderMax20 | 8 | 7 | 21 | [29 empty] | INVALID
772 | 52 | 5012-7/8-4P-60HP KPVS | KPVS_5012-7/8_4P_60HP_11.37_BRZ | 1869.9 | 1869.9 | 7479.6 | 4 | 1 | 5 | G | KPVS_SplitCase | 6 | 5 | 6 | 10 | BranchMin6_BranchMax10 | 8 | 3 | 8 | 20 | HeaderMin8_HeaderMax20 | 10 | 7 | 21
772 | 52 | 5012-7/8-4P-60HP KPVS | KPVS_5012-7/8_4P_60HP_11.37_BRZ | 1869.9 | 1869.9 | 7479.6 | 4 | 1 | 5 | G | KPVS_SplitCase | 6 | 5 | 6 | 10 | BranchMin6_BranchMax10 | 8 | 3 | 8 | 20 | HeaderMin8_HeaderMax20 | 12 | 7 | 21
772 | 52 | 5012-7/8-4P-60HP KPVS | KPVS_5012-7/8_4P_60HP_11.37_BRZ | 1869.9 | 1869.9 | 7479.6 | 4 | 1 | 5 | G | KPVS_SplitCase | 6 | 5 | 6 | 10 | BranchMin6_BranchMax10 | 8 | 3 | 8 | 20 | HeaderMin8_HeaderMax20 | 14 | 7 | 21
772 | 52 | 5012-7/8-4P-60HP KPVS | KPVS_5012-7/8_4P_60HP_11.37_BRZ | 1869.9 | 1869.9 | 7479.6 | 4 | 1 | 5 | G | KPVS_SplitCase | 6 | 5 | 6 | 10 | BranchMin6_BranchMax10 | 8 | 3 | 8 | 20 | HeaderMin8_HeaderMax20 | 16 | 7 | 21
772 | 52 | 5012-7/8-4P-60HP KPVS | KPVS_5012-7/8_4P_60HP_11.37_BRZ | 1869.9 | 1869.9 | 7479.6 | 4 | 1 | 5 | G | KPVS_SplitCase | 6 | 5 | 6 | 10 | BranchMin6_BranchMax10 | 8 | 3 | 8 | 20 | HeaderMin8_HeaderMax20 | 18 | 7 | 21
772 | 52 | 5012-7/8-4P-60HP KPVS | KPVS_5012-7/8_4P_60HP_11.37_BRZ | 1869.9 | 1869.9 | 7479.6 | 4 | 1 | 5 | G | KPVS_SplitCase | 6 | 5 | 6 | 10 | BranchMin6_BranchMax10 | 8 | 3 | 8 | 20 | HeaderMin8_HeaderMax20 | 20 | 7 | 21
772 | 52 | 5012-7/8-4P-60HP KPVS | KPVS_5012-7/8_4P_60HP_11.37_BRZ | 1869.9 | 1869.9 | 7479.6 | 4 | 1 | 5 | G | KPVS_SplitCase | 6 | 5 | 6 | 10 | BranchMin6_BranchMax10 | 10 | 3 | 8 | 20 | HeaderMin8_HeaderMax20 | 8 | 7 | 21 | [29 empty] | INVALID
772 | 52 | 5012-7/8-4P-60HP KPVS | KPVS_5012-7/8_4P_60HP_11.37_BRZ | 1869.9 | 1869.9 | 7479.6 | 4 | 1 | 5 | G | KPVS_SplitCase | 6 | 5 | 6 | 10 | BranchMin6_BranchMax10 | 10 | 3 | 8 | 20 | HeaderMin8_HeaderMax20 | 10 | 7 | 21 | [29 empty] | INVALID
772 | 52 | 5012-7/8-4P-60HP KPVS | KPVS_5012-7/8_4P_60HP_11.37_BRZ | 1869.9 | 1869.9 | 7479.6 | 4 | 1 | 5 | G | KPVS_SplitCase | 6 | 5 | 6 | 10 | BranchMin6_BranchMax10 | 10 | 3 | 8 | 20 | HeaderMin8_HeaderMax20 | 12 | 7 | 21
772 | 52 | 5012-7/8-4P-60HP KPVS | KPVS_5012-7/8_4P_60HP_11.37_BRZ | 1869.9 | 1869.9 | 7479.6 | 4 | 1 | 5 | G | KPVS_SplitCase | 6 | 5 | 6 | 10 | BranchMin6_BranchMax10 | 10 | 3 | 8 | 20 | HeaderMin8_HeaderMax20 | 14 | 7 | 21
772 | 52 | 5012-7/8-4P-60HP KPVS | KPVS_5012-7/8_4P_60HP_11.37_BRZ | 1869.9 | 1869.9 | 7479.6 | 4 | 1 | 5 | G | KPVS_SplitCase | 6 | 5 | 6 | 10 | BranchMin6_BranchMax10 | 10 | 3 | 8 | 20 | HeaderMin8_HeaderMax20 | 16 | 7 | 21
772 | 52 | 5012-7/8-4P-60HP KPVS | KPVS_5012-7/8_4P_60HP_11.37_BRZ | 1869.9 | 1869.9 | 7479.6 | 4 | 1 | 5 | G | KPVS_SplitCase | 6 | 5 | 6 | 10 | BranchMin6_BranchMax10 | 10 | 3 | 8 | 20 | HeaderMin8_HeaderMax20 | 18 | 7 | 21
772 | 52 | 5012-7/8-4P-60HP KPVS | KPVS_5012-7/8_4P_60HP_11.37_BRZ | 1869.9 | 1869.9 | 7479.6 | 4 | 1 | 5 | G | KPVS_SplitCase | 6 | 5 | 6 | 10 | BranchMin6_BranchMax10 | 10 | 3 | 8 | 20 | HeaderMin8_HeaderMax20 | 20 | 7 | 21
773 | 53 | 5012-7/8-4P-75HP KPVS | KPVS_5012-7/8_4P_75HP_12.00_BRZ | 2000 | 2000 | 8000 | 4 | 1 | 5 | G | KPVS_SplitCase | 6 | 5 | 6 | 10 | BranchMin6_BranchMax10 | 6 | 3 | 8 | 20 | HeaderMin8_HeaderMax20 | 8 | 7 | 21
773 | 53 | 5012-7/8-4P-75HP KPVS | KPVS_5012-7/8_4P_75HP_12.00_BRZ | 2000 | 2000 | 8000 | 4 | 1 | 5 | G | KPVS_SplitCase | 6 | 5 | 6 | 10 | BranchMin6_BranchMax10 | 6 | 3 | 8 | 20 | HeaderMin8_HeaderMax20 | 10 | 7 | 21
773 | 53 | 5012-7/8-4P-75HP KPVS | KPVS_5012-7/8_4P_75HP_12.00_BRZ | 2000 | 2000 | 8000 | 4 | 1 | 5 | G | KPVS_SplitCase | 6 | 5 | 6 | 10 | BranchMin6_BranchMax10 | 6 | 3 | 8 | 20 | HeaderMin8_HeaderMax20 | 12 | 7 | 21
773 | 53 | 5012-7/8-4P-75HP KPVS | KPVS_5012-7/8_4P_75HP_12.00_BRZ | 2000 | 2000 | 8000 | 4 | 1 | 5 | G | KPVS_SplitCase | 6 | 5 | 6 | 10 | BranchMin6_BranchMax10 | 6 | 3 | 8 | 20 | HeaderMin8_HeaderMax20 | 14 | 7 | 21
773 | 53 | 5012-7/8-4P-75HP KPVS | KPVS_5012-7/8_4P_75HP_12.00_BRZ | 2000 | 2000 | 8000 | 4 | 1 | 5 | G | KPVS_SplitCase | 6 | 5 | 6 | 10 | BranchMin6_BranchMax10 | 6 | 3 | 8 | 20 | HeaderMin8_HeaderMax20 | 16 | 7 | 21
773 | 53 | 5012-7/8-4P-75HP KPVS | KPVS_5012-7/8_4P_75HP_12.00_BRZ | 2000 | 2000 | 8000 | 4 | 1 | 5 | G | KPVS_SplitCase | 6 | 5 | 6 | 10 | BranchMin6_BranchMax10 | 6 | 3 | 8 | 20 | HeaderMin8_HeaderMax20 | 18 | 7 | 21
773 | 53 | 5012-7/8-4P-75HP KPVS | KPVS_5012-7/8_4P_75HP_12.00_BRZ | 2000 | 2000 | 8000 | 4 | 1 | 5 | G | KPVS_SplitCase | 6 | 5 | 6 | 10 | BranchMin6_BranchMax10 | 6 | 3 | 8 | 20 | HeaderMin8_HeaderMax20 | 20 | 7 | 21
773 | 53 | 5012-7/8-4P-75HP KPVS | KPVS_5012-7/8_4P_75HP_12.00_BRZ | 2000 | 2000 | 8000 | 4 | 1 | 5 | G | KPVS_SplitCase | 6 | 5 | 6 | 10 | BranchMin6_BranchMax10 | 8 | 3 | 8 | 20 | HeaderMin8_HeaderMax20 | 8 | 7 | 21 | [29 empty] | INVALID
773 | 53 | 5012-7/8-4P-75HP KPVS | KPVS_5012-7/8_4P_75HP_12.00_BRZ | 2000 | 2000 | 8000 | 4 | 1 | 5 | G | KPVS_SplitCase | 6 | 5 | 6 | 10 | BranchMin6_BranchMax10 | 8 | 3 | 8 | 20 | HeaderMin8_HeaderMax20 | 10 | 7 | 21
773 | 53 | 5012-7/8-4P-75HP KPVS | KPVS_5012-7/8_4P_75HP_12.00_BRZ | 2000 | 2000 | 8000 | 4 | 1 | 5 | G | KPVS_SplitCase | 6 | 5 | 6 | 10 | BranchMin6_BranchMax10 | 8 | 3 | 8 | 20 | HeaderMin8_HeaderMax20 | 12 | 7 | 21
773 | 53 | 5012-7/8-4P-75HP KPVS | KPVS_5012-7/8_4P_75HP_12.00_BRZ | 2000 | 2000 | 8000 | 4 | 1 | 5 | G | KPVS_SplitCase | 6 | 5 | 6 | 10 | BranchMin6_BranchMax10 | 8 | 3 | 8 | 20 | HeaderMin8_HeaderMax20 | 14 | 7 | 21
773 | 53 | 5012-7/8-4P-75HP KPVS | KPVS_5012-7/8_4P_75HP_12.00_BRZ | 2000 | 2000 | 8000 | 4 | 1 | 5 | G | KPVS_SplitCase | 6 | 5 | 6 | 10 | BranchMin6_BranchMax10 | 8 | 3 | 8 | 20 | HeaderMin8_HeaderMax20 | 16 | 7 | 21
773 | 53 | 5012-7/8-4P-75HP KPVS | KPVS_5012-7/8_4P_75HP_12.00_BRZ | 2000 | 2000 | 8000 | 4 | 1 | 5 | G | KPVS_SplitCase | 6 | 5 | 6 | 10 | BranchMin6_BranchMax10 | 8 | 3 | 8 | 20 | HeaderMin8_HeaderMax20 | 18 | 7 | 21
773 | 53 | 5012-7/8-4P-75HP KPVS | KPVS_5012-7/8_4P_75HP_12.00_BRZ | 2000 | 2000 | 8000 | 4 | 1 | 5 | G | KPVS_SplitCase | 6 | 5 | 6 | 10 | BranchMin6_BranchMax10 | 8 | 3 | 8 | 20 | HeaderMin8_HeaderMax20 | 20 | 7 | 21
773 | 53 | 5012-7/8-4P-75HP KPVS | KPVS_5012-7/8_4P_75HP_12.00_BRZ | 2000 | 2000 | 8000 | 4 | 1 | 5 | G | KPVS_SplitCase | 6 | 5 | 6 | 10 | BranchMin6_BranchMax10 | 10 | 3 | 8 | 20 | HeaderMin8_HeaderMax20 | 8 | 7 | 21 | [29 empty] | INVALID
773 | 53 | 5012-7/8-4P-75HP KPVS | KPVS_5012-7/8_4P_75HP_12.00_BRZ | 2000 | 2000 | 8000 | 4 | 1 | 5 | G | KPVS_SplitCase | 6 | 5 | 6 | 10 | BranchMin6_BranchMax10 | 10 | 3 | 8 | 20 | HeaderMin8_HeaderMax20 | 10 | 7 | 21 | [29 empty] | INVALID
773 | 53 | 5012-7/8-4P-75HP KPVS | KPVS_5012-7/8_4P_75HP_12.00_BRZ | 2000 | 2000 | 8000 | 4 | 1 | 5 | G | KPVS_SplitCase | 6 | 5 | 6 | 10 | BranchMin6_BranchMax10 | 10 | 3 | 8 | 20 | HeaderMin8_HeaderMax20 | 12 | 7 | 21
773 | 53 | 5012-7/8-4P-75HP KPVS | KPVS_5012-7/8_4P_75HP_12.00_BRZ | 2000 | 2000 | 8000 | 4 | 1 | 5 | G | KPVS_SplitCase | 6 | 5 | 6 | 10 | BranchMin6_BranchMax10 | 10 | 3 | 8 | 20 | HeaderMin8_HeaderMax20 | 14 | 7 | 21
773 | 53 | 5012-7/8-4P-75HP KPVS | KPVS_5012-7/8_4P_75HP_12.00_BRZ | 2000 | 2000 | 8000 | 4 | 1 | 5 | G | KPVS_SplitCase | 6 | 5 | 6 | 10 | BranchMin6_BranchMax10 | 10 | 3 | 8 | 20 | HeaderMin8_HeaderMax20 | 16 | 7 | 21
773 | 53 | 5012-7/8-4P-75HP KPVS | KPVS_5012-7/8_4P_75HP_12.00_BRZ | 2000 | 2000 | 8000 | 4 | 1 | 5 | G | KPVS_SplitCase | 6 | 5 | 6 | 10 | BranchMin6_BranchMax10 | 10 | 3 | 8 | 20 | HeaderMin8_HeaderMax20 | 18 | 7 | 21
773 | 53 | 5012-7/8-4P-75HP KPVS | KPVS_5012-7/8_4P_75HP_12.00_BRZ | 2000 | 2000 | 8000 | 4 | 1 | 5 | G | KPVS_SplitCase | 6 | 5 | 6 | 10 | BranchMin6_BranchMax10 | 10 | 3 | 8 | 20 | HeaderMin8_HeaderMax20 | 20 | 7 | 21
774 | 54 | 5015-9/0-4P-25HP KPVS | KPVS_5015-9/0_4P_25HP_9.03_BRZ | 1495.7 | 1495.7 | 5982.8 | 4 | 1 | 5 | G | KPVS_SplitCase | 6 | 5 | 6 | 8 | BranchMin6_BranchMax8 | 6 | 2 | 8 | 18 | HeaderMin8_HeaderMax18 | 8 | 6 | 12
774 | 54 | 5015-9/0-4P-25HP KPVS | KPVS_5015-9/0_4P_25HP_9.03_BRZ | 1495.7 | 1495.7 | 5982.8 | 4 | 1 | 5 | G | KPVS_SplitCase | 6 | 5 | 6 | 8 | BranchMin6_BranchMax8 | 6 | 2 | 8 | 18 | HeaderMin8_HeaderMax18 | 10 | 6 | 12
774 | 54 | 5015-9/0-4P-25HP KPVS | KPVS_5015-9/0_4P_25HP_9.03_BRZ | 1495.7 | 1495.7 | 5982.8 | 4 | 1 | 5 | G | KPVS_SplitCase | 6 | 5 | 6 | 8 | BranchMin6_BranchMax8 | 6 | 2 | 8 | 18 | HeaderMin8_HeaderMax18 | 12 | 6 | 12
774 | 54 | 5015-9/0-4P-25HP KPVS | KPVS_5015-9/0_4P_25HP_9.03_BRZ | 1495.7 | 1495.7 | 5982.8 | 4 | 1 | 5 | G | KPVS_SplitCase | 6 | 5 | 6 | 8 | BranchMin6_BranchMax8 | 6 | 2 | 8 | 18 | HeaderMin8_HeaderMax18 | 14 | 6 | 12
774 | 54 | 5015-9/0-4P-25HP KPVS | KPVS_5015-9/0_4P_25HP_9.03_BRZ | 1495.7 | 1495.7 | 5982.8 | 4 | 1 | 5 | G | KPVS_SplitCase | 6 | 5 | 6 | 8 | BranchMin6_BranchMax8 | 6 | 2 | 8 | 18 | HeaderMin8_HeaderMax18 | 16 | 6 | 12
774 | 54 | 5015-9/0-4P-25HP KPVS | KPVS_5015-9/0_4P_25HP_9.03_BRZ | 1495.7 | 1495.7 | 5982.8 | 4 | 1 | 5 | G | KPVS_SplitCase | 6 | 5 | 6 | 8 | BranchMin6_BranchMax8 | 6 | 2 | 8 | 18 | HeaderMin8_HeaderMax18 | 18 | 6 | 12
774 | 54 | 5015-9/0-4P-25HP KPVS | KPVS_5015-9/0_4P_25HP_9.03_BRZ | 1495.7 | 1495.7 | 5982.8 | 4 | 1 | 5 | G | KPVS_SplitCase | 6 | 5 | 6 | 8 | BranchMin6_BranchMax8 | 8 | 2 | 8 | 18 | HeaderMin8_HeaderMax18 | 8 | 6 | 12 | [29 empty] | INVALID
774 | 54 | 5015-9/0-4P-25HP KPVS | KPVS_5015-9/0_4P_25HP_9.03_BRZ | 1495.7 | 1495.7 | 5982.8 | 4 | 1 | 5 | G | KPVS_SplitCase | 6 | 5 | 6 | 8 | BranchMin6_BranchMax8 | 8 | 2 | 8 | 18 | HeaderMin8_HeaderMax18 | 10 | 6 | 12
774 | 54 | 5015-9/0-4P-25HP KPVS | KPVS_5015-9/0_4P_25HP_9.03_BRZ | 1495.7 | 1495.7 | 5982.8 | 4 | 1 | 5 | G | KPVS_SplitCase | 6 | 5 | 6 | 8 | BranchMin6_BranchMax8 | 8 | 2 | 8 | 18 | HeaderMin8_HeaderMax18 | 12 | 6 | 12
774 | 54 | 5015-9/0-4P-25HP KPVS | KPVS_5015-9/0_4P_25HP_9.03_BRZ | 1495.7 | 1495.7 | 5982.8 | 4 | 1 | 5 | G | KPVS_SplitCase | 6 | 5 | 6 | 8 | BranchMin6_BranchMax8 | 8 | 2 | 8 | 18 | HeaderMin8_HeaderMax18 | 14 | 6 | 12
774 | 54 | 5015-9/0-4P-25HP KPVS | KPVS_5015-9/0_4P_25HP_9.03_BRZ | 1495.7 | 1495.7 | 5982.8 | 4 | 1 | 5 | G | KPVS_SplitCase | 6 | 5 | 6 | 8 | BranchMin6_BranchMax8 | 8 | 2 | 8 | 18 | HeaderMin8_HeaderMax18 | 16 | 6 | 12
774 | 54 | 5015-9/0-4P-25HP KPVS | KPVS_5015-9/0_4P_25HP_9.03_BRZ | 1495.7 | 1495.7 | 5982.8 | 4 | 1 | 5 | G | KPVS_SplitCase | 6 | 5 | 6 | 8 | BranchMin6_BranchMax8 | 8 | 2 | 8 | 18 | HeaderMin8_HeaderMax18 | 18 | 6 | 12
775 | 55 | 5015-9/0-4P-30HP KPVS | KPVS_5015-9/0_4P_30HP_9.62_BRZ | 1583.4 | 1583.4 | 6333.6 | 4 | 1 | 5 | G | KPVS_SplitCase | 6 | 5 | 6 | 8 | BranchMin6_BranchMax8 | 6 | 2 | 8 | 18 | HeaderMin8_HeaderMax18 | 8 | 6 | 12
775 | 55 | 5015-9/0-4P-30HP KPVS | KPVS_5015-9/0_4P_30HP_9.62_BRZ | 1583.4 | 1583.4 | 6333.6 | 4 | 1 | 5 | G | KPVS_SplitCase | 6 | 5 | 6 | 8 | BranchMin6_BranchMax8 | 6 | 2 | 8 | 18 | HeaderMin8_HeaderMax18 | 10 | 6 | 12
775 | 55 | 5015-9/0-4P-30HP KPVS | KPVS_5015-9/0_4P_30HP_9.62_BRZ | 1583.4 | 1583.4 | 6333.6 | 4 | 1 | 5 | G | KPVS_SplitCase | 6 | 5 | 6 | 8 | BranchMin6_BranchMax8 | 6 | 2 | 8 | 18 | HeaderMin8_HeaderMax18 | 12 | 6 | 12
775 | 55 | 5015-9/0-4P-30HP KPVS | KPVS_5015-9/0_4P_30HP_9.62_BRZ | 1583.4 | 1583.4 | 6333.6 | 4 | 1 | 5 | G | KPVS_SplitCase | 6 | 5 | 6 | 8 | BranchMin6_BranchMax8 | 6 | 2 | 8 | 18 | HeaderMin8_HeaderMax18 | 14 | 6 | 12
775 | 55 | 5015-9/0-4P-30HP KPVS | KPVS_5015-9/0_4P_30HP_9.62_BRZ | 1583.4 | 1583.4 | 6333.6 | 4 | 1 | 5 | G | KPVS_SplitCase | 6 | 5 | 6 | 8 | BranchMin6_BranchMax8 | 6 | 2 | 8 | 18 | HeaderMin8_HeaderMax18 | 16 | 6 | 12
775 | 55 | 5015-9/0-4P-30HP KPVS | KPVS_5015-9/0_4P_30HP_9.62_BRZ | 1583.4 | 1583.4 | 6333.6 | 4 | 1 | 5 | G | KPVS_SplitCase | 6 | 5 | 6 | 8 | BranchMin6_BranchMax8 | 6 | 2 | 8 | 18 | HeaderMin8_HeaderMax18 | 18 | 6 | 12
775 | 55 | 5015-9/0-4P-30HP KPVS | KPVS_5015-9/0_4P_30HP_9.62_BRZ | 1583.4 | 1583.4 | 6333.6 | 4 | 1 | 5 | G | KPVS_SplitCase | 6 | 5 | 6 | 8 | BranchMin6_BranchMax8 | 8 | 2 | 8 | 18 | HeaderMin8_HeaderMax18 | 8 | 6 | 12 | [29 empty] | INVALID
775 | 55 | 5015-9/0-4P-30HP KPVS | KPVS_5015-9/0_4P_30HP_9.62_BRZ | 1583.4 | 1583.4 | 6333.6 | 4 | 1 | 5 | G | KPVS_SplitCase | 6 | 5 | 6 | 8 | BranchMin6_BranchMax8 | 8 | 2 | 8 | 18 | HeaderMin8_HeaderMax18 | 10 | 6 | 12
775 | 55 | 5015-9/0-4P-30HP KPVS | KPVS_5015-9/0_4P_30HP_9.62_BRZ | 1583.4 | 1583.4 | 6333.6 | 4 | 1 | 5 | G | KPVS_SplitCase | 6 | 5 | 6 | 8 | BranchMin6_BranchMax8 | 8 | 2 | 8 | 18 | HeaderMin8_HeaderMax18 | 12 | 6 | 12
775 | 55 | 5015-9/0-4P-30HP KPVS | KPVS_5015-9/0_4P_30HP_9.62_BRZ | 1583.4 | 1583.4 | 6333.6 | 4 | 1 | 5 | G | KPVS_SplitCase | 6 | 5 | 6 | 8 | BranchMin6_BranchMax8 | 8 | 2 | 8 | 18 | HeaderMin8_HeaderMax18 | 14 | 6 | 12
775 | 55 | 5015-9/0-4P-30HP KPVS | KPVS_5015-9/0_4P_30HP_9.62_BRZ | 1583.4 | 1583.4 | 6333.6 | 4 | 1 | 5 | G | KPVS_SplitCase | 6 | 5 | 6 | 8 | BranchMin6_BranchMax8 | 8 | 2 | 8 | 18 | HeaderMin8_HeaderMax18 | 16 | 6 | 12
775 | 55 | 5015-9/0-4P-30HP KPVS | KPVS_5015-9/0_4P_30HP_9.62_BRZ | 1583.4 | 1583.4 | 6333.6 | 4 | 1 | 5 | G | KPVS_SplitCase | 6 | 5 | 6 | 8 | BranchMin6_BranchMax8 | 8 | 2 | 8 | 18 | HeaderMin8_HeaderMax18 | 18 | 6 | 12
776 | 56 | 5015-9/0-4P-40HP KPVS | KPVS_5015-9/0_4P_40HP_10.56_BRZ | 1715.7 | 1715.7 | 6862.8 | 4 | 1 | 5 | G | KPVS_SplitCase | 6 | 5 | 6 | 10 | BranchMin6_BranchMax10 | 6 | 3 | 8 | 18 | HeaderMin8_HeaderMax18 | 8 | 6 | 18
776 | 56 | 5015-9/0-4P-40HP KPVS | KPVS_5015-9/0_4P_40HP_10.56_BRZ | 1715.7 | 1715.7 | 6862.8 | 4 | 1 | 5 | G | KPVS_SplitCase | 6 | 5 | 6 | 10 | BranchMin6_BranchMax10 | 6 | 3 | 8 | 18 | HeaderMin8_HeaderMax18 | 10 | 6 | 18
776 | 56 | 5015-9/0-4P-40HP KPVS | KPVS_5015-9/0_4P_40HP_10.56_BRZ | 1715.7 | 1715.7 | 6862.8 | 4 | 1 | 5 | G | KPVS_SplitCase | 6 | 5 | 6 | 10 | BranchMin6_BranchMax10 | 6 | 3 | 8 | 18 | HeaderMin8_HeaderMax18 | 12 | 6 | 18
776 | 56 | 5015-9/0-4P-40HP KPVS | KPVS_5015-9/0_4P_40HP_10.56_BRZ | 1715.7 | 1715.7 | 6862.8 | 4 | 1 | 5 | G | KPVS_SplitCase | 6 | 5 | 6 | 10 | BranchMin6_BranchMax10 | 6 | 3 | 8 | 18 | HeaderMin8_HeaderMax18 | 14 | 6 | 18
776 | 56 | 5015-9/0-4P-40HP KPVS | KPVS_5015-9/0_4P_40HP_10.56_BRZ | 1715.7 | 1715.7 | 6862.8 | 4 | 1 | 5 | G | KPVS_SplitCase | 6 | 5 | 6 | 10 | BranchMin6_BranchMax10 | 6 | 3 | 8 | 18 | HeaderMin8_HeaderMax18 | 16 | 6 | 18
776 | 56 | 5015-9/0-4P-40HP KPVS | KPVS_5015-9/0_4P_40HP_10.56_BRZ | 1715.7 | 1715.7 | 6862.8 | 4 | 1 | 5 | G | KPVS_SplitCase | 6 | 5 | 6 | 10 | BranchMin6_BranchMax10 | 6 | 3 | 8 | 18 | HeaderMin8_HeaderMax18 | 18 | 6 | 18
776 | 56 | 5015-9/0-4P-40HP KPVS | KPVS_5015-9/0_4P_40HP_10.56_BRZ | 1715.7 | 1715.7 | 6862.8 | 4 | 1 | 5 | G | KPVS_SplitCase | 6 | 5 | 6 | 10 | BranchMin6_BranchMax10 | 8 | 3 | 8 | 18 | HeaderMin8_HeaderMax18 | 8 | 6 | 18 | [29 empty] | INVALID
776 | 56 | 5015-9/0-4P-40HP KPVS | KPVS_5015-9/0_4P_40HP_10.56_BRZ | 1715.7 | 1715.7 | 6862.8 | 4 | 1 | 5 | G | KPVS_SplitCase | 6 | 5 | 6 | 10 | BranchMin6_BranchMax10 | 8 | 3 | 8 | 18 | HeaderMin8_HeaderMax18 | 10 | 6 | 18
776 | 56 | 5015-9/0-4P-40HP KPVS | KPVS_5015-9/0_4P_40HP_10.56_BRZ | 1715.7 | 1715.7 | 6862.8 | 4 | 1 | 5 | G | KPVS_SplitCase | 6 | 5 | 6 | 10 | BranchMin6_BranchMax10 | 8 | 3 | 8 | 18 | HeaderMin8_HeaderMax18 | 12 | 6 | 18
776 | 56 | 5015-9/0-4P-40HP KPVS | KPVS_5015-9/0_4P_40HP_10.56_BRZ | 1715.7 | 1715.7 | 6862.8 | 4 | 1 | 5 | G | KPVS_SplitCase | 6 | 5 | 6 | 10 | BranchMin6_BranchMax10 | 8 | 3 | 8 | 18 | HeaderMin8_HeaderMax18 | 14 | 6 | 18
776 | 56 | 5015-9/0-4P-40HP KPVS | KPVS_5015-9/0_4P_40HP_10.56_BRZ | 1715.7 | 1715.7 | 6862.8 | 4 | 1 | 5 | G | KPVS_SplitCase | 6 | 5 | 6 | 10 | BranchMin6_BranchMax10 | 8 | 3 | 8 | 18 | HeaderMin8_HeaderMax18 | 16 | 6 | 18
776 | 56 | 5015-9/0-4P-40HP KPVS | KPVS_5015-9/0_4P_40HP_10.56_BRZ | 1715.7 | 1715.7 | 6862.8 | 4 | 1 | 5 | G | KPVS_SplitCase | 6 | 5 | 6 | 10 | BranchMin6_BranchMax10 | 8 | 3 | 8 | 18 | HeaderMin8_HeaderMax18 | 18 | 6 | 18
776 | 56 | 5015-9/0-4P-40HP KPVS | KPVS_5015-9/0_4P_40HP_10.56_BRZ | 1715.7 | 1715.7 | 6862.8 | 4 | 1 | 5 | G | KPVS_SplitCase | 6 | 5 | 6 | 10 | BranchMin6_BranchMax10 | 10 | 3 | 8 | 18 | HeaderMin8_HeaderMax18 | 8 | 6 | 18 | [29 empty] | INVALID
776 | 56 | 5015-9/0-4P-40HP KPVS | KPVS_5015-9/0_4P_40HP_10.56_BRZ | 1715.7 | 1715.7 | 6862.8 | 4 | 1 | 5 | G | KPVS_SplitCase | 6 | 5 | 6 | 10 | BranchMin6_BranchMax10 | 10 | 3 | 8 | 18 | HeaderMin8_HeaderMax18 | 10 | 6 | 18 | [29 empty] | INVALID
776 | 56 | 5015-9/0-4P-40HP KPVS | KPVS_5015-9/0_4P_40HP_10.56_BRZ | 1715.7 | 1715.7 | 6862.8 | 4 | 1 | 5 | G | KPVS_SplitCase | 6 | 5 | 6 | 10 | BranchMin6_BranchMax10 | 10 | 3 | 8 | 18 | HeaderMin8_HeaderMax18 | 12 | 6 | 18
776 | 56 | 5015-9/0-4P-40HP KPVS | KPVS_5015-9/0_4P_40HP_10.56_BRZ | 1715.7 | 1715.7 | 6862.8 | 4 | 1 | 5 | G | KPVS_SplitCase | 6 | 5 | 6 | 10 | BranchMin6_BranchMax10 | 10 | 3 | 8 | 18 | HeaderMin8_HeaderMax18 | 14 | 6 | 18
776 | 56 | 5015-9/0-4P-40HP KPVS | KPVS_5015-9/0_4P_40HP_10.56_BRZ | 1715.7 | 1715.7 | 6862.8 | 4 | 1 | 5 | G | KPVS_SplitCase | 6 | 5 | 6 | 10 | BranchMin6_BranchMax10 | 10 | 3 | 8 | 18 | HeaderMin8_HeaderMax18 | 16 | 6 | 18
776 | 56 | 5015-9/0-4P-40HP KPVS | KPVS_5015-9/0_4P_40HP_10.56_BRZ | 1715.7 | 1715.7 | 6862.8 | 4 | 1 | 5 | G | KPVS_SplitCase | 6 | 5 | 6 | 10 | BranchMin6_BranchMax10 | 10 | 3 | 8 | 18 | HeaderMin8_HeaderMax18 | 18 | 6 | 18
777 | 57 | 5015-9/0-4P-50HP KPVS | KPVS_5015-9/0_4P_50HP_11.30_BRZ | 1813.1 | 1813.1 | 7252.4 | 4 | 1 | 5 | G | KPVS_SplitCase | 6 | 5 | 6 | 10 | BranchMin6_BranchMax10 | 6 | 3 | 8 | 20 | HeaderMin8_HeaderMax20 | 8 | 7 | 21
777 | 57 | 5015-9/0-4P-50HP KPVS | KPVS_5015-9/0_4P_50HP_11.30_BRZ | 1813.1 | 1813.1 | 7252.4 | 4 | 1 | 5 | G | KPVS_SplitCase | 6 | 5 | 6 | 10 | BranchMin6_BranchMax10 | 6 | 3 | 8 | 20 | HeaderMin8_HeaderMax20 | 10 | 7 | 21
777 | 57 | 5015-9/0-4P-50HP KPVS | KPVS_5015-9/0_4P_50HP_11.30_BRZ | 1813.1 | 1813.1 | 7252.4 | 4 | 1 | 5 | G | KPVS_SplitCase | 6 | 5 | 6 | 10 | BranchMin6_BranchMax10 | 6 | 3 | 8 | 20 | HeaderMin8_HeaderMax20 | 12 | 7 | 21
777 | 57 | 5015-9/0-4P-50HP KPVS | KPVS_5015-9/0_4P_50HP_11.30_BRZ | 1813.1 | 1813.1 | 7252.4 | 4 | 1 | 5 | G | KPVS_SplitCase | 6 | 5 | 6 | 10 | BranchMin6_BranchMax10 | 6 | 3 | 8 | 20 | HeaderMin8_HeaderMax20 | 14 | 7 | 21
777 | 57 | 5015-9/0-4P-50HP KPVS | KPVS_5015-9/0_4P_50HP_11.30_BRZ | 1813.1 | 1813.1 | 7252.4 | 4 | 1 | 5 | G | KPVS_SplitCase | 6 | 5 | 6 | 10 | BranchMin6_BranchMax10 | 6 | 3 | 8 | 20 | HeaderMin8_HeaderMax20 | 16 | 7 | 21
777 | 57 | 5015-9/0-4P-50HP KPVS | KPVS_5015-9/0_4P_50HP_11.30_BRZ | 1813.1 | 1813.1 | 7252.4 | 4 | 1 | 5 | G | KPVS_SplitCase | 6 | 5 | 6 | 10 | BranchMin6_BranchMax10 | 6 | 3 | 8 | 20 | HeaderMin8_HeaderMax20 | 18 | 7 | 21
777 | 57 | 5015-9/0-4P-50HP KPVS | KPVS_5015-9/0_4P_50HP_11.30_BRZ | 1813.1 | 1813.1 | 7252.4 | 4 | 1 | 5 | G | KPVS_SplitCase | 6 | 5 | 6 | 10 | BranchMin6_BranchMax10 | 6 | 3 | 8 | 20 | HeaderMin8_HeaderMax20 | 20 | 7 | 21
777 | 57 | 5015-9/0-4P-50HP KPVS | KPVS_5015-9/0_4P_50HP_11.30_BRZ | 1813.1 | 1813.1 | 7252.4 | 4 | 1 | 5 | G | KPVS_SplitCase | 6 | 5 | 6 | 10 | BranchMin6_BranchMax10 | 8 | 3 | 8 | 20 | HeaderMin8_HeaderMax20 | 8 | 7 | 21 | [29 empty] | INVALID
777 | 57 | 5015-9/0-4P-50HP KPVS | KPVS_5015-9/0_4P_50HP_11.30_BRZ | 1813.1 | 1813.1 | 7252.4 | 4 | 1 | 5 | G | KPVS_SplitCase | 6 | 5 | 6 | 10 | BranchMin6_BranchMax10 | 8 | 3 | 8 | 20 | HeaderMin8_HeaderMax20 | 10 | 7 | 21
777 | 57 | 5015-9/0-4P-50HP KPVS | KPVS_5015-9/0_4P_50HP_11.30_BRZ | 1813.1 | 1813.1 | 7252.4 | 4 | 1 | 5 | G | KPVS_SplitCase | 6 | 5 | 6 | 10 | BranchMin6_BranchMax10 | 8 | 3 | 8 | 20 | HeaderMin8_HeaderMax20 | 12 | 7 | 21
777 | 57 | 5015-9/0-4P-50HP KPVS | KPVS_5015-9/0_4P_50HP_11.30_BRZ | 1813.1 | 1813.1 | 7252.4 | 4 | 1 | 5 | G | KPVS_SplitCase | 6 | 5 | 6 | 10 | BranchMin6_BranchMax10 | 8 | 3 | 8 | 20 | HeaderMin8_HeaderMax20 | 14 | 7 | 21
777 | 57 | 5015-9/0-4P-50HP KPVS | KPVS_5015-9/0_4P_50HP_11.30_BRZ | 1813.1 | 1813.1 | 7252.4 | 4 | 1 | 5 | G | KPVS_SplitCase | 6 | 5 | 6 | 10 | BranchMin6_BranchMax10 | 8 | 3 | 8 | 20 | HeaderMin8_HeaderMax20 | 16 | 7 | 21
777 | 57 | 5015-9/0-4P-50HP KPVS | KPVS_5015-9/0_4P_50HP_11.30_BRZ | 1813.1 | 1813.1 | 7252.4 | 4 | 1 | 5 | G | KPVS_SplitCase | 6 | 5 | 6 | 10 | BranchMin6_BranchMax10 | 8 | 3 | 8 | 20 | HeaderMin8_HeaderMax20 | 18 | 7 | 21
777 | 57 | 5015-9/0-4P-50HP KPVS | KPVS_5015-9/0_4P_50HP_11.30_BRZ | 1813.1 | 1813.1 | 7252.4 | 4 | 1 | 5 | G | KPVS_SplitCase | 6 | 5 | 6 | 10 | BranchMin6_BranchMax10 | 8 | 3 | 8 | 20 | HeaderMin8_HeaderMax20 | 20 | 7 | 21
777 | 57 | 5015-9/0-4P-50HP KPVS | KPVS_5015-9/0_4P_50HP_11.30_BRZ | 1813.1 | 1813.1 | 7252.4 | 4 | 1 | 5 | G | KPVS_SplitCase | 6 | 5 | 6 | 10 | BranchMin6_BranchMax10 | 10 | 3 | 8 | 20 | HeaderMin8_HeaderMax20 | 8 | 7 | 21 | [29 empty] | INVALID
777 | 57 | 5015-9/0-4P-50HP KPVS | KPVS_5015-9/0_4P_50HP_11.30_BRZ | 1813.1 | 1813.1 | 7252.4 | 4 | 1 | 5 | G | KPVS_SplitCase | 6 | 5 | 6 | 10 | BranchMin6_BranchMax10 | 10 | 3 | 8 | 20 | HeaderMin8_HeaderMax20 | 10 | 7 | 21 | [29 empty] | INVALID
777 | 57 | 5015-9/0-4P-50HP KPVS | KPVS_5015-9/0_4P_50HP_11.30_BRZ | 1813.1 | 1813.1 | 7252.4 | 4 | 1 | 5 | G | KPVS_SplitCase | 6 | 5 | 6 | 10 | BranchMin6_BranchMax10 | 10 | 3 | 8 | 20 | HeaderMin8_HeaderMax20 | 12 | 7 | 21
777 | 57 | 5015-9/0-4P-50HP KPVS | KPVS_5015-9/0_4P_50HP_11.30_BRZ | 1813.1 | 1813.1 | 7252.4 | 4 | 1 | 5 | G | KPVS_SplitCase | 6 | 5 | 6 | 10 | BranchMin6_BranchMax10 | 10 | 3 | 8 | 20 | HeaderMin8_HeaderMax20 | 14 | 7 | 21
777 | 57 | 5015-9/0-4P-50HP KPVS | KPVS_5015-9/0_4P_50HP_11.30_BRZ | 1813.1 | 1813.1 | 7252.4 | 4 | 1 | 5 | G | KPVS_SplitCase | 6 | 5 | 6 | 10 | BranchMin6_BranchMax10 | 10 | 3 | 8 | 20 | HeaderMin8_HeaderMax20 | 16 | 7 | 21
777 | 57 | 5015-9/0-4P-50HP KPVS | KPVS_5015-9/0_4P_50HP_11.30_BRZ | 1813.1 | 1813.1 | 7252.4 | 4 | 1 | 5 | G | KPVS_SplitCase | 6 | 5 | 6 | 10 | BranchMin6_BranchMax10 | 10 | 3 | 8 | 20 | HeaderMin8_HeaderMax20 | 18 | 7 | 21
777 | 57 | 5015-9/0-4P-50HP KPVS | KPVS_5015-9/0_4P_50HP_11.30_BRZ | 1813.1 | 1813.1 | 7252.4 | 4 | 1 | 5 | G | KPVS_SplitCase | 6 | 5 | 6 | 10 | BranchMin6_BranchMax10 | 10 | 3 | 8 | 20 | HeaderMin8_HeaderMax20 | 20 | 7 | 21
778 | 58 | 5015-9/0-4P-60HP KPVS | KPVS_5015-9/0_4P_60HP_11.87_BRZ | 1884.3 | 1884.3 | 7537.2 | 4 | 1 | 5 | G | KPVS_SplitCase | 6 | 5 | 6 | 10 | BranchMin6_BranchMax10 | 6 | 3 | 8 | 20 | HeaderMin8_HeaderMax20 | 8 | 7 | 21
778 | 58 | 5015-9/0-4P-60HP KPVS | KPVS_5015-9/0_4P_60HP_11.87_BRZ | 1884.3 | 1884.3 | 7537.2 | 4 | 1 | 5 | G | KPVS_SplitCase | 6 | 5 | 6 | 10 | BranchMin6_BranchMax10 | 6 | 3 | 8 | 20 | HeaderMin8_HeaderMax20 | 10 | 7 | 21
778 | 58 | 5015-9/0-4P-60HP KPVS | KPVS_5015-9/0_4P_60HP_11.87_BRZ | 1884.3 | 1884.3 | 7537.2 | 4 | 1 | 5 | G | KPVS_SplitCase | 6 | 5 | 6 | 10 | BranchMin6_BranchMax10 | 6 | 3 | 8 | 20 | HeaderMin8_HeaderMax20 | 12 | 7 | 21
778 | 58 | 5015-9/0-4P-60HP KPVS | KPVS_5015-9/0_4P_60HP_11.87_BRZ | 1884.3 | 1884.3 | 7537.2 | 4 | 1 | 5 | G | KPVS_SplitCase | 6 | 5 | 6 | 10 | BranchMin6_BranchMax10 | 6 | 3 | 8 | 20 | HeaderMin8_HeaderMax20 | 14 | 7 | 21
778 | 58 | 5015-9/0-4P-60HP KPVS | KPVS_5015-9/0_4P_60HP_11.87_BRZ | 1884.3 | 1884.3 | 7537.2 | 4 | 1 | 5 | G | KPVS_SplitCase | 6 | 5 | 6 | 10 | BranchMin6_BranchMax10 | 6 | 3 | 8 | 20 | HeaderMin8_HeaderMax20 | 16 | 7 | 21
778 | 58 | 5015-9/0-4P-60HP KPVS | KPVS_5015-9/0_4P_60HP_11.87_BRZ | 1884.3 | 1884.3 | 7537.2 | 4 | 1 | 5 | G | KPVS_SplitCase | 6 | 5 | 6 | 10 | BranchMin6_BranchMax10 | 6 | 3 | 8 | 20 | HeaderMin8_HeaderMax20 | 18 | 7 | 21
778 | 58 | 5015-9/0-4P-60HP KPVS | KPVS_5015-9/0_4P_60HP_11.87_BRZ | 1884.3 | 1884.3 | 7537.2 | 4 | 1 | 5 | G | KPVS_SplitCase | 6 | 5 | 6 | 10 | BranchMin6_BranchMax10 | 6 | 3 | 8 | 20 | HeaderMin8_HeaderMax20 | 20 | 7 | 21
778 | 58 | 5015-9/0-4P-60HP KPVS | KPVS_5015-9/0_4P_60HP_11.87_BRZ | 1884.3 | 1884.3 | 7537.2 | 4 | 1 | 5 | G | KPVS_SplitCase | 6 | 5 | 6 | 10 | BranchMin6_BranchMax10 | 8 | 3 | 8 | 20 | HeaderMin8_HeaderMax20 | 8 | 7 | 21 | [29 empty] | INVALID
778 | 58 | 5015-9/0-4P-60HP KPVS | KPVS_5015-9/0_4P_60HP_11.87_BRZ | 1884.3 | 1884.3 | 7537.2 | 4 | 1 | 5 | G | KPVS_SplitCase | 6 | 5 | 6 | 10 | BranchMin6_BranchMax10 | 8 | 3 | 8 | 20 | HeaderMin8_HeaderMax20 | 10 | 7 | 21
778 | 58 | 5015-9/0-4P-60HP KPVS | KPVS_5015-9/0_4P_60HP_11.87_BRZ | 1884.3 | 1884.3 | 7537.2 | 4 | 1 | 5 | G | KPVS_SplitCase | 6 | 5 | 6 | 10 | BranchMin6_BranchMax10 | 8 | 3 | 8 | 20 | HeaderMin8_HeaderMax20 | 12 | 7 | 21
778 | 58 | 5015-9/0-4P-60HP KPVS | KPVS_5015-9/0_4P_60HP_11.87_BRZ | 1884.3 | 1884.3 | 7537.2 | 4 | 1 | 5 | G | KPVS_SplitCase | 6 | 5 | 6 | 10 | BranchMin6_BranchMax10 | 8 | 3 | 8 | 20 | HeaderMin8_HeaderMax20 | 14 | 7 | 21
778 | 58 | 5015-9/0-4P-60HP KPVS | KPVS_5015-9/0_4P_60HP_11.87_BRZ | 1884.3 | 1884.3 | 7537.2 | 4 | 1 | 5 | G | KPVS_SplitCase | 6 | 5 | 6 | 10 | BranchMin6_BranchMax10 | 8 | 3 | 8 | 20 | HeaderMin8_HeaderMax20 | 16 | 7 | 21
778 | 58 | 5015-9/0-4P-60HP KPVS | KPVS_5015-9/0_4P_60HP_11.87_BRZ | 1884.3 | 1884.3 | 7537.2 | 4 | 1 | 5 | G | KPVS_SplitCase | 6 | 5 | 6 | 10 | BranchMin6_BranchMax10 | 8 | 3 | 8 | 20 | HeaderMin8_HeaderMax20 | 18 | 7 | 21
778 | 58 | 5015-9/0-4P-60HP KPVS | KPVS_5015-9/0_4P_60HP_11.87_BRZ | 1884.3 | 1884.3 | 7537.2 | 4 | 1 | 5 | G | KPVS_SplitCase | 6 | 5 | 6 | 10 | BranchMin6_BranchMax10 | 8 | 3 | 8 | 20 | HeaderMin8_HeaderMax20 | 20 | 7 | 21
778 | 58 | 5015-9/0-4P-60HP KPVS | KPVS_5015-9/0_4P_60HP_11.87_BRZ | 1884.3 | 1884.3 | 7537.2 | 4 | 1 | 5 | G | KPVS_SplitCase | 6 | 5 | 6 | 10 | BranchMin6_BranchMax10 | 10 | 3 | 8 | 20 | HeaderMin8_HeaderMax20 | 8 | 7 | 21 | [29 empty] | INVALID
778 | 58 | 5015-9/0-4P-60HP KPVS | KPVS_5015-9/0_4P_60HP_11.87_BRZ | 1884.3 | 1884.3 | 7537.2 | 4 | 1 | 5 | G | KPVS_SplitCase | 6 | 5 | 6 | 10 | BranchMin6_BranchMax10 | 10 | 3 | 8 | 20 | HeaderMin8_HeaderMax20 | 10 | 7 | 21 | [29 empty] | INVALID
778 | 58 | 5015-9/0-4P-60HP KPVS | KPVS_5015-9/0_4P_60HP_11.87_BRZ | 1884.3 | 1884.3 | 7537.2 | 4 | 1 | 5 | G | KPVS_SplitCase | 6 | 5 | 6 | 10 | BranchMin6_BranchMax10 | 10 | 3 | 8 | 20 | HeaderMin8_HeaderMax20 | 12 | 7 | 21
778 | 58 | 5015-9/0-4P-60HP KPVS | KPVS_5015-9/0_4P_60HP_11.87_BRZ | 1884.3 | 1884.3 | 7537.2 | 4 | 1 | 5 | G | KPVS_SplitCase | 6 | 5 | 6 | 10 | BranchMin6_BranchMax10 | 10 | 3 | 8 | 20 | HeaderMin8_HeaderMax20 | 14 | 7 | 21
778 | 58 | 5015-9/0-4P-60HP KPVS | KPVS_5015-9/0_4P_60HP_11.87_BRZ | 1884.3 | 1884.3 | 7537.2 | 4 | 1 | 5 | G | KPVS_SplitCase | 6 | 5 | 6 | 10 | BranchMin6_BranchMax10 | 10 | 3 | 8 | 20 | HeaderMin8_HeaderMax20 | 16 | 7 | 21
778 | 58 | 5015-9/0-4P-60HP KPVS | KPVS_5015-9/0_4P_60HP_11.87_BRZ | 1884.3 | 1884.3 | 7537.2 | 4 | 1 | 5 | G | KPVS_SplitCase | 6 | 5 | 6 | 10 | BranchMin6_BranchMax10 | 10 | 3 | 8 | 20 | HeaderMin8_HeaderMax20 | 18 | 7 | 21
778 | 58 | 5015-9/0-4P-60HP KPVS | KPVS_5015-9/0_4P_60HP_11.87_BRZ | 1884.3 | 1884.3 | 7537.2 | 4 | 1 | 5 | G | KPVS_SplitCase | 6 | 5 | 6 | 10 | BranchMin6_BranchMax10 | 10 | 3 | 8 | 20 | HeaderMin8_HeaderMax20 | 20 | 7 | 21
779 | 59 | 5015-9/0-4P-75HP KPVS | KPVS_5015-9/0_4P_75HP_12.61_BRZ | 1998.6 | 1998.6 | 7994.4 | 4 | 1 | 5 | G | KPVS_SplitCase | 6 | 5 | 6 | 10 | BranchMin6_BranchMax10 | 6 | 3 | 8 | 20 | HeaderMin8_HeaderMax20 | 8 | 7 | 21
779 | 59 | 5015-9/0-4P-75HP KPVS | KPVS_5015-9/0_4P_75HP_12.61_BRZ | 1998.6 | 1998.6 | 7994.4 | 4 | 1 | 5 | G | KPVS_SplitCase | 6 | 5 | 6 | 10 | BranchMin6_BranchMax10 | 6 | 3 | 8 | 20 | HeaderMin8_HeaderMax20 | 10 | 7 | 21
779 | 59 | 5015-9/0-4P-75HP KPVS | KPVS_5015-9/0_4P_75HP_12.61_BRZ | 1998.6 | 1998.6 | 7994.4 | 4 | 1 | 5 | G | KPVS_SplitCase | 6 | 5 | 6 | 10 | BranchMin6_BranchMax10 | 6 | 3 | 8 | 20 | HeaderMin8_HeaderMax20 | 12 | 7 | 21
779 | 59 | 5015-9/0-4P-75HP KPVS | KPVS_5015-9/0_4P_75HP_12.61_BRZ | 1998.6 | 1998.6 | 7994.4 | 4 | 1 | 5 | G | KPVS_SplitCase | 6 | 5 | 6 | 10 | BranchMin6_BranchMax10 | 6 | 3 | 8 | 20 | HeaderMin8_HeaderMax20 | 14 | 7 | 21
779 | 59 | 5015-9/0-4P-75HP KPVS | KPVS_5015-9/0_4P_75HP_12.61_BRZ | 1998.6 | 1998.6 | 7994.4 | 4 | 1 | 5 | G | KPVS_SplitCase | 6 | 5 | 6 | 10 | BranchMin6_BranchMax10 | 6 | 3 | 8 | 20 | HeaderMin8_HeaderMax20 | 16 | 7 | 21
779 | 59 | 5015-9/0-4P-75HP KPVS | KPVS_5015-9/0_4P_75HP_12.61_BRZ | 1998.6 | 1998.6 | 7994.4 | 4 | 1 | 5 | G | KPVS_SplitCase | 6 | 5 | 6 | 10 | BranchMin6_BranchMax10 | 6 | 3 | 8 | 20 | HeaderMin8_HeaderMax20 | 18 | 7 | 21
779 | 59 | 5015-9/0-4P-75HP KPVS | KPVS_5015-9/0_4P_75HP_12.61_BRZ | 1998.6 | 1998.6 | 7994.4 | 4 | 1 | 5 | G | KPVS_SplitCase | 6 | 5 | 6 | 10 | BranchMin6_BranchMax10 | 6 | 3 | 8 | 20 | HeaderMin8_HeaderMax20 | 20 | 7 | 21
779 | 59 | 5015-9/0-4P-75HP KPVS | KPVS_5015-9/0_4P_75HP_12.61_BRZ | 1998.6 | 1998.6 | 7994.4 | 4 | 1 | 5 | G | KPVS_SplitCase | 6 | 5 | 6 | 10 | BranchMin6_BranchMax10 | 8 | 3 | 8 | 20 | HeaderMin8_HeaderMax20 | 8 | 7 | 21 | [29 empty] | INVALID
779 | 59 | 5015-9/0-4P-75HP KPVS | KPVS_5015-9/0_4P_75HP_12.61_BRZ | 1998.6 | 1998.6 | 7994.4 | 4 | 1 | 5 | G | KPVS_SplitCase | 6 | 5 | 6 | 10 | BranchMin6_BranchMax10 | 8 | 3 | 8 | 20 | HeaderMin8_HeaderMax20 | 10 | 7 | 21
779 | 59 | 5015-9/0-4P-75HP KPVS | KPVS_5015-9/0_4P_75HP_12.61_BRZ | 1998.6 | 1998.6 | 7994.4 | 4 | 1 | 5 | G | KPVS_SplitCase | 6 | 5 | 6 | 10 | BranchMin6_BranchMax10 | 8 | 3 | 8 | 20 | HeaderMin8_HeaderMax20 | 12 | 7 | 21
779 | 59 | 5015-9/0-4P-75HP KPVS | KPVS_5015-9/0_4P_75HP_12.61_BRZ | 1998.6 | 1998.6 | 7994.4 | 4 | 1 | 5 | G | KPVS_SplitCase | 6 | 5 | 6 | 10 | BranchMin6_BranchMax10 | 8 | 3 | 8 | 20 | HeaderMin8_HeaderMax20 | 14 | 7 | 21
779 | 59 | 5015-9/0-4P-75HP KPVS | KPVS_5015-9/0_4P_75HP_12.61_BRZ | 1998.6 | 1998.6 | 7994.4 | 4 | 1 | 5 | G | KPVS_SplitCase | 6 | 5 | 6 | 10 | BranchMin6_BranchMax10 | 8 | 3 | 8 | 20 | HeaderMin8_HeaderMax20 | 16 | 7 | 21
779 | 59 | 5015-9/0-4P-75HP KPVS | KPVS_5015-9/0_4P_75HP_12.61_BRZ | 1998.6 | 1998.6 | 7994.4 | 4 | 1 | 5 | G | KPVS_SplitCase | 6 | 5 | 6 | 10 | BranchMin6_BranchMax10 | 8 | 3 | 8 | 20 | HeaderMin8_HeaderMax20 | 18 | 7 | 21
779 | 59 | 5015-9/0-4P-75HP KPVS | KPVS_5015-9/0_4P_75HP_12.61_BRZ | 1998.6 | 1998.6 | 7994.4 | 4 | 1 | 5 | G | KPVS_SplitCase | 6 | 5 | 6 | 10 | BranchMin6_BranchMax10 | 8 | 3 | 8 | 20 | HeaderMin8_HeaderMax20 | 20 | 7 | 21
779 | 59 | 5015-9/0-4P-75HP KPVS | KPVS_5015-9/0_4P_75HP_12.61_BRZ | 1998.6 | 1998.6 | 7994.4 | 4 | 1 | 5 | G | KPVS_SplitCase | 6 | 5 | 6 | 10 | BranchMin6_BranchMax10 | 10 | 3 | 8 | 20 | HeaderMin8_HeaderMax20 | 8 | 7 | 21 | [29 empty] | INVALID
779 | 59 | 5015-9/0-4P-75HP KPVS | KPVS_5015-9/0_4P_75HP_12.61_BRZ | 1998.6 | 1998.6 | 7994.4 | 4 | 1 | 5 | G | KPVS_SplitCase | 6 | 5 | 6 | 10 | BranchMin6_BranchMax10 | 10 | 3 | 8 | 20 | HeaderMin8_HeaderMax20 | 10 | 7 | 21 | [29 empty] | INVALID
779 | 59 | 5015-9/0-4P-75HP KPVS | KPVS_5015-9/0_4P_75HP_12.61_BRZ | 1998.6 | 1998.6 | 7994.4 | 4 | 1 | 5 | G | KPVS_SplitCase | 6 | 5 | 6 | 10 | BranchMin6_BranchMax10 | 10 | 3 | 8 | 20 | HeaderMin8_HeaderMax20 | 12 | 7 | 21
779 | 59 | 5015-9/0-4P-75HP KPVS | KPVS_5015-9/0_4P_75HP_12.61_BRZ | 1998.6 | 1998.6 | 7994.4 | 4 | 1 | 5 | G | KPVS_SplitCase | 6 | 5 | 6 | 10 | BranchMin6_BranchMax10 | 10 | 3 | 8 | 20 | HeaderMin8_HeaderMax20 | 14 | 7 | 21
779 | 59 | 5015-9/0-4P-75HP KPVS | KPVS_5015-9/0_4P_75HP_12.61_BRZ | 1998.6 | 1998.6 | 7994.4 | 4 | 1 | 5 | G | KPVS_SplitCase | 6 | 5 | 6 | 10 | BranchMin6_BranchMax10 | 10 | 3 | 8 | 20 | HeaderMin8_HeaderMax20 | 16 | 7 | 21
779 | 59 | 5015-9/0-4P-75HP KPVS | KPVS_5015-9/0_4P_75HP_12.61_BRZ | 1998.6 | 1998.6 | 7994.4 | 4 | 1 | 5 | G | KPVS_SplitCase | 6 | 5 | 6 | 10 | BranchMin6_BranchMax10 | 10 | 3 | 8 | 20 | HeaderMin8_HeaderMax20 | 18 | 7 | 21
779 | 59 | 5015-9/0-4P-75HP KPVS | KPVS_5015-9/0_4P_75HP_12.61_BRZ | 1998.6 | 1998.6 | 7994.4 | 4 | 1 | 5 | G | KPVS_SplitCase | 6 | 5 | 6 | 10 | BranchMin6_BranchMax10 | 10 | 3 | 8 | 20 | HeaderMin8_HeaderMax20 | 20 | 7 | 21
780 | 60 | 5015-9/0-4P-100HP KPVS | KPVS_5015-9/0_4P_100HP_13.60_BRZ | 2182.4 | 2182.4 | 8729.6 | 4 | 1 | 5 | G | KPVS_SplitCase | 6 | 5 | 6 | 10 | BranchMin6_BranchMax10 | 6 | 3 | 8 | 20 | HeaderMin8_HeaderMax20 | 8 | 7 | 21
780 | 60 | 5015-9/0-4P-100HP KPVS | KPVS_5015-9/0_4P_100HP_13.60_BRZ | 2182.4 | 2182.4 | 8729.6 | 4 | 1 | 5 | G | KPVS_SplitCase | 6 | 5 | 6 | 10 | BranchMin6_BranchMax10 | 6 | 3 | 8 | 20 | HeaderMin8_HeaderMax20 | 10 | 7 | 21
780 | 60 | 5015-9/0-4P-100HP KPVS | KPVS_5015-9/0_4P_100HP_13.60_BRZ | 2182.4 | 2182.4 | 8729.6 | 4 | 1 | 5 | G | KPVS_SplitCase | 6 | 5 | 6 | 10 | BranchMin6_BranchMax10 | 6 | 3 | 8 | 20 | HeaderMin8_HeaderMax20 | 12 | 7 | 21
780 | 60 | 5015-9/0-4P-100HP KPVS | KPVS_5015-9/0_4P_100HP_13.60_BRZ | 2182.4 | 2182.4 | 8729.6 | 4 | 1 | 5 | G | KPVS_SplitCase | 6 | 5 | 6 | 10 | BranchMin6_BranchMax10 | 6 | 3 | 8 | 20 | HeaderMin8_HeaderMax20 | 14 | 7 | 21
780 | 60 | 5015-9/0-4P-100HP KPVS | KPVS_5015-9/0_4P_100HP_13.60_BRZ | 2182.4 | 2182.4 | 8729.6 | 4 | 1 | 5 | G | KPVS_SplitCase | 6 | 5 | 6 | 10 | BranchMin6_BranchMax10 | 6 | 3 | 8 | 20 | HeaderMin8_HeaderMax20 | 16 | 7 | 21
780 | 60 | 5015-9/0-4P-100HP KPVS | KPVS_5015-9/0_4P_100HP_13.60_BRZ | 2182.4 | 2182.4 | 8729.6 | 4 | 1 | 5 | G | KPVS_SplitCase | 6 | 5 | 6 | 10 | BranchMin6_BranchMax10 | 6 | 3 | 8 | 20 | HeaderMin8_HeaderMax20 | 18 | 7 | 21
780 | 60 | 5015-9/0-4P-100HP KPVS | KPVS_5015-9/0_4P_100HP_13.60_BRZ | 2182.4 | 2182.4 | 8729.6 | 4 | 1 | 5 | G | KPVS_SplitCase | 6 | 5 | 6 | 10 | BranchMin6_BranchMax10 | 6 | 3 | 8 | 20 | HeaderMin8_HeaderMax20 | 20 | 7 | 21
780 | 60 | 5015-9/0-4P-100HP KPVS | KPVS_5015-9/0_4P_100HP_13.60_BRZ | 2182.4 | 2182.4 | 8729.6 | 4 | 1 | 5 | G | KPVS_SplitCase | 6 | 5 | 6 | 10 | BranchMin6_BranchMax10 | 8 | 3 | 8 | 20 | HeaderMin8_HeaderMax20 | 8 | 7 | 21 | [29 empty] | INVALID
780 | 60 | 5015-9/0-4P-100HP KPVS | KPVS_5015-9/0_4P_100HP_13.60_BRZ | 2182.4 | 2182.4 | 8729.6 | 4 | 1 | 5 | G | KPVS_SplitCase | 6 | 5 | 6 | 10 | BranchMin6_BranchMax10 | 8 | 3 | 8 | 20 | HeaderMin8_HeaderMax20 | 10 | 7 | 21
780 | 60 | 5015-9/0-4P-100HP KPVS | KPVS_5015-9/0_4P_100HP_13.60_BRZ | 2182.4 | 2182.4 | 8729.6 | 4 | 1 | 5 | G | KPVS_SplitCase | 6 | 5 | 6 | 10 | BranchMin6_BranchMax10 | 8 | 3 | 8 | 20 | HeaderMin8_HeaderMax20 | 12 | 7 | 21
780 | 60 | 5015-9/0-4P-100HP KPVS | KPVS_5015-9/0_4P_100HP_13.60_BRZ | 2182.4 | 2182.4 | 8729.6 | 4 | 1 | 5 | G | KPVS_SplitCase | 6 | 5 | 6 | 10 | BranchMin6_BranchMax10 | 8 | 3 | 8 | 20 | HeaderMin8_HeaderMax20 | 14 | 7 | 21
780 | 60 | 5015-9/0-4P-100HP KPVS | KPVS_5015-9/0_4P_100HP_13.60_BRZ | 2182.4 | 2182.4 | 8729.6 | 4 | 1 | 5 | G | KPVS_SplitCase | 6 | 5 | 6 | 10 | BranchMin6_BranchMax10 | 8 | 3 | 8 | 20 | HeaderMin8_HeaderMax20 | 16 | 7 | 21
780 | 60 | 5015-9/0-4P-100HP KPVS | KPVS_5015-9/0_4P_100HP_13.60_BRZ | 2182.4 | 2182.4 | 8729.6 | 4 | 1 | 5 | G | KPVS_SplitCase | 6 | 5 | 6 | 10 | BranchMin6_BranchMax10 | 8 | 3 | 8 | 20 | HeaderMin8_HeaderMax20 | 18 | 7 | 21
780 | 60 | 5015-9/0-4P-100HP KPVS | KPVS_5015-9/0_4P_100HP_13.60_BRZ | 2182.4 | 2182.4 | 8729.6 | 4 | 1 | 5 | G | KPVS_SplitCase | 6 | 5 | 6 | 10 | BranchMin6_BranchMax10 | 8 | 3 | 8 | 20 | HeaderMin8_HeaderMax20 | 20 | 7 | 21
780 | 60 | 5015-9/0-4P-100HP KPVS | KPVS_5015-9/0_4P_100HP_13.60_BRZ | 2182.4 | 2182.4 | 8729.6 | 4 | 1 | 5 | G | KPVS_SplitCase | 6 | 5 | 6 | 10 | BranchMin6_BranchMax10 | 10 | 3 | 8 | 20 | HeaderMin8_HeaderMax20 | 8 | 7 | 21 | [29 empty] | INVALID
780 | 60 | 5015-9/0-4P-100HP KPVS | KPVS_5015-9/0_4P_100HP_13.60_BRZ | 2182.4 | 2182.4 | 8729.6 | 4 | 1 | 5 | G | KPVS_SplitCase | 6 | 5 | 6 | 10 | BranchMin6_BranchMax10 | 10 | 3 | 8 | 20 | HeaderMin8_HeaderMax20 | 10 | 7 | 21 | [29 empty] | INVALID
780 | 60 | 5015-9/0-4P-100HP KPVS | KPVS_5015-9/0_4P_100HP_13.60_BRZ | 2182.4 | 2182.4 | 8729.6 | 4 | 1 | 5 | G | KPVS_SplitCase | 6 | 5 | 6 | 10 | BranchMin6_BranchMax10 | 10 | 3 | 8 | 20 | HeaderMin8_HeaderMax20 | 12 | 7 | 21
780 | 60 | 5015-9/0-4P-100HP KPVS | KPVS_5015-9/0_4P_100HP_13.60_BRZ | 2182.4 | 2182.4 | 8729.6 | 4 | 1 | 5 | G | KPVS_SplitCase | 6 | 5 | 6 | 10 | BranchMin6_BranchMax10 | 10 | 3 | 8 | 20 | HeaderMin8_HeaderMax20 | 14 | 7 | 21
780 | 60 | 5015-9/0-4P-100HP KPVS | KPVS_5015-9/0_4P_100HP_13.60_BRZ | 2182.4 | 2182.4 | 8729.6 | 4 | 1 | 5 | G | KPVS_SplitCase | 6 | 5 | 6 | 10 | BranchMin6_BranchMax10 | 10 | 3 | 8 | 20 | HeaderMin8_HeaderMax20 | 16 | 7 | 21
780 | 60 | 5015-9/0-4P-100HP KPVS | KPVS_5015-9/0_4P_100HP_13.60_BRZ | 2182.4 | 2182.4 | 8729.6 | 4 | 1 | 5 | G | KPVS_SplitCase | 6 | 5 | 6 | 10 | BranchMin6_BranchMax10 | 10 | 3 | 8 | 20 | HeaderMin8_HeaderMax20 | 18 | 7 | 21
780 | 60 | 5015-9/0-4P-100HP KPVS | KPVS_5015-9/0_4P_100HP_13.60_BRZ | 2182.4 | 2182.4 | 8729.6 | 4 | 1 | 5 | G | KPVS_SplitCase | 6 | 5 | 6 | 10 | BranchMin6_BranchMax10 | 10 | 3 | 8 | 20 | HeaderMin8_HeaderMax20 | 20 | 7 | 21
781 | 61 | 5015-9/0-4P-125HP KPVS | KPVS_5015-9/0_4P_125HP_14.35_BRZ | 2327.6 | 2327.6 | 9310.4 | 4 | 1 | 5 | G | KPVS_SplitCase | 6 | 5 | 6 | 10 | BranchMin6_BranchMax10 | 6 | 3 | 8 | 24 | HeaderMin8_HeaderMax24 | 8 | 8 | 24
781 | 61 | 5015-9/0-4P-125HP KPVS | KPVS_5015-9/0_4P_125HP_14.35_BRZ | 2327.6 | 2327.6 | 9310.4 | 4 | 1 | 5 | G | KPVS_SplitCase | 6 | 5 | 6 | 10 | BranchMin6_BranchMax10 | 6 | 3 | 8 | 24 | HeaderMin8_HeaderMax24 | 10 | 8 | 24
781 | 61 | 5015-9/0-4P-125HP KPVS | KPVS_5015-9/0_4P_125HP_14.35_BRZ | 2327.6 | 2327.6 | 9310.4 | 4 | 1 | 5 | G | KPVS_SplitCase | 6 | 5 | 6 | 10 | BranchMin6_BranchMax10 | 6 | 3 | 8 | 24 | HeaderMin8_HeaderMax24 | 12 | 8 | 24
781 | 61 | 5015-9/0-4P-125HP KPVS | KPVS_5015-9/0_4P_125HP_14.35_BRZ | 2327.6 | 2327.6 | 9310.4 | 4 | 1 | 5 | G | KPVS_SplitCase | 6 | 5 | 6 | 10 | BranchMin6_BranchMax10 | 6 | 3 | 8 | 24 | HeaderMin8_HeaderMax24 | 14 | 8 | 24
781 | 61 | 5015-9/0-4P-125HP KPVS | KPVS_5015-9/0_4P_125HP_14.35_BRZ | 2327.6 | 2327.6 | 9310.4 | 4 | 1 | 5 | G | KPVS_SplitCase | 6 | 5 | 6 | 10 | BranchMin6_BranchMax10 | 6 | 3 | 8 | 24 | HeaderMin8_HeaderMax24 | 16 | 8 | 24
781 | 61 | 5015-9/0-4P-125HP KPVS | KPVS_5015-9/0_4P_125HP_14.35_BRZ | 2327.6 | 2327.6 | 9310.4 | 4 | 1 | 5 | G | KPVS_SplitCase | 6 | 5 | 6 | 10 | BranchMin6_BranchMax10 | 6 | 3 | 8 | 24 | HeaderMin8_HeaderMax24 | 18 | 8 | 24
781 | 61 | 5015-9/0-4P-125HP KPVS | KPVS_5015-9/0_4P_125HP_14.35_BRZ | 2327.6 | 2327.6 | 9310.4 | 4 | 1 | 5 | G | KPVS_SplitCase | 6 | 5 | 6 | 10 | BranchMin6_BranchMax10 | 6 | 3 | 8 | 24 | HeaderMin8_HeaderMax24 | 20 | 8 | 24
781 | 61 | 5015-9/0-4P-125HP KPVS | KPVS_5015-9/0_4P_125HP_14.35_BRZ | 2327.6 | 2327.6 | 9310.4 | 4 | 1 | 5 | G | KPVS_SplitCase | 6 | 5 | 6 | 10 | BranchMin6_BranchMax10 | 6 | 3 | 8 | 24 | HeaderMin8_HeaderMax24 | 24 | 8 | 24
781 | 61 | 5015-9/0-4P-125HP KPVS | KPVS_5015-9/0_4P_125HP_14.35_BRZ | 2327.6 | 2327.6 | 9310.4 | 4 | 1 | 5 | G | KPVS_SplitCase | 6 | 5 | 6 | 10 | BranchMin6_BranchMax10 | 8 | 3 | 8 | 24 | HeaderMin8_HeaderMax24 | 8 | 8 | 24 | [29 empty] | INVALID
781 | 61 | 5015-9/0-4P-125HP KPVS | KPVS_5015-9/0_4P_125HP_14.35_BRZ | 2327.6 | 2327.6 | 9310.4 | 4 | 1 | 5 | G | KPVS_SplitCase | 6 | 5 | 6 | 10 | BranchMin6_BranchMax10 | 8 | 3 | 8 | 24 | HeaderMin8_HeaderMax24 | 10 | 8 | 24
781 | 61 | 5015-9/0-4P-125HP KPVS | KPVS_5015-9/0_4P_125HP_14.35_BRZ | 2327.6 | 2327.6 | 9310.4 | 4 | 1 | 5 | G | KPVS_SplitCase | 6 | 5 | 6 | 10 | BranchMin6_BranchMax10 | 8 | 3 | 8 | 24 | HeaderMin8_HeaderMax24 | 12 | 8 | 24
781 | 61 | 5015-9/0-4P-125HP KPVS | KPVS_5015-9/0_4P_125HP_14.35_BRZ | 2327.6 | 2327.6 | 9310.4 | 4 | 1 | 5 | G | KPVS_SplitCase | 6 | 5 | 6 | 10 | BranchMin6_BranchMax10 | 8 | 3 | 8 | 24 | HeaderMin8_HeaderMax24 | 14 | 8 | 24
781 | 61 | 5015-9/0-4P-125HP KPVS | KPVS_5015-9/0_4P_125HP_14.35_BRZ | 2327.6 | 2327.6 | 9310.4 | 4 | 1 | 5 | G | KPVS_SplitCase | 6 | 5 | 6 | 10 | BranchMin6_BranchMax10 | 8 | 3 | 8 | 24 | HeaderMin8_HeaderMax24 | 16 | 8 | 24
781 | 61 | 5015-9/0-4P-125HP KPVS | KPVS_5015-9/0_4P_125HP_14.35_BRZ | 2327.6 | 2327.6 | 9310.4 | 4 | 1 | 5 | G | KPVS_SplitCase | 6 | 5 | 6 | 10 | BranchMin6_BranchMax10 | 8 | 3 | 8 | 24 | HeaderMin8_HeaderMax24 | 18 | 8 | 24
781 | 61 | 5015-9/0-4P-125HP KPVS | KPVS_5015-9/0_4P_125HP_14.35_BRZ | 2327.6 | 2327.6 | 9310.4 | 4 | 1 | 5 | G | KPVS_SplitCase | 6 | 5 | 6 | 10 | BranchMin6_BranchMax10 | 8 | 3 | 8 | 24 | HeaderMin8_HeaderMax24 | 20 | 8 | 24
781 | 61 | 5015-9/0-4P-125HP KPVS | KPVS_5015-9/0_4P_125HP_14.35_BRZ | 2327.6 | 2327.6 | 9310.4 | 4 | 1 | 5 | G | KPVS_SplitCase | 6 | 5 | 6 | 10 | BranchMin6_BranchMax10 | 8 | 3 | 8 | 24 | HeaderMin8_HeaderMax24 | 24 | 8 | 24
781 | 61 | 5015-9/0-4P-125HP KPVS | KPVS_5015-9/0_4P_125HP_14.35_BRZ | 2327.6 | 2327.6 | 9310.4 | 4 | 1 | 5 | G | KPVS_SplitCase | 6 | 5 | 6 | 10 | BranchMin6_BranchMax10 | 10 | 3 | 8 | 24 | HeaderMin8_HeaderMax24 | 8 | 8 | 24 | [29 empty] | INVALID
781 | 61 | 5015-9/0-4P-125HP KPVS | KPVS_5015-9/0_4P_125HP_14.35_BRZ | 2327.6 | 2327.6 | 9310.4 | 4 | 1 | 5 | G | KPVS_SplitCase | 6 | 5 | 6 | 10 | BranchMin6_BranchMax10 | 10 | 3 | 8 | 24 | HeaderMin8_HeaderMax24 | 10 | 8 | 24 | [29 empty] | INVALID
781 | 61 | 5015-9/0-4P-125HP KPVS | KPVS_5015-9/0_4P_125HP_14.35_BRZ | 2327.6 | 2327.6 | 9310.4 | 4 | 1 | 5 | G | KPVS_SplitCase | 6 | 5 | 6 | 10 | BranchMin6_BranchMax10 | 10 | 3 | 8 | 24 | HeaderMin8_HeaderMax24 | 12 | 8 | 24
781 | 61 | 5015-9/0-4P-125HP KPVS | KPVS_5015-9/0_4P_125HP_14.35_BRZ | 2327.6 | 2327.6 | 9310.4 | 4 | 1 | 5 | G | KPVS_SplitCase | 6 | 5 | 6 | 10 | BranchMin6_BranchMax10 | 10 | 3 | 8 | 24 | HeaderMin8_HeaderMax24 | 14 | 8 | 24
781 | 61 | 5015-9/0-4P-125HP KPVS | KPVS_5015-9/0_4P_125HP_14.35_BRZ | 2327.6 | 2327.6 | 9310.4 | 4 | 1 | 5 | G | KPVS_SplitCase | 6 | 5 | 6 | 10 | BranchMin6_BranchMax10 | 10 | 3 | 8 | 24 | HeaderMin8_HeaderMax24 | 16 | 8 | 24
781 | 61 | 5015-9/0-4P-125HP KPVS | KPVS_5015-9/0_4P_125HP_14.35_BRZ | 2327.6 | 2327.6 | 9310.4 | 4 | 1 | 5 | G | KPVS_SplitCase | 6 | 5 | 6 | 10 | BranchMin6_BranchMax10 | 10 | 3 | 8 | 24 | HeaderMin8_HeaderMax24 | 18 | 8 | 24
781 | 61 | 5015-9/0-4P-125HP KPVS | KPVS_5015-9/0_4P_125HP_14.35_BRZ | 2327.6 | 2327.6 | 9310.4 | 4 | 1 | 5 | G | KPVS_SplitCase | 6 | 5 | 6 | 10 | BranchMin6_BranchMax10 | 10 | 3 | 8 | 24 | HeaderMin8_HeaderMax24 | 20 | 8 | 24
781 | 61 | 5015-9/0-4P-125HP KPVS | KPVS_5015-9/0_4P_125HP_14.35_BRZ | 2327.6 | 2327.6 | 9310.4 | 4 | 1 | 5 | G | KPVS_SplitCase | 6 | 5 | 6 | 10 | BranchMin6_BranchMax10 | 10 | 3 | 8 | 24 | HeaderMin8_HeaderMax24 | 24 | 8 | 24
782 | 62 | 5015-9/0-4P-150HP KPVS | KPVS_5015-9/0_4P_150HP_15.00_BRZ | 2460 | 2460 | 9840 | 4 | 1 | 5 | G | KPVS_SplitCase | 6 | 5 | 6 | 10 | BranchMin6_BranchMax10 | 6 | 3 | 8 | 24 | HeaderMin8_HeaderMax24 | 8 | 8 | 24
782 | 62 | 5015-9/0-4P-150HP KPVS | KPVS_5015-9/0_4P_150HP_15.00_BRZ | 2460 | 2460 | 9840 | 4 | 1 | 5 | G | KPVS_SplitCase | 6 | 5 | 6 | 10 | BranchMin6_BranchMax10 | 6 | 3 | 8 | 24 | HeaderMin8_HeaderMax24 | 10 | 8 | 24
782 | 62 | 5015-9/0-4P-150HP KPVS | KPVS_5015-9/0_4P_150HP_15.00_BRZ | 2460 | 2460 | 9840 | 4 | 1 | 5 | G | KPVS_SplitCase | 6 | 5 | 6 | 10 | BranchMin6_BranchMax10 | 6 | 3 | 8 | 24 | HeaderMin8_HeaderMax24 | 12 | 8 | 24
782 | 62 | 5015-9/0-4P-150HP KPVS | KPVS_5015-9/0_4P_150HP_15.00_BRZ | 2460 | 2460 | 9840 | 4 | 1 | 5 | G | KPVS_SplitCase | 6 | 5 | 6 | 10 | BranchMin6_BranchMax10 | 6 | 3 | 8 | 24 | HeaderMin8_HeaderMax24 | 14 | 8 | 24
782 | 62 | 5015-9/0-4P-150HP KPVS | KPVS_5015-9/0_4P_150HP_15.00_BRZ | 2460 | 2460 | 9840 | 4 | 1 | 5 | G | KPVS_SplitCase | 6 | 5 | 6 | 10 | BranchMin6_BranchMax10 | 6 | 3 | 8 | 24 | HeaderMin8_HeaderMax24 | 16 | 8 | 24
782 | 62 | 5015-9/0-4P-150HP KPVS | KPVS_5015-9/0_4P_150HP_15.00_BRZ | 2460 | 2460 | 9840 | 4 | 1 | 5 | G | KPVS_SplitCase | 6 | 5 | 6 | 10 | BranchMin6_BranchMax10 | 6 | 3 | 8 | 24 | HeaderMin8_HeaderMax24 | 18 | 8 | 24
782 | 62 | 5015-9/0-4P-150HP KPVS | KPVS_5015-9/0_4P_150HP_15.00_BRZ | 2460 | 2460 | 9840 | 4 | 1 | 5 | G | KPVS_SplitCase | 6 | 5 | 6 | 10 | BranchMin6_BranchMax10 | 6 | 3 | 8 | 24 | HeaderMin8_HeaderMax24 | 20 | 8 | 24
782 | 62 | 5015-9/0-4P-150HP KPVS | KPVS_5015-9/0_4P_150HP_15.00_BRZ | 2460 | 2460 | 9840 | 4 | 1 | 5 | G | KPVS_SplitCase | 6 | 5 | 6 | 10 | BranchMin6_BranchMax10 | 6 | 3 | 8 | 24 | HeaderMin8_HeaderMax24 | 24 | 8 | 24
782 | 62 | 5015-9/0-4P-150HP KPVS | KPVS_5015-9/0_4P_150HP_15.00_BRZ | 2460 | 2460 | 9840 | 4 | 1 | 5 | G | KPVS_SplitCase | 6 | 5 | 6 | 10 | BranchMin6_BranchMax10 | 8 | 3 | 8 | 24 | HeaderMin8_HeaderMax24 | 8 | 8 | 24 | [29 empty] | INVALID
782 | 62 | 5015-9/0-4P-150HP KPVS | KPVS_5015-9/0_4P_150HP_15.00_BRZ | 2460 | 2460 | 9840 | 4 | 1 | 5 | G | KPVS_SplitCase | 6 | 5 | 6 | 10 | BranchMin6_BranchMax10 | 8 | 3 | 8 | 24 | HeaderMin8_HeaderMax24 | 10 | 8 | 24
782 | 62 | 5015-9/0-4P-150HP KPVS | KPVS_5015-9/0_4P_150HP_15.00_BRZ | 2460 | 2460 | 9840 | 4 | 1 | 5 | G | KPVS_SplitCase | 6 | 5 | 6 | 10 | BranchMin6_BranchMax10 | 8 | 3 | 8 | 24 | HeaderMin8_HeaderMax24 | 12 | 8 | 24
782 | 62 | 5015-9/0-4P-150HP KPVS | KPVS_5015-9/0_4P_150HP_15.00_BRZ | 2460 | 2460 | 9840 | 4 | 1 | 5 | G | KPVS_SplitCase | 6 | 5 | 6 | 10 | BranchMin6_BranchMax10 | 8 | 3 | 8 | 24 | HeaderMin8_HeaderMax24 | 14 | 8 | 24
782 | 62 | 5015-9/0-4P-150HP KPVS | KPVS_5015-9/0_4P_150HP_15.00_BRZ | 2460 | 2460 | 9840 | 4 | 1 | 5 | G | KPVS_SplitCase | 6 | 5 | 6 | 10 | BranchMin6_BranchMax10 | 8 | 3 | 8 | 24 | HeaderMin8_HeaderMax24 | 16 | 8 | 24
782 | 62 | 5015-9/0-4P-150HP KPVS | KPVS_5015-9/0_4P_150HP_15.00_BRZ | 2460 | 2460 | 9840 | 4 | 1 | 5 | G | KPVS_SplitCase | 6 | 5 | 6 | 10 | BranchMin6_BranchMax10 | 8 | 3 | 8 | 24 | HeaderMin8_HeaderMax24 | 18 | 8 | 24
782 | 62 | 5015-9/0-4P-150HP KPVS | KPVS_5015-9/0_4P_150HP_15.00_BRZ | 2460 | 2460 | 9840 | 4 | 1 | 5 | G | KPVS_SplitCase | 6 | 5 | 6 | 10 | BranchMin6_BranchMax10 | 8 | 3 | 8 | 24 | HeaderMin8_HeaderMax24 | 20 | 8 | 24
782 | 62 | 5015-9/0-4P-150HP KPVS | KPVS_5015-9/0_4P_150HP_15.00_BRZ | 2460 | 2460 | 9840 | 4 | 1 | 5 | G | KPVS_SplitCase | 6 | 5 | 6 | 10 | BranchMin6_BranchMax10 | 8 | 3 | 8 | 24 | HeaderMin8_HeaderMax24 | 24 | 8 | 24
782 | 62 | 5015-9/0-4P-150HP KPVS | KPVS_5015-9/0_4P_150HP_15.00_BRZ | 2460 | 2460 | 9840 | 4 | 1 | 5 | G | KPVS_SplitCase | 6 | 5 | 6 | 10 | BranchMin6_BranchMax10 | 10 | 3 | 8 | 24 | HeaderMin8_HeaderMax24 | 8 | 8 | 24 | [29 empty] | INVALID
782 | 62 | 5015-9/0-4P-150HP KPVS | KPVS_5015-9/0_4P_150HP_15.00_BRZ | 2460 | 2460 | 9840 | 4 | 1 | 5 | G | KPVS_SplitCase | 6 | 5 | 6 | 10 | BranchMin6_BranchMax10 | 10 | 3 | 8 | 24 | HeaderMin8_HeaderMax24 | 10 | 8 | 24 | [29 empty] | INVALID
782 | 62 | 5015-9/0-4P-150HP KPVS | KPVS_5015-9/0_4P_150HP_15.00_BRZ | 2460 | 2460 | 9840 | 4 | 1 | 5 | G | KPVS_SplitCase | 6 | 5 | 6 | 10 | BranchMin6_BranchMax10 | 10 | 3 | 8 | 24 | HeaderMin8_HeaderMax24 | 12 | 8 | 24
782 | 62 | 5015-9/0-4P-150HP KPVS | KPVS_5015-9/0_4P_150HP_15.00_BRZ | 2460 | 2460 | 9840 | 4 | 1 | 5 | G | KPVS_SplitCase | 6 | 5 | 6 | 10 | BranchMin6_BranchMax10 | 10 | 3 | 8 | 24 | HeaderMin8_HeaderMax24 | 14 | 8 | 24
782 | 62 | 5015-9/0-4P-150HP KPVS | KPVS_5015-9/0_4P_150HP_15.00_BRZ | 2460 | 2460 | 9840 | 4 | 1 | 5 | G | KPVS_SplitCase | 6 | 5 | 6 | 10 | BranchMin6_BranchMax10 | 10 | 3 | 8 | 24 | HeaderMin8_HeaderMax24 | 16 | 8 | 24
782 | 62 | 5015-9/0-4P-150HP KPVS | KPVS_5015-9/0_4P_150HP_15.00_BRZ | 2460 | 2460 | 9840 | 4 | 1 | 5 | G | KPVS_SplitCase | 6 | 5 | 6 | 10 | BranchMin6_BranchMax10 | 10 | 3 | 8 | 24 | HeaderMin8_HeaderMax24 | 18 | 8 | 24
782 | 62 | 5015-9/0-4P-150HP KPVS | KPVS_5015-9/0_4P_150HP_15.00_BRZ | 2460 | 2460 | 9840 | 4 | 1 | 5 | G | KPVS_SplitCase | 6 | 5 | 6 | 10 | BranchMin6_BranchMax10 | 10 | 3 | 8 | 24 | HeaderMin8_HeaderMax24 | 20 | 8 | 24
782 | 62 | 5015-9/0-4P-150HP KPVS | KPVS_5015-9/0_4P_150HP_15.00_BRZ | 2460 | 2460 | 9840 | 4 | 1 | 5 | G | KPVS_SplitCase | 6 | 5 | 6 | 10 | BranchMin6_BranchMax10 | 10 | 3 | 8 | 24 | HeaderMin8_HeaderMax24 | 24 | 8 | 24
783 | 63 | 6012-3/4-4P-20HP KPVS | KPVS_6012-3/4_4P_20HP_7.18_BRZ | 1948.3 | 1948.3 | 7793.2 | 4 | 1 | 5 | G | KPVS_SplitCase | 8 | 6 | 8 | 10 | BranchMin8_BranchMax10 | 8 | 2 | 10 | 20 | HeaderMin10_HeaderMax20 | 10 | 6 | 12
783 | 63 | 6012-3/4-4P-20HP KPVS | KPVS_6012-3/4_4P_20HP_7.18_BRZ | 1948.3 | 1948.3 | 7793.2 | 4 | 1 | 5 | G | KPVS_SplitCase | 8 | 6 | 8 | 10 | BranchMin8_BranchMax10 | 8 | 2 | 10 | 20 | HeaderMin10_HeaderMax20 | 12 | 6 | 12
783 | 63 | 6012-3/4-4P-20HP KPVS | KPVS_6012-3/4_4P_20HP_7.18_BRZ | 1948.3 | 1948.3 | 7793.2 | 4 | 1 | 5 | G | KPVS_SplitCase | 8 | 6 | 8 | 10 | BranchMin8_BranchMax10 | 8 | 2 | 10 | 20 | HeaderMin10_HeaderMax20 | 14 | 6 | 12
783 | 63 | 6012-3/4-4P-20HP KPVS | KPVS_6012-3/4_4P_20HP_7.18_BRZ | 1948.3 | 1948.3 | 7793.2 | 4 | 1 | 5 | G | KPVS_SplitCase | 8 | 6 | 8 | 10 | BranchMin8_BranchMax10 | 8 | 2 | 10 | 20 | HeaderMin10_HeaderMax20 | 16 | 6 | 12
783 | 63 | 6012-3/4-4P-20HP KPVS | KPVS_6012-3/4_4P_20HP_7.18_BRZ | 1948.3 | 1948.3 | 7793.2 | 4 | 1 | 5 | G | KPVS_SplitCase | 8 | 6 | 8 | 10 | BranchMin8_BranchMax10 | 8 | 2 | 10 | 20 | HeaderMin10_HeaderMax20 | 18 | 6 | 12
783 | 63 | 6012-3/4-4P-20HP KPVS | KPVS_6012-3/4_4P_20HP_7.18_BRZ | 1948.3 | 1948.3 | 7793.2 | 4 | 1 | 5 | G | KPVS_SplitCase | 8 | 6 | 8 | 10 | BranchMin8_BranchMax10 | 8 | 2 | 10 | 20 | HeaderMin10_HeaderMax20 | 20 | 6 | 12
783 | 63 | 6012-3/4-4P-20HP KPVS | KPVS_6012-3/4_4P_20HP_7.18_BRZ | 1948.3 | 1948.3 | 7793.2 | 4 | 1 | 5 | G | KPVS_SplitCase | 8 | 6 | 8 | 10 | BranchMin8_BranchMax10 | 10 | 2 | 10 | 20 | HeaderMin10_HeaderMax20 | 10 | 6 | 12 | [29 empty] | INVALID
783 | 63 | 6012-3/4-4P-20HP KPVS | KPVS_6012-3/4_4P_20HP_7.18_BRZ | 1948.3 | 1948.3 | 7793.2 | 4 | 1 | 5 | G | KPVS_SplitCase | 8 | 6 | 8 | 10 | BranchMin8_BranchMax10 | 10 | 2 | 10 | 20 | HeaderMin10_HeaderMax20 | 12 | 6 | 12
783 | 63 | 6012-3/4-4P-20HP KPVS | KPVS_6012-3/4_4P_20HP_7.18_BRZ | 1948.3 | 1948.3 | 7793.2 | 4 | 1 | 5 | G | KPVS_SplitCase | 8 | 6 | 8 | 10 | BranchMin8_BranchMax10 | 10 | 2 | 10 | 20 | HeaderMin10_HeaderMax20 | 14 | 6 | 12
783 | 63 | 6012-3/4-4P-20HP KPVS | KPVS_6012-3/4_4P_20HP_7.18_BRZ | 1948.3 | 1948.3 | 7793.2 | 4 | 1 | 5 | G | KPVS_SplitCase | 8 | 6 | 8 | 10 | BranchMin8_BranchMax10 | 10 | 2 | 10 | 20 | HeaderMin10_HeaderMax20 | 16 | 6 | 12
783 | 63 | 6012-3/4-4P-20HP KPVS | KPVS_6012-3/4_4P_20HP_7.18_BRZ | 1948.3 | 1948.3 | 7793.2 | 4 | 1 | 5 | G | KPVS_SplitCase | 8 | 6 | 8 | 10 | BranchMin8_BranchMax10 | 10 | 2 | 10 | 20 | HeaderMin10_HeaderMax20 | 18 | 6 | 12
783 | 63 | 6012-3/4-4P-20HP KPVS | KPVS_6012-3/4_4P_20HP_7.18_BRZ | 1948.3 | 1948.3 | 7793.2 | 4 | 1 | 5 | G | KPVS_SplitCase | 8 | 6 | 8 | 10 | BranchMin8_BranchMax10 | 10 | 2 | 10 | 20 | HeaderMin10_HeaderMax20 | 20 | 6 | 12
784 | 64 | 6012-3/4-4P-25HP KPVS | KPVS_6012-3/4_4P_25HP_7.66_BRZ | 2103.8 | 2103.8 | 8415.2 | 4 | 1 | 5 | G | KPVS_SplitCase | 8 | 6 | 8 | 10 | BranchMin8_BranchMax10 | 8 | 2 | 10 | 20 | HeaderMin10_HeaderMax20 | 10 | 6 | 12
784 | 64 | 6012-3/4-4P-25HP KPVS | KPVS_6012-3/4_4P_25HP_7.66_BRZ | 2103.8 | 2103.8 | 8415.2 | 4 | 1 | 5 | G | KPVS_SplitCase | 8 | 6 | 8 | 10 | BranchMin8_BranchMax10 | 8 | 2 | 10 | 20 | HeaderMin10_HeaderMax20 | 12 | 6 | 12
784 | 64 | 6012-3/4-4P-25HP KPVS | KPVS_6012-3/4_4P_25HP_7.66_BRZ | 2103.8 | 2103.8 | 8415.2 | 4 | 1 | 5 | G | KPVS_SplitCase | 8 | 6 | 8 | 10 | BranchMin8_BranchMax10 | 8 | 2 | 10 | 20 | HeaderMin10_HeaderMax20 | 14 | 6 | 12
784 | 64 | 6012-3/4-4P-25HP KPVS | KPVS_6012-3/4_4P_25HP_7.66_BRZ | 2103.8 | 2103.8 | 8415.2 | 4 | 1 | 5 | G | KPVS_SplitCase | 8 | 6 | 8 | 10 | BranchMin8_BranchMax10 | 8 | 2 | 10 | 20 | HeaderMin10_HeaderMax20 | 16 | 6 | 12
784 | 64 | 6012-3/4-4P-25HP KPVS | KPVS_6012-3/4_4P_25HP_7.66_BRZ | 2103.8 | 2103.8 | 8415.2 | 4 | 1 | 5 | G | KPVS_SplitCase | 8 | 6 | 8 | 10 | BranchMin8_BranchMax10 | 8 | 2 | 10 | 20 | HeaderMin10_HeaderMax20 | 18 | 6 | 12
784 | 64 | 6012-3/4-4P-25HP KPVS | KPVS_6012-3/4_4P_25HP_7.66_BRZ | 2103.8 | 2103.8 | 8415.2 | 4 | 1 | 5 | G | KPVS_SplitCase | 8 | 6 | 8 | 10 | BranchMin8_BranchMax10 | 8 | 2 | 10 | 20 | HeaderMin10_HeaderMax20 | 20 | 6 | 12
784 | 64 | 6012-3/4-4P-25HP KPVS | KPVS_6012-3/4_4P_25HP_7.66_BRZ | 2103.8 | 2103.8 | 8415.2 | 4 | 1 | 5 | G | KPVS_SplitCase | 8 | 6 | 8 | 10 | BranchMin8_BranchMax10 | 10 | 2 | 10 | 20 | HeaderMin10_HeaderMax20 | 10 | 6 | 12 | [29 empty] | INVALID
784 | 64 | 6012-3/4-4P-25HP KPVS | KPVS_6012-3/4_4P_25HP_7.66_BRZ | 2103.8 | 2103.8 | 8415.2 | 4 | 1 | 5 | G | KPVS_SplitCase | 8 | 6 | 8 | 10 | BranchMin8_BranchMax10 | 10 | 2 | 10 | 20 | HeaderMin10_HeaderMax20 | 12 | 6 | 12
784 | 64 | 6012-3/4-4P-25HP KPVS | KPVS_6012-3/4_4P_25HP_7.66_BRZ | 2103.8 | 2103.8 | 8415.2 | 4 | 1 | 5 | G | KPVS_SplitCase | 8 | 6 | 8 | 10 | BranchMin8_BranchMax10 | 10 | 2 | 10 | 20 | HeaderMin10_HeaderMax20 | 14 | 6 | 12
784 | 64 | 6012-3/4-4P-25HP KPVS | KPVS_6012-3/4_4P_25HP_7.66_BRZ | 2103.8 | 2103.8 | 8415.2 | 4 | 1 | 5 | G | KPVS_SplitCase | 8 | 6 | 8 | 10 | BranchMin8_BranchMax10 | 10 | 2 | 10 | 20 | HeaderMin10_HeaderMax20 | 16 | 6 | 12
784 | 64 | 6012-3/4-4P-25HP KPVS | KPVS_6012-3/4_4P_25HP_7.66_BRZ | 2103.8 | 2103.8 | 8415.2 | 4 | 1 | 5 | G | KPVS_SplitCase | 8 | 6 | 8 | 10 | BranchMin8_BranchMax10 | 10 | 2 | 10 | 20 | HeaderMin10_HeaderMax20 | 18 | 6 | 12
784 | 64 | 6012-3/4-4P-25HP KPVS | KPVS_6012-3/4_4P_25HP_7.66_BRZ | 2103.8 | 2103.8 | 8415.2 | 4 | 1 | 5 | G | KPVS_SplitCase | 8 | 6 | 8 | 10 | BranchMin8_BranchMax10 | 10 | 2 | 10 | 20 | HeaderMin10_HeaderMax20 | 20 | 6 | 12
785 | 65 | 6012-3/4-4P-30HP KPVS | KPVS_6012-3/4_4P_30HP_8.02_BRZ | 2220.5 | 2220.5 | 8882 | 4 | 1 | 5 | G | KPVS_SplitCase | 8 | 6 | 8 | 10 | BranchMin8_BranchMax10 | 8 | 2 | 10 | 24 | HeaderMin10_HeaderMax24 | 10 | 7 | 14
785 | 65 | 6012-3/4-4P-30HP KPVS | KPVS_6012-3/4_4P_30HP_8.02_BRZ | 2220.5 | 2220.5 | 8882 | 4 | 1 | 5 | G | KPVS_SplitCase | 8 | 6 | 8 | 10 | BranchMin8_BranchMax10 | 8 | 2 | 10 | 24 | HeaderMin10_HeaderMax24 | 12 | 7 | 14
785 | 65 | 6012-3/4-4P-30HP KPVS | KPVS_6012-3/4_4P_30HP_8.02_BRZ | 2220.5 | 2220.5 | 8882 | 4 | 1 | 5 | G | KPVS_SplitCase | 8 | 6 | 8 | 10 | BranchMin8_BranchMax10 | 8 | 2 | 10 | 24 | HeaderMin10_HeaderMax24 | 14 | 7 | 14
785 | 65 | 6012-3/4-4P-30HP KPVS | KPVS_6012-3/4_4P_30HP_8.02_BRZ | 2220.5 | 2220.5 | 8882 | 4 | 1 | 5 | G | KPVS_SplitCase | 8 | 6 | 8 | 10 | BranchMin8_BranchMax10 | 8 | 2 | 10 | 24 | HeaderMin10_HeaderMax24 | 16 | 7 | 14
785 | 65 | 6012-3/4-4P-30HP KPVS | KPVS_6012-3/4_4P_30HP_8.02_BRZ | 2220.5 | 2220.5 | 8882 | 4 | 1 | 5 | G | KPVS_SplitCase | 8 | 6 | 8 | 10 | BranchMin8_BranchMax10 | 8 | 2 | 10 | 24 | HeaderMin10_HeaderMax24 | 18 | 7 | 14
785 | 65 | 6012-3/4-4P-30HP KPVS | KPVS_6012-3/4_4P_30HP_8.02_BRZ | 2220.5 | 2220.5 | 8882 | 4 | 1 | 5 | G | KPVS_SplitCase | 8 | 6 | 8 | 10 | BranchMin8_BranchMax10 | 8 | 2 | 10 | 24 | HeaderMin10_HeaderMax24 | 20 | 7 | 14
785 | 65 | 6012-3/4-4P-30HP KPVS | KPVS_6012-3/4_4P_30HP_8.02_BRZ | 2220.5 | 2220.5 | 8882 | 4 | 1 | 5 | G | KPVS_SplitCase | 8 | 6 | 8 | 10 | BranchMin8_BranchMax10 | 8 | 2 | 10 | 24 | HeaderMin10_HeaderMax24 | 24 | 7 | 14
785 | 65 | 6012-3/4-4P-30HP KPVS | KPVS_6012-3/4_4P_30HP_8.02_BRZ | 2220.5 | 2220.5 | 8882 | 4 | 1 | 5 | G | KPVS_SplitCase | 8 | 6 | 8 | 10 | BranchMin8_BranchMax10 | 10 | 2 | 10 | 24 | HeaderMin10_HeaderMax24 | 10 | 7 | 14 | [29 empty] | INVALID
785 | 65 | 6012-3/4-4P-30HP KPVS | KPVS_6012-3/4_4P_30HP_8.02_BRZ | 2220.5 | 2220.5 | 8882 | 4 | 1 | 5 | G | KPVS_SplitCase | 8 | 6 | 8 | 10 | BranchMin8_BranchMax10 | 10 | 2 | 10 | 24 | HeaderMin10_HeaderMax24 | 12 | 7 | 14
785 | 65 | 6012-3/4-4P-30HP KPVS | KPVS_6012-3/4_4P_30HP_8.02_BRZ | 2220.5 | 2220.5 | 8882 | 4 | 1 | 5 | G | KPVS_SplitCase | 8 | 6 | 8 | 10 | BranchMin8_BranchMax10 | 10 | 2 | 10 | 24 | HeaderMin10_HeaderMax24 | 14 | 7 | 14
785 | 65 | 6012-3/4-4P-30HP KPVS | KPVS_6012-3/4_4P_30HP_8.02_BRZ | 2220.5 | 2220.5 | 8882 | 4 | 1 | 5 | G | KPVS_SplitCase | 8 | 6 | 8 | 10 | BranchMin8_BranchMax10 | 10 | 2 | 10 | 24 | HeaderMin10_HeaderMax24 | 16 | 7 | 14
785 | 65 | 6012-3/4-4P-30HP KPVS | KPVS_6012-3/4_4P_30HP_8.02_BRZ | 2220.5 | 2220.5 | 8882 | 4 | 1 | 5 | G | KPVS_SplitCase | 8 | 6 | 8 | 10 | BranchMin8_BranchMax10 | 10 | 2 | 10 | 24 | HeaderMin10_HeaderMax24 | 18 | 7 | 14
785 | 65 | 6012-3/4-4P-30HP KPVS | KPVS_6012-3/4_4P_30HP_8.02_BRZ | 2220.5 | 2220.5 | 8882 | 4 | 1 | 5 | G | KPVS_SplitCase | 8 | 6 | 8 | 10 | BranchMin8_BranchMax10 | 10 | 2 | 10 | 24 | HeaderMin10_HeaderMax24 | 20 | 7 | 14
785 | 65 | 6012-3/4-4P-30HP KPVS | KPVS_6012-3/4_4P_30HP_8.02_BRZ | 2220.5 | 2220.5 | 8882 | 4 | 1 | 5 | G | KPVS_SplitCase | 8 | 6 | 8 | 10 | BranchMin8_BranchMax10 | 10 | 2 | 10 | 24 | HeaderMin10_HeaderMax24 | 24 | 7 | 14
786 | 66 | 6012-3/4-4P-40HP KPVS | KPVS_6012-3/4_4P_40HP_8.86_BRZ | 2492.6 | 2492.6 | 9970.4 | 4 | 1 | 5 | G | KPVS_SplitCase | 8 | 6 | 8 | 10 | BranchMin8_BranchMax10 | 8 | 2 | 10 | 24 | HeaderMin10_HeaderMax24 | 10 | 7 | 14
786 | 66 | 6012-3/4-4P-40HP KPVS | KPVS_6012-3/4_4P_40HP_8.86_BRZ | 2492.6 | 2492.6 | 9970.4 | 4 | 1 | 5 | G | KPVS_SplitCase | 8 | 6 | 8 | 10 | BranchMin8_BranchMax10 | 8 | 2 | 10 | 24 | HeaderMin10_HeaderMax24 | 12 | 7 | 14
786 | 66 | 6012-3/4-4P-40HP KPVS | KPVS_6012-3/4_4P_40HP_8.86_BRZ | 2492.6 | 2492.6 | 9970.4 | 4 | 1 | 5 | G | KPVS_SplitCase | 8 | 6 | 8 | 10 | BranchMin8_BranchMax10 | 8 | 2 | 10 | 24 | HeaderMin10_HeaderMax24 | 14 | 7 | 14
786 | 66 | 6012-3/4-4P-40HP KPVS | KPVS_6012-3/4_4P_40HP_8.86_BRZ | 2492.6 | 2492.6 | 9970.4 | 4 | 1 | 5 | G | KPVS_SplitCase | 8 | 6 | 8 | 10 | BranchMin8_BranchMax10 | 8 | 2 | 10 | 24 | HeaderMin10_HeaderMax24 | 16 | 7 | 14
786 | 66 | 6012-3/4-4P-40HP KPVS | KPVS_6012-3/4_4P_40HP_8.86_BRZ | 2492.6 | 2492.6 | 9970.4 | 4 | 1 | 5 | G | KPVS_SplitCase | 8 | 6 | 8 | 10 | BranchMin8_BranchMax10 | 8 | 2 | 10 | 24 | HeaderMin10_HeaderMax24 | 18 | 7 | 14
786 | 66 | 6012-3/4-4P-40HP KPVS | KPVS_6012-3/4_4P_40HP_8.86_BRZ | 2492.6 | 2492.6 | 9970.4 | 4 | 1 | 5 | G | KPVS_SplitCase | 8 | 6 | 8 | 10 | BranchMin8_BranchMax10 | 8 | 2 | 10 | 24 | HeaderMin10_HeaderMax24 | 20 | 7 | 14
786 | 66 | 6012-3/4-4P-40HP KPVS | KPVS_6012-3/4_4P_40HP_8.86_BRZ | 2492.6 | 2492.6 | 9970.4 | 4 | 1 | 5 | G | KPVS_SplitCase | 8 | 6 | 8 | 10 | BranchMin8_BranchMax10 | 8 | 2 | 10 | 24 | HeaderMin10_HeaderMax24 | 24 | 7 | 14
786 | 66 | 6012-3/4-4P-40HP KPVS | KPVS_6012-3/4_4P_40HP_8.86_BRZ | 2492.6 | 2492.6 | 9970.4 | 4 | 1 | 5 | G | KPVS_SplitCase | 8 | 6 | 8 | 10 | BranchMin8_BranchMax10 | 10 | 2 | 10 | 24 | HeaderMin10_HeaderMax24 | 10 | 7 | 14 | [29 empty] | INVALID
786 | 66 | 6012-3/4-4P-40HP KPVS | KPVS_6012-3/4_4P_40HP_8.86_BRZ | 2492.6 | 2492.6 | 9970.4 | 4 | 1 | 5 | G | KPVS_SplitCase | 8 | 6 | 8 | 10 | BranchMin8_BranchMax10 | 10 | 2 | 10 | 24 | HeaderMin10_HeaderMax24 | 12 | 7 | 14
786 | 66 | 6012-3/4-4P-40HP KPVS | KPVS_6012-3/4_4P_40HP_8.86_BRZ | 2492.6 | 2492.6 | 9970.4 | 4 | 1 | 5 | G | KPVS_SplitCase | 8 | 6 | 8 | 10 | BranchMin8_BranchMax10 | 10 | 2 | 10 | 24 | HeaderMin10_HeaderMax24 | 14 | 7 | 14
786 | 66 | 6012-3/4-4P-40HP KPVS | KPVS_6012-3/4_4P_40HP_8.86_BRZ | 2492.6 | 2492.6 | 9970.4 | 4 | 1 | 5 | G | KPVS_SplitCase | 8 | 6 | 8 | 10 | BranchMin8_BranchMax10 | 10 | 2 | 10 | 24 | HeaderMin10_HeaderMax24 | 16 | 7 | 14
786 | 66 | 6012-3/4-4P-40HP KPVS | KPVS_6012-3/4_4P_40HP_8.86_BRZ | 2492.6 | 2492.6 | 9970.4 | 4 | 1 | 5 | G | KPVS_SplitCase | 8 | 6 | 8 | 10 | BranchMin8_BranchMax10 | 10 | 2 | 10 | 24 | HeaderMin10_HeaderMax24 | 18 | 7 | 14
786 | 66 | 6012-3/4-4P-40HP KPVS | KPVS_6012-3/4_4P_40HP_8.86_BRZ | 2492.6 | 2492.6 | 9970.4 | 4 | 1 | 5 | G | KPVS_SplitCase | 8 | 6 | 8 | 10 | BranchMin8_BranchMax10 | 10 | 2 | 10 | 24 | HeaderMin10_HeaderMax24 | 20 | 7 | 14
786 | 66 | 6012-3/4-4P-40HP KPVS | KPVS_6012-3/4_4P_40HP_8.86_BRZ | 2492.6 | 2492.6 | 9970.4 | 4 | 1 | 5 | G | KPVS_SplitCase | 8 | 6 | 8 | 10 | BranchMin8_BranchMax10 | 10 | 2 | 10 | 24 | HeaderMin10_HeaderMax24 | 24 | 7 | 14
787 | 67 | 6012-3/4-4P-50HP KPVS | KPVS_6012-3/4_4P_50HP_9.85_BRZ | 2801.3 | 2801.3 | 11205.2 | 4 | 1 | 5 | G | KPVS_SplitCase | 8 | 6 | 8 | 12 | BranchMin8_BranchMax12 | 8 | 3 | 10 | 24 | HeaderMin10_HeaderMax24 | 10 | 7 | 21
787 | 67 | 6012-3/4-4P-50HP KPVS | KPVS_6012-3/4_4P_50HP_9.85_BRZ | 2801.3 | 2801.3 | 11205.2 | 4 | 1 | 5 | G | KPVS_SplitCase | 8 | 6 | 8 | 12 | BranchMin8_BranchMax12 | 8 | 3 | 10 | 24 | HeaderMin10_HeaderMax24 | 12 | 7 | 21
787 | 67 | 6012-3/4-4P-50HP KPVS | KPVS_6012-3/4_4P_50HP_9.85_BRZ | 2801.3 | 2801.3 | 11205.2 | 4 | 1 | 5 | G | KPVS_SplitCase | 8 | 6 | 8 | 12 | BranchMin8_BranchMax12 | 8 | 3 | 10 | 24 | HeaderMin10_HeaderMax24 | 14 | 7 | 21
787 | 67 | 6012-3/4-4P-50HP KPVS | KPVS_6012-3/4_4P_50HP_9.85_BRZ | 2801.3 | 2801.3 | 11205.2 | 4 | 1 | 5 | G | KPVS_SplitCase | 8 | 6 | 8 | 12 | BranchMin8_BranchMax12 | 8 | 3 | 10 | 24 | HeaderMin10_HeaderMax24 | 16 | 7 | 21
787 | 67 | 6012-3/4-4P-50HP KPVS | KPVS_6012-3/4_4P_50HP_9.85_BRZ | 2801.3 | 2801.3 | 11205.2 | 4 | 1 | 5 | G | KPVS_SplitCase | 8 | 6 | 8 | 12 | BranchMin8_BranchMax12 | 8 | 3 | 10 | 24 | HeaderMin10_HeaderMax24 | 18 | 7 | 21
787 | 67 | 6012-3/4-4P-50HP KPVS | KPVS_6012-3/4_4P_50HP_9.85_BRZ | 2801.3 | 2801.3 | 11205.2 | 4 | 1 | 5 | G | KPVS_SplitCase | 8 | 6 | 8 | 12 | BranchMin8_BranchMax12 | 8 | 3 | 10 | 24 | HeaderMin10_HeaderMax24 | 20 | 7 | 21
787 | 67 | 6012-3/4-4P-50HP KPVS | KPVS_6012-3/4_4P_50HP_9.85_BRZ | 2801.3 | 2801.3 | 11205.2 | 4 | 1 | 5 | G | KPVS_SplitCase | 8 | 6 | 8 | 12 | BranchMin8_BranchMax12 | 8 | 3 | 10 | 24 | HeaderMin10_HeaderMax24 | 24 | 7 | 21
787 | 67 | 6012-3/4-4P-50HP KPVS | KPVS_6012-3/4_4P_50HP_9.85_BRZ | 2801.3 | 2801.3 | 11205.2 | 4 | 1 | 5 | G | KPVS_SplitCase | 8 | 6 | 8 | 12 | BranchMin8_BranchMax12 | 10 | 3 | 10 | 24 | HeaderMin10_HeaderMax24 | 10 | 7 | 21 | [29 empty] | INVALID
787 | 67 | 6012-3/4-4P-50HP KPVS | KPVS_6012-3/4_4P_50HP_9.85_BRZ | 2801.3 | 2801.3 | 11205.2 | 4 | 1 | 5 | G | KPVS_SplitCase | 8 | 6 | 8 | 12 | BranchMin8_BranchMax12 | 10 | 3 | 10 | 24 | HeaderMin10_HeaderMax24 | 12 | 7 | 21
787 | 67 | 6012-3/4-4P-50HP KPVS | KPVS_6012-3/4_4P_50HP_9.85_BRZ | 2801.3 | 2801.3 | 11205.2 | 4 | 1 | 5 | G | KPVS_SplitCase | 8 | 6 | 8 | 12 | BranchMin8_BranchMax12 | 10 | 3 | 10 | 24 | HeaderMin10_HeaderMax24 | 14 | 7 | 21
787 | 67 | 6012-3/4-4P-50HP KPVS | KPVS_6012-3/4_4P_50HP_9.85_BRZ | 2801.3 | 2801.3 | 11205.2 | 4 | 1 | 5 | G | KPVS_SplitCase | 8 | 6 | 8 | 12 | BranchMin8_BranchMax12 | 10 | 3 | 10 | 24 | HeaderMin10_HeaderMax24 | 16 | 7 | 21
787 | 67 | 6012-3/4-4P-50HP KPVS | KPVS_6012-3/4_4P_50HP_9.85_BRZ | 2801.3 | 2801.3 | 11205.2 | 4 | 1 | 5 | G | KPVS_SplitCase | 8 | 6 | 8 | 12 | BranchMin8_BranchMax12 | 10 | 3 | 10 | 24 | HeaderMin10_HeaderMax24 | 18 | 7 | 21
787 | 67 | 6012-3/4-4P-50HP KPVS | KPVS_6012-3/4_4P_50HP_9.85_BRZ | 2801.3 | 2801.3 | 11205.2 | 4 | 1 | 5 | G | KPVS_SplitCase | 8 | 6 | 8 | 12 | BranchMin8_BranchMax12 | 10 | 3 | 10 | 24 | HeaderMin10_HeaderMax24 | 20 | 7 | 21
787 | 67 | 6012-3/4-4P-50HP KPVS | KPVS_6012-3/4_4P_50HP_9.85_BRZ | 2801.3 | 2801.3 | 11205.2 | 4 | 1 | 5 | G | KPVS_SplitCase | 8 | 6 | 8 | 12 | BranchMin8_BranchMax12 | 10 | 3 | 10 | 24 | HeaderMin10_HeaderMax24 | 24 | 7 | 21
787 | 67 | 6012-3/4-4P-50HP KPVS | KPVS_6012-3/4_4P_50HP_9.85_BRZ | 2801.3 | 2801.3 | 11205.2 | 4 | 1 | 5 | G | KPVS_SplitCase | 8 | 6 | 8 | 12 | BranchMin8_BranchMax12 | 12 | 3 | 10 | 24 | HeaderMin10_HeaderMax24 | 10 | 7 | 21 | [29 empty] | INVALID
787 | 67 | 6012-3/4-4P-50HP KPVS | KPVS_6012-3/4_4P_50HP_9.85_BRZ | 2801.3 | 2801.3 | 11205.2 | 4 | 1 | 5 | G | KPVS_SplitCase | 8 | 6 | 8 | 12 | BranchMin8_BranchMax12 | 12 | 3 | 10 | 24 | HeaderMin10_HeaderMax24 | 12 | 7 | 21 | [29 empty] | INVALID
787 | 67 | 6012-3/4-4P-50HP KPVS | KPVS_6012-3/4_4P_50HP_9.85_BRZ | 2801.3 | 2801.3 | 11205.2 | 4 | 1 | 5 | G | KPVS_SplitCase | 8 | 6 | 8 | 12 | BranchMin8_BranchMax12 | 12 | 3 | 10 | 24 | HeaderMin10_HeaderMax24 | 14 | 7 | 21
787 | 67 | 6012-3/4-4P-50HP KPVS | KPVS_6012-3/4_4P_50HP_9.85_BRZ | 2801.3 | 2801.3 | 11205.2 | 4 | 1 | 5 | G | KPVS_SplitCase | 8 | 6 | 8 | 12 | BranchMin8_BranchMax12 | 12 | 3 | 10 | 24 | HeaderMin10_HeaderMax24 | 16 | 7 | 21
787 | 67 | 6012-3/4-4P-50HP KPVS | KPVS_6012-3/4_4P_50HP_9.85_BRZ | 2801.3 | 2801.3 | 11205.2 | 4 | 1 | 5 | G | KPVS_SplitCase | 8 | 6 | 8 | 12 | BranchMin8_BranchMax12 | 12 | 3 | 10 | 24 | HeaderMin10_HeaderMax24 | 18 | 7 | 21
787 | 67 | 6012-3/4-4P-50HP KPVS | KPVS_6012-3/4_4P_50HP_9.85_BRZ | 2801.3 | 2801.3 | 11205.2 | 4 | 1 | 5 | G | KPVS_SplitCase | 8 | 6 | 8 | 12 | BranchMin8_BranchMax12 | 12 | 3 | 10 | 24 | HeaderMin10_HeaderMax24 | 20 | 7 | 21
787 | 67 | 6012-3/4-4P-50HP KPVS | KPVS_6012-3/4_4P_50HP_9.85_BRZ | 2801.3 | 2801.3 | 11205.2 | 4 | 1 | 5 | G | KPVS_SplitCase | 8 | 6 | 8 | 12 | BranchMin8_BranchMax12 | 12 | 3 | 10 | 24 | HeaderMin10_HeaderMax24 | 24 | 7 | 21
788 | 68 | 6012-3/4-4P-60HP KPVS | KPVS_6012-3/4_4P_60HP_10.38_BRZ | 2944.6 | 2944.6 | 11778.4 | 4 | 1 | 5 | G | KPVS_SplitCase | 8 | 6 | 8 | 12 | BranchMin8_BranchMax12 | 8 | 3 | 10 | 24 | HeaderMin10_HeaderMax24 | 10 | 7 | 21
788 | 68 | 6012-3/4-4P-60HP KPVS | KPVS_6012-3/4_4P_60HP_10.38_BRZ | 2944.6 | 2944.6 | 11778.4 | 4 | 1 | 5 | G | KPVS_SplitCase | 8 | 6 | 8 | 12 | BranchMin8_BranchMax12 | 8 | 3 | 10 | 24 | HeaderMin10_HeaderMax24 | 12 | 7 | 21
788 | 68 | 6012-3/4-4P-60HP KPVS | KPVS_6012-3/4_4P_60HP_10.38_BRZ | 2944.6 | 2944.6 | 11778.4 | 4 | 1 | 5 | G | KPVS_SplitCase | 8 | 6 | 8 | 12 | BranchMin8_BranchMax12 | 8 | 3 | 10 | 24 | HeaderMin10_HeaderMax24 | 14 | 7 | 21
788 | 68 | 6012-3/4-4P-60HP KPVS | KPVS_6012-3/4_4P_60HP_10.38_BRZ | 2944.6 | 2944.6 | 11778.4 | 4 | 1 | 5 | G | KPVS_SplitCase | 8 | 6 | 8 | 12 | BranchMin8_BranchMax12 | 8 | 3 | 10 | 24 | HeaderMin10_HeaderMax24 | 16 | 7 | 21
788 | 68 | 6012-3/4-4P-60HP KPVS | KPVS_6012-3/4_4P_60HP_10.38_BRZ | 2944.6 | 2944.6 | 11778.4 | 4 | 1 | 5 | G | KPVS_SplitCase | 8 | 6 | 8 | 12 | BranchMin8_BranchMax12 | 8 | 3 | 10 | 24 | HeaderMin10_HeaderMax24 | 18 | 7 | 21
788 | 68 | 6012-3/4-4P-60HP KPVS | KPVS_6012-3/4_4P_60HP_10.38_BRZ | 2944.6 | 2944.6 | 11778.4 | 4 | 1 | 5 | G | KPVS_SplitCase | 8 | 6 | 8 | 12 | BranchMin8_BranchMax12 | 8 | 3 | 10 | 24 | HeaderMin10_HeaderMax24 | 20 | 7 | 21
788 | 68 | 6012-3/4-4P-60HP KPVS | KPVS_6012-3/4_4P_60HP_10.38_BRZ | 2944.6 | 2944.6 | 11778.4 | 4 | 1 | 5 | G | KPVS_SplitCase | 8 | 6 | 8 | 12 | BranchMin8_BranchMax12 | 8 | 3 | 10 | 24 | HeaderMin10_HeaderMax24 | 24 | 7 | 21
788 | 68 | 6012-3/4-4P-60HP KPVS | KPVS_6012-3/4_4P_60HP_10.38_BRZ | 2944.6 | 2944.6 | 11778.4 | 4 | 1 | 5 | G | KPVS_SplitCase | 8 | 6 | 8 | 12 | BranchMin8_BranchMax12 | 10 | 3 | 10 | 24 | HeaderMin10_HeaderMax24 | 10 | 7 | 21 | [29 empty] | INVALID
788 | 68 | 6012-3/4-4P-60HP KPVS | KPVS_6012-3/4_4P_60HP_10.38_BRZ | 2944.6 | 2944.6 | 11778.4 | 4 | 1 | 5 | G | KPVS_SplitCase | 8 | 6 | 8 | 12 | BranchMin8_BranchMax12 | 10 | 3 | 10 | 24 | HeaderMin10_HeaderMax24 | 12 | 7 | 21
788 | 68 | 6012-3/4-4P-60HP KPVS | KPVS_6012-3/4_4P_60HP_10.38_BRZ | 2944.6 | 2944.6 | 11778.4 | 4 | 1 | 5 | G | KPVS_SplitCase | 8 | 6 | 8 | 12 | BranchMin8_BranchMax12 | 10 | 3 | 10 | 24 | HeaderMin10_HeaderMax24 | 14 | 7 | 21
788 | 68 | 6012-3/4-4P-60HP KPVS | KPVS_6012-3/4_4P_60HP_10.38_BRZ | 2944.6 | 2944.6 | 11778.4 | 4 | 1 | 5 | G | KPVS_SplitCase | 8 | 6 | 8 | 12 | BranchMin8_BranchMax12 | 10 | 3 | 10 | 24 | HeaderMin10_HeaderMax24 | 16 | 7 | 21
788 | 68 | 6012-3/4-4P-60HP KPVS | KPVS_6012-3/4_4P_60HP_10.38_BRZ | 2944.6 | 2944.6 | 11778.4 | 4 | 1 | 5 | G | KPVS_SplitCase | 8 | 6 | 8 | 12 | BranchMin8_BranchMax12 | 10 | 3 | 10 | 24 | HeaderMin10_HeaderMax24 | 18 | 7 | 21
788 | 68 | 6012-3/4-4P-60HP KPVS | KPVS_6012-3/4_4P_60HP_10.38_BRZ | 2944.6 | 2944.6 | 11778.4 | 4 | 1 | 5 | G | KPVS_SplitCase | 8 | 6 | 8 | 12 | BranchMin8_BranchMax12 | 10 | 3 | 10 | 24 | HeaderMin10_HeaderMax24 | 20 | 7 | 21
788 | 68 | 6012-3/4-4P-60HP KPVS | KPVS_6012-3/4_4P_60HP_10.38_BRZ | 2944.6 | 2944.6 | 11778.4 | 4 | 1 | 5 | G | KPVS_SplitCase | 8 | 6 | 8 | 12 | BranchMin8_BranchMax12 | 10 | 3 | 10 | 24 | HeaderMin10_HeaderMax24 | 24 | 7 | 21
788 | 68 | 6012-3/4-4P-60HP KPVS | KPVS_6012-3/4_4P_60HP_10.38_BRZ | 2944.6 | 2944.6 | 11778.4 | 4 | 1 | 5 | G | KPVS_SplitCase | 8 | 6 | 8 | 12 | BranchMin8_BranchMax12 | 12 | 3 | 10 | 24 | HeaderMin10_HeaderMax24 | 10 | 7 | 21 | [29 empty] | INVALID
788 | 68 | 6012-3/4-4P-60HP KPVS | KPVS_6012-3/4_4P_60HP_10.38_BRZ | 2944.6 | 2944.6 | 11778.4 | 4 | 1 | 5 | G | KPVS_SplitCase | 8 | 6 | 8 | 12 | BranchMin8_BranchMax12 | 12 | 3 | 10 | 24 | HeaderMin10_HeaderMax24 | 12 | 7 | 21 | [29 empty] | INVALID
788 | 68 | 6012-3/4-4P-60HP KPVS | KPVS_6012-3/4_4P_60HP_10.38_BRZ | 2944.6 | 2944.6 | 11778.4 | 4 | 1 | 5 | G | KPVS_SplitCase | 8 | 6 | 8 | 12 | BranchMin8_BranchMax12 | 12 | 3 | 10 | 24 | HeaderMin10_HeaderMax24 | 14 | 7 | 21
788 | 68 | 6012-3/4-4P-60HP KPVS | KPVS_6012-3/4_4P_60HP_10.38_BRZ | 2944.6 | 2944.6 | 11778.4 | 4 | 1 | 5 | G | KPVS_SplitCase | 8 | 6 | 8 | 12 | BranchMin8_BranchMax12 | 12 | 3 | 10 | 24 | HeaderMin10_HeaderMax24 | 16 | 7 | 21
788 | 68 | 6012-3/4-4P-60HP KPVS | KPVS_6012-3/4_4P_60HP_10.38_BRZ | 2944.6 | 2944.6 | 11778.4 | 4 | 1 | 5 | G | KPVS_SplitCase | 8 | 6 | 8 | 12 | BranchMin8_BranchMax12 | 12 | 3 | 10 | 24 | HeaderMin10_HeaderMax24 | 18 | 7 | 21
788 | 68 | 6012-3/4-4P-60HP KPVS | KPVS_6012-3/4_4P_60HP_10.38_BRZ | 2944.6 | 2944.6 | 11778.4 | 4 | 1 | 5 | G | KPVS_SplitCase | 8 | 6 | 8 | 12 | BranchMin8_BranchMax12 | 12 | 3 | 10 | 24 | HeaderMin10_HeaderMax24 | 20 | 7 | 21
788 | 68 | 6012-3/4-4P-60HP KPVS | KPVS_6012-3/4_4P_60HP_10.38_BRZ | 2944.6 | 2944.6 | 11778.4 | 4 | 1 | 5 | G | KPVS_SplitCase | 8 | 6 | 8 | 12 | BranchMin8_BranchMax12 | 12 | 3 | 10 | 24 | HeaderMin10_HeaderMax24 | 24 | 7 | 21
789 | 69 | 6012-3/4-4P-75HP KPVS | KPVS_6012-3/4_4P_75HP_11.05_BRZ | 3118.5 | 3118.5 | 12474 | 4 | 1 | 5 | G | KPVS_SplitCase | 8 | 6 | 8 | 12 | BranchMin8_BranchMax12 | 8 | 3 | 10 | 24 | HeaderMin10_HeaderMax24 | 10 | 7 | 21
789 | 69 | 6012-3/4-4P-75HP KPVS | KPVS_6012-3/4_4P_75HP_11.05_BRZ | 3118.5 | 3118.5 | 12474 | 4 | 1 | 5 | G | KPVS_SplitCase | 8 | 6 | 8 | 12 | BranchMin8_BranchMax12 | 8 | 3 | 10 | 24 | HeaderMin10_HeaderMax24 | 12 | 7 | 21
789 | 69 | 6012-3/4-4P-75HP KPVS | KPVS_6012-3/4_4P_75HP_11.05_BRZ | 3118.5 | 3118.5 | 12474 | 4 | 1 | 5 | G | KPVS_SplitCase | 8 | 6 | 8 | 12 | BranchMin8_BranchMax12 | 8 | 3 | 10 | 24 | HeaderMin10_HeaderMax24 | 14 | 7 | 21
789 | 69 | 6012-3/4-4P-75HP KPVS | KPVS_6012-3/4_4P_75HP_11.05_BRZ | 3118.5 | 3118.5 | 12474 | 4 | 1 | 5 | G | KPVS_SplitCase | 8 | 6 | 8 | 12 | BranchMin8_BranchMax12 | 8 | 3 | 10 | 24 | HeaderMin10_HeaderMax24 | 16 | 7 | 21
789 | 69 | 6012-3/4-4P-75HP KPVS | KPVS_6012-3/4_4P_75HP_11.05_BRZ | 3118.5 | 3118.5 | 12474 | 4 | 1 | 5 | G | KPVS_SplitCase | 8 | 6 | 8 | 12 | BranchMin8_BranchMax12 | 8 | 3 | 10 | 24 | HeaderMin10_HeaderMax24 | 18 | 7 | 21
789 | 69 | 6012-3/4-4P-75HP KPVS | KPVS_6012-3/4_4P_75HP_11.05_BRZ | 3118.5 | 3118.5 | 12474 | 4 | 1 | 5 | G | KPVS_SplitCase | 8 | 6 | 8 | 12 | BranchMin8_BranchMax12 | 8 | 3 | 10 | 24 | HeaderMin10_HeaderMax24 | 20 | 7 | 21
789 | 69 | 6012-3/4-4P-75HP KPVS | KPVS_6012-3/4_4P_75HP_11.05_BRZ | 3118.5 | 3118.5 | 12474 | 4 | 1 | 5 | G | KPVS_SplitCase | 8 | 6 | 8 | 12 | BranchMin8_BranchMax12 | 8 | 3 | 10 | 24 | HeaderMin10_HeaderMax24 | 24 | 7 | 21
789 | 69 | 6012-3/4-4P-75HP KPVS | KPVS_6012-3/4_4P_75HP_11.05_BRZ | 3118.5 | 3118.5 | 12474 | 4 | 1 | 5 | G | KPVS_SplitCase | 8 | 6 | 8 | 12 | BranchMin8_BranchMax12 | 10 | 3 | 10 | 24 | HeaderMin10_HeaderMax24 | 10 | 7 | 21 | [29 empty] | INVALID
789 | 69 | 6012-3/4-4P-75HP KPVS | KPVS_6012-3/4_4P_75HP_11.05_BRZ | 3118.5 | 3118.5 | 12474 | 4 | 1 | 5 | G | KPVS_SplitCase | 8 | 6 | 8 | 12 | BranchMin8_BranchMax12 | 10 | 3 | 10 | 24 | HeaderMin10_HeaderMax24 | 12 | 7 | 21
789 | 69 | 6012-3/4-4P-75HP KPVS | KPVS_6012-3/4_4P_75HP_11.05_BRZ | 3118.5 | 3118.5 | 12474 | 4 | 1 | 5 | G | KPVS_SplitCase | 8 | 6 | 8 | 12 | BranchMin8_BranchMax12 | 10 | 3 | 10 | 24 | HeaderMin10_HeaderMax24 | 14 | 7 | 21
789 | 69 | 6012-3/4-4P-75HP KPVS | KPVS_6012-3/4_4P_75HP_11.05_BRZ | 3118.5 | 3118.5 | 12474 | 4 | 1 | 5 | G | KPVS_SplitCase | 8 | 6 | 8 | 12 | BranchMin8_BranchMax12 | 10 | 3 | 10 | 24 | HeaderMin10_HeaderMax24 | 16 | 7 | 21
789 | 69 | 6012-3/4-4P-75HP KPVS | KPVS_6012-3/4_4P_75HP_11.05_BRZ | 3118.5 | 3118.5 | 12474 | 4 | 1 | 5 | G | KPVS_SplitCase | 8 | 6 | 8 | 12 | BranchMin8_BranchMax12 | 10 | 3 | 10 | 24 | HeaderMin10_HeaderMax24 | 18 | 7 | 21
789 | 69 | 6012-3/4-4P-75HP KPVS | KPVS_6012-3/4_4P_75HP_11.05_BRZ | 3118.5 | 3118.5 | 12474 | 4 | 1 | 5 | G | KPVS_SplitCase | 8 | 6 | 8 | 12 | BranchMin8_BranchMax12 | 10 | 3 | 10 | 24 | HeaderMin10_HeaderMax24 | 20 | 7 | 21
789 | 69 | 6012-3/4-4P-75HP KPVS | KPVS_6012-3/4_4P_75HP_11.05_BRZ | 3118.5 | 3118.5 | 12474 | 4 | 1 | 5 | G | KPVS_SplitCase | 8 | 6 | 8 | 12 | BranchMin8_BranchMax12 | 10 | 3 | 10 | 24 | HeaderMin10_HeaderMax24 | 24 | 7 | 21
789 | 69 | 6012-3/4-4P-75HP KPVS | KPVS_6012-3/4_4P_75HP_11.05_BRZ | 3118.5 | 3118.5 | 12474 | 4 | 1 | 5 | G | KPVS_SplitCase | 8 | 6 | 8 | 12 | BranchMin8_BranchMax12 | 12 | 3 | 10 | 24 | HeaderMin10_HeaderMax24 | 10 | 7 | 21 | [29 empty] | INVALID
789 | 69 | 6012-3/4-4P-75HP KPVS | KPVS_6012-3/4_4P_75HP_11.05_BRZ | 3118.5 | 3118.5 | 12474 | 4 | 1 | 5 | G | KPVS_SplitCase | 8 | 6 | 8 | 12 | BranchMin8_BranchMax12 | 12 | 3 | 10 | 24 | HeaderMin10_HeaderMax24 | 12 | 7 | 21 | [29 empty] | INVALID
789 | 69 | 6012-3/4-4P-75HP KPVS | KPVS_6012-3/4_4P_75HP_11.05_BRZ | 3118.5 | 3118.5 | 12474 | 4 | 1 | 5 | G | KPVS_SplitCase | 8 | 6 | 8 | 12 | BranchMin8_BranchMax12 | 12 | 3 | 10 | 24 | HeaderMin10_HeaderMax24 | 14 | 7 | 21
789 | 69 | 6012-3/4-4P-75HP KPVS | KPVS_6012-3/4_4P_75HP_11.05_BRZ | 3118.5 | 3118.5 | 12474 | 4 | 1 | 5 | G | KPVS_SplitCase | 8 | 6 | 8 | 12 | BranchMin8_BranchMax12 | 12 | 3 | 10 | 24 | HeaderMin10_HeaderMax24 | 16 | 7 | 21
789 | 69 | 6012-3/4-4P-75HP KPVS | KPVS_6012-3/4_4P_75HP_11.05_BRZ | 3118.5 | 3118.5 | 12474 | 4 | 1 | 5 | G | KPVS_SplitCase | 8 | 6 | 8 | 12 | BranchMin8_BranchMax12 | 12 | 3 | 10 | 24 | HeaderMin10_HeaderMax24 | 18 | 7 | 21
789 | 69 | 6012-3/4-4P-75HP KPVS | KPVS_6012-3/4_4P_75HP_11.05_BRZ | 3118.5 | 3118.5 | 12474 | 4 | 1 | 5 | G | KPVS_SplitCase | 8 | 6 | 8 | 12 | BranchMin8_BranchMax12 | 12 | 3 | 10 | 24 | HeaderMin10_HeaderMax24 | 20 | 7 | 21
789 | 69 | 6012-3/4-4P-75HP KPVS | KPVS_6012-3/4_4P_75HP_11.05_BRZ | 3118.5 | 3118.5 | 12474 | 4 | 1 | 5 | G | KPVS_SplitCase | 8 | 6 | 8 | 12 | BranchMin8_BranchMax12 | 12 | 3 | 10 | 24 | HeaderMin10_HeaderMax24 | 24 | 7 | 21
790 | 70 | 6012-3/4-4P-100HP KPVS | KPVS_6012-3/4_4P_100HP_12.00_BRZ | 3375 | 3375 | 13500 | 4 | 1 | 5 | G | KPVS_SplitCase | 8 | 6 | 8 | 12 | BranchMin8_BranchMax12 | 8 | 3 | 10 | 24 | HeaderMin10_HeaderMax24 | 10 | 7 | 21
790 | 70 | 6012-3/4-4P-100HP KPVS | KPVS_6012-3/4_4P_100HP_12.00_BRZ | 3375 | 3375 | 13500 | 4 | 1 | 5 | G | KPVS_SplitCase | 8 | 6 | 8 | 12 | BranchMin8_BranchMax12 | 8 | 3 | 10 | 24 | HeaderMin10_HeaderMax24 | 12 | 7 | 21
790 | 70 | 6012-3/4-4P-100HP KPVS | KPVS_6012-3/4_4P_100HP_12.00_BRZ | 3375 | 3375 | 13500 | 4 | 1 | 5 | G | KPVS_SplitCase | 8 | 6 | 8 | 12 | BranchMin8_BranchMax12 | 8 | 3 | 10 | 24 | HeaderMin10_HeaderMax24 | 14 | 7 | 21
790 | 70 | 6012-3/4-4P-100HP KPVS | KPVS_6012-3/4_4P_100HP_12.00_BRZ | 3375 | 3375 | 13500 | 4 | 1 | 5 | G | KPVS_SplitCase | 8 | 6 | 8 | 12 | BranchMin8_BranchMax12 | 8 | 3 | 10 | 24 | HeaderMin10_HeaderMax24 | 16 | 7 | 21
790 | 70 | 6012-3/4-4P-100HP KPVS | KPVS_6012-3/4_4P_100HP_12.00_BRZ | 3375 | 3375 | 13500 | 4 | 1 | 5 | G | KPVS_SplitCase | 8 | 6 | 8 | 12 | BranchMin8_BranchMax12 | 8 | 3 | 10 | 24 | HeaderMin10_HeaderMax24 | 18 | 7 | 21
790 | 70 | 6012-3/4-4P-100HP KPVS | KPVS_6012-3/4_4P_100HP_12.00_BRZ | 3375 | 3375 | 13500 | 4 | 1 | 5 | G | KPVS_SplitCase | 8 | 6 | 8 | 12 | BranchMin8_BranchMax12 | 8 | 3 | 10 | 24 | HeaderMin10_HeaderMax24 | 20 | 7 | 21
790 | 70 | 6012-3/4-4P-100HP KPVS | KPVS_6012-3/4_4P_100HP_12.00_BRZ | 3375 | 3375 | 13500 | 4 | 1 | 5 | G | KPVS_SplitCase | 8 | 6 | 8 | 12 | BranchMin8_BranchMax12 | 8 | 3 | 10 | 24 | HeaderMin10_HeaderMax24 | 24 | 7 | 21
790 | 70 | 6012-3/4-4P-100HP KPVS | KPVS_6012-3/4_4P_100HP_12.00_BRZ | 3375 | 3375 | 13500 | 4 | 1 | 5 | G | KPVS_SplitCase | 8 | 6 | 8 | 12 | BranchMin8_BranchMax12 | 10 | 3 | 10 | 24 | HeaderMin10_HeaderMax24 | 10 | 7 | 21 | [29 empty] | INVALID
790 | 70 | 6012-3/4-4P-100HP KPVS | KPVS_6012-3/4_4P_100HP_12.00_BRZ | 3375 | 3375 | 13500 | 4 | 1 | 5 | G | KPVS_SplitCase | 8 | 6 | 8 | 12 | BranchMin8_BranchMax12 | 10 | 3 | 10 | 24 | HeaderMin10_HeaderMax24 | 12 | 7 | 21
790 | 70 | 6012-3/4-4P-100HP KPVS | KPVS_6012-3/4_4P_100HP_12.00_BRZ | 3375 | 3375 | 13500 | 4 | 1 | 5 | G | KPVS_SplitCase | 8 | 6 | 8 | 12 | BranchMin8_BranchMax12 | 10 | 3 | 10 | 24 | HeaderMin10_HeaderMax24 | 14 | 7 | 21
790 | 70 | 6012-3/4-4P-100HP KPVS | KPVS_6012-3/4_4P_100HP_12.00_BRZ | 3375 | 3375 | 13500 | 4 | 1 | 5 | G | KPVS_SplitCase | 8 | 6 | 8 | 12 | BranchMin8_BranchMax12 | 10 | 3 | 10 | 24 | HeaderMin10_HeaderMax24 | 16 | 7 | 21
790 | 70 | 6012-3/4-4P-100HP KPVS | KPVS_6012-3/4_4P_100HP_12.00_BRZ | 3375 | 3375 | 13500 | 4 | 1 | 5 | G | KPVS_SplitCase | 8 | 6 | 8 | 12 | BranchMin8_BranchMax12 | 10 | 3 | 10 | 24 | HeaderMin10_HeaderMax24 | 18 | 7 | 21
790 | 70 | 6012-3/4-4P-100HP KPVS | KPVS_6012-3/4_4P_100HP_12.00_BRZ | 3375 | 3375 | 13500 | 4 | 1 | 5 | G | KPVS_SplitCase | 8 | 6 | 8 | 12 | BranchMin8_BranchMax12 | 10 | 3 | 10 | 24 | HeaderMin10_HeaderMax24 | 20 | 7 | 21
790 | 70 | 6012-3/4-4P-100HP KPVS | KPVS_6012-3/4_4P_100HP_12.00_BRZ | 3375 | 3375 | 13500 | 4 | 1 | 5 | G | KPVS_SplitCase | 8 | 6 | 8 | 12 | BranchMin8_BranchMax12 | 10 | 3 | 10 | 24 | HeaderMin10_HeaderMax24 | 24 | 7 | 21
790 | 70 | 6012-3/4-4P-100HP KPVS | KPVS_6012-3/4_4P_100HP_12.00_BRZ | 3375 | 3375 | 13500 | 4 | 1 | 5 | G | KPVS_SplitCase | 8 | 6 | 8 | 12 | BranchMin8_BranchMax12 | 12 | 3 | 10 | 24 | HeaderMin10_HeaderMax24 | 10 | 7 | 21 | [29 empty] | INVALID
790 | 70 | 6012-3/4-4P-100HP KPVS | KPVS_6012-3/4_4P_100HP_12.00_BRZ | 3375 | 3375 | 13500 | 4 | 1 | 5 | G | KPVS_SplitCase | 8 | 6 | 8 | 12 | BranchMin8_BranchMax12 | 12 | 3 | 10 | 24 | HeaderMin10_HeaderMax24 | 12 | 7 | 21 | [29 empty] | INVALID
790 | 70 | 6012-3/4-4P-100HP KPVS | KPVS_6012-3/4_4P_100HP_12.00_BRZ | 3375 | 3375 | 13500 | 4 | 1 | 5 | G | KPVS_SplitCase | 8 | 6 | 8 | 12 | BranchMin8_BranchMax12 | 12 | 3 | 10 | 24 | HeaderMin10_HeaderMax24 | 14 | 7 | 21
790 | 70 | 6012-3/4-4P-100HP KPVS | KPVS_6012-3/4_4P_100HP_12.00_BRZ | 3375 | 3375 | 13500 | 4 | 1 | 5 | G | KPVS_SplitCase | 8 | 6 | 8 | 12 | BranchMin8_BranchMax12 | 12 | 3 | 10 | 24 | HeaderMin10_HeaderMax24 | 16 | 7 | 21
790 | 70 | 6012-3/4-4P-100HP KPVS | KPVS_6012-3/4_4P_100HP_12.00_BRZ | 3375 | 3375 | 13500 | 4 | 1 | 5 | G | KPVS_SplitCase | 8 | 6 | 8 | 12 | BranchMin8_BranchMax12 | 12 | 3 | 10 | 24 | HeaderMin10_HeaderMax24 | 18 | 7 | 21
790 | 70 | 6012-3/4-4P-100HP KPVS | KPVS_6012-3/4_4P_100HP_12.00_BRZ | 3375 | 3375 | 13500 | 4 | 1 | 5 | G | KPVS_SplitCase | 8 | 6 | 8 | 12 | BranchMin8_BranchMax12 | 12 | 3 | 10 | 24 | HeaderMin10_HeaderMax24 | 20 | 7 | 21
790 | 70 | 6012-3/4-4P-100HP KPVS | KPVS_6012-3/4_4P_100HP_12.00_BRZ | 3375 | 3375 | 13500 | 4 | 1 | 5 | G | KPVS_SplitCase | 8 | 6 | 8 | 12 | BranchMin8_BranchMax12 | 12 | 3 | 10 | 24 | HeaderMin10_HeaderMax24 | 24 | 7 | 21
791 | 71 | 6015-3/4-4P-40HP KPVS | KPVS_6015-3/4_4P_40HP_9.03_BRZ | 2242.4 | 2242.4 | 8969.6 | 4 | 1 | 5 | G | KPVS_SplitCase | 8 | 6 | 8 | 10 | BranchMin8_BranchMax10 | 8 | 2 | 10 | 24 | HeaderMin10_HeaderMax24 | 10 | 7 | 14
791 | 71 | 6015-3/4-4P-40HP KPVS | KPVS_6015-3/4_4P_40HP_9.03_BRZ | 2242.4 | 2242.4 | 8969.6 | 4 | 1 | 5 | G | KPVS_SplitCase | 8 | 6 | 8 | 10 | BranchMin8_BranchMax10 | 8 | 2 | 10 | 24 | HeaderMin10_HeaderMax24 | 12 | 7 | 14
791 | 71 | 6015-3/4-4P-40HP KPVS | KPVS_6015-3/4_4P_40HP_9.03_BRZ | 2242.4 | 2242.4 | 8969.6 | 4 | 1 | 5 | G | KPVS_SplitCase | 8 | 6 | 8 | 10 | BranchMin8_BranchMax10 | 8 | 2 | 10 | 24 | HeaderMin10_HeaderMax24 | 14 | 7 | 14
791 | 71 | 6015-3/4-4P-40HP KPVS | KPVS_6015-3/4_4P_40HP_9.03_BRZ | 2242.4 | 2242.4 | 8969.6 | 4 | 1 | 5 | G | KPVS_SplitCase | 8 | 6 | 8 | 10 | BranchMin8_BranchMax10 | 8 | 2 | 10 | 24 | HeaderMin10_HeaderMax24 | 16 | 7 | 14
791 | 71 | 6015-3/4-4P-40HP KPVS | KPVS_6015-3/4_4P_40HP_9.03_BRZ | 2242.4 | 2242.4 | 8969.6 | 4 | 1 | 5 | G | KPVS_SplitCase | 8 | 6 | 8 | 10 | BranchMin8_BranchMax10 | 8 | 2 | 10 | 24 | HeaderMin10_HeaderMax24 | 18 | 7 | 14
791 | 71 | 6015-3/4-4P-40HP KPVS | KPVS_6015-3/4_4P_40HP_9.03_BRZ | 2242.4 | 2242.4 | 8969.6 | 4 | 1 | 5 | G | KPVS_SplitCase | 8 | 6 | 8 | 10 | BranchMin8_BranchMax10 | 8 | 2 | 10 | 24 | HeaderMin10_HeaderMax24 | 20 | 7 | 14
791 | 71 | 6015-3/4-4P-40HP KPVS | KPVS_6015-3/4_4P_40HP_9.03_BRZ | 2242.4 | 2242.4 | 8969.6 | 4 | 1 | 5 | G | KPVS_SplitCase | 8 | 6 | 8 | 10 | BranchMin8_BranchMax10 | 8 | 2 | 10 | 24 | HeaderMin10_HeaderMax24 | 24 | 7 | 14
791 | 71 | 6015-3/4-4P-40HP KPVS | KPVS_6015-3/4_4P_40HP_9.03_BRZ | 2242.4 | 2242.4 | 8969.6 | 4 | 1 | 5 | G | KPVS_SplitCase | 8 | 6 | 8 | 10 | BranchMin8_BranchMax10 | 10 | 2 | 10 | 24 | HeaderMin10_HeaderMax24 | 10 | 7 | 14 | [29 empty] | INVALID
791 | 71 | 6015-3/4-4P-40HP KPVS | KPVS_6015-3/4_4P_40HP_9.03_BRZ | 2242.4 | 2242.4 | 8969.6 | 4 | 1 | 5 | G | KPVS_SplitCase | 8 | 6 | 8 | 10 | BranchMin8_BranchMax10 | 10 | 2 | 10 | 24 | HeaderMin10_HeaderMax24 | 12 | 7 | 14
791 | 71 | 6015-3/4-4P-40HP KPVS | KPVS_6015-3/4_4P_40HP_9.03_BRZ | 2242.4 | 2242.4 | 8969.6 | 4 | 1 | 5 | G | KPVS_SplitCase | 8 | 6 | 8 | 10 | BranchMin8_BranchMax10 | 10 | 2 | 10 | 24 | HeaderMin10_HeaderMax24 | 14 | 7 | 14
791 | 71 | 6015-3/4-4P-40HP KPVS | KPVS_6015-3/4_4P_40HP_9.03_BRZ | 2242.4 | 2242.4 | 8969.6 | 4 | 1 | 5 | G | KPVS_SplitCase | 8 | 6 | 8 | 10 | BranchMin8_BranchMax10 | 10 | 2 | 10 | 24 | HeaderMin10_HeaderMax24 | 16 | 7 | 14
791 | 71 | 6015-3/4-4P-40HP KPVS | KPVS_6015-3/4_4P_40HP_9.03_BRZ | 2242.4 | 2242.4 | 8969.6 | 4 | 1 | 5 | G | KPVS_SplitCase | 8 | 6 | 8 | 10 | BranchMin8_BranchMax10 | 10 | 2 | 10 | 24 | HeaderMin10_HeaderMax24 | 18 | 7 | 14
791 | 71 | 6015-3/4-4P-40HP KPVS | KPVS_6015-3/4_4P_40HP_9.03_BRZ | 2242.4 | 2242.4 | 8969.6 | 4 | 1 | 5 | G | KPVS_SplitCase | 8 | 6 | 8 | 10 | BranchMin8_BranchMax10 | 10 | 2 | 10 | 24 | HeaderMin10_HeaderMax24 | 20 | 7 | 14
791 | 71 | 6015-3/4-4P-40HP KPVS | KPVS_6015-3/4_4P_40HP_9.03_BRZ | 2242.4 | 2242.4 | 8969.6 | 4 | 1 | 5 | G | KPVS_SplitCase | 8 | 6 | 8 | 10 | BranchMin8_BranchMax10 | 10 | 2 | 10 | 24 | HeaderMin10_HeaderMax24 | 24 | 7 | 14
792 | 72 | 6015-3/4-4P-50HP KPVS | KPVS_6015-3/4_4P_50HP_9.58_BRZ | 2378.6 | 2378.6 | 9514.4 | 4 | 1 | 5 | G | KPVS_SplitCase | 8 | 6 | 8 | 10 | BranchMin8_BranchMax10 | 8 | 2 | 10 | 24 | HeaderMin10_HeaderMax24 | 10 | 7 | 14
792 | 72 | 6015-3/4-4P-50HP KPVS | KPVS_6015-3/4_4P_50HP_9.58_BRZ | 2378.6 | 2378.6 | 9514.4 | 4 | 1 | 5 | G | KPVS_SplitCase | 8 | 6 | 8 | 10 | BranchMin8_BranchMax10 | 8 | 2 | 10 | 24 | HeaderMin10_HeaderMax24 | 12 | 7 | 14
792 | 72 | 6015-3/4-4P-50HP KPVS | KPVS_6015-3/4_4P_50HP_9.58_BRZ | 2378.6 | 2378.6 | 9514.4 | 4 | 1 | 5 | G | KPVS_SplitCase | 8 | 6 | 8 | 10 | BranchMin8_BranchMax10 | 8 | 2 | 10 | 24 | HeaderMin10_HeaderMax24 | 14 | 7 | 14
792 | 72 | 6015-3/4-4P-50HP KPVS | KPVS_6015-3/4_4P_50HP_9.58_BRZ | 2378.6 | 2378.6 | 9514.4 | 4 | 1 | 5 | G | KPVS_SplitCase | 8 | 6 | 8 | 10 | BranchMin8_BranchMax10 | 8 | 2 | 10 | 24 | HeaderMin10_HeaderMax24 | 16 | 7 | 14
792 | 72 | 6015-3/4-4P-50HP KPVS | KPVS_6015-3/4_4P_50HP_9.58_BRZ | 2378.6 | 2378.6 | 9514.4 | 4 | 1 | 5 | G | KPVS_SplitCase | 8 | 6 | 8 | 10 | BranchMin8_BranchMax10 | 8 | 2 | 10 | 24 | HeaderMin10_HeaderMax24 | 18 | 7 | 14
792 | 72 | 6015-3/4-4P-50HP KPVS | KPVS_6015-3/4_4P_50HP_9.58_BRZ | 2378.6 | 2378.6 | 9514.4 | 4 | 1 | 5 | G | KPVS_SplitCase | 8 | 6 | 8 | 10 | BranchMin8_BranchMax10 | 8 | 2 | 10 | 24 | HeaderMin10_HeaderMax24 | 20 | 7 | 14
792 | 72 | 6015-3/4-4P-50HP KPVS | KPVS_6015-3/4_4P_50HP_9.58_BRZ | 2378.6 | 2378.6 | 9514.4 | 4 | 1 | 5 | G | KPVS_SplitCase | 8 | 6 | 8 | 10 | BranchMin8_BranchMax10 | 8 | 2 | 10 | 24 | HeaderMin10_HeaderMax24 | 24 | 7 | 14
792 | 72 | 6015-3/4-4P-50HP KPVS | KPVS_6015-3/4_4P_50HP_9.58_BRZ | 2378.6 | 2378.6 | 9514.4 | 4 | 1 | 5 | G | KPVS_SplitCase | 8 | 6 | 8 | 10 | BranchMin8_BranchMax10 | 10 | 2 | 10 | 24 | HeaderMin10_HeaderMax24 | 10 | 7 | 14 | [29 empty] | INVALID
792 | 72 | 6015-3/4-4P-50HP KPVS | KPVS_6015-3/4_4P_50HP_9.58_BRZ | 2378.6 | 2378.6 | 9514.4 | 4 | 1 | 5 | G | KPVS_SplitCase | 8 | 6 | 8 | 10 | BranchMin8_BranchMax10 | 10 | 2 | 10 | 24 | HeaderMin10_HeaderMax24 | 12 | 7 | 14
792 | 72 | 6015-3/4-4P-50HP KPVS | KPVS_6015-3/4_4P_50HP_9.58_BRZ | 2378.6 | 2378.6 | 9514.4 | 4 | 1 | 5 | G | KPVS_SplitCase | 8 | 6 | 8 | 10 | BranchMin8_BranchMax10 | 10 | 2 | 10 | 24 | HeaderMin10_HeaderMax24 | 14 | 7 | 14
792 | 72 | 6015-3/4-4P-50HP KPVS | KPVS_6015-3/4_4P_50HP_9.58_BRZ | 2378.6 | 2378.6 | 9514.4 | 4 | 1 | 5 | G | KPVS_SplitCase | 8 | 6 | 8 | 10 | BranchMin8_BranchMax10 | 10 | 2 | 10 | 24 | HeaderMin10_HeaderMax24 | 16 | 7 | 14
792 | 72 | 6015-3/4-4P-50HP KPVS | KPVS_6015-3/4_4P_50HP_9.58_BRZ | 2378.6 | 2378.6 | 9514.4 | 4 | 1 | 5 | G | KPVS_SplitCase | 8 | 6 | 8 | 10 | BranchMin8_BranchMax10 | 10 | 2 | 10 | 24 | HeaderMin10_HeaderMax24 | 18 | 7 | 14
792 | 72 | 6015-3/4-4P-50HP KPVS | KPVS_6015-3/4_4P_50HP_9.58_BRZ | 2378.6 | 2378.6 | 9514.4 | 4 | 1 | 5 | G | KPVS_SplitCase | 8 | 6 | 8 | 10 | BranchMin8_BranchMax10 | 10 | 2 | 10 | 24 | HeaderMin10_HeaderMax24 | 20 | 7 | 14
792 | 72 | 6015-3/4-4P-50HP KPVS | KPVS_6015-3/4_4P_50HP_9.58_BRZ | 2378.6 | 2378.6 | 9514.4 | 4 | 1 | 5 | G | KPVS_SplitCase | 8 | 6 | 8 | 10 | BranchMin8_BranchMax10 | 10 | 2 | 10 | 24 | HeaderMin10_HeaderMax24 | 24 | 7 | 14
793 | 73 | 6015-3/4-4P-60HP KPVS | KPVS_6015-3/4_4P_60HP_10.10_BRZ | 2507.3 | 2507.3 | 10029.2 | 4 | 1 | 5 | G | KPVS_SplitCase | 8 | 6 | 8 | 12 | BranchMin8_BranchMax12 | 8 | 3 | 10 | 24 | HeaderMin10_HeaderMax24 | 10 | 7 | 21
793 | 73 | 6015-3/4-4P-60HP KPVS | KPVS_6015-3/4_4P_60HP_10.10_BRZ | 2507.3 | 2507.3 | 10029.2 | 4 | 1 | 5 | G | KPVS_SplitCase | 8 | 6 | 8 | 12 | BranchMin8_BranchMax12 | 8 | 3 | 10 | 24 | HeaderMin10_HeaderMax24 | 12 | 7 | 21
793 | 73 | 6015-3/4-4P-60HP KPVS | KPVS_6015-3/4_4P_60HP_10.10_BRZ | 2507.3 | 2507.3 | 10029.2 | 4 | 1 | 5 | G | KPVS_SplitCase | 8 | 6 | 8 | 12 | BranchMin8_BranchMax12 | 8 | 3 | 10 | 24 | HeaderMin10_HeaderMax24 | 14 | 7 | 21
793 | 73 | 6015-3/4-4P-60HP KPVS | KPVS_6015-3/4_4P_60HP_10.10_BRZ | 2507.3 | 2507.3 | 10029.2 | 4 | 1 | 5 | G | KPVS_SplitCase | 8 | 6 | 8 | 12 | BranchMin8_BranchMax12 | 8 | 3 | 10 | 24 | HeaderMin10_HeaderMax24 | 16 | 7 | 21
793 | 73 | 6015-3/4-4P-60HP KPVS | KPVS_6015-3/4_4P_60HP_10.10_BRZ | 2507.3 | 2507.3 | 10029.2 | 4 | 1 | 5 | G | KPVS_SplitCase | 8 | 6 | 8 | 12 | BranchMin8_BranchMax12 | 8 | 3 | 10 | 24 | HeaderMin10_HeaderMax24 | 18 | 7 | 21
793 | 73 | 6015-3/4-4P-60HP KPVS | KPVS_6015-3/4_4P_60HP_10.10_BRZ | 2507.3 | 2507.3 | 10029.2 | 4 | 1 | 5 | G | KPVS_SplitCase | 8 | 6 | 8 | 12 | BranchMin8_BranchMax12 | 8 | 3 | 10 | 24 | HeaderMin10_HeaderMax24 | 20 | 7 | 21
793 | 73 | 6015-3/4-4P-60HP KPVS | KPVS_6015-3/4_4P_60HP_10.10_BRZ | 2507.3 | 2507.3 | 10029.2 | 4 | 1 | 5 | G | KPVS_SplitCase | 8 | 6 | 8 | 12 | BranchMin8_BranchMax12 | 8 | 3 | 10 | 24 | HeaderMin10_HeaderMax24 | 24 | 7 | 21
793 | 73 | 6015-3/4-4P-60HP KPVS | KPVS_6015-3/4_4P_60HP_10.10_BRZ | 2507.3 | 2507.3 | 10029.2 | 4 | 1 | 5 | G | KPVS_SplitCase | 8 | 6 | 8 | 12 | BranchMin8_BranchMax12 | 10 | 3 | 10 | 24 | HeaderMin10_HeaderMax24 | 10 | 7 | 21 | [29 empty] | INVALID
793 | 73 | 6015-3/4-4P-60HP KPVS | KPVS_6015-3/4_4P_60HP_10.10_BRZ | 2507.3 | 2507.3 | 10029.2 | 4 | 1 | 5 | G | KPVS_SplitCase | 8 | 6 | 8 | 12 | BranchMin8_BranchMax12 | 10 | 3 | 10 | 24 | HeaderMin10_HeaderMax24 | 12 | 7 | 21
793 | 73 | 6015-3/4-4P-60HP KPVS | KPVS_6015-3/4_4P_60HP_10.10_BRZ | 2507.3 | 2507.3 | 10029.2 | 4 | 1 | 5 | G | KPVS_SplitCase | 8 | 6 | 8 | 12 | BranchMin8_BranchMax12 | 10 | 3 | 10 | 24 | HeaderMin10_HeaderMax24 | 14 | 7 | 21
793 | 73 | 6015-3/4-4P-60HP KPVS | KPVS_6015-3/4_4P_60HP_10.10_BRZ | 2507.3 | 2507.3 | 10029.2 | 4 | 1 | 5 | G | KPVS_SplitCase | 8 | 6 | 8 | 12 | BranchMin8_BranchMax12 | 10 | 3 | 10 | 24 | HeaderMin10_HeaderMax24 | 16 | 7 | 21
793 | 73 | 6015-3/4-4P-60HP KPVS | KPVS_6015-3/4_4P_60HP_10.10_BRZ | 2507.3 | 2507.3 | 10029.2 | 4 | 1 | 5 | G | KPVS_SplitCase | 8 | 6 | 8 | 12 | BranchMin8_BranchMax12 | 10 | 3 | 10 | 24 | HeaderMin10_HeaderMax24 | 18 | 7 | 21
793 | 73 | 6015-3/4-4P-60HP KPVS | KPVS_6015-3/4_4P_60HP_10.10_BRZ | 2507.3 | 2507.3 | 10029.2 | 4 | 1 | 5 | G | KPVS_SplitCase | 8 | 6 | 8 | 12 | BranchMin8_BranchMax12 | 10 | 3 | 10 | 24 | HeaderMin10_HeaderMax24 | 20 | 7 | 21
793 | 73 | 6015-3/4-4P-60HP KPVS | KPVS_6015-3/4_4P_60HP_10.10_BRZ | 2507.3 | 2507.3 | 10029.2 | 4 | 1 | 5 | G | KPVS_SplitCase | 8 | 6 | 8 | 12 | BranchMin8_BranchMax12 | 10 | 3 | 10 | 24 | HeaderMin10_HeaderMax24 | 24 | 7 | 21
793 | 73 | 6015-3/4-4P-60HP KPVS | KPVS_6015-3/4_4P_60HP_10.10_BRZ | 2507.3 | 2507.3 | 10029.2 | 4 | 1 | 5 | G | KPVS_SplitCase | 8 | 6 | 8 | 12 | BranchMin8_BranchMax12 | 12 | 3 | 10 | 24 | HeaderMin10_HeaderMax24 | 10 | 7 | 21 | [29 empty] | INVALID
793 | 73 | 6015-3/4-4P-60HP KPVS | KPVS_6015-3/4_4P_60HP_10.10_BRZ | 2507.3 | 2507.3 | 10029.2 | 4 | 1 | 5 | G | KPVS_SplitCase | 8 | 6 | 8 | 12 | BranchMin8_BranchMax12 | 12 | 3 | 10 | 24 | HeaderMin10_HeaderMax24 | 12 | 7 | 21 | [29 empty] | INVALID
793 | 73 | 6015-3/4-4P-60HP KPVS | KPVS_6015-3/4_4P_60HP_10.10_BRZ | 2507.3 | 2507.3 | 10029.2 | 4 | 1 | 5 | G | KPVS_SplitCase | 8 | 6 | 8 | 12 | BranchMin8_BranchMax12 | 12 | 3 | 10 | 24 | HeaderMin10_HeaderMax24 | 14 | 7 | 21
793 | 73 | 6015-3/4-4P-60HP KPVS | KPVS_6015-3/4_4P_60HP_10.10_BRZ | 2507.3 | 2507.3 | 10029.2 | 4 | 1 | 5 | G | KPVS_SplitCase | 8 | 6 | 8 | 12 | BranchMin8_BranchMax12 | 12 | 3 | 10 | 24 | HeaderMin10_HeaderMax24 | 16 | 7 | 21
793 | 73 | 6015-3/4-4P-60HP KPVS | KPVS_6015-3/4_4P_60HP_10.10_BRZ | 2507.3 | 2507.3 | 10029.2 | 4 | 1 | 5 | G | KPVS_SplitCase | 8 | 6 | 8 | 12 | BranchMin8_BranchMax12 | 12 | 3 | 10 | 24 | HeaderMin10_HeaderMax24 | 18 | 7 | 21
793 | 73 | 6015-3/4-4P-60HP KPVS | KPVS_6015-3/4_4P_60HP_10.10_BRZ | 2507.3 | 2507.3 | 10029.2 | 4 | 1 | 5 | G | KPVS_SplitCase | 8 | 6 | 8 | 12 | BranchMin8_BranchMax12 | 12 | 3 | 10 | 24 | HeaderMin10_HeaderMax24 | 20 | 7 | 21
793 | 73 | 6015-3/4-4P-60HP KPVS | KPVS_6015-3/4_4P_60HP_10.10_BRZ | 2507.3 | 2507.3 | 10029.2 | 4 | 1 | 5 | G | KPVS_SplitCase | 8 | 6 | 8 | 12 | BranchMin8_BranchMax12 | 12 | 3 | 10 | 24 | HeaderMin10_HeaderMax24 | 24 | 7 | 21
794 | 74 | 6015-3/4-4P-75HP KPVS | KPVS_6015-3/4_4P_75HP_10.82_BRZ | 2685.5 | 2685.5 | 10742 | 4 | 1 | 5 | G | KPVS_SplitCase | 8 | 6 | 8 | 12 | BranchMin8_BranchMax12 | 8 | 3 | 10 | 24 | HeaderMin10_HeaderMax24 | 10 | 7 | 21
794 | 74 | 6015-3/4-4P-75HP KPVS | KPVS_6015-3/4_4P_75HP_10.82_BRZ | 2685.5 | 2685.5 | 10742 | 4 | 1 | 5 | G | KPVS_SplitCase | 8 | 6 | 8 | 12 | BranchMin8_BranchMax12 | 8 | 3 | 10 | 24 | HeaderMin10_HeaderMax24 | 12 | 7 | 21
794 | 74 | 6015-3/4-4P-75HP KPVS | KPVS_6015-3/4_4P_75HP_10.82_BRZ | 2685.5 | 2685.5 | 10742 | 4 | 1 | 5 | G | KPVS_SplitCase | 8 | 6 | 8 | 12 | BranchMin8_BranchMax12 | 8 | 3 | 10 | 24 | HeaderMin10_HeaderMax24 | 14 | 7 | 21
794 | 74 | 6015-3/4-4P-75HP KPVS | KPVS_6015-3/4_4P_75HP_10.82_BRZ | 2685.5 | 2685.5 | 10742 | 4 | 1 | 5 | G | KPVS_SplitCase | 8 | 6 | 8 | 12 | BranchMin8_BranchMax12 | 8 | 3 | 10 | 24 | HeaderMin10_HeaderMax24 | 16 | 7 | 21
794 | 74 | 6015-3/4-4P-75HP KPVS | KPVS_6015-3/4_4P_75HP_10.82_BRZ | 2685.5 | 2685.5 | 10742 | 4 | 1 | 5 | G | KPVS_SplitCase | 8 | 6 | 8 | 12 | BranchMin8_BranchMax12 | 8 | 3 | 10 | 24 | HeaderMin10_HeaderMax24 | 18 | 7 | 21
794 | 74 | 6015-3/4-4P-75HP KPVS | KPVS_6015-3/4_4P_75HP_10.82_BRZ | 2685.5 | 2685.5 | 10742 | 4 | 1 | 5 | G | KPVS_SplitCase | 8 | 6 | 8 | 12 | BranchMin8_BranchMax12 | 8 | 3 | 10 | 24 | HeaderMin10_HeaderMax24 | 20 | 7 | 21
794 | 74 | 6015-3/4-4P-75HP KPVS | KPVS_6015-3/4_4P_75HP_10.82_BRZ | 2685.5 | 2685.5 | 10742 | 4 | 1 | 5 | G | KPVS_SplitCase | 8 | 6 | 8 | 12 | BranchMin8_BranchMax12 | 8 | 3 | 10 | 24 | HeaderMin10_HeaderMax24 | 24 | 7 | 21
794 | 74 | 6015-3/4-4P-75HP KPVS | KPVS_6015-3/4_4P_75HP_10.82_BRZ | 2685.5 | 2685.5 | 10742 | 4 | 1 | 5 | G | KPVS_SplitCase | 8 | 6 | 8 | 12 | BranchMin8_BranchMax12 | 10 | 3 | 10 | 24 | HeaderMin10_HeaderMax24 | 10 | 7 | 21 | [29 empty] | INVALID
794 | 74 | 6015-3/4-4P-75HP KPVS | KPVS_6015-3/4_4P_75HP_10.82_BRZ | 2685.5 | 2685.5 | 10742 | 4 | 1 | 5 | G | KPVS_SplitCase | 8 | 6 | 8 | 12 | BranchMin8_BranchMax12 | 10 | 3 | 10 | 24 | HeaderMin10_HeaderMax24 | 12 | 7 | 21
794 | 74 | 6015-3/4-4P-75HP KPVS | KPVS_6015-3/4_4P_75HP_10.82_BRZ | 2685.5 | 2685.5 | 10742 | 4 | 1 | 5 | G | KPVS_SplitCase | 8 | 6 | 8 | 12 | BranchMin8_BranchMax12 | 10 | 3 | 10 | 24 | HeaderMin10_HeaderMax24 | 14 | 7 | 21
794 | 74 | 6015-3/4-4P-75HP KPVS | KPVS_6015-3/4_4P_75HP_10.82_BRZ | 2685.5 | 2685.5 | 10742 | 4 | 1 | 5 | G | KPVS_SplitCase | 8 | 6 | 8 | 12 | BranchMin8_BranchMax12 | 10 | 3 | 10 | 24 | HeaderMin10_HeaderMax24 | 16 | 7 | 21
794 | 74 | 6015-3/4-4P-75HP KPVS | KPVS_6015-3/4_4P_75HP_10.82_BRZ | 2685.5 | 2685.5 | 10742 | 4 | 1 | 5 | G | KPVS_SplitCase | 8 | 6 | 8 | 12 | BranchMin8_BranchMax12 | 10 | 3 | 10 | 24 | HeaderMin10_HeaderMax24 | 18 | 7 | 21
794 | 74 | 6015-3/4-4P-75HP KPVS | KPVS_6015-3/4_4P_75HP_10.82_BRZ | 2685.5 | 2685.5 | 10742 | 4 | 1 | 5 | G | KPVS_SplitCase | 8 | 6 | 8 | 12 | BranchMin8_BranchMax12 | 10 | 3 | 10 | 24 | HeaderMin10_HeaderMax24 | 20 | 7 | 21
794 | 74 | 6015-3/4-4P-75HP KPVS | KPVS_6015-3/4_4P_75HP_10.82_BRZ | 2685.5 | 2685.5 | 10742 | 4 | 1 | 5 | G | KPVS_SplitCase | 8 | 6 | 8 | 12 | BranchMin8_BranchMax12 | 10 | 3 | 10 | 24 | HeaderMin10_HeaderMax24 | 24 | 7 | 21
794 | 74 | 6015-3/4-4P-75HP KPVS | KPVS_6015-3/4_4P_75HP_10.82_BRZ | 2685.5 | 2685.5 | 10742 | 4 | 1 | 5 | G | KPVS_SplitCase | 8 | 6 | 8 | 12 | BranchMin8_BranchMax12 | 12 | 3 | 10 | 24 | HeaderMin10_HeaderMax24 | 10 | 7 | 21 | [29 empty] | INVALID
794 | 74 | 6015-3/4-4P-75HP KPVS | KPVS_6015-3/4_4P_75HP_10.82_BRZ | 2685.5 | 2685.5 | 10742 | 4 | 1 | 5 | G | KPVS_SplitCase | 8 | 6 | 8 | 12 | BranchMin8_BranchMax12 | 12 | 3 | 10 | 24 | HeaderMin10_HeaderMax24 | 12 | 7 | 21 | [29 empty] | INVALID
794 | 74 | 6015-3/4-4P-75HP KPVS | KPVS_6015-3/4_4P_75HP_10.82_BRZ | 2685.5 | 2685.5 | 10742 | 4 | 1 | 5 | G | KPVS_SplitCase | 8 | 6 | 8 | 12 | BranchMin8_BranchMax12 | 12 | 3 | 10 | 24 | HeaderMin10_HeaderMax24 | 14 | 7 | 21
794 | 74 | 6015-3/4-4P-75HP KPVS | KPVS_6015-3/4_4P_75HP_10.82_BRZ | 2685.5 | 2685.5 | 10742 | 4 | 1 | 5 | G | KPVS_SplitCase | 8 | 6 | 8 | 12 | BranchMin8_BranchMax12 | 12 | 3 | 10 | 24 | HeaderMin10_HeaderMax24 | 16 | 7 | 21
794 | 74 | 6015-3/4-4P-75HP KPVS | KPVS_6015-3/4_4P_75HP_10.82_BRZ | 2685.5 | 2685.5 | 10742 | 4 | 1 | 5 | G | KPVS_SplitCase | 8 | 6 | 8 | 12 | BranchMin8_BranchMax12 | 12 | 3 | 10 | 24 | HeaderMin10_HeaderMax24 | 18 | 7 | 21
794 | 74 | 6015-3/4-4P-75HP KPVS | KPVS_6015-3/4_4P_75HP_10.82_BRZ | 2685.5 | 2685.5 | 10742 | 4 | 1 | 5 | G | KPVS_SplitCase | 8 | 6 | 8 | 12 | BranchMin8_BranchMax12 | 12 | 3 | 10 | 24 | HeaderMin10_HeaderMax24 | 20 | 7 | 21
794 | 74 | 6015-3/4-4P-75HP KPVS | KPVS_6015-3/4_4P_75HP_10.82_BRZ | 2685.5 | 2685.5 | 10742 | 4 | 1 | 5 | G | KPVS_SplitCase | 8 | 6 | 8 | 12 | BranchMin8_BranchMax12 | 12 | 3 | 10 | 24 | HeaderMin10_HeaderMax24 | 24 | 7 | 21
795 | 75 | 6015-3/4-4P-100HP KPVS | KPVS_6015-3/4_4P_100HP_11.99_BRZ | 2975 | 2975 | 11900 | 4 | 1 | 5 | G | KPVS_SplitCase | 8 | 6 | 8 | 12 | BranchMin8_BranchMax12 | 8 | 3 | 10 | 24 | HeaderMin10_HeaderMax24 | 10 | 7 | 21
795 | 75 | 6015-3/4-4P-100HP KPVS | KPVS_6015-3/4_4P_100HP_11.99_BRZ | 2975 | 2975 | 11900 | 4 | 1 | 5 | G | KPVS_SplitCase | 8 | 6 | 8 | 12 | BranchMin8_BranchMax12 | 8 | 3 | 10 | 24 | HeaderMin10_HeaderMax24 | 12 | 7 | 21
795 | 75 | 6015-3/4-4P-100HP KPVS | KPVS_6015-3/4_4P_100HP_11.99_BRZ | 2975 | 2975 | 11900 | 4 | 1 | 5 | G | KPVS_SplitCase | 8 | 6 | 8 | 12 | BranchMin8_BranchMax12 | 8 | 3 | 10 | 24 | HeaderMin10_HeaderMax24 | 14 | 7 | 21
795 | 75 | 6015-3/4-4P-100HP KPVS | KPVS_6015-3/4_4P_100HP_11.99_BRZ | 2975 | 2975 | 11900 | 4 | 1 | 5 | G | KPVS_SplitCase | 8 | 6 | 8 | 12 | BranchMin8_BranchMax12 | 8 | 3 | 10 | 24 | HeaderMin10_HeaderMax24 | 16 | 7 | 21
795 | 75 | 6015-3/4-4P-100HP KPVS | KPVS_6015-3/4_4P_100HP_11.99_BRZ | 2975 | 2975 | 11900 | 4 | 1 | 5 | G | KPVS_SplitCase | 8 | 6 | 8 | 12 | BranchMin8_BranchMax12 | 8 | 3 | 10 | 24 | HeaderMin10_HeaderMax24 | 18 | 7 | 21
795 | 75 | 6015-3/4-4P-100HP KPVS | KPVS_6015-3/4_4P_100HP_11.99_BRZ | 2975 | 2975 | 11900 | 4 | 1 | 5 | G | KPVS_SplitCase | 8 | 6 | 8 | 12 | BranchMin8_BranchMax12 | 8 | 3 | 10 | 24 | HeaderMin10_HeaderMax24 | 20 | 7 | 21
795 | 75 | 6015-3/4-4P-100HP KPVS | KPVS_6015-3/4_4P_100HP_11.99_BRZ | 2975 | 2975 | 11900 | 4 | 1 | 5 | G | KPVS_SplitCase | 8 | 6 | 8 | 12 | BranchMin8_BranchMax12 | 8 | 3 | 10 | 24 | HeaderMin10_HeaderMax24 | 24 | 7 | 21
795 | 75 | 6015-3/4-4P-100HP KPVS | KPVS_6015-3/4_4P_100HP_11.99_BRZ | 2975 | 2975 | 11900 | 4 | 1 | 5 | G | KPVS_SplitCase | 8 | 6 | 8 | 12 | BranchMin8_BranchMax12 | 10 | 3 | 10 | 24 | HeaderMin10_HeaderMax24 | 10 | 7 | 21 | [29 empty] | INVALID
795 | 75 | 6015-3/4-4P-100HP KPVS | KPVS_6015-3/4_4P_100HP_11.99_BRZ | 2975 | 2975 | 11900 | 4 | 1 | 5 | G | KPVS_SplitCase | 8 | 6 | 8 | 12 | BranchMin8_BranchMax12 | 10 | 3 | 10 | 24 | HeaderMin10_HeaderMax24 | 12 | 7 | 21
795 | 75 | 6015-3/4-4P-100HP KPVS | KPVS_6015-3/4_4P_100HP_11.99_BRZ | 2975 | 2975 | 11900 | 4 | 1 | 5 | G | KPVS_SplitCase | 8 | 6 | 8 | 12 | BranchMin8_BranchMax12 | 10 | 3 | 10 | 24 | HeaderMin10_HeaderMax24 | 14 | 7 | 21
795 | 75 | 6015-3/4-4P-100HP KPVS | KPVS_6015-3/4_4P_100HP_11.99_BRZ | 2975 | 2975 | 11900 | 4 | 1 | 5 | G | KPVS_SplitCase | 8 | 6 | 8 | 12 | BranchMin8_BranchMax12 | 10 | 3 | 10 | 24 | HeaderMin10_HeaderMax24 | 16 | 7 | 21
795 | 75 | 6015-3/4-4P-100HP KPVS | KPVS_6015-3/4_4P_100HP_11.99_BRZ | 2975 | 2975 | 11900 | 4 | 1 | 5 | G | KPVS_SplitCase | 8 | 6 | 8 | 12 | BranchMin8_BranchMax12 | 10 | 3 | 10 | 24 | HeaderMin10_HeaderMax24 | 18 | 7 | 21
795 | 75 | 6015-3/4-4P-100HP KPVS | KPVS_6015-3/4_4P_100HP_11.99_BRZ | 2975 | 2975 | 11900 | 4 | 1 | 5 | G | KPVS_SplitCase | 8 | 6 | 8 | 12 | BranchMin8_BranchMax12 | 10 | 3 | 10 | 24 | HeaderMin10_HeaderMax24 | 20 | 7 | 21
795 | 75 | 6015-3/4-4P-100HP KPVS | KPVS_6015-3/4_4P_100HP_11.99_BRZ | 2975 | 2975 | 11900 | 4 | 1 | 5 | G | KPVS_SplitCase | 8 | 6 | 8 | 12 | BranchMin8_BranchMax12 | 10 | 3 | 10 | 24 | HeaderMin10_HeaderMax24 | 24 | 7 | 21
795 | 75 | 6015-3/4-4P-100HP KPVS | KPVS_6015-3/4_4P_100HP_11.99_BRZ | 2975 | 2975 | 11900 | 4 | 1 | 5 | G | KPVS_SplitCase | 8 | 6 | 8 | 12 | BranchMin8_BranchMax12 | 12 | 3 | 10 | 24 | HeaderMin10_HeaderMax24 | 10 | 7 | 21 | [29 empty] | INVALID
795 | 75 | 6015-3/4-4P-100HP KPVS | KPVS_6015-3/4_4P_100HP_11.99_BRZ | 2975 | 2975 | 11900 | 4 | 1 | 5 | G | KPVS_SplitCase | 8 | 6 | 8 | 12 | BranchMin8_BranchMax12 | 12 | 3 | 10 | 24 | HeaderMin10_HeaderMax24 | 12 | 7 | 21 | [29 empty] | INVALID
795 | 75 | 6015-3/4-4P-100HP KPVS | KPVS_6015-3/4_4P_100HP_11.99_BRZ | 2975 | 2975 | 11900 | 4 | 1 | 5 | G | KPVS_SplitCase | 8 | 6 | 8 | 12 | BranchMin8_BranchMax12 | 12 | 3 | 10 | 24 | HeaderMin10_HeaderMax24 | 14 | 7 | 21
795 | 75 | 6015-3/4-4P-100HP KPVS | KPVS_6015-3/4_4P_100HP_11.99_BRZ | 2975 | 2975 | 11900 | 4 | 1 | 5 | G | KPVS_SplitCase | 8 | 6 | 8 | 12 | BranchMin8_BranchMax12 | 12 | 3 | 10 | 24 | HeaderMin10_HeaderMax24 | 16 | 7 | 21
795 | 75 | 6015-3/4-4P-100HP KPVS | KPVS_6015-3/4_4P_100HP_11.99_BRZ | 2975 | 2975 | 11900 | 4 | 1 | 5 | G | KPVS_SplitCase | 8 | 6 | 8 | 12 | BranchMin8_BranchMax12 | 12 | 3 | 10 | 24 | HeaderMin10_HeaderMax24 | 18 | 7 | 21
795 | 75 | 6015-3/4-4P-100HP KPVS | KPVS_6015-3/4_4P_100HP_11.99_BRZ | 2975 | 2975 | 11900 | 4 | 1 | 5 | G | KPVS_SplitCase | 8 | 6 | 8 | 12 | BranchMin8_BranchMax12 | 12 | 3 | 10 | 24 | HeaderMin10_HeaderMax24 | 20 | 7 | 21
795 | 75 | 6015-3/4-4P-100HP KPVS | KPVS_6015-3/4_4P_100HP_11.99_BRZ | 2975 | 2975 | 11900 | 4 | 1 | 5 | G | KPVS_SplitCase | 8 | 6 | 8 | 12 | BranchMin8_BranchMax12 | 12 | 3 | 10 | 24 | HeaderMin10_HeaderMax24 | 24 | 7 | 21
796 | 76 | 6015-3/4-4P-125HP KPVS | KPVS_6015-3/4_4P_125HP_12.84_BRZ | 3257.5 | 3257.5 | 13030 | 4 | 1 | 5 | G | KPVS_SplitCase | 8 | 6 | 8 | 12 | BranchMin8_BranchMax12 | 8 | 3 | 10 | 24 | HeaderMin10_HeaderMax24 | 10 | 7 | 21
796 | 76 | 6015-3/4-4P-125HP KPVS | KPVS_6015-3/4_4P_125HP_12.84_BRZ | 3257.5 | 3257.5 | 13030 | 4 | 1 | 5 | G | KPVS_SplitCase | 8 | 6 | 8 | 12 | BranchMin8_BranchMax12 | 8 | 3 | 10 | 24 | HeaderMin10_HeaderMax24 | 12 | 7 | 21
796 | 76 | 6015-3/4-4P-125HP KPVS | KPVS_6015-3/4_4P_125HP_12.84_BRZ | 3257.5 | 3257.5 | 13030 | 4 | 1 | 5 | G | KPVS_SplitCase | 8 | 6 | 8 | 12 | BranchMin8_BranchMax12 | 8 | 3 | 10 | 24 | HeaderMin10_HeaderMax24 | 14 | 7 | 21
796 | 76 | 6015-3/4-4P-125HP KPVS | KPVS_6015-3/4_4P_125HP_12.84_BRZ | 3257.5 | 3257.5 | 13030 | 4 | 1 | 5 | G | KPVS_SplitCase | 8 | 6 | 8 | 12 | BranchMin8_BranchMax12 | 8 | 3 | 10 | 24 | HeaderMin10_HeaderMax24 | 16 | 7 | 21
796 | 76 | 6015-3/4-4P-125HP KPVS | KPVS_6015-3/4_4P_125HP_12.84_BRZ | 3257.5 | 3257.5 | 13030 | 4 | 1 | 5 | G | KPVS_SplitCase | 8 | 6 | 8 | 12 | BranchMin8_BranchMax12 | 8 | 3 | 10 | 24 | HeaderMin10_HeaderMax24 | 18 | 7 | 21
796 | 76 | 6015-3/4-4P-125HP KPVS | KPVS_6015-3/4_4P_125HP_12.84_BRZ | 3257.5 | 3257.5 | 13030 | 4 | 1 | 5 | G | KPVS_SplitCase | 8 | 6 | 8 | 12 | BranchMin8_BranchMax12 | 8 | 3 | 10 | 24 | HeaderMin10_HeaderMax24 | 20 | 7 | 21
796 | 76 | 6015-3/4-4P-125HP KPVS | KPVS_6015-3/4_4P_125HP_12.84_BRZ | 3257.5 | 3257.5 | 13030 | 4 | 1 | 5 | G | KPVS_SplitCase | 8 | 6 | 8 | 12 | BranchMin8_BranchMax12 | 8 | 3 | 10 | 24 | HeaderMin10_HeaderMax24 | 24 | 7 | 21
796 | 76 | 6015-3/4-4P-125HP KPVS | KPVS_6015-3/4_4P_125HP_12.84_BRZ | 3257.5 | 3257.5 | 13030 | 4 | 1 | 5 | G | KPVS_SplitCase | 8 | 6 | 8 | 12 | BranchMin8_BranchMax12 | 10 | 3 | 10 | 24 | HeaderMin10_HeaderMax24 | 10 | 7 | 21 | [29 empty] | INVALID
796 | 76 | 6015-3/4-4P-125HP KPVS | KPVS_6015-3/4_4P_125HP_12.84_BRZ | 3257.5 | 3257.5 | 13030 | 4 | 1 | 5 | G | KPVS_SplitCase | 8 | 6 | 8 | 12 | BranchMin8_BranchMax12 | 10 | 3 | 10 | 24 | HeaderMin10_HeaderMax24 | 12 | 7 | 21
796 | 76 | 6015-3/4-4P-125HP KPVS | KPVS_6015-3/4_4P_125HP_12.84_BRZ | 3257.5 | 3257.5 | 13030 | 4 | 1 | 5 | G | KPVS_SplitCase | 8 | 6 | 8 | 12 | BranchMin8_BranchMax12 | 10 | 3 | 10 | 24 | HeaderMin10_HeaderMax24 | 14 | 7 | 21
796 | 76 | 6015-3/4-4P-125HP KPVS | KPVS_6015-3/4_4P_125HP_12.84_BRZ | 3257.5 | 3257.5 | 13030 | 4 | 1 | 5 | G | KPVS_SplitCase | 8 | 6 | 8 | 12 | BranchMin8_BranchMax12 | 10 | 3 | 10 | 24 | HeaderMin10_HeaderMax24 | 16 | 7 | 21
796 | 76 | 6015-3/4-4P-125HP KPVS | KPVS_6015-3/4_4P_125HP_12.84_BRZ | 3257.5 | 3257.5 | 13030 | 4 | 1 | 5 | G | KPVS_SplitCase | 8 | 6 | 8 | 12 | BranchMin8_BranchMax12 | 10 | 3 | 10 | 24 | HeaderMin10_HeaderMax24 | 18 | 7 | 21
796 | 76 | 6015-3/4-4P-125HP KPVS | KPVS_6015-3/4_4P_125HP_12.84_BRZ | 3257.5 | 3257.5 | 13030 | 4 | 1 | 5 | G | KPVS_SplitCase | 8 | 6 | 8 | 12 | BranchMin8_BranchMax12 | 10 | 3 | 10 | 24 | HeaderMin10_HeaderMax24 | 20 | 7 | 21
796 | 76 | 6015-3/4-4P-125HP KPVS | KPVS_6015-3/4_4P_125HP_12.84_BRZ | 3257.5 | 3257.5 | 13030 | 4 | 1 | 5 | G | KPVS_SplitCase | 8 | 6 | 8 | 12 | BranchMin8_BranchMax12 | 10 | 3 | 10 | 24 | HeaderMin10_HeaderMax24 | 24 | 7 | 21
796 | 76 | 6015-3/4-4P-125HP KPVS | KPVS_6015-3/4_4P_125HP_12.84_BRZ | 3257.5 | 3257.5 | 13030 | 4 | 1 | 5 | G | KPVS_SplitCase | 8 | 6 | 8 | 12 | BranchMin8_BranchMax12 | 12 | 3 | 10 | 24 | HeaderMin10_HeaderMax24 | 10 | 7 | 21 | [29 empty] | INVALID
796 | 76 | 6015-3/4-4P-125HP KPVS | KPVS_6015-3/4_4P_125HP_12.84_BRZ | 3257.5 | 3257.5 | 13030 | 4 | 1 | 5 | G | KPVS_SplitCase | 8 | 6 | 8 | 12 | BranchMin8_BranchMax12 | 12 | 3 | 10 | 24 | HeaderMin10_HeaderMax24 | 12 | 7 | 21 | [29 empty] | INVALID
796 | 76 | 6015-3/4-4P-125HP KPVS | KPVS_6015-3/4_4P_125HP_12.84_BRZ | 3257.5 | 3257.5 | 13030 | 4 | 1 | 5 | G | KPVS_SplitCase | 8 | 6 | 8 | 12 | BranchMin8_BranchMax12 | 12 | 3 | 10 | 24 | HeaderMin10_HeaderMax24 | 14 | 7 | 21
796 | 76 | 6015-3/4-4P-125HP KPVS | KPVS_6015-3/4_4P_125HP_12.84_BRZ | 3257.5 | 3257.5 | 13030 | 4 | 1 | 5 | G | KPVS_SplitCase | 8 | 6 | 8 | 12 | BranchMin8_BranchMax12 | 12 | 3 | 10 | 24 | HeaderMin10_HeaderMax24 | 16 | 7 | 21
796 | 76 | 6015-3/4-4P-125HP KPVS | KPVS_6015-3/4_4P_125HP_12.84_BRZ | 3257.5 | 3257.5 | 13030 | 4 | 1 | 5 | G | KPVS_SplitCase | 8 | 6 | 8 | 12 | BranchMin8_BranchMax12 | 12 | 3 | 10 | 24 | HeaderMin10_HeaderMax24 | 18 | 7 | 21
796 | 76 | 6015-3/4-4P-125HP KPVS | KPVS_6015-3/4_4P_125HP_12.84_BRZ | 3257.5 | 3257.5 | 13030 | 4 | 1 | 5 | G | KPVS_SplitCase | 8 | 6 | 8 | 12 | BranchMin8_BranchMax12 | 12 | 3 | 10 | 24 | HeaderMin10_HeaderMax24 | 20 | 7 | 21
796 | 76 | 6015-3/4-4P-125HP KPVS | KPVS_6015-3/4_4P_125HP_12.84_BRZ | 3257.5 | 3257.5 | 13030 | 4 | 1 | 5 | G | KPVS_SplitCase | 8 | 6 | 8 | 12 | BranchMin8_BranchMax12 | 12 | 3 | 10 | 24 | HeaderMin10_HeaderMax24 | 24 | 7 | 21
797 | 77 | 6015-3/4-4P-150HP KPVS | KPVS_6015-3/4_4P_150HP_13.50_BRZ | 3513.8 | 3513.8 | 14055.2 | 4 | 1 | 5 | G | KPVS_SplitCase | 8 | 6 | 8 | 12 | BranchMin8_BranchMax12 | 8 | 3 | 10 | 24 | HeaderMin10_HeaderMax24 | 10 | 7 | 21
797 | 77 | 6015-3/4-4P-150HP KPVS | KPVS_6015-3/4_4P_150HP_13.50_BRZ | 3513.8 | 3513.8 | 14055.2 | 4 | 1 | 5 | G | KPVS_SplitCase | 8 | 6 | 8 | 12 | BranchMin8_BranchMax12 | 8 | 3 | 10 | 24 | HeaderMin10_HeaderMax24 | 12 | 7 | 21
797 | 77 | 6015-3/4-4P-150HP KPVS | KPVS_6015-3/4_4P_150HP_13.50_BRZ | 3513.8 | 3513.8 | 14055.2 | 4 | 1 | 5 | G | KPVS_SplitCase | 8 | 6 | 8 | 12 | BranchMin8_BranchMax12 | 8 | 3 | 10 | 24 | HeaderMin10_HeaderMax24 | 14 | 7 | 21
797 | 77 | 6015-3/4-4P-150HP KPVS | KPVS_6015-3/4_4P_150HP_13.50_BRZ | 3513.8 | 3513.8 | 14055.2 | 4 | 1 | 5 | G | KPVS_SplitCase | 8 | 6 | 8 | 12 | BranchMin8_BranchMax12 | 8 | 3 | 10 | 24 | HeaderMin10_HeaderMax24 | 16 | 7 | 21
797 | 77 | 6015-3/4-4P-150HP KPVS | KPVS_6015-3/4_4P_150HP_13.50_BRZ | 3513.8 | 3513.8 | 14055.2 | 4 | 1 | 5 | G | KPVS_SplitCase | 8 | 6 | 8 | 12 | BranchMin8_BranchMax12 | 8 | 3 | 10 | 24 | HeaderMin10_HeaderMax24 | 18 | 7 | 21
797 | 77 | 6015-3/4-4P-150HP KPVS | KPVS_6015-3/4_4P_150HP_13.50_BRZ | 3513.8 | 3513.8 | 14055.2 | 4 | 1 | 5 | G | KPVS_SplitCase | 8 | 6 | 8 | 12 | BranchMin8_BranchMax12 | 8 | 3 | 10 | 24 | HeaderMin10_HeaderMax24 | 20 | 7 | 21
797 | 77 | 6015-3/4-4P-150HP KPVS | KPVS_6015-3/4_4P_150HP_13.50_BRZ | 3513.8 | 3513.8 | 14055.2 | 4 | 1 | 5 | G | KPVS_SplitCase | 8 | 6 | 8 | 12 | BranchMin8_BranchMax12 | 8 | 3 | 10 | 24 | HeaderMin10_HeaderMax24 | 24 | 7 | 21
797 | 77 | 6015-3/4-4P-150HP KPVS | KPVS_6015-3/4_4P_150HP_13.50_BRZ | 3513.8 | 3513.8 | 14055.2 | 4 | 1 | 5 | G | KPVS_SplitCase | 8 | 6 | 8 | 12 | BranchMin8_BranchMax12 | 10 | 3 | 10 | 24 | HeaderMin10_HeaderMax24 | 10 | 7 | 21 | [29 empty] | INVALID
797 | 77 | 6015-3/4-4P-150HP KPVS | KPVS_6015-3/4_4P_150HP_13.50_BRZ | 3513.8 | 3513.8 | 14055.2 | 4 | 1 | 5 | G | KPVS_SplitCase | 8 | 6 | 8 | 12 | BranchMin8_BranchMax12 | 10 | 3 | 10 | 24 | HeaderMin10_HeaderMax24 | 12 | 7 | 21
797 | 77 | 6015-3/4-4P-150HP KPVS | KPVS_6015-3/4_4P_150HP_13.50_BRZ | 3513.8 | 3513.8 | 14055.2 | 4 | 1 | 5 | G | KPVS_SplitCase | 8 | 6 | 8 | 12 | BranchMin8_BranchMax12 | 10 | 3 | 10 | 24 | HeaderMin10_HeaderMax24 | 14 | 7 | 21
797 | 77 | 6015-3/4-4P-150HP KPVS | KPVS_6015-3/4_4P_150HP_13.50_BRZ | 3513.8 | 3513.8 | 14055.2 | 4 | 1 | 5 | G | KPVS_SplitCase | 8 | 6 | 8 | 12 | BranchMin8_BranchMax12 | 10 | 3 | 10 | 24 | HeaderMin10_HeaderMax24 | 16 | 7 | 21
797 | 77 | 6015-3/4-4P-150HP KPVS | KPVS_6015-3/4_4P_150HP_13.50_BRZ | 3513.8 | 3513.8 | 14055.2 | 4 | 1 | 5 | G | KPVS_SplitCase | 8 | 6 | 8 | 12 | BranchMin8_BranchMax12 | 10 | 3 | 10 | 24 | HeaderMin10_HeaderMax24 | 18 | 7 | 21
797 | 77 | 6015-3/4-4P-150HP KPVS | KPVS_6015-3/4_4P_150HP_13.50_BRZ | 3513.8 | 3513.8 | 14055.2 | 4 | 1 | 5 | G | KPVS_SplitCase | 8 | 6 | 8 | 12 | BranchMin8_BranchMax12 | 10 | 3 | 10 | 24 | HeaderMin10_HeaderMax24 | 20 | 7 | 21
797 | 77 | 6015-3/4-4P-150HP KPVS | KPVS_6015-3/4_4P_150HP_13.50_BRZ | 3513.8 | 3513.8 | 14055.2 | 4 | 1 | 5 | G | KPVS_SplitCase | 8 | 6 | 8 | 12 | BranchMin8_BranchMax12 | 10 | 3 | 10 | 24 | HeaderMin10_HeaderMax24 | 24 | 7 | 21
797 | 77 | 6015-3/4-4P-150HP KPVS | KPVS_6015-3/4_4P_150HP_13.50_BRZ | 3513.8 | 3513.8 | 14055.2 | 4 | 1 | 5 | G | KPVS_SplitCase | 8 | 6 | 8 | 12 | BranchMin8_BranchMax12 | 12 | 3 | 10 | 24 | HeaderMin10_HeaderMax24 | 10 | 7 | 21 | [29 empty] | INVALID
797 | 77 | 6015-3/4-4P-150HP KPVS | KPVS_6015-3/4_4P_150HP_13.50_BRZ | 3513.8 | 3513.8 | 14055.2 | 4 | 1 | 5 | G | KPVS_SplitCase | 8 | 6 | 8 | 12 | BranchMin8_BranchMax12 | 12 | 3 | 10 | 24 | HeaderMin10_HeaderMax24 | 12 | 7 | 21 | [29 empty] | INVALID
797 | 77 | 6015-3/4-4P-150HP KPVS | KPVS_6015-3/4_4P_150HP_13.50_BRZ | 3513.8 | 3513.8 | 14055.2 | 4 | 1 | 5 | G | KPVS_SplitCase | 8 | 6 | 8 | 12 | BranchMin8_BranchMax12 | 12 | 3 | 10 | 24 | HeaderMin10_HeaderMax24 | 14 | 7 | 21
797 | 77 | 6015-3/4-4P-150HP KPVS | KPVS_6015-3/4_4P_150HP_13.50_BRZ | 3513.8 | 3513.8 | 14055.2 | 4 | 1 | 5 | G | KPVS_SplitCase | 8 | 6 | 8 | 12 | BranchMin8_BranchMax12 | 12 | 3 | 10 | 24 | HeaderMin10_HeaderMax24 | 16 | 7 | 21
797 | 77 | 6015-3/4-4P-150HP KPVS | KPVS_6015-3/4_4P_150HP_13.50_BRZ | 3513.8 | 3513.8 | 14055.2 | 4 | 1 | 5 | G | KPVS_SplitCase | 8 | 6 | 8 | 12 | BranchMin8_BranchMax12 | 12 | 3 | 10 | 24 | HeaderMin10_HeaderMax24 | 18 | 7 | 21
797 | 77 | 6015-3/4-4P-150HP KPVS | KPVS_6015-3/4_4P_150HP_13.50_BRZ | 3513.8 | 3513.8 | 14055.2 | 4 | 1 | 5 | G | KPVS_SplitCase | 8 | 6 | 8 | 12 | BranchMin8_BranchMax12 | 12 | 3 | 10 | 24 | HeaderMin10_HeaderMax24 | 20 | 7 | 21
797 | 77 | 6015-3/4-4P-150HP KPVS | KPVS_6015-3/4_4P_150HP_13.50_BRZ | 3513.8 | 3513.8 | 14055.2 | 4 | 1 | 5 | G | KPVS_SplitCase | 8 | 6 | 8 | 12 | BranchMin8_BranchMax12 | 12 | 3 | 10 | 24 | HeaderMin10_HeaderMax24 | 24 | 7 | 21
798 | 78 | 6015-3/4-4P-200HP KPVS | KPVS_6015-3/4_4P_200HP_14.71_BRZ | 3946.3 | 3946.3 | 15785.2 | 4 | 1 | 5 | G | KPVS_SplitCase | 8 | 6 | 8 | 14 | BranchMin8_BranchMax14 | 8 | 4 | 10 | 24 | HeaderMin10_HeaderMax24 | 10 | 7 | 28
798 | 78 | 6015-3/4-4P-200HP KPVS | KPVS_6015-3/4_4P_200HP_14.71_BRZ | 3946.3 | 3946.3 | 15785.2 | 4 | 1 | 5 | G | KPVS_SplitCase | 8 | 6 | 8 | 14 | BranchMin8_BranchMax14 | 8 | 4 | 10 | 24 | HeaderMin10_HeaderMax24 | 12 | 7 | 28
798 | 78 | 6015-3/4-4P-200HP KPVS | KPVS_6015-3/4_4P_200HP_14.71_BRZ | 3946.3 | 3946.3 | 15785.2 | 4 | 1 | 5 | G | KPVS_SplitCase | 8 | 6 | 8 | 14 | BranchMin8_BranchMax14 | 8 | 4 | 10 | 24 | HeaderMin10_HeaderMax24 | 14 | 7 | 28
798 | 78 | 6015-3/4-4P-200HP KPVS | KPVS_6015-3/4_4P_200HP_14.71_BRZ | 3946.3 | 3946.3 | 15785.2 | 4 | 1 | 5 | G | KPVS_SplitCase | 8 | 6 | 8 | 14 | BranchMin8_BranchMax14 | 8 | 4 | 10 | 24 | HeaderMin10_HeaderMax24 | 16 | 7 | 28
798 | 78 | 6015-3/4-4P-200HP KPVS | KPVS_6015-3/4_4P_200HP_14.71_BRZ | 3946.3 | 3946.3 | 15785.2 | 4 | 1 | 5 | G | KPVS_SplitCase | 8 | 6 | 8 | 14 | BranchMin8_BranchMax14 | 8 | 4 | 10 | 24 | HeaderMin10_HeaderMax24 | 18 | 7 | 28
798 | 78 | 6015-3/4-4P-200HP KPVS | KPVS_6015-3/4_4P_200HP_14.71_BRZ | 3946.3 | 3946.3 | 15785.2 | 4 | 1 | 5 | G | KPVS_SplitCase | 8 | 6 | 8 | 14 | BranchMin8_BranchMax14 | 8 | 4 | 10 | 24 | HeaderMin10_HeaderMax24 | 20 | 7 | 28
798 | 78 | 6015-3/4-4P-200HP KPVS | KPVS_6015-3/4_4P_200HP_14.71_BRZ | 3946.3 | 3946.3 | 15785.2 | 4 | 1 | 5 | G | KPVS_SplitCase | 8 | 6 | 8 | 14 | BranchMin8_BranchMax14 | 8 | 4 | 10 | 24 | HeaderMin10_HeaderMax24 | 24 | 7 | 28
798 | 78 | 6015-3/4-4P-200HP KPVS | KPVS_6015-3/4_4P_200HP_14.71_BRZ | 3946.3 | 3946.3 | 15785.2 | 4 | 1 | 5 | G | KPVS_SplitCase | 8 | 6 | 8 | 14 | BranchMin8_BranchMax14 | 10 | 4 | 10 | 24 | HeaderMin10_HeaderMax24 | 10 | 7 | 28 | [29 empty] | INVALID
798 | 78 | 6015-3/4-4P-200HP KPVS | KPVS_6015-3/4_4P_200HP_14.71_BRZ | 3946.3 | 3946.3 | 15785.2 | 4 | 1 | 5 | G | KPVS_SplitCase | 8 | 6 | 8 | 14 | BranchMin8_BranchMax14 | 10 | 4 | 10 | 24 | HeaderMin10_HeaderMax24 | 12 | 7 | 28
798 | 78 | 6015-3/4-4P-200HP KPVS | KPVS_6015-3/4_4P_200HP_14.71_BRZ | 3946.3 | 3946.3 | 15785.2 | 4 | 1 | 5 | G | KPVS_SplitCase | 8 | 6 | 8 | 14 | BranchMin8_BranchMax14 | 10 | 4 | 10 | 24 | HeaderMin10_HeaderMax24 | 14 | 7 | 28
798 | 78 | 6015-3/4-4P-200HP KPVS | KPVS_6015-3/4_4P_200HP_14.71_BRZ | 3946.3 | 3946.3 | 15785.2 | 4 | 1 | 5 | G | KPVS_SplitCase | 8 | 6 | 8 | 14 | BranchMin8_BranchMax14 | 10 | 4 | 10 | 24 | HeaderMin10_HeaderMax24 | 16 | 7 | 28
798 | 78 | 6015-3/4-4P-200HP KPVS | KPVS_6015-3/4_4P_200HP_14.71_BRZ | 3946.3 | 3946.3 | 15785.2 | 4 | 1 | 5 | G | KPVS_SplitCase | 8 | 6 | 8 | 14 | BranchMin8_BranchMax14 | 10 | 4 | 10 | 24 | HeaderMin10_HeaderMax24 | 18 | 7 | 28
798 | 78 | 6015-3/4-4P-200HP KPVS | KPVS_6015-3/4_4P_200HP_14.71_BRZ | 3946.3 | 3946.3 | 15785.2 | 4 | 1 | 5 | G | KPVS_SplitCase | 8 | 6 | 8 | 14 | BranchMin8_BranchMax14 | 10 | 4 | 10 | 24 | HeaderMin10_HeaderMax24 | 20 | 7 | 28
798 | 78 | 6015-3/4-4P-200HP KPVS | KPVS_6015-3/4_4P_200HP_14.71_BRZ | 3946.3 | 3946.3 | 15785.2 | 4 | 1 | 5 | G | KPVS_SplitCase | 8 | 6 | 8 | 14 | BranchMin8_BranchMax14 | 10 | 4 | 10 | 24 | HeaderMin10_HeaderMax24 | 24 | 7 | 28
798 | 78 | 6015-3/4-4P-200HP KPVS | KPVS_6015-3/4_4P_200HP_14.71_BRZ | 3946.3 | 3946.3 | 15785.2 | 4 | 1 | 5 | G | KPVS_SplitCase | 8 | 6 | 8 | 14 | BranchMin8_BranchMax14 | 12 | 4 | 10 | 24 | HeaderMin10_HeaderMax24 | 10 | 7 | 28 | [29 empty] | INVALID
798 | 78 | 6015-3/4-4P-200HP KPVS | KPVS_6015-3/4_4P_200HP_14.71_BRZ | 3946.3 | 3946.3 | 15785.2 | 4 | 1 | 5 | G | KPVS_SplitCase | 8 | 6 | 8 | 14 | BranchMin8_BranchMax14 | 12 | 4 | 10 | 24 | HeaderMin10_HeaderMax24 | 12 | 7 | 28 | [29 empty] | INVALID
798 | 78 | 6015-3/4-4P-200HP KPVS | KPVS_6015-3/4_4P_200HP_14.71_BRZ | 3946.3 | 3946.3 | 15785.2 | 4 | 1 | 5 | G | KPVS_SplitCase | 8 | 6 | 8 | 14 | BranchMin8_BranchMax14 | 12 | 4 | 10 | 24 | HeaderMin10_HeaderMax24 | 14 | 7 | 28
798 | 78 | 6015-3/4-4P-200HP KPVS | KPVS_6015-3/4_4P_200HP_14.71_BRZ | 3946.3 | 3946.3 | 15785.2 | 4 | 1 | 5 | G | KPVS_SplitCase | 8 | 6 | 8 | 14 | BranchMin8_BranchMax14 | 12 | 4 | 10 | 24 | HeaderMin10_HeaderMax24 | 16 | 7 | 28
798 | 78 | 6015-3/4-4P-200HP KPVS | KPVS_6015-3/4_4P_200HP_14.71_BRZ | 3946.3 | 3946.3 | 15785.2 | 4 | 1 | 5 | G | KPVS_SplitCase | 8 | 6 | 8 | 14 | BranchMin8_BranchMax14 | 12 | 4 | 10 | 24 | HeaderMin10_HeaderMax24 | 18 | 7 | 28
798 | 78 | 6015-3/4-4P-200HP KPVS | KPVS_6015-3/4_4P_200HP_14.71_BRZ | 3946.3 | 3946.3 | 15785.2 | 4 | 1 | 5 | G | KPVS_SplitCase | 8 | 6 | 8 | 14 | BranchMin8_BranchMax14 | 12 | 4 | 10 | 24 | HeaderMin10_HeaderMax24 | 20 | 7 | 28
798 | 78 | 6015-3/4-4P-200HP KPVS | KPVS_6015-3/4_4P_200HP_14.71_BRZ | 3946.3 | 3946.3 | 15785.2 | 4 | 1 | 5 | G | KPVS_SplitCase | 8 | 6 | 8 | 14 | BranchMin8_BranchMax14 | 12 | 4 | 10 | 24 | HeaderMin10_HeaderMax24 | 24 | 7 | 28
798 | 78 | 6015-3/4-4P-200HP KPVS | KPVS_6015-3/4_4P_200HP_14.71_BRZ | 3946.3 | 3946.3 | 15785.2 | 4 | 1 | 5 | G | KPVS_SplitCase | 8 | 6 | 8 | 14 | BranchMin8_BranchMax14 | 14 | 4 | 10 | 24 | HeaderMin10_HeaderMax24 | 10 | 7 | 28 | [29 empty] | INVALID
798 | 78 | 6015-3/4-4P-200HP KPVS | KPVS_6015-3/4_4P_200HP_14.71_BRZ | 3946.3 | 3946.3 | 15785.2 | 4 | 1 | 5 | G | KPVS_SplitCase | 8 | 6 | 8 | 14 | BranchMin8_BranchMax14 | 14 | 4 | 10 | 24 | HeaderMin10_HeaderMax24 | 12 | 7 | 28 | [29 empty] | INVALID
798 | 78 | 6015-3/4-4P-200HP KPVS | KPVS_6015-3/4_4P_200HP_14.71_BRZ | 3946.3 | 3946.3 | 15785.2 | 4 | 1 | 5 | G | KPVS_SplitCase | 8 | 6 | 8 | 14 | BranchMin8_BranchMax14 | 14 | 4 | 10 | 24 | HeaderMin10_HeaderMax24 | 14 | 7 | 28 | [29 empty] | INVALID
798 | 78 | 6015-3/4-4P-200HP KPVS | KPVS_6015-3/4_4P_200HP_14.71_BRZ | 3946.3 | 3946.3 | 15785.2 | 4 | 1 | 5 | G | KPVS_SplitCase | 8 | 6 | 8 | 14 | BranchMin8_BranchMax14 | 14 | 4 | 10 | 24 | HeaderMin10_HeaderMax24 | 16 | 7 | 28
798 | 78 | 6015-3/4-4P-200HP KPVS | KPVS_6015-3/4_4P_200HP_14.71_BRZ | 3946.3 | 3946.3 | 15785.2 | 4 | 1 | 5 | G | KPVS_SplitCase | 8 | 6 | 8 | 14 | BranchMin8_BranchMax14 | 14 | 4 | 10 | 24 | HeaderMin10_HeaderMax24 | 18 | 7 | 28
798 | 78 | 6015-3/4-4P-200HP KPVS | KPVS_6015-3/4_4P_200HP_14.71_BRZ | 3946.3 | 3946.3 | 15785.2 | 4 | 1 | 5 | G | KPVS_SplitCase | 8 | 6 | 8 | 14 | BranchMin8_BranchMax14 | 14 | 4 | 10 | 24 | HeaderMin10_HeaderMax24 | 20 | 7 | 28
798 | 78 | 6015-3/4-4P-200HP KPVS | KPVS_6015-3/4_4P_200HP_14.71_BRZ | 3946.3 | 3946.3 | 15785.2 | 4 | 1 | 5 | G | KPVS_SplitCase | 8 | 6 | 8 | 14 | BranchMin8_BranchMax14 | 14 | 4 | 10 | 24 | HeaderMin10_HeaderMax24 | 24 | 7 | 28
799 | 79 | 6015-3/4-4P-250HP KPVS | KPVS_6015-3/4_4P_250HP_15.00_BRZ | 4050 | 4050 | 16200 | 4 | 1 | 5 | G | KPVS_SplitCase | 8 | 6 | 8 | 14 | BranchMin8_BranchMax14 | 8 | 4 | 10 | 24 | HeaderMin10_HeaderMax24 | 10 | 7 | 28
799 | 79 | 6015-3/4-4P-250HP KPVS | KPVS_6015-3/4_4P_250HP_15.00_BRZ | 4050 | 4050 | 16200 | 4 | 1 | 5 | G | KPVS_SplitCase | 8 | 6 | 8 | 14 | BranchMin8_BranchMax14 | 8 | 4 | 10 | 24 | HeaderMin10_HeaderMax24 | 12 | 7 | 28
799 | 79 | 6015-3/4-4P-250HP KPVS | KPVS_6015-3/4_4P_250HP_15.00_BRZ | 4050 | 4050 | 16200 | 4 | 1 | 5 | G | KPVS_SplitCase | 8 | 6 | 8 | 14 | BranchMin8_BranchMax14 | 8 | 4 | 10 | 24 | HeaderMin10_HeaderMax24 | 14 | 7 | 28
799 | 79 | 6015-3/4-4P-250HP KPVS | KPVS_6015-3/4_4P_250HP_15.00_BRZ | 4050 | 4050 | 16200 | 4 | 1 | 5 | G | KPVS_SplitCase | 8 | 6 | 8 | 14 | BranchMin8_BranchMax14 | 8 | 4 | 10 | 24 | HeaderMin10_HeaderMax24 | 16 | 7 | 28
799 | 79 | 6015-3/4-4P-250HP KPVS | KPVS_6015-3/4_4P_250HP_15.00_BRZ | 4050 | 4050 | 16200 | 4 | 1 | 5 | G | KPVS_SplitCase | 8 | 6 | 8 | 14 | BranchMin8_BranchMax14 | 8 | 4 | 10 | 24 | HeaderMin10_HeaderMax24 | 18 | 7 | 28
799 | 79 | 6015-3/4-4P-250HP KPVS | KPVS_6015-3/4_4P_250HP_15.00_BRZ | 4050 | 4050 | 16200 | 4 | 1 | 5 | G | KPVS_SplitCase | 8 | 6 | 8 | 14 | BranchMin8_BranchMax14 | 8 | 4 | 10 | 24 | HeaderMin10_HeaderMax24 | 20 | 7 | 28
799 | 79 | 6015-3/4-4P-250HP KPVS | KPVS_6015-3/4_4P_250HP_15.00_BRZ | 4050 | 4050 | 16200 | 4 | 1 | 5 | G | KPVS_SplitCase | 8 | 6 | 8 | 14 | BranchMin8_BranchMax14 | 8 | 4 | 10 | 24 | HeaderMin10_HeaderMax24 | 24 | 7 | 28
799 | 79 | 6015-3/4-4P-250HP KPVS | KPVS_6015-3/4_4P_250HP_15.00_BRZ | 4050 | 4050 | 16200 | 4 | 1 | 5 | G | KPVS_SplitCase | 8 | 6 | 8 | 14 | BranchMin8_BranchMax14 | 10 | 4 | 10 | 24 | HeaderMin10_HeaderMax24 | 10 | 7 | 28 | [29 empty] | INVALID
799 | 79 | 6015-3/4-4P-250HP KPVS | KPVS_6015-3/4_4P_250HP_15.00_BRZ | 4050 | 4050 | 16200 | 4 | 1 | 5 | G | KPVS_SplitCase | 8 | 6 | 8 | 14 | BranchMin8_BranchMax14 | 10 | 4 | 10 | 24 | HeaderMin10_HeaderMax24 | 12 | 7 | 28
799 | 79 | 6015-3/4-4P-250HP KPVS | KPVS_6015-3/4_4P_250HP_15.00_BRZ | 4050 | 4050 | 16200 | 4 | 1 | 5 | G | KPVS_SplitCase | 8 | 6 | 8 | 14 | BranchMin8_BranchMax14 | 10 | 4 | 10 | 24 | HeaderMin10_HeaderMax24 | 14 | 7 | 28
799 | 79 | 6015-3/4-4P-250HP KPVS | KPVS_6015-3/4_4P_250HP_15.00_BRZ | 4050 | 4050 | 16200 | 4 | 1 | 5 | G | KPVS_SplitCase | 8 | 6 | 8 | 14 | BranchMin8_BranchMax14 | 10 | 4 | 10 | 24 | HeaderMin10_HeaderMax24 | 16 | 7 | 28
799 | 79 | 6015-3/4-4P-250HP KPVS | KPVS_6015-3/4_4P_250HP_15.00_BRZ | 4050 | 4050 | 16200 | 4 | 1 | 5 | G | KPVS_SplitCase | 8 | 6 | 8 | 14 | BranchMin8_BranchMax14 | 10 | 4 | 10 | 24 | HeaderMin10_HeaderMax24 | 18 | 7 | 28
799 | 79 | 6015-3/4-4P-250HP KPVS | KPVS_6015-3/4_4P_250HP_15.00_BRZ | 4050 | 4050 | 16200 | 4 | 1 | 5 | G | KPVS_SplitCase | 8 | 6 | 8 | 14 | BranchMin8_BranchMax14 | 10 | 4 | 10 | 24 | HeaderMin10_HeaderMax24 | 20 | 7 | 28
799 | 79 | 6015-3/4-4P-250HP KPVS | KPVS_6015-3/4_4P_250HP_15.00_BRZ | 4050 | 4050 | 16200 | 4 | 1 | 5 | G | KPVS_SplitCase | 8 | 6 | 8 | 14 | BranchMin8_BranchMax14 | 10 | 4 | 10 | 24 | HeaderMin10_HeaderMax24 | 24 | 7 | 28
799 | 79 | 6015-3/4-4P-250HP KPVS | KPVS_6015-3/4_4P_250HP_15.00_BRZ | 4050 | 4050 | 16200 | 4 | 1 | 5 | G | KPVS_SplitCase | 8 | 6 | 8 | 14 | BranchMin8_BranchMax14 | 12 | 4 | 10 | 24 | HeaderMin10_HeaderMax24 | 10 | 7 | 28 | [29 empty] | INVALID
799 | 79 | 6015-3/4-4P-250HP KPVS | KPVS_6015-3/4_4P_250HP_15.00_BRZ | 4050 | 4050 | 16200 | 4 | 1 | 5 | G | KPVS_SplitCase | 8 | 6 | 8 | 14 | BranchMin8_BranchMax14 | 12 | 4 | 10 | 24 | HeaderMin10_HeaderMax24 | 12 | 7 | 28 | [29 empty] | INVALID
799 | 79 | 6015-3/4-4P-250HP KPVS | KPVS_6015-3/4_4P_250HP_15.00_BRZ | 4050 | 4050 | 16200 | 4 | 1 | 5 | G | KPVS_SplitCase | 8 | 6 | 8 | 14 | BranchMin8_BranchMax14 | 12 | 4 | 10 | 24 | HeaderMin10_HeaderMax24 | 14 | 7 | 28
799 | 79 | 6015-3/4-4P-250HP KPVS | KPVS_6015-3/4_4P_250HP_15.00_BRZ | 4050 | 4050 | 16200 | 4 | 1 | 5 | G | KPVS_SplitCase | 8 | 6 | 8 | 14 | BranchMin8_BranchMax14 | 12 | 4 | 10 | 24 | HeaderMin10_HeaderMax24 | 16 | 7 | 28
799 | 79 | 6015-3/4-4P-250HP KPVS | KPVS_6015-3/4_4P_250HP_15.00_BRZ | 4050 | 4050 | 16200 | 4 | 1 | 5 | G | KPVS_SplitCase | 8 | 6 | 8 | 14 | BranchMin8_BranchMax14 | 12 | 4 | 10 | 24 | HeaderMin10_HeaderMax24 | 18 | 7 | 28
799 | 79 | 6015-3/4-4P-250HP KPVS | KPVS_6015-3/4_4P_250HP_15.00_BRZ | 4050 | 4050 | 16200 | 4 | 1 | 5 | G | KPVS_SplitCase | 8 | 6 | 8 | 14 | BranchMin8_BranchMax14 | 12 | 4 | 10 | 24 | HeaderMin10_HeaderMax24 | 20 | 7 | 28
799 | 79 | 6015-3/4-4P-250HP KPVS | KPVS_6015-3/4_4P_250HP_15.00_BRZ | 4050 | 4050 | 16200 | 4 | 1 | 5 | G | KPVS_SplitCase | 8 | 6 | 8 | 14 | BranchMin8_BranchMax14 | 12 | 4 | 10 | 24 | HeaderMin10_HeaderMax24 | 24 | 7 | 28
799 | 79 | 6015-3/4-4P-250HP KPVS | KPVS_6015-3/4_4P_250HP_15.00_BRZ | 4050 | 4050 | 16200 | 4 | 1 | 5 | G | KPVS_SplitCase | 8 | 6 | 8 | 14 | BranchMin8_BranchMax14 | 14 | 4 | 10 | 24 | HeaderMin10_HeaderMax24 | 10 | 7 | 28 | [29 empty] | INVALID
799 | 79 | 6015-3/4-4P-250HP KPVS | KPVS_6015-3/4_4P_250HP_15.00_BRZ | 4050 | 4050 | 16200 | 4 | 1 | 5 | G | KPVS_SplitCase | 8 | 6 | 8 | 14 | BranchMin8_BranchMax14 | 14 | 4 | 10 | 24 | HeaderMin10_HeaderMax24 | 12 | 7 | 28 | [29 empty] | INVALID
799 | 79 | 6015-3/4-4P-250HP KPVS | KPVS_6015-3/4_4P_250HP_15.00_BRZ | 4050 | 4050 | 16200 | 4 | 1 | 5 | G | KPVS_SplitCase | 8 | 6 | 8 | 14 | BranchMin8_BranchMax14 | 14 | 4 | 10 | 24 | HeaderMin10_HeaderMax24 | 14 | 7 | 28 | [29 empty] | INVALID
799 | 79 | 6015-3/4-4P-250HP KPVS | KPVS_6015-3/4_4P_250HP_15.00_BRZ | 4050 | 4050 | 16200 | 4 | 1 | 5 | G | KPVS_SplitCase | 8 | 6 | 8 | 14 | BranchMin8_BranchMax14 | 14 | 4 | 10 | 24 | HeaderMin10_HeaderMax24 | 16 | 7 | 28
799 | 79 | 6015-3/4-4P-250HP KPVS | KPVS_6015-3/4_4P_250HP_15.00_BRZ | 4050 | 4050 | 16200 | 4 | 1 | 5 | G | KPVS_SplitCase | 8 | 6 | 8 | 14 | BranchMin8_BranchMax14 | 14 | 4 | 10 | 24 | HeaderMin10_HeaderMax24 | 18 | 7 | 28
799 | 79 | 6015-3/4-4P-250HP KPVS | KPVS_6015-3/4_4P_250HP_15.00_BRZ | 4050 | 4050 | 16200 | 4 | 1 | 5 | G | KPVS_SplitCase | 8 | 6 | 8 | 14 | BranchMin8_BranchMax14 | 14 | 4 | 10 | 24 | HeaderMin10_HeaderMax24 | 20 | 7 | 28
799 | 79 | 6015-3/4-4P-250HP KPVS | KPVS_6015-3/4_4P_250HP_15.00_BRZ | 4050 | 4050 | 16200 | 4 | 1 | 5 | G | KPVS_SplitCase | 8 | 6 | 8 | 14 | BranchMin8_BranchMax14 | 14 | 4 | 10 | 24 | HeaderMin10_HeaderMax24 | 24 | 7 | 28
800 | 80 | 6019-7/8-4P-125HP KPVS | KPVS_6019-7/8_4P_125HP_15.17_BRZ | 2174.5 | 2174.5 | 8698 | 4 | 1 | 5 | G | KPVS_SplitCase | 8 | 6 | 8 | 10 | BranchMin8_BranchMax10 | 8 | 2 | 10 | 20 | HeaderMin10_HeaderMax20 | 10 | 6 | 12
800 | 80 | 6019-7/8-4P-125HP KPVS | KPVS_6019-7/8_4P_125HP_15.17_BRZ | 2174.5 | 2174.5 | 8698 | 4 | 1 | 5 | G | KPVS_SplitCase | 8 | 6 | 8 | 10 | BranchMin8_BranchMax10 | 8 | 2 | 10 | 20 | HeaderMin10_HeaderMax20 | 12 | 6 | 12
800 | 80 | 6019-7/8-4P-125HP KPVS | KPVS_6019-7/8_4P_125HP_15.17_BRZ | 2174.5 | 2174.5 | 8698 | 4 | 1 | 5 | G | KPVS_SplitCase | 8 | 6 | 8 | 10 | BranchMin8_BranchMax10 | 8 | 2 | 10 | 20 | HeaderMin10_HeaderMax20 | 14 | 6 | 12
800 | 80 | 6019-7/8-4P-125HP KPVS | KPVS_6019-7/8_4P_125HP_15.17_BRZ | 2174.5 | 2174.5 | 8698 | 4 | 1 | 5 | G | KPVS_SplitCase | 8 | 6 | 8 | 10 | BranchMin8_BranchMax10 | 8 | 2 | 10 | 20 | HeaderMin10_HeaderMax20 | 16 | 6 | 12
800 | 80 | 6019-7/8-4P-125HP KPVS | KPVS_6019-7/8_4P_125HP_15.17_BRZ | 2174.5 | 2174.5 | 8698 | 4 | 1 | 5 | G | KPVS_SplitCase | 8 | 6 | 8 | 10 | BranchMin8_BranchMax10 | 8 | 2 | 10 | 20 | HeaderMin10_HeaderMax20 | 18 | 6 | 12
800 | 80 | 6019-7/8-4P-125HP KPVS | KPVS_6019-7/8_4P_125HP_15.17_BRZ | 2174.5 | 2174.5 | 8698 | 4 | 1 | 5 | G | KPVS_SplitCase | 8 | 6 | 8 | 10 | BranchMin8_BranchMax10 | 8 | 2 | 10 | 20 | HeaderMin10_HeaderMax20 | 20 | 6 | 12
800 | 80 | 6019-7/8-4P-125HP KPVS | KPVS_6019-7/8_4P_125HP_15.17_BRZ | 2174.5 | 2174.5 | 8698 | 4 | 1 | 5 | G | KPVS_SplitCase | 8 | 6 | 8 | 10 | BranchMin8_BranchMax10 | 10 | 2 | 10 | 20 | HeaderMin10_HeaderMax20 | 10 | 6 | 12 | [29 empty] | INVALID
800 | 80 | 6019-7/8-4P-125HP KPVS | KPVS_6019-7/8_4P_125HP_15.17_BRZ | 2174.5 | 2174.5 | 8698 | 4 | 1 | 5 | G | KPVS_SplitCase | 8 | 6 | 8 | 10 | BranchMin8_BranchMax10 | 10 | 2 | 10 | 20 | HeaderMin10_HeaderMax20 | 12 | 6 | 12
800 | 80 | 6019-7/8-4P-125HP KPVS | KPVS_6019-7/8_4P_125HP_15.17_BRZ | 2174.5 | 2174.5 | 8698 | 4 | 1 | 5 | G | KPVS_SplitCase | 8 | 6 | 8 | 10 | BranchMin8_BranchMax10 | 10 | 2 | 10 | 20 | HeaderMin10_HeaderMax20 | 14 | 6 | 12
800 | 80 | 6019-7/8-4P-125HP KPVS | KPVS_6019-7/8_4P_125HP_15.17_BRZ | 2174.5 | 2174.5 | 8698 | 4 | 1 | 5 | G | KPVS_SplitCase | 8 | 6 | 8 | 10 | BranchMin8_BranchMax10 | 10 | 2 | 10 | 20 | HeaderMin10_HeaderMax20 | 16 | 6 | 12
800 | 80 | 6019-7/8-4P-125HP KPVS | KPVS_6019-7/8_4P_125HP_15.17_BRZ | 2174.5 | 2174.5 | 8698 | 4 | 1 | 5 | G | KPVS_SplitCase | 8 | 6 | 8 | 10 | BranchMin8_BranchMax10 | 10 | 2 | 10 | 20 | HeaderMin10_HeaderMax20 | 18 | 6 | 12
800 | 80 | 6019-7/8-4P-125HP KPVS | KPVS_6019-7/8_4P_125HP_15.17_BRZ | 2174.5 | 2174.5 | 8698 | 4 | 1 | 5 | G | KPVS_SplitCase | 8 | 6 | 8 | 10 | BranchMin8_BranchMax10 | 10 | 2 | 10 | 20 | HeaderMin10_HeaderMax20 | 20 | 6 | 12
801 | 81 | 6019-7/8-4P-150HP KPVS | KPVS_6019-7/8_4P_150HP_15.81_BRZ | 2306.3 | 2306.3 | 9225.2 | 4 | 1 | 5 | G | KPVS_SplitCase | 8 | 6 | 8 | 10 | BranchMin8_BranchMax10 | 8 | 2 | 10 | 24 | HeaderMin10_HeaderMax24 | 10 | 7 | 14
801 | 81 | 6019-7/8-4P-150HP KPVS | KPVS_6019-7/8_4P_150HP_15.81_BRZ | 2306.3 | 2306.3 | 9225.2 | 4 | 1 | 5 | G | KPVS_SplitCase | 8 | 6 | 8 | 10 | BranchMin8_BranchMax10 | 8 | 2 | 10 | 24 | HeaderMin10_HeaderMax24 | 12 | 7 | 14
801 | 81 | 6019-7/8-4P-150HP KPVS | KPVS_6019-7/8_4P_150HP_15.81_BRZ | 2306.3 | 2306.3 | 9225.2 | 4 | 1 | 5 | G | KPVS_SplitCase | 8 | 6 | 8 | 10 | BranchMin8_BranchMax10 | 8 | 2 | 10 | 24 | HeaderMin10_HeaderMax24 | 14 | 7 | 14
801 | 81 | 6019-7/8-4P-150HP KPVS | KPVS_6019-7/8_4P_150HP_15.81_BRZ | 2306.3 | 2306.3 | 9225.2 | 4 | 1 | 5 | G | KPVS_SplitCase | 8 | 6 | 8 | 10 | BranchMin8_BranchMax10 | 8 | 2 | 10 | 24 | HeaderMin10_HeaderMax24 | 16 | 7 | 14
801 | 81 | 6019-7/8-4P-150HP KPVS | KPVS_6019-7/8_4P_150HP_15.81_BRZ | 2306.3 | 2306.3 | 9225.2 | 4 | 1 | 5 | G | KPVS_SplitCase | 8 | 6 | 8 | 10 | BranchMin8_BranchMax10 | 8 | 2 | 10 | 24 | HeaderMin10_HeaderMax24 | 18 | 7 | 14
801 | 81 | 6019-7/8-4P-150HP KPVS | KPVS_6019-7/8_4P_150HP_15.81_BRZ | 2306.3 | 2306.3 | 9225.2 | 4 | 1 | 5 | G | KPVS_SplitCase | 8 | 6 | 8 | 10 | BranchMin8_BranchMax10 | 8 | 2 | 10 | 24 | HeaderMin10_HeaderMax24 | 20 | 7 | 14
801 | 81 | 6019-7/8-4P-150HP KPVS | KPVS_6019-7/8_4P_150HP_15.81_BRZ | 2306.3 | 2306.3 | 9225.2 | 4 | 1 | 5 | G | KPVS_SplitCase | 8 | 6 | 8 | 10 | BranchMin8_BranchMax10 | 8 | 2 | 10 | 24 | HeaderMin10_HeaderMax24 | 24 | 7 | 14
801 | 81 | 6019-7/8-4P-150HP KPVS | KPVS_6019-7/8_4P_150HP_15.81_BRZ | 2306.3 | 2306.3 | 9225.2 | 4 | 1 | 5 | G | KPVS_SplitCase | 8 | 6 | 8 | 10 | BranchMin8_BranchMax10 | 10 | 2 | 10 | 24 | HeaderMin10_HeaderMax24 | 10 | 7 | 14 | [29 empty] | INVALID
801 | 81 | 6019-7/8-4P-150HP KPVS | KPVS_6019-7/8_4P_150HP_15.81_BRZ | 2306.3 | 2306.3 | 9225.2 | 4 | 1 | 5 | G | KPVS_SplitCase | 8 | 6 | 8 | 10 | BranchMin8_BranchMax10 | 10 | 2 | 10 | 24 | HeaderMin10_HeaderMax24 | 12 | 7 | 14
801 | 81 | 6019-7/8-4P-150HP KPVS | KPVS_6019-7/8_4P_150HP_15.81_BRZ | 2306.3 | 2306.3 | 9225.2 | 4 | 1 | 5 | G | KPVS_SplitCase | 8 | 6 | 8 | 10 | BranchMin8_BranchMax10 | 10 | 2 | 10 | 24 | HeaderMin10_HeaderMax24 | 14 | 7 | 14
801 | 81 | 6019-7/8-4P-150HP KPVS | KPVS_6019-7/8_4P_150HP_15.81_BRZ | 2306.3 | 2306.3 | 9225.2 | 4 | 1 | 5 | G | KPVS_SplitCase | 8 | 6 | 8 | 10 | BranchMin8_BranchMax10 | 10 | 2 | 10 | 24 | HeaderMin10_HeaderMax24 | 16 | 7 | 14
801 | 81 | 6019-7/8-4P-150HP KPVS | KPVS_6019-7/8_4P_150HP_15.81_BRZ | 2306.3 | 2306.3 | 9225.2 | 4 | 1 | 5 | G | KPVS_SplitCase | 8 | 6 | 8 | 10 | BranchMin8_BranchMax10 | 10 | 2 | 10 | 24 | HeaderMin10_HeaderMax24 | 18 | 7 | 14
801 | 81 | 6019-7/8-4P-150HP KPVS | KPVS_6019-7/8_4P_150HP_15.81_BRZ | 2306.3 | 2306.3 | 9225.2 | 4 | 1 | 5 | G | KPVS_SplitCase | 8 | 6 | 8 | 10 | BranchMin8_BranchMax10 | 10 | 2 | 10 | 24 | HeaderMin10_HeaderMax24 | 20 | 7 | 14
801 | 81 | 6019-7/8-4P-150HP KPVS | KPVS_6019-7/8_4P_150HP_15.81_BRZ | 2306.3 | 2306.3 | 9225.2 | 4 | 1 | 5 | G | KPVS_SplitCase | 8 | 6 | 8 | 10 | BranchMin8_BranchMax10 | 10 | 2 | 10 | 24 | HeaderMin10_HeaderMax24 | 24 | 7 | 14
802 | 82 | 6019-7/8-4P-200HP KPVS | KPVS_6019-7/8_4P_200HP_17.26_BRZ | 2615.2 | 2615.2 | 10460.8 | 4 | 1 | 5 | G | KPVS_SplitCase | 8 | 6 | 8 | 12 | BranchMin8_BranchMax12 | 8 | 3 | 10 | 24 | HeaderMin10_HeaderMax24 | 10 | 7 | 21
802 | 82 | 6019-7/8-4P-200HP KPVS | KPVS_6019-7/8_4P_200HP_17.26_BRZ | 2615.2 | 2615.2 | 10460.8 | 4 | 1 | 5 | G | KPVS_SplitCase | 8 | 6 | 8 | 12 | BranchMin8_BranchMax12 | 8 | 3 | 10 | 24 | HeaderMin10_HeaderMax24 | 12 | 7 | 21
802 | 82 | 6019-7/8-4P-200HP KPVS | KPVS_6019-7/8_4P_200HP_17.26_BRZ | 2615.2 | 2615.2 | 10460.8 | 4 | 1 | 5 | G | KPVS_SplitCase | 8 | 6 | 8 | 12 | BranchMin8_BranchMax12 | 8 | 3 | 10 | 24 | HeaderMin10_HeaderMax24 | 14 | 7 | 21
802 | 82 | 6019-7/8-4P-200HP KPVS | KPVS_6019-7/8_4P_200HP_17.26_BRZ | 2615.2 | 2615.2 | 10460.8 | 4 | 1 | 5 | G | KPVS_SplitCase | 8 | 6 | 8 | 12 | BranchMin8_BranchMax12 | 8 | 3 | 10 | 24 | HeaderMin10_HeaderMax24 | 16 | 7 | 21
802 | 82 | 6019-7/8-4P-200HP KPVS | KPVS_6019-7/8_4P_200HP_17.26_BRZ | 2615.2 | 2615.2 | 10460.8 | 4 | 1 | 5 | G | KPVS_SplitCase | 8 | 6 | 8 | 12 | BranchMin8_BranchMax12 | 8 | 3 | 10 | 24 | HeaderMin10_HeaderMax24 | 18 | 7 | 21
802 | 82 | 6019-7/8-4P-200HP KPVS | KPVS_6019-7/8_4P_200HP_17.26_BRZ | 2615.2 | 2615.2 | 10460.8 | 4 | 1 | 5 | G | KPVS_SplitCase | 8 | 6 | 8 | 12 | BranchMin8_BranchMax12 | 8 | 3 | 10 | 24 | HeaderMin10_HeaderMax24 | 20 | 7 | 21
802 | 82 | 6019-7/8-4P-200HP KPVS | KPVS_6019-7/8_4P_200HP_17.26_BRZ | 2615.2 | 2615.2 | 10460.8 | 4 | 1 | 5 | G | KPVS_SplitCase | 8 | 6 | 8 | 12 | BranchMin8_BranchMax12 | 8 | 3 | 10 | 24 | HeaderMin10_HeaderMax24 | 24 | 7 | 21
802 | 82 | 6019-7/8-4P-200HP KPVS | KPVS_6019-7/8_4P_200HP_17.26_BRZ | 2615.2 | 2615.2 | 10460.8 | 4 | 1 | 5 | G | KPVS_SplitCase | 8 | 6 | 8 | 12 | BranchMin8_BranchMax12 | 10 | 3 | 10 | 24 | HeaderMin10_HeaderMax24 | 10 | 7 | 21 | [29 empty] | INVALID
802 | 82 | 6019-7/8-4P-200HP KPVS | KPVS_6019-7/8_4P_200HP_17.26_BRZ | 2615.2 | 2615.2 | 10460.8 | 4 | 1 | 5 | G | KPVS_SplitCase | 8 | 6 | 8 | 12 | BranchMin8_BranchMax12 | 10 | 3 | 10 | 24 | HeaderMin10_HeaderMax24 | 12 | 7 | 21
802 | 82 | 6019-7/8-4P-200HP KPVS | KPVS_6019-7/8_4P_200HP_17.26_BRZ | 2615.2 | 2615.2 | 10460.8 | 4 | 1 | 5 | G | KPVS_SplitCase | 8 | 6 | 8 | 12 | BranchMin8_BranchMax12 | 10 | 3 | 10 | 24 | HeaderMin10_HeaderMax24 | 14 | 7 | 21
802 | 82 | 6019-7/8-4P-200HP KPVS | KPVS_6019-7/8_4P_200HP_17.26_BRZ | 2615.2 | 2615.2 | 10460.8 | 4 | 1 | 5 | G | KPVS_SplitCase | 8 | 6 | 8 | 12 | BranchMin8_BranchMax12 | 10 | 3 | 10 | 24 | HeaderMin10_HeaderMax24 | 16 | 7 | 21
802 | 82 | 6019-7/8-4P-200HP KPVS | KPVS_6019-7/8_4P_200HP_17.26_BRZ | 2615.2 | 2615.2 | 10460.8 | 4 | 1 | 5 | G | KPVS_SplitCase | 8 | 6 | 8 | 12 | BranchMin8_BranchMax12 | 10 | 3 | 10 | 24 | HeaderMin10_HeaderMax24 | 18 | 7 | 21
802 | 82 | 6019-7/8-4P-200HP KPVS | KPVS_6019-7/8_4P_200HP_17.26_BRZ | 2615.2 | 2615.2 | 10460.8 | 4 | 1 | 5 | G | KPVS_SplitCase | 8 | 6 | 8 | 12 | BranchMin8_BranchMax12 | 10 | 3 | 10 | 24 | HeaderMin10_HeaderMax24 | 20 | 7 | 21
802 | 82 | 6019-7/8-4P-200HP KPVS | KPVS_6019-7/8_4P_200HP_17.26_BRZ | 2615.2 | 2615.2 | 10460.8 | 4 | 1 | 5 | G | KPVS_SplitCase | 8 | 6 | 8 | 12 | BranchMin8_BranchMax12 | 10 | 3 | 10 | 24 | HeaderMin10_HeaderMax24 | 24 | 7 | 21
802 | 82 | 6019-7/8-4P-200HP KPVS | KPVS_6019-7/8_4P_200HP_17.26_BRZ | 2615.2 | 2615.2 | 10460.8 | 4 | 1 | 5 | G | KPVS_SplitCase | 8 | 6 | 8 | 12 | BranchMin8_BranchMax12 | 12 | 3 | 10 | 24 | HeaderMin10_HeaderMax24 | 10 | 7 | 21 | [29 empty] | INVALID
802 | 82 | 6019-7/8-4P-200HP KPVS | KPVS_6019-7/8_4P_200HP_17.26_BRZ | 2615.2 | 2615.2 | 10460.8 | 4 | 1 | 5 | G | KPVS_SplitCase | 8 | 6 | 8 | 12 | BranchMin8_BranchMax12 | 12 | 3 | 10 | 24 | HeaderMin10_HeaderMax24 | 12 | 7 | 21 | [29 empty] | INVALID
802 | 82 | 6019-7/8-4P-200HP KPVS | KPVS_6019-7/8_4P_200HP_17.26_BRZ | 2615.2 | 2615.2 | 10460.8 | 4 | 1 | 5 | G | KPVS_SplitCase | 8 | 6 | 8 | 12 | BranchMin8_BranchMax12 | 12 | 3 | 10 | 24 | HeaderMin10_HeaderMax24 | 14 | 7 | 21
802 | 82 | 6019-7/8-4P-200HP KPVS | KPVS_6019-7/8_4P_200HP_17.26_BRZ | 2615.2 | 2615.2 | 10460.8 | 4 | 1 | 5 | G | KPVS_SplitCase | 8 | 6 | 8 | 12 | BranchMin8_BranchMax12 | 12 | 3 | 10 | 24 | HeaderMin10_HeaderMax24 | 16 | 7 | 21
802 | 82 | 6019-7/8-4P-200HP KPVS | KPVS_6019-7/8_4P_200HP_17.26_BRZ | 2615.2 | 2615.2 | 10460.8 | 4 | 1 | 5 | G | KPVS_SplitCase | 8 | 6 | 8 | 12 | BranchMin8_BranchMax12 | 12 | 3 | 10 | 24 | HeaderMin10_HeaderMax24 | 18 | 7 | 21
802 | 82 | 6019-7/8-4P-200HP KPVS | KPVS_6019-7/8_4P_200HP_17.26_BRZ | 2615.2 | 2615.2 | 10460.8 | 4 | 1 | 5 | G | KPVS_SplitCase | 8 | 6 | 8 | 12 | BranchMin8_BranchMax12 | 12 | 3 | 10 | 24 | HeaderMin10_HeaderMax24 | 20 | 7 | 21
802 | 82 | 6019-7/8-4P-200HP KPVS | KPVS_6019-7/8_4P_200HP_17.26_BRZ | 2615.2 | 2615.2 | 10460.8 | 4 | 1 | 5 | G | KPVS_SplitCase | 8 | 6 | 8 | 12 | BranchMin8_BranchMax12 | 12 | 3 | 10 | 24 | HeaderMin10_HeaderMax24 | 24 | 7 | 21
803 | 83 | 6019-7/8-4P-250HP KPVS | KPVS_6019-7/8_4P_250HP_18.44_BRZ | 2874.5 | 2874.5 | 11498 | 4 | 1 | 5 | G | KPVS_SplitCase | 8 | 6 | 8 | 12 | BranchMin8_BranchMax12 | 8 | 3 | 10 | 24 | HeaderMin10_HeaderMax24 | 10 | 7 | 21
803 | 83 | 6019-7/8-4P-250HP KPVS | KPVS_6019-7/8_4P_250HP_18.44_BRZ | 2874.5 | 2874.5 | 11498 | 4 | 1 | 5 | G | KPVS_SplitCase | 8 | 6 | 8 | 12 | BranchMin8_BranchMax12 | 8 | 3 | 10 | 24 | HeaderMin10_HeaderMax24 | 12 | 7 | 21
803 | 83 | 6019-7/8-4P-250HP KPVS | KPVS_6019-7/8_4P_250HP_18.44_BRZ | 2874.5 | 2874.5 | 11498 | 4 | 1 | 5 | G | KPVS_SplitCase | 8 | 6 | 8 | 12 | BranchMin8_BranchMax12 | 8 | 3 | 10 | 24 | HeaderMin10_HeaderMax24 | 14 | 7 | 21
803 | 83 | 6019-7/8-4P-250HP KPVS | KPVS_6019-7/8_4P_250HP_18.44_BRZ | 2874.5 | 2874.5 | 11498 | 4 | 1 | 5 | G | KPVS_SplitCase | 8 | 6 | 8 | 12 | BranchMin8_BranchMax12 | 8 | 3 | 10 | 24 | HeaderMin10_HeaderMax24 | 16 | 7 | 21
803 | 83 | 6019-7/8-4P-250HP KPVS | KPVS_6019-7/8_4P_250HP_18.44_BRZ | 2874.5 | 2874.5 | 11498 | 4 | 1 | 5 | G | KPVS_SplitCase | 8 | 6 | 8 | 12 | BranchMin8_BranchMax12 | 8 | 3 | 10 | 24 | HeaderMin10_HeaderMax24 | 18 | 7 | 21
803 | 83 | 6019-7/8-4P-250HP KPVS | KPVS_6019-7/8_4P_250HP_18.44_BRZ | 2874.5 | 2874.5 | 11498 | 4 | 1 | 5 | G | KPVS_SplitCase | 8 | 6 | 8 | 12 | BranchMin8_BranchMax12 | 8 | 3 | 10 | 24 | HeaderMin10_HeaderMax24 | 20 | 7 | 21
803 | 83 | 6019-7/8-4P-250HP KPVS | KPVS_6019-7/8_4P_250HP_18.44_BRZ | 2874.5 | 2874.5 | 11498 | 4 | 1 | 5 | G | KPVS_SplitCase | 8 | 6 | 8 | 12 | BranchMin8_BranchMax12 | 8 | 3 | 10 | 24 | HeaderMin10_HeaderMax24 | 24 | 7 | 21
803 | 83 | 6019-7/8-4P-250HP KPVS | KPVS_6019-7/8_4P_250HP_18.44_BRZ | 2874.5 | 2874.5 | 11498 | 4 | 1 | 5 | G | KPVS_SplitCase | 8 | 6 | 8 | 12 | BranchMin8_BranchMax12 | 10 | 3 | 10 | 24 | HeaderMin10_HeaderMax24 | 10 | 7 | 21 | [29 empty] | INVALID
803 | 83 | 6019-7/8-4P-250HP KPVS | KPVS_6019-7/8_4P_250HP_18.44_BRZ | 2874.5 | 2874.5 | 11498 | 4 | 1 | 5 | G | KPVS_SplitCase | 8 | 6 | 8 | 12 | BranchMin8_BranchMax12 | 10 | 3 | 10 | 24 | HeaderMin10_HeaderMax24 | 12 | 7 | 21
803 | 83 | 6019-7/8-4P-250HP KPVS | KPVS_6019-7/8_4P_250HP_18.44_BRZ | 2874.5 | 2874.5 | 11498 | 4 | 1 | 5 | G | KPVS_SplitCase | 8 | 6 | 8 | 12 | BranchMin8_BranchMax12 | 10 | 3 | 10 | 24 | HeaderMin10_HeaderMax24 | 14 | 7 | 21
803 | 83 | 6019-7/8-4P-250HP KPVS | KPVS_6019-7/8_4P_250HP_18.44_BRZ | 2874.5 | 2874.5 | 11498 | 4 | 1 | 5 | G | KPVS_SplitCase | 8 | 6 | 8 | 12 | BranchMin8_BranchMax12 | 10 | 3 | 10 | 24 | HeaderMin10_HeaderMax24 | 16 | 7 | 21
803 | 83 | 6019-7/8-4P-250HP KPVS | KPVS_6019-7/8_4P_250HP_18.44_BRZ | 2874.5 | 2874.5 | 11498 | 4 | 1 | 5 | G | KPVS_SplitCase | 8 | 6 | 8 | 12 | BranchMin8_BranchMax12 | 10 | 3 | 10 | 24 | HeaderMin10_HeaderMax24 | 18 | 7 | 21
803 | 83 | 6019-7/8-4P-250HP KPVS | KPVS_6019-7/8_4P_250HP_18.44_BRZ | 2874.5 | 2874.5 | 11498 | 4 | 1 | 5 | G | KPVS_SplitCase | 8 | 6 | 8 | 12 | BranchMin8_BranchMax12 | 10 | 3 | 10 | 24 | HeaderMin10_HeaderMax24 | 20 | 7 | 21
803 | 83 | 6019-7/8-4P-250HP KPVS | KPVS_6019-7/8_4P_250HP_18.44_BRZ | 2874.5 | 2874.5 | 11498 | 4 | 1 | 5 | G | KPVS_SplitCase | 8 | 6 | 8 | 12 | BranchMin8_BranchMax12 | 10 | 3 | 10 | 24 | HeaderMin10_HeaderMax24 | 24 | 7 | 21
803 | 83 | 6019-7/8-4P-250HP KPVS | KPVS_6019-7/8_4P_250HP_18.44_BRZ | 2874.5 | 2874.5 | 11498 | 4 | 1 | 5 | G | KPVS_SplitCase | 8 | 6 | 8 | 12 | BranchMin8_BranchMax12 | 12 | 3 | 10 | 24 | HeaderMin10_HeaderMax24 | 10 | 7 | 21 | [29 empty] | INVALID
803 | 83 | 6019-7/8-4P-250HP KPVS | KPVS_6019-7/8_4P_250HP_18.44_BRZ | 2874.5 | 2874.5 | 11498 | 4 | 1 | 5 | G | KPVS_SplitCase | 8 | 6 | 8 | 12 | BranchMin8_BranchMax12 | 12 | 3 | 10 | 24 | HeaderMin10_HeaderMax24 | 12 | 7 | 21 | [29 empty] | INVALID
803 | 83 | 6019-7/8-4P-250HP KPVS | KPVS_6019-7/8_4P_250HP_18.44_BRZ | 2874.5 | 2874.5 | 11498 | 4 | 1 | 5 | G | KPVS_SplitCase | 8 | 6 | 8 | 12 | BranchMin8_BranchMax12 | 12 | 3 | 10 | 24 | HeaderMin10_HeaderMax24 | 14 | 7 | 21
803 | 83 | 6019-7/8-4P-250HP KPVS | KPVS_6019-7/8_4P_250HP_18.44_BRZ | 2874.5 | 2874.5 | 11498 | 4 | 1 | 5 | G | KPVS_SplitCase | 8 | 6 | 8 | 12 | BranchMin8_BranchMax12 | 12 | 3 | 10 | 24 | HeaderMin10_HeaderMax24 | 16 | 7 | 21
803 | 83 | 6019-7/8-4P-250HP KPVS | KPVS_6019-7/8_4P_250HP_18.44_BRZ | 2874.5 | 2874.5 | 11498 | 4 | 1 | 5 | G | KPVS_SplitCase | 8 | 6 | 8 | 12 | BranchMin8_BranchMax12 | 12 | 3 | 10 | 24 | HeaderMin10_HeaderMax24 | 18 | 7 | 21
803 | 83 | 6019-7/8-4P-250HP KPVS | KPVS_6019-7/8_4P_250HP_18.44_BRZ | 2874.5 | 2874.5 | 11498 | 4 | 1 | 5 | G | KPVS_SplitCase | 8 | 6 | 8 | 12 | BranchMin8_BranchMax12 | 12 | 3 | 10 | 24 | HeaderMin10_HeaderMax24 | 20 | 7 | 21
803 | 83 | 6019-7/8-4P-250HP KPVS | KPVS_6019-7/8_4P_250HP_18.44_BRZ | 2874.5 | 2874.5 | 11498 | 4 | 1 | 5 | G | KPVS_SplitCase | 8 | 6 | 8 | 12 | BranchMin8_BranchMax12 | 12 | 3 | 10 | 24 | HeaderMin10_HeaderMax24 | 24 | 7 | 21
804 | 84 | 6019-7/8-4P-300HP KPVS | KPVS_6019-7/8_4P_300HP_19.00_BRZ | 3000 | 3000 | 12000 | 4 | 1 | 5 | G | KPVS_SplitCase | 8 | 6 | 8 | 12 | BranchMin8_BranchMax12 | 8 | 3 | 10 | 24 | HeaderMin10_HeaderMax24 | 10 | 7 | 21
804 | 84 | 6019-7/8-4P-300HP KPVS | KPVS_6019-7/8_4P_300HP_19.00_BRZ | 3000 | 3000 | 12000 | 4 | 1 | 5 | G | KPVS_SplitCase | 8 | 6 | 8 | 12 | BranchMin8_BranchMax12 | 8 | 3 | 10 | 24 | HeaderMin10_HeaderMax24 | 12 | 7 | 21
804 | 84 | 6019-7/8-4P-300HP KPVS | KPVS_6019-7/8_4P_300HP_19.00_BRZ | 3000 | 3000 | 12000 | 4 | 1 | 5 | G | KPVS_SplitCase | 8 | 6 | 8 | 12 | BranchMin8_BranchMax12 | 8 | 3 | 10 | 24 | HeaderMin10_HeaderMax24 | 14 | 7 | 21
804 | 84 | 6019-7/8-4P-300HP KPVS | KPVS_6019-7/8_4P_300HP_19.00_BRZ | 3000 | 3000 | 12000 | 4 | 1 | 5 | G | KPVS_SplitCase | 8 | 6 | 8 | 12 | BranchMin8_BranchMax12 | 8 | 3 | 10 | 24 | HeaderMin10_HeaderMax24 | 16 | 7 | 21
804 | 84 | 6019-7/8-4P-300HP KPVS | KPVS_6019-7/8_4P_300HP_19.00_BRZ | 3000 | 3000 | 12000 | 4 | 1 | 5 | G | KPVS_SplitCase | 8 | 6 | 8 | 12 | BranchMin8_BranchMax12 | 8 | 3 | 10 | 24 | HeaderMin10_HeaderMax24 | 18 | 7 | 21
804 | 84 | 6019-7/8-4P-300HP KPVS | KPVS_6019-7/8_4P_300HP_19.00_BRZ | 3000 | 3000 | 12000 | 4 | 1 | 5 | G | KPVS_SplitCase | 8 | 6 | 8 | 12 | BranchMin8_BranchMax12 | 8 | 3 | 10 | 24 | HeaderMin10_HeaderMax24 | 20 | 7 | 21
804 | 84 | 6019-7/8-4P-300HP KPVS | KPVS_6019-7/8_4P_300HP_19.00_BRZ | 3000 | 3000 | 12000 | 4 | 1 | 5 | G | KPVS_SplitCase | 8 | 6 | 8 | 12 | BranchMin8_BranchMax12 | 8 | 3 | 10 | 24 | HeaderMin10_HeaderMax24 | 24 | 7 | 21
804 | 84 | 6019-7/8-4P-300HP KPVS | KPVS_6019-7/8_4P_300HP_19.00_BRZ | 3000 | 3000 | 12000 | 4 | 1 | 5 | G | KPVS_SplitCase | 8 | 6 | 8 | 12 | BranchMin8_BranchMax12 | 10 | 3 | 10 | 24 | HeaderMin10_HeaderMax24 | 10 | 7 | 21 | [29 empty] | INVALID
804 | 84 | 6019-7/8-4P-300HP KPVS | KPVS_6019-7/8_4P_300HP_19.00_BRZ | 3000 | 3000 | 12000 | 4 | 1 | 5 | G | KPVS_SplitCase | 8 | 6 | 8 | 12 | BranchMin8_BranchMax12 | 10 | 3 | 10 | 24 | HeaderMin10_HeaderMax24 | 12 | 7 | 21
804 | 84 | 6019-7/8-4P-300HP KPVS | KPVS_6019-7/8_4P_300HP_19.00_BRZ | 3000 | 3000 | 12000 | 4 | 1 | 5 | G | KPVS_SplitCase | 8 | 6 | 8 | 12 | BranchMin8_BranchMax12 | 10 | 3 | 10 | 24 | HeaderMin10_HeaderMax24 | 14 | 7 | 21
804 | 84 | 6019-7/8-4P-300HP KPVS | KPVS_6019-7/8_4P_300HP_19.00_BRZ | 3000 | 3000 | 12000 | 4 | 1 | 5 | G | KPVS_SplitCase | 8 | 6 | 8 | 12 | BranchMin8_BranchMax12 | 10 | 3 | 10 | 24 | HeaderMin10_HeaderMax24 | 16 | 7 | 21
804 | 84 | 6019-7/8-4P-300HP KPVS | KPVS_6019-7/8_4P_300HP_19.00_BRZ | 3000 | 3000 | 12000 | 4 | 1 | 5 | G | KPVS_SplitCase | 8 | 6 | 8 | 12 | BranchMin8_BranchMax12 | 10 | 3 | 10 | 24 | HeaderMin10_HeaderMax24 | 18 | 7 | 21
804 | 84 | 6019-7/8-4P-300HP KPVS | KPVS_6019-7/8_4P_300HP_19.00_BRZ | 3000 | 3000 | 12000 | 4 | 1 | 5 | G | KPVS_SplitCase | 8 | 6 | 8 | 12 | BranchMin8_BranchMax12 | 10 | 3 | 10 | 24 | HeaderMin10_HeaderMax24 | 20 | 7 | 21
804 | 84 | 6019-7/8-4P-300HP KPVS | KPVS_6019-7/8_4P_300HP_19.00_BRZ | 3000 | 3000 | 12000 | 4 | 1 | 5 | G | KPVS_SplitCase | 8 | 6 | 8 | 12 | BranchMin8_BranchMax12 | 10 | 3 | 10 | 24 | HeaderMin10_HeaderMax24 | 24 | 7 | 21
804 | 84 | 6019-7/8-4P-300HP KPVS | KPVS_6019-7/8_4P_300HP_19.00_BRZ | 3000 | 3000 | 12000 | 4 | 1 | 5 | G | KPVS_SplitCase | 8 | 6 | 8 | 12 | BranchMin8_BranchMax12 | 12 | 3 | 10 | 24 | HeaderMin10_HeaderMax24 | 10 | 7 | 21 | [29 empty] | INVALID
804 | 84 | 6019-7/8-4P-300HP KPVS | KPVS_6019-7/8_4P_300HP_19.00_BRZ | 3000 | 3000 | 12000 | 4 | 1 | 5 | G | KPVS_SplitCase | 8 | 6 | 8 | 12 | BranchMin8_BranchMax12 | 12 | 3 | 10 | 24 | HeaderMin10_HeaderMax24 | 12 | 7 | 21 | [29 empty] | INVALID
804 | 84 | 6019-7/8-4P-300HP KPVS | KPVS_6019-7/8_4P_300HP_19.00_BRZ | 3000 | 3000 | 12000 | 4 | 1 | 5 | G | KPVS_SplitCase | 8 | 6 | 8 | 12 | BranchMin8_BranchMax12 | 12 | 3 | 10 | 24 | HeaderMin10_HeaderMax24 | 14 | 7 | 21
804 | 84 | 6019-7/8-4P-300HP KPVS | KPVS_6019-7/8_4P_300HP_19.00_BRZ | 3000 | 3000 | 12000 | 4 | 1 | 5 | G | KPVS_SplitCase | 8 | 6 | 8 | 12 | BranchMin8_BranchMax12 | 12 | 3 | 10 | 24 | HeaderMin10_HeaderMax24 | 16 | 7 | 21
804 | 84 | 6019-7/8-4P-300HP KPVS | KPVS_6019-7/8_4P_300HP_19.00_BRZ | 3000 | 3000 | 12000 | 4 | 1 | 5 | G | KPVS_SplitCase | 8 | 6 | 8 | 12 | BranchMin8_BranchMax12 | 12 | 3 | 10 | 24 | HeaderMin10_HeaderMax24 | 18 | 7 | 21
804 | 84 | 6019-7/8-4P-300HP KPVS | KPVS_6019-7/8_4P_300HP_19.00_BRZ | 3000 | 3000 | 12000 | 4 | 1 | 5 | G | KPVS_SplitCase | 8 | 6 | 8 | 12 | BranchMin8_BranchMax12 | 12 | 3 | 10 | 24 | HeaderMin10_HeaderMax24 | 20 | 7 | 21
804 | 84 | 6019-7/8-4P-300HP KPVS | KPVS_6019-7/8_4P_300HP_19.00_BRZ | 3000 | 3000 | 12000 | 4 | 1 | 5 | G | KPVS_SplitCase | 8 | 6 | 8 | 12 | BranchMin8_BranchMax12 | 12 | 3 | 10 | 24 | HeaderMin10_HeaderMax24 | 24 | 7 | 21
805 | 85 | 8012-5/6-4P-30HP KPVS | KPVS_8012-5/6_4P_30HP_7.25_BRZ | 2655.1 | 2655.1 | 10620.4 | 4 | 1 | 5 | G | KPVS_SplitCase | 10 | 8 | 10 | 12 | BranchMin10_BranchMax12 | 10 | 2 | 12 | 24 | HeaderMin12_HeaderMax24 | 12 | 6 | 12
805 | 85 | 8012-5/6-4P-30HP KPVS | KPVS_8012-5/6_4P_30HP_7.25_BRZ | 2655.1 | 2655.1 | 10620.4 | 4 | 1 | 5 | G | KPVS_SplitCase | 10 | 8 | 10 | 12 | BranchMin10_BranchMax12 | 10 | 2 | 12 | 24 | HeaderMin12_HeaderMax24 | 14 | 6 | 12
805 | 85 | 8012-5/6-4P-30HP KPVS | KPVS_8012-5/6_4P_30HP_7.25_BRZ | 2655.1 | 2655.1 | 10620.4 | 4 | 1 | 5 | G | KPVS_SplitCase | 10 | 8 | 10 | 12 | BranchMin10_BranchMax12 | 10 | 2 | 12 | 24 | HeaderMin12_HeaderMax24 | 16 | 6 | 12
805 | 85 | 8012-5/6-4P-30HP KPVS | KPVS_8012-5/6_4P_30HP_7.25_BRZ | 2655.1 | 2655.1 | 10620.4 | 4 | 1 | 5 | G | KPVS_SplitCase | 10 | 8 | 10 | 12 | BranchMin10_BranchMax12 | 10 | 2 | 12 | 24 | HeaderMin12_HeaderMax24 | 18 | 6 | 12
805 | 85 | 8012-5/6-4P-30HP KPVS | KPVS_8012-5/6_4P_30HP_7.25_BRZ | 2655.1 | 2655.1 | 10620.4 | 4 | 1 | 5 | G | KPVS_SplitCase | 10 | 8 | 10 | 12 | BranchMin10_BranchMax12 | 10 | 2 | 12 | 24 | HeaderMin12_HeaderMax24 | 20 | 6 | 12
805 | 85 | 8012-5/6-4P-30HP KPVS | KPVS_8012-5/6_4P_30HP_7.25_BRZ | 2655.1 | 2655.1 | 10620.4 | 4 | 1 | 5 | G | KPVS_SplitCase | 10 | 8 | 10 | 12 | BranchMin10_BranchMax12 | 10 | 2 | 12 | 24 | HeaderMin12_HeaderMax24 | 24 | 6 | 12
805 | 85 | 8012-5/6-4P-30HP KPVS | KPVS_8012-5/6_4P_30HP_7.25_BRZ | 2655.1 | 2655.1 | 10620.4 | 4 | 1 | 5 | G | KPVS_SplitCase | 10 | 8 | 10 | 12 | BranchMin10_BranchMax12 | 12 | 2 | 12 | 24 | HeaderMin12_HeaderMax24 | 12 | 6 | 12 | [29 empty] | INVALID
805 | 85 | 8012-5/6-4P-30HP KPVS | KPVS_8012-5/6_4P_30HP_7.25_BRZ | 2655.1 | 2655.1 | 10620.4 | 4 | 1 | 5 | G | KPVS_SplitCase | 10 | 8 | 10 | 12 | BranchMin10_BranchMax12 | 12 | 2 | 12 | 24 | HeaderMin12_HeaderMax24 | 14 | 6 | 12
805 | 85 | 8012-5/6-4P-30HP KPVS | KPVS_8012-5/6_4P_30HP_7.25_BRZ | 2655.1 | 2655.1 | 10620.4 | 4 | 1 | 5 | G | KPVS_SplitCase | 10 | 8 | 10 | 12 | BranchMin10_BranchMax12 | 12 | 2 | 12 | 24 | HeaderMin12_HeaderMax24 | 16 | 6 | 12
805 | 85 | 8012-5/6-4P-30HP KPVS | KPVS_8012-5/6_4P_30HP_7.25_BRZ | 2655.1 | 2655.1 | 10620.4 | 4 | 1 | 5 | G | KPVS_SplitCase | 10 | 8 | 10 | 12 | BranchMin10_BranchMax12 | 12 | 2 | 12 | 24 | HeaderMin12_HeaderMax24 | 18 | 6 | 12
805 | 85 | 8012-5/6-4P-30HP KPVS | KPVS_8012-5/6_4P_30HP_7.25_BRZ | 2655.1 | 2655.1 | 10620.4 | 4 | 1 | 5 | G | KPVS_SplitCase | 10 | 8 | 10 | 12 | BranchMin10_BranchMax12 | 12 | 2 | 12 | 24 | HeaderMin12_HeaderMax24 | 20 | 6 | 12
805 | 85 | 8012-5/6-4P-30HP KPVS | KPVS_8012-5/6_4P_30HP_7.25_BRZ | 2655.1 | 2655.1 | 10620.4 | 4 | 1 | 5 | G | KPVS_SplitCase | 10 | 8 | 10 | 12 | BranchMin10_BranchMax12 | 12 | 2 | 12 | 24 | HeaderMin12_HeaderMax24 | 24 | 6 | 12
806 | 86 | 8012-5/6-4P-40HP KPVS | KPVS_8012-5/6_4P_40HP_8.36_BRZ | 3152.9 | 3152.9 | 12611.6 | 4 | 1 | 5 | G | KPVS_SplitCase | 10 | 8 | 10 | 12 | BranchMin10_BranchMax12 | 10 | 2 | 12 | 24 | HeaderMin12_HeaderMax24 | 12 | 6 | 12
806 | 86 | 8012-5/6-4P-40HP KPVS | KPVS_8012-5/6_4P_40HP_8.36_BRZ | 3152.9 | 3152.9 | 12611.6 | 4 | 1 | 5 | G | KPVS_SplitCase | 10 | 8 | 10 | 12 | BranchMin10_BranchMax12 | 10 | 2 | 12 | 24 | HeaderMin12_HeaderMax24 | 14 | 6 | 12
806 | 86 | 8012-5/6-4P-40HP KPVS | KPVS_8012-5/6_4P_40HP_8.36_BRZ | 3152.9 | 3152.9 | 12611.6 | 4 | 1 | 5 | G | KPVS_SplitCase | 10 | 8 | 10 | 12 | BranchMin10_BranchMax12 | 10 | 2 | 12 | 24 | HeaderMin12_HeaderMax24 | 16 | 6 | 12
806 | 86 | 8012-5/6-4P-40HP KPVS | KPVS_8012-5/6_4P_40HP_8.36_BRZ | 3152.9 | 3152.9 | 12611.6 | 4 | 1 | 5 | G | KPVS_SplitCase | 10 | 8 | 10 | 12 | BranchMin10_BranchMax12 | 10 | 2 | 12 | 24 | HeaderMin12_HeaderMax24 | 18 | 6 | 12
806 | 86 | 8012-5/6-4P-40HP KPVS | KPVS_8012-5/6_4P_40HP_8.36_BRZ | 3152.9 | 3152.9 | 12611.6 | 4 | 1 | 5 | G | KPVS_SplitCase | 10 | 8 | 10 | 12 | BranchMin10_BranchMax12 | 10 | 2 | 12 | 24 | HeaderMin12_HeaderMax24 | 20 | 6 | 12
806 | 86 | 8012-5/6-4P-40HP KPVS | KPVS_8012-5/6_4P_40HP_8.36_BRZ | 3152.9 | 3152.9 | 12611.6 | 4 | 1 | 5 | G | KPVS_SplitCase | 10 | 8 | 10 | 12 | BranchMin10_BranchMax12 | 10 | 2 | 12 | 24 | HeaderMin12_HeaderMax24 | 24 | 6 | 12
806 | 86 | 8012-5/6-4P-40HP KPVS | KPVS_8012-5/6_4P_40HP_8.36_BRZ | 3152.9 | 3152.9 | 12611.6 | 4 | 1 | 5 | G | KPVS_SplitCase | 10 | 8 | 10 | 12 | BranchMin10_BranchMax12 | 12 | 2 | 12 | 24 | HeaderMin12_HeaderMax24 | 12 | 6 | 12 | [29 empty] | INVALID
806 | 86 | 8012-5/6-4P-40HP KPVS | KPVS_8012-5/6_4P_40HP_8.36_BRZ | 3152.9 | 3152.9 | 12611.6 | 4 | 1 | 5 | G | KPVS_SplitCase | 10 | 8 | 10 | 12 | BranchMin10_BranchMax12 | 12 | 2 | 12 | 24 | HeaderMin12_HeaderMax24 | 14 | 6 | 12
806 | 86 | 8012-5/6-4P-40HP KPVS | KPVS_8012-5/6_4P_40HP_8.36_BRZ | 3152.9 | 3152.9 | 12611.6 | 4 | 1 | 5 | G | KPVS_SplitCase | 10 | 8 | 10 | 12 | BranchMin10_BranchMax12 | 12 | 2 | 12 | 24 | HeaderMin12_HeaderMax24 | 16 | 6 | 12
806 | 86 | 8012-5/6-4P-40HP KPVS | KPVS_8012-5/6_4P_40HP_8.36_BRZ | 3152.9 | 3152.9 | 12611.6 | 4 | 1 | 5 | G | KPVS_SplitCase | 10 | 8 | 10 | 12 | BranchMin10_BranchMax12 | 12 | 2 | 12 | 24 | HeaderMin12_HeaderMax24 | 18 | 6 | 12
806 | 86 | 8012-5/6-4P-40HP KPVS | KPVS_8012-5/6_4P_40HP_8.36_BRZ | 3152.9 | 3152.9 | 12611.6 | 4 | 1 | 5 | G | KPVS_SplitCase | 10 | 8 | 10 | 12 | BranchMin10_BranchMax12 | 12 | 2 | 12 | 24 | HeaderMin12_HeaderMax24 | 20 | 6 | 12
806 | 86 | 8012-5/6-4P-40HP KPVS | KPVS_8012-5/6_4P_40HP_8.36_BRZ | 3152.9 | 3152.9 | 12611.6 | 4 | 1 | 5 | G | KPVS_SplitCase | 10 | 8 | 10 | 12 | BranchMin10_BranchMax12 | 12 | 2 | 12 | 24 | HeaderMin12_HeaderMax24 | 24 | 6 | 12
807 | 87 | 8012-5/6-4P-50HP KPVS | KPVS_8012-5/6_4P_50HP_9.16_BRZ | 3509.4 | 3509.4 | 14037.6 | 4 | 1 | 5 | G | KPVS_SplitCase | 10 | 8 | 10 | 12 | BranchMin10_BranchMax12 | 10 | 2 | 12 | 24 | HeaderMin12_HeaderMax24 | 12 | 6 | 12
807 | 87 | 8012-5/6-4P-50HP KPVS | KPVS_8012-5/6_4P_50HP_9.16_BRZ | 3509.4 | 3509.4 | 14037.6 | 4 | 1 | 5 | G | KPVS_SplitCase | 10 | 8 | 10 | 12 | BranchMin10_BranchMax12 | 10 | 2 | 12 | 24 | HeaderMin12_HeaderMax24 | 14 | 6 | 12
807 | 87 | 8012-5/6-4P-50HP KPVS | KPVS_8012-5/6_4P_50HP_9.16_BRZ | 3509.4 | 3509.4 | 14037.6 | 4 | 1 | 5 | G | KPVS_SplitCase | 10 | 8 | 10 | 12 | BranchMin10_BranchMax12 | 10 | 2 | 12 | 24 | HeaderMin12_HeaderMax24 | 16 | 6 | 12
807 | 87 | 8012-5/6-4P-50HP KPVS | KPVS_8012-5/6_4P_50HP_9.16_BRZ | 3509.4 | 3509.4 | 14037.6 | 4 | 1 | 5 | G | KPVS_SplitCase | 10 | 8 | 10 | 12 | BranchMin10_BranchMax12 | 10 | 2 | 12 | 24 | HeaderMin12_HeaderMax24 | 18 | 6 | 12
807 | 87 | 8012-5/6-4P-50HP KPVS | KPVS_8012-5/6_4P_50HP_9.16_BRZ | 3509.4 | 3509.4 | 14037.6 | 4 | 1 | 5 | G | KPVS_SplitCase | 10 | 8 | 10 | 12 | BranchMin10_BranchMax12 | 10 | 2 | 12 | 24 | HeaderMin12_HeaderMax24 | 20 | 6 | 12
807 | 87 | 8012-5/6-4P-50HP KPVS | KPVS_8012-5/6_4P_50HP_9.16_BRZ | 3509.4 | 3509.4 | 14037.6 | 4 | 1 | 5 | G | KPVS_SplitCase | 10 | 8 | 10 | 12 | BranchMin10_BranchMax12 | 10 | 2 | 12 | 24 | HeaderMin12_HeaderMax24 | 24 | 6 | 12
807 | 87 | 8012-5/6-4P-50HP KPVS | KPVS_8012-5/6_4P_50HP_9.16_BRZ | 3509.4 | 3509.4 | 14037.6 | 4 | 1 | 5 | G | KPVS_SplitCase | 10 | 8 | 10 | 12 | BranchMin10_BranchMax12 | 12 | 2 | 12 | 24 | HeaderMin12_HeaderMax24 | 12 | 6 | 12 | [29 empty] | INVALID
807 | 87 | 8012-5/6-4P-50HP KPVS | KPVS_8012-5/6_4P_50HP_9.16_BRZ | 3509.4 | 3509.4 | 14037.6 | 4 | 1 | 5 | G | KPVS_SplitCase | 10 | 8 | 10 | 12 | BranchMin10_BranchMax12 | 12 | 2 | 12 | 24 | HeaderMin12_HeaderMax24 | 14 | 6 | 12
807 | 87 | 8012-5/6-4P-50HP KPVS | KPVS_8012-5/6_4P_50HP_9.16_BRZ | 3509.4 | 3509.4 | 14037.6 | 4 | 1 | 5 | G | KPVS_SplitCase | 10 | 8 | 10 | 12 | BranchMin10_BranchMax12 | 12 | 2 | 12 | 24 | HeaderMin12_HeaderMax24 | 16 | 6 | 12
807 | 87 | 8012-5/6-4P-50HP KPVS | KPVS_8012-5/6_4P_50HP_9.16_BRZ | 3509.4 | 3509.4 | 14037.6 | 4 | 1 | 5 | G | KPVS_SplitCase | 10 | 8 | 10 | 12 | BranchMin10_BranchMax12 | 12 | 2 | 12 | 24 | HeaderMin12_HeaderMax24 | 18 | 6 | 12
807 | 87 | 8012-5/6-4P-50HP KPVS | KPVS_8012-5/6_4P_50HP_9.16_BRZ | 3509.4 | 3509.4 | 14037.6 | 4 | 1 | 5 | G | KPVS_SplitCase | 10 | 8 | 10 | 12 | BranchMin10_BranchMax12 | 12 | 2 | 12 | 24 | HeaderMin12_HeaderMax24 | 20 | 6 | 12
807 | 87 | 8012-5/6-4P-50HP KPVS | KPVS_8012-5/6_4P_50HP_9.16_BRZ | 3509.4 | 3509.4 | 14037.6 | 4 | 1 | 5 | G | KPVS_SplitCase | 10 | 8 | 10 | 12 | BranchMin10_BranchMax12 | 12 | 2 | 12 | 24 | HeaderMin12_HeaderMax24 | 24 | 6 | 12
808 | 88 | 8012-5/6-4P-60HP KPVS | KPVS_8012-5/6_4P_60HP_9.76_BRZ | 3787.8 | 3787.8 | 15151.2 | 4 | 1 | 5 | G | KPVS_SplitCase | 10 | 8 | 10 | 14 | BranchMin10_BranchMax14 | 10 | 3 | 12 | 24 | HeaderMin12_HeaderMax24 | 12 | 6 | 18
808 | 88 | 8012-5/6-4P-60HP KPVS | KPVS_8012-5/6_4P_60HP_9.76_BRZ | 3787.8 | 3787.8 | 15151.2 | 4 | 1 | 5 | G | KPVS_SplitCase | 10 | 8 | 10 | 14 | BranchMin10_BranchMax14 | 10 | 3 | 12 | 24 | HeaderMin12_HeaderMax24 | 14 | 6 | 18
808 | 88 | 8012-5/6-4P-60HP KPVS | KPVS_8012-5/6_4P_60HP_9.76_BRZ | 3787.8 | 3787.8 | 15151.2 | 4 | 1 | 5 | G | KPVS_SplitCase | 10 | 8 | 10 | 14 | BranchMin10_BranchMax14 | 10 | 3 | 12 | 24 | HeaderMin12_HeaderMax24 | 16 | 6 | 18
808 | 88 | 8012-5/6-4P-60HP KPVS | KPVS_8012-5/6_4P_60HP_9.76_BRZ | 3787.8 | 3787.8 | 15151.2 | 4 | 1 | 5 | G | KPVS_SplitCase | 10 | 8 | 10 | 14 | BranchMin10_BranchMax14 | 10 | 3 | 12 | 24 | HeaderMin12_HeaderMax24 | 18 | 6 | 18
808 | 88 | 8012-5/6-4P-60HP KPVS | KPVS_8012-5/6_4P_60HP_9.76_BRZ | 3787.8 | 3787.8 | 15151.2 | 4 | 1 | 5 | G | KPVS_SplitCase | 10 | 8 | 10 | 14 | BranchMin10_BranchMax14 | 10 | 3 | 12 | 24 | HeaderMin12_HeaderMax24 | 20 | 6 | 18
808 | 88 | 8012-5/6-4P-60HP KPVS | KPVS_8012-5/6_4P_60HP_9.76_BRZ | 3787.8 | 3787.8 | 15151.2 | 4 | 1 | 5 | G | KPVS_SplitCase | 10 | 8 | 10 | 14 | BranchMin10_BranchMax14 | 10 | 3 | 12 | 24 | HeaderMin12_HeaderMax24 | 24 | 6 | 18
808 | 88 | 8012-5/6-4P-60HP KPVS | KPVS_8012-5/6_4P_60HP_9.76_BRZ | 3787.8 | 3787.8 | 15151.2 | 4 | 1 | 5 | G | KPVS_SplitCase | 10 | 8 | 10 | 14 | BranchMin10_BranchMax14 | 12 | 3 | 12 | 24 | HeaderMin12_HeaderMax24 | 12 | 6 | 18 | [29 empty] | INVALID
808 | 88 | 8012-5/6-4P-60HP KPVS | KPVS_8012-5/6_4P_60HP_9.76_BRZ | 3787.8 | 3787.8 | 15151.2 | 4 | 1 | 5 | G | KPVS_SplitCase | 10 | 8 | 10 | 14 | BranchMin10_BranchMax14 | 12 | 3 | 12 | 24 | HeaderMin12_HeaderMax24 | 14 | 6 | 18
808 | 88 | 8012-5/6-4P-60HP KPVS | KPVS_8012-5/6_4P_60HP_9.76_BRZ | 3787.8 | 3787.8 | 15151.2 | 4 | 1 | 5 | G | KPVS_SplitCase | 10 | 8 | 10 | 14 | BranchMin10_BranchMax14 | 12 | 3 | 12 | 24 | HeaderMin12_HeaderMax24 | 16 | 6 | 18
808 | 88 | 8012-5/6-4P-60HP KPVS | KPVS_8012-5/6_4P_60HP_9.76_BRZ | 3787.8 | 3787.8 | 15151.2 | 4 | 1 | 5 | G | KPVS_SplitCase | 10 | 8 | 10 | 14 | BranchMin10_BranchMax14 | 12 | 3 | 12 | 24 | HeaderMin12_HeaderMax24 | 18 | 6 | 18
808 | 88 | 8012-5/6-4P-60HP KPVS | KPVS_8012-5/6_4P_60HP_9.76_BRZ | 3787.8 | 3787.8 | 15151.2 | 4 | 1 | 5 | G | KPVS_SplitCase | 10 | 8 | 10 | 14 | BranchMin10_BranchMax14 | 12 | 3 | 12 | 24 | HeaderMin12_HeaderMax24 | 20 | 6 | 18
808 | 88 | 8012-5/6-4P-60HP KPVS | KPVS_8012-5/6_4P_60HP_9.76_BRZ | 3787.8 | 3787.8 | 15151.2 | 4 | 1 | 5 | G | KPVS_SplitCase | 10 | 8 | 10 | 14 | BranchMin10_BranchMax14 | 12 | 3 | 12 | 24 | HeaderMin12_HeaderMax24 | 24 | 6 | 18
808 | 88 | 8012-5/6-4P-60HP KPVS | KPVS_8012-5/6_4P_60HP_9.76_BRZ | 3787.8 | 3787.8 | 15151.2 | 4 | 1 | 5 | G | KPVS_SplitCase | 10 | 8 | 10 | 14 | BranchMin10_BranchMax14 | 14 | 3 | 12 | 24 | HeaderMin12_HeaderMax24 | 12 | 6 | 18 | [29 empty] | INVALID
808 | 88 | 8012-5/6-4P-60HP KPVS | KPVS_8012-5/6_4P_60HP_9.76_BRZ | 3787.8 | 3787.8 | 15151.2 | 4 | 1 | 5 | G | KPVS_SplitCase | 10 | 8 | 10 | 14 | BranchMin10_BranchMax14 | 14 | 3 | 12 | 24 | HeaderMin12_HeaderMax24 | 14 | 6 | 18 | [29 empty] | INVALID
808 | 88 | 8012-5/6-4P-60HP KPVS | KPVS_8012-5/6_4P_60HP_9.76_BRZ | 3787.8 | 3787.8 | 15151.2 | 4 | 1 | 5 | G | KPVS_SplitCase | 10 | 8 | 10 | 14 | BranchMin10_BranchMax14 | 14 | 3 | 12 | 24 | HeaderMin12_HeaderMax24 | 16 | 6 | 18
808 | 88 | 8012-5/6-4P-60HP KPVS | KPVS_8012-5/6_4P_60HP_9.76_BRZ | 3787.8 | 3787.8 | 15151.2 | 4 | 1 | 5 | G | KPVS_SplitCase | 10 | 8 | 10 | 14 | BranchMin10_BranchMax14 | 14 | 3 | 12 | 24 | HeaderMin12_HeaderMax24 | 18 | 6 | 18
808 | 88 | 8012-5/6-4P-60HP KPVS | KPVS_8012-5/6_4P_60HP_9.76_BRZ | 3787.8 | 3787.8 | 15151.2 | 4 | 1 | 5 | G | KPVS_SplitCase | 10 | 8 | 10 | 14 | BranchMin10_BranchMax14 | 14 | 3 | 12 | 24 | HeaderMin12_HeaderMax24 | 20 | 6 | 18
808 | 88 | 8012-5/6-4P-60HP KPVS | KPVS_8012-5/6_4P_60HP_9.76_BRZ | 3787.8 | 3787.8 | 15151.2 | 4 | 1 | 5 | G | KPVS_SplitCase | 10 | 8 | 10 | 14 | BranchMin10_BranchMax14 | 14 | 3 | 12 | 24 | HeaderMin12_HeaderMax24 | 24 | 6 | 18
809 | 89 | 8012-5/6-4P-75HP KPVS | KPVS_8012-5/6_4P_75HP_10.38_BRZ | 4118.9 | 4118.9 | 16475.6 | 4 | 1 | 5 | G | KPVS_SplitCase | 10 | 8 | 10 | 14 | BranchMin10_BranchMax14 | 10 | 3 | 12 | 24 | HeaderMin12_HeaderMax24 | 12 | 6 | 18
809 | 89 | 8012-5/6-4P-75HP KPVS | KPVS_8012-5/6_4P_75HP_10.38_BRZ | 4118.9 | 4118.9 | 16475.6 | 4 | 1 | 5 | G | KPVS_SplitCase | 10 | 8 | 10 | 14 | BranchMin10_BranchMax14 | 10 | 3 | 12 | 24 | HeaderMin12_HeaderMax24 | 14 | 6 | 18
809 | 89 | 8012-5/6-4P-75HP KPVS | KPVS_8012-5/6_4P_75HP_10.38_BRZ | 4118.9 | 4118.9 | 16475.6 | 4 | 1 | 5 | G | KPVS_SplitCase | 10 | 8 | 10 | 14 | BranchMin10_BranchMax14 | 10 | 3 | 12 | 24 | HeaderMin12_HeaderMax24 | 16 | 6 | 18
809 | 89 | 8012-5/6-4P-75HP KPVS | KPVS_8012-5/6_4P_75HP_10.38_BRZ | 4118.9 | 4118.9 | 16475.6 | 4 | 1 | 5 | G | KPVS_SplitCase | 10 | 8 | 10 | 14 | BranchMin10_BranchMax14 | 10 | 3 | 12 | 24 | HeaderMin12_HeaderMax24 | 18 | 6 | 18
809 | 89 | 8012-5/6-4P-75HP KPVS | KPVS_8012-5/6_4P_75HP_10.38_BRZ | 4118.9 | 4118.9 | 16475.6 | 4 | 1 | 5 | G | KPVS_SplitCase | 10 | 8 | 10 | 14 | BranchMin10_BranchMax14 | 10 | 3 | 12 | 24 | HeaderMin12_HeaderMax24 | 20 | 6 | 18
809 | 89 | 8012-5/6-4P-75HP KPVS | KPVS_8012-5/6_4P_75HP_10.38_BRZ | 4118.9 | 4118.9 | 16475.6 | 4 | 1 | 5 | G | KPVS_SplitCase | 10 | 8 | 10 | 14 | BranchMin10_BranchMax14 | 10 | 3 | 12 | 24 | HeaderMin12_HeaderMax24 | 24 | 6 | 18
809 | 89 | 8012-5/6-4P-75HP KPVS | KPVS_8012-5/6_4P_75HP_10.38_BRZ | 4118.9 | 4118.9 | 16475.6 | 4 | 1 | 5 | G | KPVS_SplitCase | 10 | 8 | 10 | 14 | BranchMin10_BranchMax14 | 12 | 3 | 12 | 24 | HeaderMin12_HeaderMax24 | 12 | 6 | 18 | [29 empty] | INVALID
809 | 89 | 8012-5/6-4P-75HP KPVS | KPVS_8012-5/6_4P_75HP_10.38_BRZ | 4118.9 | 4118.9 | 16475.6 | 4 | 1 | 5 | G | KPVS_SplitCase | 10 | 8 | 10 | 14 | BranchMin10_BranchMax14 | 12 | 3 | 12 | 24 | HeaderMin12_HeaderMax24 | 14 | 6 | 18
809 | 89 | 8012-5/6-4P-75HP KPVS | KPVS_8012-5/6_4P_75HP_10.38_BRZ | 4118.9 | 4118.9 | 16475.6 | 4 | 1 | 5 | G | KPVS_SplitCase | 10 | 8 | 10 | 14 | BranchMin10_BranchMax14 | 12 | 3 | 12 | 24 | HeaderMin12_HeaderMax24 | 16 | 6 | 18
809 | 89 | 8012-5/6-4P-75HP KPVS | KPVS_8012-5/6_4P_75HP_10.38_BRZ | 4118.9 | 4118.9 | 16475.6 | 4 | 1 | 5 | G | KPVS_SplitCase | 10 | 8 | 10 | 14 | BranchMin10_BranchMax14 | 12 | 3 | 12 | 24 | HeaderMin12_HeaderMax24 | 18 | 6 | 18
809 | 89 | 8012-5/6-4P-75HP KPVS | KPVS_8012-5/6_4P_75HP_10.38_BRZ | 4118.9 | 4118.9 | 16475.6 | 4 | 1 | 5 | G | KPVS_SplitCase | 10 | 8 | 10 | 14 | BranchMin10_BranchMax14 | 12 | 3 | 12 | 24 | HeaderMin12_HeaderMax24 | 20 | 6 | 18
809 | 89 | 8012-5/6-4P-75HP KPVS | KPVS_8012-5/6_4P_75HP_10.38_BRZ | 4118.9 | 4118.9 | 16475.6 | 4 | 1 | 5 | G | KPVS_SplitCase | 10 | 8 | 10 | 14 | BranchMin10_BranchMax14 | 12 | 3 | 12 | 24 | HeaderMin12_HeaderMax24 | 24 | 6 | 18
809 | 89 | 8012-5/6-4P-75HP KPVS | KPVS_8012-5/6_4P_75HP_10.38_BRZ | 4118.9 | 4118.9 | 16475.6 | 4 | 1 | 5 | G | KPVS_SplitCase | 10 | 8 | 10 | 14 | BranchMin10_BranchMax14 | 14 | 3 | 12 | 24 | HeaderMin12_HeaderMax24 | 12 | 6 | 18 | [29 empty] | INVALID
809 | 89 | 8012-5/6-4P-75HP KPVS | KPVS_8012-5/6_4P_75HP_10.38_BRZ | 4118.9 | 4118.9 | 16475.6 | 4 | 1 | 5 | G | KPVS_SplitCase | 10 | 8 | 10 | 14 | BranchMin10_BranchMax14 | 14 | 3 | 12 | 24 | HeaderMin12_HeaderMax24 | 14 | 6 | 18 | [29 empty] | INVALID
809 | 89 | 8012-5/6-4P-75HP KPVS | KPVS_8012-5/6_4P_75HP_10.38_BRZ | 4118.9 | 4118.9 | 16475.6 | 4 | 1 | 5 | G | KPVS_SplitCase | 10 | 8 | 10 | 14 | BranchMin10_BranchMax14 | 14 | 3 | 12 | 24 | HeaderMin12_HeaderMax24 | 16 | 6 | 18
809 | 89 | 8012-5/6-4P-75HP KPVS | KPVS_8012-5/6_4P_75HP_10.38_BRZ | 4118.9 | 4118.9 | 16475.6 | 4 | 1 | 5 | G | KPVS_SplitCase | 10 | 8 | 10 | 14 | BranchMin10_BranchMax14 | 14 | 3 | 12 | 24 | HeaderMin12_HeaderMax24 | 18 | 6 | 18
809 | 89 | 8012-5/6-4P-75HP KPVS | KPVS_8012-5/6_4P_75HP_10.38_BRZ | 4118.9 | 4118.9 | 16475.6 | 4 | 1 | 5 | G | KPVS_SplitCase | 10 | 8 | 10 | 14 | BranchMin10_BranchMax14 | 14 | 3 | 12 | 24 | HeaderMin12_HeaderMax24 | 20 | 6 | 18
809 | 89 | 8012-5/6-4P-75HP KPVS | KPVS_8012-5/6_4P_75HP_10.38_BRZ | 4118.9 | 4118.9 | 16475.6 | 4 | 1 | 5 | G | KPVS_SplitCase | 10 | 8 | 10 | 14 | BranchMin10_BranchMax14 | 14 | 3 | 12 | 24 | HeaderMin12_HeaderMax24 | 24 | 6 | 18
810 | 90 | 8012-5/6-4P-100HP KPVS | KPVS_8012-5/6_4P_100HP_11.25_BRZ | 4600.7 | 4600.7 | 18402.8 | 4 | 1 | 5 | G | KPVS_SplitCase | 10 | 8 | 10 | 16 | BranchMin10_BranchMax16 | 10 | 4 | 12 | 24 | HeaderMin12_HeaderMax24 | 12 | 6 | 24
810 | 90 | 8012-5/6-4P-100HP KPVS | KPVS_8012-5/6_4P_100HP_11.25_BRZ | 4600.7 | 4600.7 | 18402.8 | 4 | 1 | 5 | G | KPVS_SplitCase | 10 | 8 | 10 | 16 | BranchMin10_BranchMax16 | 10 | 4 | 12 | 24 | HeaderMin12_HeaderMax24 | 14 | 6 | 24
810 | 90 | 8012-5/6-4P-100HP KPVS | KPVS_8012-5/6_4P_100HP_11.25_BRZ | 4600.7 | 4600.7 | 18402.8 | 4 | 1 | 5 | G | KPVS_SplitCase | 10 | 8 | 10 | 16 | BranchMin10_BranchMax16 | 10 | 4 | 12 | 24 | HeaderMin12_HeaderMax24 | 16 | 6 | 24
810 | 90 | 8012-5/6-4P-100HP KPVS | KPVS_8012-5/6_4P_100HP_11.25_BRZ | 4600.7 | 4600.7 | 18402.8 | 4 | 1 | 5 | G | KPVS_SplitCase | 10 | 8 | 10 | 16 | BranchMin10_BranchMax16 | 10 | 4 | 12 | 24 | HeaderMin12_HeaderMax24 | 18 | 6 | 24
810 | 90 | 8012-5/6-4P-100HP KPVS | KPVS_8012-5/6_4P_100HP_11.25_BRZ | 4600.7 | 4600.7 | 18402.8 | 4 | 1 | 5 | G | KPVS_SplitCase | 10 | 8 | 10 | 16 | BranchMin10_BranchMax16 | 10 | 4 | 12 | 24 | HeaderMin12_HeaderMax24 | 20 | 6 | 24
810 | 90 | 8012-5/6-4P-100HP KPVS | KPVS_8012-5/6_4P_100HP_11.25_BRZ | 4600.7 | 4600.7 | 18402.8 | 4 | 1 | 5 | G | KPVS_SplitCase | 10 | 8 | 10 | 16 | BranchMin10_BranchMax16 | 10 | 4 | 12 | 24 | HeaderMin12_HeaderMax24 | 24 | 6 | 24
810 | 90 | 8012-5/6-4P-100HP KPVS | KPVS_8012-5/6_4P_100HP_11.25_BRZ | 4600.7 | 4600.7 | 18402.8 | 4 | 1 | 5 | G | KPVS_SplitCase | 10 | 8 | 10 | 16 | BranchMin10_BranchMax16 | 12 | 4 | 12 | 24 | HeaderMin12_HeaderMax24 | 12 | 6 | 24 | [29 empty] | INVALID
810 | 90 | 8012-5/6-4P-100HP KPVS | KPVS_8012-5/6_4P_100HP_11.25_BRZ | 4600.7 | 4600.7 | 18402.8 | 4 | 1 | 5 | G | KPVS_SplitCase | 10 | 8 | 10 | 16 | BranchMin10_BranchMax16 | 12 | 4 | 12 | 24 | HeaderMin12_HeaderMax24 | 14 | 6 | 24
810 | 90 | 8012-5/6-4P-100HP KPVS | KPVS_8012-5/6_4P_100HP_11.25_BRZ | 4600.7 | 4600.7 | 18402.8 | 4 | 1 | 5 | G | KPVS_SplitCase | 10 | 8 | 10 | 16 | BranchMin10_BranchMax16 | 12 | 4 | 12 | 24 | HeaderMin12_HeaderMax24 | 16 | 6 | 24
810 | 90 | 8012-5/6-4P-100HP KPVS | KPVS_8012-5/6_4P_100HP_11.25_BRZ | 4600.7 | 4600.7 | 18402.8 | 4 | 1 | 5 | G | KPVS_SplitCase | 10 | 8 | 10 | 16 | BranchMin10_BranchMax16 | 12 | 4 | 12 | 24 | HeaderMin12_HeaderMax24 | 18 | 6 | 24
810 | 90 | 8012-5/6-4P-100HP KPVS | KPVS_8012-5/6_4P_100HP_11.25_BRZ | 4600.7 | 4600.7 | 18402.8 | 4 | 1 | 5 | G | KPVS_SplitCase | 10 | 8 | 10 | 16 | BranchMin10_BranchMax16 | 12 | 4 | 12 | 24 | HeaderMin12_HeaderMax24 | 20 | 6 | 24
810 | 90 | 8012-5/6-4P-100HP KPVS | KPVS_8012-5/6_4P_100HP_11.25_BRZ | 4600.7 | 4600.7 | 18402.8 | 4 | 1 | 5 | G | KPVS_SplitCase | 10 | 8 | 10 | 16 | BranchMin10_BranchMax16 | 12 | 4 | 12 | 24 | HeaderMin12_HeaderMax24 | 24 | 6 | 24
810 | 90 | 8012-5/6-4P-100HP KPVS | KPVS_8012-5/6_4P_100HP_11.25_BRZ | 4600.7 | 4600.7 | 18402.8 | 4 | 1 | 5 | G | KPVS_SplitCase | 10 | 8 | 10 | 16 | BranchMin10_BranchMax16 | 14 | 4 | 12 | 24 | HeaderMin12_HeaderMax24 | 12 | 6 | 24 | [29 empty] | INVALID
810 | 90 | 8012-5/6-4P-100HP KPVS | KPVS_8012-5/6_4P_100HP_11.25_BRZ | 4600.7 | 4600.7 | 18402.8 | 4 | 1 | 5 | G | KPVS_SplitCase | 10 | 8 | 10 | 16 | BranchMin10_BranchMax16 | 14 | 4 | 12 | 24 | HeaderMin12_HeaderMax24 | 14 | 6 | 24 | [29 empty] | INVALID
810 | 90 | 8012-5/6-4P-100HP KPVS | KPVS_8012-5/6_4P_100HP_11.25_BRZ | 4600.7 | 4600.7 | 18402.8 | 4 | 1 | 5 | G | KPVS_SplitCase | 10 | 8 | 10 | 16 | BranchMin10_BranchMax16 | 14 | 4 | 12 | 24 | HeaderMin12_HeaderMax24 | 16 | 6 | 24
810 | 90 | 8012-5/6-4P-100HP KPVS | KPVS_8012-5/6_4P_100HP_11.25_BRZ | 4600.7 | 4600.7 | 18402.8 | 4 | 1 | 5 | G | KPVS_SplitCase | 10 | 8 | 10 | 16 | BranchMin10_BranchMax16 | 14 | 4 | 12 | 24 | HeaderMin12_HeaderMax24 | 18 | 6 | 24
810 | 90 | 8012-5/6-4P-100HP KPVS | KPVS_8012-5/6_4P_100HP_11.25_BRZ | 4600.7 | 4600.7 | 18402.8 | 4 | 1 | 5 | G | KPVS_SplitCase | 10 | 8 | 10 | 16 | BranchMin10_BranchMax16 | 14 | 4 | 12 | 24 | HeaderMin12_HeaderMax24 | 20 | 6 | 24
810 | 90 | 8012-5/6-4P-100HP KPVS | KPVS_8012-5/6_4P_100HP_11.25_BRZ | 4600.7 | 4600.7 | 18402.8 | 4 | 1 | 5 | G | KPVS_SplitCase | 10 | 8 | 10 | 16 | BranchMin10_BranchMax16 | 14 | 4 | 12 | 24 | HeaderMin12_HeaderMax24 | 24 | 6 | 24
810 | 90 | 8012-5/6-4P-100HP KPVS | KPVS_8012-5/6_4P_100HP_11.25_BRZ | 4600.7 | 4600.7 | 18402.8 | 4 | 1 | 5 | G | KPVS_SplitCase | 10 | 8 | 10 | 16 | BranchMin10_BranchMax16 | 16 | 4 | 12 | 24 | HeaderMin12_HeaderMax24 | 12 | 6 | 24 | [29 empty] | INVALID
810 | 90 | 8012-5/6-4P-100HP KPVS | KPVS_8012-5/6_4P_100HP_11.25_BRZ | 4600.7 | 4600.7 | 18402.8 | 4 | 1 | 5 | G | KPVS_SplitCase | 10 | 8 | 10 | 16 | BranchMin10_BranchMax16 | 16 | 4 | 12 | 24 | HeaderMin12_HeaderMax24 | 14 | 6 | 24 | [29 empty] | INVALID
810 | 90 | 8012-5/6-4P-100HP KPVS | KPVS_8012-5/6_4P_100HP_11.25_BRZ | 4600.7 | 4600.7 | 18402.8 | 4 | 1 | 5 | G | KPVS_SplitCase | 10 | 8 | 10 | 16 | BranchMin10_BranchMax16 | 16 | 4 | 12 | 24 | HeaderMin12_HeaderMax24 | 16 | 6 | 24 | [29 empty] | INVALID
810 | 90 | 8012-5/6-4P-100HP KPVS | KPVS_8012-5/6_4P_100HP_11.25_BRZ | 4600.7 | 4600.7 | 18402.8 | 4 | 1 | 5 | G | KPVS_SplitCase | 10 | 8 | 10 | 16 | BranchMin10_BranchMax16 | 16 | 4 | 12 | 24 | HeaderMin12_HeaderMax24 | 18 | 6 | 24
810 | 90 | 8012-5/6-4P-100HP KPVS | KPVS_8012-5/6_4P_100HP_11.25_BRZ | 4600.7 | 4600.7 | 18402.8 | 4 | 1 | 5 | G | KPVS_SplitCase | 10 | 8 | 10 | 16 | BranchMin10_BranchMax16 | 16 | 4 | 12 | 24 | HeaderMin12_HeaderMax24 | 20 | 6 | 24
810 | 90 | 8012-5/6-4P-100HP KPVS | KPVS_8012-5/6_4P_100HP_11.25_BRZ | 4600.7 | 4600.7 | 18402.8 | 4 | 1 | 5 | G | KPVS_SplitCase | 10 | 8 | 10 | 16 | BranchMin10_BranchMax16 | 16 | 4 | 12 | 24 | HeaderMin12_HeaderMax24 | 24 | 6 | 24
811 | 91 | 8012-5/6-4P-125HP KPVS | KPVS_8012-5/6_4P_125HP_12.00_BRZ | 5002.5 | 5002.5 | 20010 | 4 | 1 | 5 | G | KPVS_SplitCase | 10 | 8 | 10 | 16 | BranchMin10_BranchMax16 | 10 | 4 | 12 | 24 | HeaderMin12_HeaderMax24 | 12 | 6 | 24
811 | 91 | 8012-5/6-4P-125HP KPVS | KPVS_8012-5/6_4P_125HP_12.00_BRZ | 5002.5 | 5002.5 | 20010 | 4 | 1 | 5 | G | KPVS_SplitCase | 10 | 8 | 10 | 16 | BranchMin10_BranchMax16 | 10 | 4 | 12 | 24 | HeaderMin12_HeaderMax24 | 14 | 6 | 24
811 | 91 | 8012-5/6-4P-125HP KPVS | KPVS_8012-5/6_4P_125HP_12.00_BRZ | 5002.5 | 5002.5 | 20010 | 4 | 1 | 5 | G | KPVS_SplitCase | 10 | 8 | 10 | 16 | BranchMin10_BranchMax16 | 10 | 4 | 12 | 24 | HeaderMin12_HeaderMax24 | 16 | 6 | 24
811 | 91 | 8012-5/6-4P-125HP KPVS | KPVS_8012-5/6_4P_125HP_12.00_BRZ | 5002.5 | 5002.5 | 20010 | 4 | 1 | 5 | G | KPVS_SplitCase | 10 | 8 | 10 | 16 | BranchMin10_BranchMax16 | 10 | 4 | 12 | 24 | HeaderMin12_HeaderMax24 | 18 | 6 | 24
811 | 91 | 8012-5/6-4P-125HP KPVS | KPVS_8012-5/6_4P_125HP_12.00_BRZ | 5002.5 | 5002.5 | 20010 | 4 | 1 | 5 | G | KPVS_SplitCase | 10 | 8 | 10 | 16 | BranchMin10_BranchMax16 | 10 | 4 | 12 | 24 | HeaderMin12_HeaderMax24 | 20 | 6 | 24
811 | 91 | 8012-5/6-4P-125HP KPVS | KPVS_8012-5/6_4P_125HP_12.00_BRZ | 5002.5 | 5002.5 | 20010 | 4 | 1 | 5 | G | KPVS_SplitCase | 10 | 8 | 10 | 16 | BranchMin10_BranchMax16 | 10 | 4 | 12 | 24 | HeaderMin12_HeaderMax24 | 24 | 6 | 24
811 | 91 | 8012-5/6-4P-125HP KPVS | KPVS_8012-5/6_4P_125HP_12.00_BRZ | 5002.5 | 5002.5 | 20010 | 4 | 1 | 5 | G | KPVS_SplitCase | 10 | 8 | 10 | 16 | BranchMin10_BranchMax16 | 12 | 4 | 12 | 24 | HeaderMin12_HeaderMax24 | 12 | 6 | 24 | [29 empty] | INVALID
811 | 91 | 8012-5/6-4P-125HP KPVS | KPVS_8012-5/6_4P_125HP_12.00_BRZ | 5002.5 | 5002.5 | 20010 | 4 | 1 | 5 | G | KPVS_SplitCase | 10 | 8 | 10 | 16 | BranchMin10_BranchMax16 | 12 | 4 | 12 | 24 | HeaderMin12_HeaderMax24 | 14 | 6 | 24
811 | 91 | 8012-5/6-4P-125HP KPVS | KPVS_8012-5/6_4P_125HP_12.00_BRZ | 5002.5 | 5002.5 | 20010 | 4 | 1 | 5 | G | KPVS_SplitCase | 10 | 8 | 10 | 16 | BranchMin10_BranchMax16 | 12 | 4 | 12 | 24 | HeaderMin12_HeaderMax24 | 16 | 6 | 24
811 | 91 | 8012-5/6-4P-125HP KPVS | KPVS_8012-5/6_4P_125HP_12.00_BRZ | 5002.5 | 5002.5 | 20010 | 4 | 1 | 5 | G | KPVS_SplitCase | 10 | 8 | 10 | 16 | BranchMin10_BranchMax16 | 12 | 4 | 12 | 24 | HeaderMin12_HeaderMax24 | 18 | 6 | 24
811 | 91 | 8012-5/6-4P-125HP KPVS | KPVS_8012-5/6_4P_125HP_12.00_BRZ | 5002.5 | 5002.5 | 20010 | 4 | 1 | 5 | G | KPVS_SplitCase | 10 | 8 | 10 | 16 | BranchMin10_BranchMax16 | 12 | 4 | 12 | 24 | HeaderMin12_HeaderMax24 | 20 | 6 | 24
811 | 91 | 8012-5/6-4P-125HP KPVS | KPVS_8012-5/6_4P_125HP_12.00_BRZ | 5002.5 | 5002.5 | 20010 | 4 | 1 | 5 | G | KPVS_SplitCase | 10 | 8 | 10 | 16 | BranchMin10_BranchMax16 | 12 | 4 | 12 | 24 | HeaderMin12_HeaderMax24 | 24 | 6 | 24
811 | 91 | 8012-5/6-4P-125HP KPVS | KPVS_8012-5/6_4P_125HP_12.00_BRZ | 5002.5 | 5002.5 | 20010 | 4 | 1 | 5 | G | KPVS_SplitCase | 10 | 8 | 10 | 16 | BranchMin10_BranchMax16 | 14 | 4 | 12 | 24 | HeaderMin12_HeaderMax24 | 12 | 6 | 24 | [29 empty] | INVALID
811 | 91 | 8012-5/6-4P-125HP KPVS | KPVS_8012-5/6_4P_125HP_12.00_BRZ | 5002.5 | 5002.5 | 20010 | 4 | 1 | 5 | G | KPVS_SplitCase | 10 | 8 | 10 | 16 | BranchMin10_BranchMax16 | 14 | 4 | 12 | 24 | HeaderMin12_HeaderMax24 | 14 | 6 | 24 | [29 empty] | INVALID
811 | 91 | 8012-5/6-4P-125HP KPVS | KPVS_8012-5/6_4P_125HP_12.00_BRZ | 5002.5 | 5002.5 | 20010 | 4 | 1 | 5 | G | KPVS_SplitCase | 10 | 8 | 10 | 16 | BranchMin10_BranchMax16 | 14 | 4 | 12 | 24 | HeaderMin12_HeaderMax24 | 16 | 6 | 24
811 | 91 | 8012-5/6-4P-125HP KPVS | KPVS_8012-5/6_4P_125HP_12.00_BRZ | 5002.5 | 5002.5 | 20010 | 4 | 1 | 5 | G | KPVS_SplitCase | 10 | 8 | 10 | 16 | BranchMin10_BranchMax16 | 14 | 4 | 12 | 24 | HeaderMin12_HeaderMax24 | 18 | 6 | 24
811 | 91 | 8012-5/6-4P-125HP KPVS | KPVS_8012-5/6_4P_125HP_12.00_BRZ | 5002.5 | 5002.5 | 20010 | 4 | 1 | 5 | G | KPVS_SplitCase | 10 | 8 | 10 | 16 | BranchMin10_BranchMax16 | 14 | 4 | 12 | 24 | HeaderMin12_HeaderMax24 | 20 | 6 | 24
811 | 91 | 8012-5/6-4P-125HP KPVS | KPVS_8012-5/6_4P_125HP_12.00_BRZ | 5002.5 | 5002.5 | 20010 | 4 | 1 | 5 | G | KPVS_SplitCase | 10 | 8 | 10 | 16 | BranchMin10_BranchMax16 | 14 | 4 | 12 | 24 | HeaderMin12_HeaderMax24 | 24 | 6 | 24
811 | 91 | 8012-5/6-4P-125HP KPVS | KPVS_8012-5/6_4P_125HP_12.00_BRZ | 5002.5 | 5002.5 | 20010 | 4 | 1 | 5 | G | KPVS_SplitCase | 10 | 8 | 10 | 16 | BranchMin10_BranchMax16 | 16 | 4 | 12 | 24 | HeaderMin12_HeaderMax24 | 12 | 6 | 24 | [29 empty] | INVALID
811 | 91 | 8012-5/6-4P-125HP KPVS | KPVS_8012-5/6_4P_125HP_12.00_BRZ | 5002.5 | 5002.5 | 20010 | 4 | 1 | 5 | G | KPVS_SplitCase | 10 | 8 | 10 | 16 | BranchMin10_BranchMax16 | 16 | 4 | 12 | 24 | HeaderMin12_HeaderMax24 | 14 | 6 | 24 | [29 empty] | INVALID
811 | 91 | 8012-5/6-4P-125HP KPVS | KPVS_8012-5/6_4P_125HP_12.00_BRZ | 5002.5 | 5002.5 | 20010 | 4 | 1 | 5 | G | KPVS_SplitCase | 10 | 8 | 10 | 16 | BranchMin10_BranchMax16 | 16 | 4 | 12 | 24 | HeaderMin12_HeaderMax24 | 16 | 6 | 24 | [29 empty] | INVALID
811 | 91 | 8012-5/6-4P-125HP KPVS | KPVS_8012-5/6_4P_125HP_12.00_BRZ | 5002.5 | 5002.5 | 20010 | 4 | 1 | 5 | G | KPVS_SplitCase | 10 | 8 | 10 | 16 | BranchMin10_BranchMax16 | 16 | 4 | 12 | 24 | HeaderMin12_HeaderMax24 | 18 | 6 | 24
811 | 91 | 8012-5/6-4P-125HP KPVS | KPVS_8012-5/6_4P_125HP_12.00_BRZ | 5002.5 | 5002.5 | 20010 | 4 | 1 | 5 | G | KPVS_SplitCase | 10 | 8 | 10 | 16 | BranchMin10_BranchMax16 | 16 | 4 | 12 | 24 | HeaderMin12_HeaderMax24 | 20 | 6 | 24
811 | 91 | 8012-5/6-4P-125HP KPVS | KPVS_8012-5/6_4P_125HP_12.00_BRZ | 5002.5 | 5002.5 | 20010 | 4 | 1 | 5 | G | KPVS_SplitCase | 10 | 8 | 10 | 16 | BranchMin10_BranchMax16 | 16 | 4 | 12 | 24 | HeaderMin12_HeaderMax24 | 24 | 6 | 24
812 | 92 | 8015-3/4-4P-60HP KPVS | KPVS_8015-3/4_4P_60HP_9.15_BRZ | 3658.5 | 3658.5 | 14634 | 4 | 1 | 5 | G | KPVS_SplitCase | 10 | 8 | 10 | 14 | BranchMin10_BranchMax14 | 10 | 3 | 12 | 24 | HeaderMin12_HeaderMax24 | 12 | 6 | 18
812 | 92 | 8015-3/4-4P-60HP KPVS | KPVS_8015-3/4_4P_60HP_9.15_BRZ | 3658.5 | 3658.5 | 14634 | 4 | 1 | 5 | G | KPVS_SplitCase | 10 | 8 | 10 | 14 | BranchMin10_BranchMax14 | 10 | 3 | 12 | 24 | HeaderMin12_HeaderMax24 | 14 | 6 | 18
812 | 92 | 8015-3/4-4P-60HP KPVS | KPVS_8015-3/4_4P_60HP_9.15_BRZ | 3658.5 | 3658.5 | 14634 | 4 | 1 | 5 | G | KPVS_SplitCase | 10 | 8 | 10 | 14 | BranchMin10_BranchMax14 | 10 | 3 | 12 | 24 | HeaderMin12_HeaderMax24 | 16 | 6 | 18
812 | 92 | 8015-3/4-4P-60HP KPVS | KPVS_8015-3/4_4P_60HP_9.15_BRZ | 3658.5 | 3658.5 | 14634 | 4 | 1 | 5 | G | KPVS_SplitCase | 10 | 8 | 10 | 14 | BranchMin10_BranchMax14 | 10 | 3 | 12 | 24 | HeaderMin12_HeaderMax24 | 18 | 6 | 18
812 | 92 | 8015-3/4-4P-60HP KPVS | KPVS_8015-3/4_4P_60HP_9.15_BRZ | 3658.5 | 3658.5 | 14634 | 4 | 1 | 5 | G | KPVS_SplitCase | 10 | 8 | 10 | 14 | BranchMin10_BranchMax14 | 10 | 3 | 12 | 24 | HeaderMin12_HeaderMax24 | 20 | 6 | 18
812 | 92 | 8015-3/4-4P-60HP KPVS | KPVS_8015-3/4_4P_60HP_9.15_BRZ | 3658.5 | 3658.5 | 14634 | 4 | 1 | 5 | G | KPVS_SplitCase | 10 | 8 | 10 | 14 | BranchMin10_BranchMax14 | 10 | 3 | 12 | 24 | HeaderMin12_HeaderMax24 | 24 | 6 | 18
812 | 92 | 8015-3/4-4P-60HP KPVS | KPVS_8015-3/4_4P_60HP_9.15_BRZ | 3658.5 | 3658.5 | 14634 | 4 | 1 | 5 | G | KPVS_SplitCase | 10 | 8 | 10 | 14 | BranchMin10_BranchMax14 | 12 | 3 | 12 | 24 | HeaderMin12_HeaderMax24 | 12 | 6 | 18 | [29 empty] | INVALID
812 | 92 | 8015-3/4-4P-60HP KPVS | KPVS_8015-3/4_4P_60HP_9.15_BRZ | 3658.5 | 3658.5 | 14634 | 4 | 1 | 5 | G | KPVS_SplitCase | 10 | 8 | 10 | 14 | BranchMin10_BranchMax14 | 12 | 3 | 12 | 24 | HeaderMin12_HeaderMax24 | 14 | 6 | 18
812 | 92 | 8015-3/4-4P-60HP KPVS | KPVS_8015-3/4_4P_60HP_9.15_BRZ | 3658.5 | 3658.5 | 14634 | 4 | 1 | 5 | G | KPVS_SplitCase | 10 | 8 | 10 | 14 | BranchMin10_BranchMax14 | 12 | 3 | 12 | 24 | HeaderMin12_HeaderMax24 | 16 | 6 | 18
812 | 92 | 8015-3/4-4P-60HP KPVS | KPVS_8015-3/4_4P_60HP_9.15_BRZ | 3658.5 | 3658.5 | 14634 | 4 | 1 | 5 | G | KPVS_SplitCase | 10 | 8 | 10 | 14 | BranchMin10_BranchMax14 | 12 | 3 | 12 | 24 | HeaderMin12_HeaderMax24 | 18 | 6 | 18
812 | 92 | 8015-3/4-4P-60HP KPVS | KPVS_8015-3/4_4P_60HP_9.15_BRZ | 3658.5 | 3658.5 | 14634 | 4 | 1 | 5 | G | KPVS_SplitCase | 10 | 8 | 10 | 14 | BranchMin10_BranchMax14 | 12 | 3 | 12 | 24 | HeaderMin12_HeaderMax24 | 20 | 6 | 18
812 | 92 | 8015-3/4-4P-60HP KPVS | KPVS_8015-3/4_4P_60HP_9.15_BRZ | 3658.5 | 3658.5 | 14634 | 4 | 1 | 5 | G | KPVS_SplitCase | 10 | 8 | 10 | 14 | BranchMin10_BranchMax14 | 12 | 3 | 12 | 24 | HeaderMin12_HeaderMax24 | 24 | 6 | 18
812 | 92 | 8015-3/4-4P-60HP KPVS | KPVS_8015-3/4_4P_60HP_9.15_BRZ | 3658.5 | 3658.5 | 14634 | 4 | 1 | 5 | G | KPVS_SplitCase | 10 | 8 | 10 | 14 | BranchMin10_BranchMax14 | 14 | 3 | 12 | 24 | HeaderMin12_HeaderMax24 | 12 | 6 | 18 | [29 empty] | INVALID
812 | 92 | 8015-3/4-4P-60HP KPVS | KPVS_8015-3/4_4P_60HP_9.15_BRZ | 3658.5 | 3658.5 | 14634 | 4 | 1 | 5 | G | KPVS_SplitCase | 10 | 8 | 10 | 14 | BranchMin10_BranchMax14 | 14 | 3 | 12 | 24 | HeaderMin12_HeaderMax24 | 14 | 6 | 18 | [29 empty] | INVALID
812 | 92 | 8015-3/4-4P-60HP KPVS | KPVS_8015-3/4_4P_60HP_9.15_BRZ | 3658.5 | 3658.5 | 14634 | 4 | 1 | 5 | G | KPVS_SplitCase | 10 | 8 | 10 | 14 | BranchMin10_BranchMax14 | 14 | 3 | 12 | 24 | HeaderMin12_HeaderMax24 | 16 | 6 | 18
812 | 92 | 8015-3/4-4P-60HP KPVS | KPVS_8015-3/4_4P_60HP_9.15_BRZ | 3658.5 | 3658.5 | 14634 | 4 | 1 | 5 | G | KPVS_SplitCase | 10 | 8 | 10 | 14 | BranchMin10_BranchMax14 | 14 | 3 | 12 | 24 | HeaderMin12_HeaderMax24 | 18 | 6 | 18
812 | 92 | 8015-3/4-4P-60HP KPVS | KPVS_8015-3/4_4P_60HP_9.15_BRZ | 3658.5 | 3658.5 | 14634 | 4 | 1 | 5 | G | KPVS_SplitCase | 10 | 8 | 10 | 14 | BranchMin10_BranchMax14 | 14 | 3 | 12 | 24 | HeaderMin12_HeaderMax24 | 20 | 6 | 18
812 | 92 | 8015-3/4-4P-60HP KPVS | KPVS_8015-3/4_4P_60HP_9.15_BRZ | 3658.5 | 3658.5 | 14634 | 4 | 1 | 5 | G | KPVS_SplitCase | 10 | 8 | 10 | 14 | BranchMin10_BranchMax14 | 14 | 3 | 12 | 24 | HeaderMin12_HeaderMax24 | 24 | 6 | 18
813 | 93 | 8015-3/4-4P-75HP KPVS | KPVS_8015-3/4_4P_75HP_9.92_BRZ | 3958.8 | 3958.8 | 15835.2 | 4 | 1 | 5 | G | KPVS_SplitCase | 10 | 8 | 10 | 14 | BranchMin10_BranchMax14 | 10 | 3 | 12 | 24 | HeaderMin12_HeaderMax24 | 12 | 6 | 18
813 | 93 | 8015-3/4-4P-75HP KPVS | KPVS_8015-3/4_4P_75HP_9.92_BRZ | 3958.8 | 3958.8 | 15835.2 | 4 | 1 | 5 | G | KPVS_SplitCase | 10 | 8 | 10 | 14 | BranchMin10_BranchMax14 | 10 | 3 | 12 | 24 | HeaderMin12_HeaderMax24 | 14 | 6 | 18
813 | 93 | 8015-3/4-4P-75HP KPVS | KPVS_8015-3/4_4P_75HP_9.92_BRZ | 3958.8 | 3958.8 | 15835.2 | 4 | 1 | 5 | G | KPVS_SplitCase | 10 | 8 | 10 | 14 | BranchMin10_BranchMax14 | 10 | 3 | 12 | 24 | HeaderMin12_HeaderMax24 | 16 | 6 | 18
813 | 93 | 8015-3/4-4P-75HP KPVS | KPVS_8015-3/4_4P_75HP_9.92_BRZ | 3958.8 | 3958.8 | 15835.2 | 4 | 1 | 5 | G | KPVS_SplitCase | 10 | 8 | 10 | 14 | BranchMin10_BranchMax14 | 10 | 3 | 12 | 24 | HeaderMin12_HeaderMax24 | 18 | 6 | 18
813 | 93 | 8015-3/4-4P-75HP KPVS | KPVS_8015-3/4_4P_75HP_9.92_BRZ | 3958.8 | 3958.8 | 15835.2 | 4 | 1 | 5 | G | KPVS_SplitCase | 10 | 8 | 10 | 14 | BranchMin10_BranchMax14 | 10 | 3 | 12 | 24 | HeaderMin12_HeaderMax24 | 20 | 6 | 18
813 | 93 | 8015-3/4-4P-75HP KPVS | KPVS_8015-3/4_4P_75HP_9.92_BRZ | 3958.8 | 3958.8 | 15835.2 | 4 | 1 | 5 | G | KPVS_SplitCase | 10 | 8 | 10 | 14 | BranchMin10_BranchMax14 | 10 | 3 | 12 | 24 | HeaderMin12_HeaderMax24 | 24 | 6 | 18
813 | 93 | 8015-3/4-4P-75HP KPVS | KPVS_8015-3/4_4P_75HP_9.92_BRZ | 3958.8 | 3958.8 | 15835.2 | 4 | 1 | 5 | G | KPVS_SplitCase | 10 | 8 | 10 | 14 | BranchMin10_BranchMax14 | 12 | 3 | 12 | 24 | HeaderMin12_HeaderMax24 | 12 | 6 | 18 | [29 empty] | INVALID
813 | 93 | 8015-3/4-4P-75HP KPVS | KPVS_8015-3/4_4P_75HP_9.92_BRZ | 3958.8 | 3958.8 | 15835.2 | 4 | 1 | 5 | G | KPVS_SplitCase | 10 | 8 | 10 | 14 | BranchMin10_BranchMax14 | 12 | 3 | 12 | 24 | HeaderMin12_HeaderMax24 | 14 | 6 | 18
813 | 93 | 8015-3/4-4P-75HP KPVS | KPVS_8015-3/4_4P_75HP_9.92_BRZ | 3958.8 | 3958.8 | 15835.2 | 4 | 1 | 5 | G | KPVS_SplitCase | 10 | 8 | 10 | 14 | BranchMin10_BranchMax14 | 12 | 3 | 12 | 24 | HeaderMin12_HeaderMax24 | 16 | 6 | 18
813 | 93 | 8015-3/4-4P-75HP KPVS | KPVS_8015-3/4_4P_75HP_9.92_BRZ | 3958.8 | 3958.8 | 15835.2 | 4 | 1 | 5 | G | KPVS_SplitCase | 10 | 8 | 10 | 14 | BranchMin10_BranchMax14 | 12 | 3 | 12 | 24 | HeaderMin12_HeaderMax24 | 18 | 6 | 18
813 | 93 | 8015-3/4-4P-75HP KPVS | KPVS_8015-3/4_4P_75HP_9.92_BRZ | 3958.8 | 3958.8 | 15835.2 | 4 | 1 | 5 | G | KPVS_SplitCase | 10 | 8 | 10 | 14 | BranchMin10_BranchMax14 | 12 | 3 | 12 | 24 | HeaderMin12_HeaderMax24 | 20 | 6 | 18
813 | 93 | 8015-3/4-4P-75HP KPVS | KPVS_8015-3/4_4P_75HP_9.92_BRZ | 3958.8 | 3958.8 | 15835.2 | 4 | 1 | 5 | G | KPVS_SplitCase | 10 | 8 | 10 | 14 | BranchMin10_BranchMax14 | 12 | 3 | 12 | 24 | HeaderMin12_HeaderMax24 | 24 | 6 | 18
813 | 93 | 8015-3/4-4P-75HP KPVS | KPVS_8015-3/4_4P_75HP_9.92_BRZ | 3958.8 | 3958.8 | 15835.2 | 4 | 1 | 5 | G | KPVS_SplitCase | 10 | 8 | 10 | 14 | BranchMin10_BranchMax14 | 14 | 3 | 12 | 24 | HeaderMin12_HeaderMax24 | 12 | 6 | 18 | [29 empty] | INVALID
813 | 93 | 8015-3/4-4P-75HP KPVS | KPVS_8015-3/4_4P_75HP_9.92_BRZ | 3958.8 | 3958.8 | 15835.2 | 4 | 1 | 5 | G | KPVS_SplitCase | 10 | 8 | 10 | 14 | BranchMin10_BranchMax14 | 14 | 3 | 12 | 24 | HeaderMin12_HeaderMax24 | 14 | 6 | 18 | [29 empty] | INVALID
813 | 93 | 8015-3/4-4P-75HP KPVS | KPVS_8015-3/4_4P_75HP_9.92_BRZ | 3958.8 | 3958.8 | 15835.2 | 4 | 1 | 5 | G | KPVS_SplitCase | 10 | 8 | 10 | 14 | BranchMin10_BranchMax14 | 14 | 3 | 12 | 24 | HeaderMin12_HeaderMax24 | 16 | 6 | 18
813 | 93 | 8015-3/4-4P-75HP KPVS | KPVS_8015-3/4_4P_75HP_9.92_BRZ | 3958.8 | 3958.8 | 15835.2 | 4 | 1 | 5 | G | KPVS_SplitCase | 10 | 8 | 10 | 14 | BranchMin10_BranchMax14 | 14 | 3 | 12 | 24 | HeaderMin12_HeaderMax24 | 18 | 6 | 18
813 | 93 | 8015-3/4-4P-75HP KPVS | KPVS_8015-3/4_4P_75HP_9.92_BRZ | 3958.8 | 3958.8 | 15835.2 | 4 | 1 | 5 | G | KPVS_SplitCase | 10 | 8 | 10 | 14 | BranchMin10_BranchMax14 | 14 | 3 | 12 | 24 | HeaderMin12_HeaderMax24 | 20 | 6 | 18
813 | 93 | 8015-3/4-4P-75HP KPVS | KPVS_8015-3/4_4P_75HP_9.92_BRZ | 3958.8 | 3958.8 | 15835.2 | 4 | 1 | 5 | G | KPVS_SplitCase | 10 | 8 | 10 | 14 | BranchMin10_BranchMax14 | 14 | 3 | 12 | 24 | HeaderMin12_HeaderMax24 | 24 | 6 | 18
814 | 94 | 8015-3/4-4P-100HP KPVS | KPVS_8015-3/4_4P_100HP_10.95_BRZ | 4360.5 | 4360.5 | 17442 | 4 | 1 | 5 | G | KPVS_SplitCase | 10 | 8 | 10 | 16 | BranchMin10_BranchMax16 | 10 | 4 | 12 | 24 | HeaderMin12_HeaderMax24 | 12 | 6 | 24
814 | 94 | 8015-3/4-4P-100HP KPVS | KPVS_8015-3/4_4P_100HP_10.95_BRZ | 4360.5 | 4360.5 | 17442 | 4 | 1 | 5 | G | KPVS_SplitCase | 10 | 8 | 10 | 16 | BranchMin10_BranchMax16 | 10 | 4 | 12 | 24 | HeaderMin12_HeaderMax24 | 14 | 6 | 24
814 | 94 | 8015-3/4-4P-100HP KPVS | KPVS_8015-3/4_4P_100HP_10.95_BRZ | 4360.5 | 4360.5 | 17442 | 4 | 1 | 5 | G | KPVS_SplitCase | 10 | 8 | 10 | 16 | BranchMin10_BranchMax16 | 10 | 4 | 12 | 24 | HeaderMin12_HeaderMax24 | 16 | 6 | 24
814 | 94 | 8015-3/4-4P-100HP KPVS | KPVS_8015-3/4_4P_100HP_10.95_BRZ | 4360.5 | 4360.5 | 17442 | 4 | 1 | 5 | G | KPVS_SplitCase | 10 | 8 | 10 | 16 | BranchMin10_BranchMax16 | 10 | 4 | 12 | 24 | HeaderMin12_HeaderMax24 | 18 | 6 | 24
814 | 94 | 8015-3/4-4P-100HP KPVS | KPVS_8015-3/4_4P_100HP_10.95_BRZ | 4360.5 | 4360.5 | 17442 | 4 | 1 | 5 | G | KPVS_SplitCase | 10 | 8 | 10 | 16 | BranchMin10_BranchMax16 | 10 | 4 | 12 | 24 | HeaderMin12_HeaderMax24 | 20 | 6 | 24
814 | 94 | 8015-3/4-4P-100HP KPVS | KPVS_8015-3/4_4P_100HP_10.95_BRZ | 4360.5 | 4360.5 | 17442 | 4 | 1 | 5 | G | KPVS_SplitCase | 10 | 8 | 10 | 16 | BranchMin10_BranchMax16 | 10 | 4 | 12 | 24 | HeaderMin12_HeaderMax24 | 24 | 6 | 24
814 | 94 | 8015-3/4-4P-100HP KPVS | KPVS_8015-3/4_4P_100HP_10.95_BRZ | 4360.5 | 4360.5 | 17442 | 4 | 1 | 5 | G | KPVS_SplitCase | 10 | 8 | 10 | 16 | BranchMin10_BranchMax16 | 12 | 4 | 12 | 24 | HeaderMin12_HeaderMax24 | 12 | 6 | 24 | [29 empty] | INVALID
814 | 94 | 8015-3/4-4P-100HP KPVS | KPVS_8015-3/4_4P_100HP_10.95_BRZ | 4360.5 | 4360.5 | 17442 | 4 | 1 | 5 | G | KPVS_SplitCase | 10 | 8 | 10 | 16 | BranchMin10_BranchMax16 | 12 | 4 | 12 | 24 | HeaderMin12_HeaderMax24 | 14 | 6 | 24
814 | 94 | 8015-3/4-4P-100HP KPVS | KPVS_8015-3/4_4P_100HP_10.95_BRZ | 4360.5 | 4360.5 | 17442 | 4 | 1 | 5 | G | KPVS_SplitCase | 10 | 8 | 10 | 16 | BranchMin10_BranchMax16 | 12 | 4 | 12 | 24 | HeaderMin12_HeaderMax24 | 16 | 6 | 24
814 | 94 | 8015-3/4-4P-100HP KPVS | KPVS_8015-3/4_4P_100HP_10.95_BRZ | 4360.5 | 4360.5 | 17442 | 4 | 1 | 5 | G | KPVS_SplitCase | 10 | 8 | 10 | 16 | BranchMin10_BranchMax16 | 12 | 4 | 12 | 24 | HeaderMin12_HeaderMax24 | 18 | 6 | 24
814 | 94 | 8015-3/4-4P-100HP KPVS | KPVS_8015-3/4_4P_100HP_10.95_BRZ | 4360.5 | 4360.5 | 17442 | 4 | 1 | 5 | G | KPVS_SplitCase | 10 | 8 | 10 | 16 | BranchMin10_BranchMax16 | 12 | 4 | 12 | 24 | HeaderMin12_HeaderMax24 | 20 | 6 | 24
814 | 94 | 8015-3/4-4P-100HP KPVS | KPVS_8015-3/4_4P_100HP_10.95_BRZ | 4360.5 | 4360.5 | 17442 | 4 | 1 | 5 | G | KPVS_SplitCase | 10 | 8 | 10 | 16 | BranchMin10_BranchMax16 | 12 | 4 | 12 | 24 | HeaderMin12_HeaderMax24 | 24 | 6 | 24
814 | 94 | 8015-3/4-4P-100HP KPVS | KPVS_8015-3/4_4P_100HP_10.95_BRZ | 4360.5 | 4360.5 | 17442 | 4 | 1 | 5 | G | KPVS_SplitCase | 10 | 8 | 10 | 16 | BranchMin10_BranchMax16 | 14 | 4 | 12 | 24 | HeaderMin12_HeaderMax24 | 12 | 6 | 24 | [29 empty] | INVALID
814 | 94 | 8015-3/4-4P-100HP KPVS | KPVS_8015-3/4_4P_100HP_10.95_BRZ | 4360.5 | 4360.5 | 17442 | 4 | 1 | 5 | G | KPVS_SplitCase | 10 | 8 | 10 | 16 | BranchMin10_BranchMax16 | 14 | 4 | 12 | 24 | HeaderMin12_HeaderMax24 | 14 | 6 | 24 | [29 empty] | INVALID
814 | 94 | 8015-3/4-4P-100HP KPVS | KPVS_8015-3/4_4P_100HP_10.95_BRZ | 4360.5 | 4360.5 | 17442 | 4 | 1 | 5 | G | KPVS_SplitCase | 10 | 8 | 10 | 16 | BranchMin10_BranchMax16 | 14 | 4 | 12 | 24 | HeaderMin12_HeaderMax24 | 16 | 6 | 24
814 | 94 | 8015-3/4-4P-100HP KPVS | KPVS_8015-3/4_4P_100HP_10.95_BRZ | 4360.5 | 4360.5 | 17442 | 4 | 1 | 5 | G | KPVS_SplitCase | 10 | 8 | 10 | 16 | BranchMin10_BranchMax16 | 14 | 4 | 12 | 24 | HeaderMin12_HeaderMax24 | 18 | 6 | 24
814 | 94 | 8015-3/4-4P-100HP KPVS | KPVS_8015-3/4_4P_100HP_10.95_BRZ | 4360.5 | 4360.5 | 17442 | 4 | 1 | 5 | G | KPVS_SplitCase | 10 | 8 | 10 | 16 | BranchMin10_BranchMax16 | 14 | 4 | 12 | 24 | HeaderMin12_HeaderMax24 | 20 | 6 | 24
814 | 94 | 8015-3/4-4P-100HP KPVS | KPVS_8015-3/4_4P_100HP_10.95_BRZ | 4360.5 | 4360.5 | 17442 | 4 | 1 | 5 | G | KPVS_SplitCase | 10 | 8 | 10 | 16 | BranchMin10_BranchMax16 | 14 | 4 | 12 | 24 | HeaderMin12_HeaderMax24 | 24 | 6 | 24
814 | 94 | 8015-3/4-4P-100HP KPVS | KPVS_8015-3/4_4P_100HP_10.95_BRZ | 4360.5 | 4360.5 | 17442 | 4 | 1 | 5 | G | KPVS_SplitCase | 10 | 8 | 10 | 16 | BranchMin10_BranchMax16 | 16 | 4 | 12 | 24 | HeaderMin12_HeaderMax24 | 12 | 6 | 24 | [29 empty] | INVALID
814 | 94 | 8015-3/4-4P-100HP KPVS | KPVS_8015-3/4_4P_100HP_10.95_BRZ | 4360.5 | 4360.5 | 17442 | 4 | 1 | 5 | G | KPVS_SplitCase | 10 | 8 | 10 | 16 | BranchMin10_BranchMax16 | 16 | 4 | 12 | 24 | HeaderMin12_HeaderMax24 | 14 | 6 | 24 | [29 empty] | INVALID
814 | 94 | 8015-3/4-4P-100HP KPVS | KPVS_8015-3/4_4P_100HP_10.95_BRZ | 4360.5 | 4360.5 | 17442 | 4 | 1 | 5 | G | KPVS_SplitCase | 10 | 8 | 10 | 16 | BranchMin10_BranchMax16 | 16 | 4 | 12 | 24 | HeaderMin12_HeaderMax24 | 16 | 6 | 24 | [29 empty] | INVALID
814 | 94 | 8015-3/4-4P-100HP KPVS | KPVS_8015-3/4_4P_100HP_10.95_BRZ | 4360.5 | 4360.5 | 17442 | 4 | 1 | 5 | G | KPVS_SplitCase | 10 | 8 | 10 | 16 | BranchMin10_BranchMax16 | 16 | 4 | 12 | 24 | HeaderMin12_HeaderMax24 | 18 | 6 | 24
814 | 94 | 8015-3/4-4P-100HP KPVS | KPVS_8015-3/4_4P_100HP_10.95_BRZ | 4360.5 | 4360.5 | 17442 | 4 | 1 | 5 | G | KPVS_SplitCase | 10 | 8 | 10 | 16 | BranchMin10_BranchMax16 | 16 | 4 | 12 | 24 | HeaderMin12_HeaderMax24 | 20 | 6 | 24
814 | 94 | 8015-3/4-4P-100HP KPVS | KPVS_8015-3/4_4P_100HP_10.95_BRZ | 4360.5 | 4360.5 | 17442 | 4 | 1 | 5 | G | KPVS_SplitCase | 10 | 8 | 10 | 16 | BranchMin10_BranchMax16 | 16 | 4 | 12 | 24 | HeaderMin12_HeaderMax24 | 24 | 6 | 24
815 | 95 | 8015-3/4-4P-125HP KPVS | KPVS_8015-3/4_4P_125HP_11.69_BRZ | 4649.1 | 4649.1 | 18596.4 | 4 | 1 | 5 | G | KPVS_SplitCase | 10 | 8 | 10 | 16 | BranchMin10_BranchMax16 | 10 | 4 | 12 | 24 | HeaderMin12_HeaderMax24 | 12 | 6 | 24
815 | 95 | 8015-3/4-4P-125HP KPVS | KPVS_8015-3/4_4P_125HP_11.69_BRZ | 4649.1 | 4649.1 | 18596.4 | 4 | 1 | 5 | G | KPVS_SplitCase | 10 | 8 | 10 | 16 | BranchMin10_BranchMax16 | 10 | 4 | 12 | 24 | HeaderMin12_HeaderMax24 | 14 | 6 | 24
815 | 95 | 8015-3/4-4P-125HP KPVS | KPVS_8015-3/4_4P_125HP_11.69_BRZ | 4649.1 | 4649.1 | 18596.4 | 4 | 1 | 5 | G | KPVS_SplitCase | 10 | 8 | 10 | 16 | BranchMin10_BranchMax16 | 10 | 4 | 12 | 24 | HeaderMin12_HeaderMax24 | 16 | 6 | 24
815 | 95 | 8015-3/4-4P-125HP KPVS | KPVS_8015-3/4_4P_125HP_11.69_BRZ | 4649.1 | 4649.1 | 18596.4 | 4 | 1 | 5 | G | KPVS_SplitCase | 10 | 8 | 10 | 16 | BranchMin10_BranchMax16 | 10 | 4 | 12 | 24 | HeaderMin12_HeaderMax24 | 18 | 6 | 24
815 | 95 | 8015-3/4-4P-125HP KPVS | KPVS_8015-3/4_4P_125HP_11.69_BRZ | 4649.1 | 4649.1 | 18596.4 | 4 | 1 | 5 | G | KPVS_SplitCase | 10 | 8 | 10 | 16 | BranchMin10_BranchMax16 | 10 | 4 | 12 | 24 | HeaderMin12_HeaderMax24 | 20 | 6 | 24
815 | 95 | 8015-3/4-4P-125HP KPVS | KPVS_8015-3/4_4P_125HP_11.69_BRZ | 4649.1 | 4649.1 | 18596.4 | 4 | 1 | 5 | G | KPVS_SplitCase | 10 | 8 | 10 | 16 | BranchMin10_BranchMax16 | 10 | 4 | 12 | 24 | HeaderMin12_HeaderMax24 | 24 | 6 | 24
815 | 95 | 8015-3/4-4P-125HP KPVS | KPVS_8015-3/4_4P_125HP_11.69_BRZ | 4649.1 | 4649.1 | 18596.4 | 4 | 1 | 5 | G | KPVS_SplitCase | 10 | 8 | 10 | 16 | BranchMin10_BranchMax16 | 12 | 4 | 12 | 24 | HeaderMin12_HeaderMax24 | 12 | 6 | 24 | [29 empty] | INVALID
815 | 95 | 8015-3/4-4P-125HP KPVS | KPVS_8015-3/4_4P_125HP_11.69_BRZ | 4649.1 | 4649.1 | 18596.4 | 4 | 1 | 5 | G | KPVS_SplitCase | 10 | 8 | 10 | 16 | BranchMin10_BranchMax16 | 12 | 4 | 12 | 24 | HeaderMin12_HeaderMax24 | 14 | 6 | 24
815 | 95 | 8015-3/4-4P-125HP KPVS | KPVS_8015-3/4_4P_125HP_11.69_BRZ | 4649.1 | 4649.1 | 18596.4 | 4 | 1 | 5 | G | KPVS_SplitCase | 10 | 8 | 10 | 16 | BranchMin10_BranchMax16 | 12 | 4 | 12 | 24 | HeaderMin12_HeaderMax24 | 16 | 6 | 24
815 | 95 | 8015-3/4-4P-125HP KPVS | KPVS_8015-3/4_4P_125HP_11.69_BRZ | 4649.1 | 4649.1 | 18596.4 | 4 | 1 | 5 | G | KPVS_SplitCase | 10 | 8 | 10 | 16 | BranchMin10_BranchMax16 | 12 | 4 | 12 | 24 | HeaderMin12_HeaderMax24 | 18 | 6 | 24
815 | 95 | 8015-3/4-4P-125HP KPVS | KPVS_8015-3/4_4P_125HP_11.69_BRZ | 4649.1 | 4649.1 | 18596.4 | 4 | 1 | 5 | G | KPVS_SplitCase | 10 | 8 | 10 | 16 | BranchMin10_BranchMax16 | 12 | 4 | 12 | 24 | HeaderMin12_HeaderMax24 | 20 | 6 | 24
815 | 95 | 8015-3/4-4P-125HP KPVS | KPVS_8015-3/4_4P_125HP_11.69_BRZ | 4649.1 | 4649.1 | 18596.4 | 4 | 1 | 5 | G | KPVS_SplitCase | 10 | 8 | 10 | 16 | BranchMin10_BranchMax16 | 12 | 4 | 12 | 24 | HeaderMin12_HeaderMax24 | 24 | 6 | 24
815 | 95 | 8015-3/4-4P-125HP KPVS | KPVS_8015-3/4_4P_125HP_11.69_BRZ | 4649.1 | 4649.1 | 18596.4 | 4 | 1 | 5 | G | KPVS_SplitCase | 10 | 8 | 10 | 16 | BranchMin10_BranchMax16 | 14 | 4 | 12 | 24 | HeaderMin12_HeaderMax24 | 12 | 6 | 24 | [29 empty] | INVALID
815 | 95 | 8015-3/4-4P-125HP KPVS | KPVS_8015-3/4_4P_125HP_11.69_BRZ | 4649.1 | 4649.1 | 18596.4 | 4 | 1 | 5 | G | KPVS_SplitCase | 10 | 8 | 10 | 16 | BranchMin10_BranchMax16 | 14 | 4 | 12 | 24 | HeaderMin12_HeaderMax24 | 14 | 6 | 24 | [29 empty] | INVALID
815 | 95 | 8015-3/4-4P-125HP KPVS | KPVS_8015-3/4_4P_125HP_11.69_BRZ | 4649.1 | 4649.1 | 18596.4 | 4 | 1 | 5 | G | KPVS_SplitCase | 10 | 8 | 10 | 16 | BranchMin10_BranchMax16 | 14 | 4 | 12 | 24 | HeaderMin12_HeaderMax24 | 16 | 6 | 24
815 | 95 | 8015-3/4-4P-125HP KPVS | KPVS_8015-3/4_4P_125HP_11.69_BRZ | 4649.1 | 4649.1 | 18596.4 | 4 | 1 | 5 | G | KPVS_SplitCase | 10 | 8 | 10 | 16 | BranchMin10_BranchMax16 | 14 | 4 | 12 | 24 | HeaderMin12_HeaderMax24 | 18 | 6 | 24
815 | 95 | 8015-3/4-4P-125HP KPVS | KPVS_8015-3/4_4P_125HP_11.69_BRZ | 4649.1 | 4649.1 | 18596.4 | 4 | 1 | 5 | G | KPVS_SplitCase | 10 | 8 | 10 | 16 | BranchMin10_BranchMax16 | 14 | 4 | 12 | 24 | HeaderMin12_HeaderMax24 | 20 | 6 | 24
815 | 95 | 8015-3/4-4P-125HP KPVS | KPVS_8015-3/4_4P_125HP_11.69_BRZ | 4649.1 | 4649.1 | 18596.4 | 4 | 1 | 5 | G | KPVS_SplitCase | 10 | 8 | 10 | 16 | BranchMin10_BranchMax16 | 14 | 4 | 12 | 24 | HeaderMin12_HeaderMax24 | 24 | 6 | 24
815 | 95 | 8015-3/4-4P-125HP KPVS | KPVS_8015-3/4_4P_125HP_11.69_BRZ | 4649.1 | 4649.1 | 18596.4 | 4 | 1 | 5 | G | KPVS_SplitCase | 10 | 8 | 10 | 16 | BranchMin10_BranchMax16 | 16 | 4 | 12 | 24 | HeaderMin12_HeaderMax24 | 12 | 6 | 24 | [29 empty] | INVALID
815 | 95 | 8015-3/4-4P-125HP KPVS | KPVS_8015-3/4_4P_125HP_11.69_BRZ | 4649.1 | 4649.1 | 18596.4 | 4 | 1 | 5 | G | KPVS_SplitCase | 10 | 8 | 10 | 16 | BranchMin10_BranchMax16 | 16 | 4 | 12 | 24 | HeaderMin12_HeaderMax24 | 14 | 6 | 24 | [29 empty] | INVALID
815 | 95 | 8015-3/4-4P-125HP KPVS | KPVS_8015-3/4_4P_125HP_11.69_BRZ | 4649.1 | 4649.1 | 18596.4 | 4 | 1 | 5 | G | KPVS_SplitCase | 10 | 8 | 10 | 16 | BranchMin10_BranchMax16 | 16 | 4 | 12 | 24 | HeaderMin12_HeaderMax24 | 16 | 6 | 24 | [29 empty] | INVALID
815 | 95 | 8015-3/4-4P-125HP KPVS | KPVS_8015-3/4_4P_125HP_11.69_BRZ | 4649.1 | 4649.1 | 18596.4 | 4 | 1 | 5 | G | KPVS_SplitCase | 10 | 8 | 10 | 16 | BranchMin10_BranchMax16 | 16 | 4 | 12 | 24 | HeaderMin12_HeaderMax24 | 18 | 6 | 24
815 | 95 | 8015-3/4-4P-125HP KPVS | KPVS_8015-3/4_4P_125HP_11.69_BRZ | 4649.1 | 4649.1 | 18596.4 | 4 | 1 | 5 | G | KPVS_SplitCase | 10 | 8 | 10 | 16 | BranchMin10_BranchMax16 | 16 | 4 | 12 | 24 | HeaderMin12_HeaderMax24 | 20 | 6 | 24
815 | 95 | 8015-3/4-4P-125HP KPVS | KPVS_8015-3/4_4P_125HP_11.69_BRZ | 4649.1 | 4649.1 | 18596.4 | 4 | 1 | 5 | G | KPVS_SplitCase | 10 | 8 | 10 | 16 | BranchMin10_BranchMax16 | 16 | 4 | 12 | 24 | HeaderMin12_HeaderMax24 | 24 | 6 | 24
816 | 96 | 8015-3/4-4P-150HP KPVS | KPVS_8015-3/4_4P_150HP_12.23_BRZ | 4862.4 | 4862.4 | 19449.6 | 4 | 1 | 5 | G | KPVS_SplitCase | 10 | 8 | 10 | 16 | BranchMin10_BranchMax16 | 10 | 4 | 12 | 24 | HeaderMin12_HeaderMax24 | 12 | 6 | 24
816 | 96 | 8015-3/4-4P-150HP KPVS | KPVS_8015-3/4_4P_150HP_12.23_BRZ | 4862.4 | 4862.4 | 19449.6 | 4 | 1 | 5 | G | KPVS_SplitCase | 10 | 8 | 10 | 16 | BranchMin10_BranchMax16 | 10 | 4 | 12 | 24 | HeaderMin12_HeaderMax24 | 14 | 6 | 24
816 | 96 | 8015-3/4-4P-150HP KPVS | KPVS_8015-3/4_4P_150HP_12.23_BRZ | 4862.4 | 4862.4 | 19449.6 | 4 | 1 | 5 | G | KPVS_SplitCase | 10 | 8 | 10 | 16 | BranchMin10_BranchMax16 | 10 | 4 | 12 | 24 | HeaderMin12_HeaderMax24 | 16 | 6 | 24
816 | 96 | 8015-3/4-4P-150HP KPVS | KPVS_8015-3/4_4P_150HP_12.23_BRZ | 4862.4 | 4862.4 | 19449.6 | 4 | 1 | 5 | G | KPVS_SplitCase | 10 | 8 | 10 | 16 | BranchMin10_BranchMax16 | 10 | 4 | 12 | 24 | HeaderMin12_HeaderMax24 | 18 | 6 | 24
816 | 96 | 8015-3/4-4P-150HP KPVS | KPVS_8015-3/4_4P_150HP_12.23_BRZ | 4862.4 | 4862.4 | 19449.6 | 4 | 1 | 5 | G | KPVS_SplitCase | 10 | 8 | 10 | 16 | BranchMin10_BranchMax16 | 10 | 4 | 12 | 24 | HeaderMin12_HeaderMax24 | 20 | 6 | 24
816 | 96 | 8015-3/4-4P-150HP KPVS | KPVS_8015-3/4_4P_150HP_12.23_BRZ | 4862.4 | 4862.4 | 19449.6 | 4 | 1 | 5 | G | KPVS_SplitCase | 10 | 8 | 10 | 16 | BranchMin10_BranchMax16 | 10 | 4 | 12 | 24 | HeaderMin12_HeaderMax24 | 24 | 6 | 24
816 | 96 | 8015-3/4-4P-150HP KPVS | KPVS_8015-3/4_4P_150HP_12.23_BRZ | 4862.4 | 4862.4 | 19449.6 | 4 | 1 | 5 | G | KPVS_SplitCase | 10 | 8 | 10 | 16 | BranchMin10_BranchMax16 | 12 | 4 | 12 | 24 | HeaderMin12_HeaderMax24 | 12 | 6 | 24 | [29 empty] | INVALID
816 | 96 | 8015-3/4-4P-150HP KPVS | KPVS_8015-3/4_4P_150HP_12.23_BRZ | 4862.4 | 4862.4 | 19449.6 | 4 | 1 | 5 | G | KPVS_SplitCase | 10 | 8 | 10 | 16 | BranchMin10_BranchMax16 | 12 | 4 | 12 | 24 | HeaderMin12_HeaderMax24 | 14 | 6 | 24
816 | 96 | 8015-3/4-4P-150HP KPVS | KPVS_8015-3/4_4P_150HP_12.23_BRZ | 4862.4 | 4862.4 | 19449.6 | 4 | 1 | 5 | G | KPVS_SplitCase | 10 | 8 | 10 | 16 | BranchMin10_BranchMax16 | 12 | 4 | 12 | 24 | HeaderMin12_HeaderMax24 | 16 | 6 | 24
816 | 96 | 8015-3/4-4P-150HP KPVS | KPVS_8015-3/4_4P_150HP_12.23_BRZ | 4862.4 | 4862.4 | 19449.6 | 4 | 1 | 5 | G | KPVS_SplitCase | 10 | 8 | 10 | 16 | BranchMin10_BranchMax16 | 12 | 4 | 12 | 24 | HeaderMin12_HeaderMax24 | 18 | 6 | 24
816 | 96 | 8015-3/4-4P-150HP KPVS | KPVS_8015-3/4_4P_150HP_12.23_BRZ | 4862.4 | 4862.4 | 19449.6 | 4 | 1 | 5 | G | KPVS_SplitCase | 10 | 8 | 10 | 16 | BranchMin10_BranchMax16 | 12 | 4 | 12 | 24 | HeaderMin12_HeaderMax24 | 20 | 6 | 24
816 | 96 | 8015-3/4-4P-150HP KPVS | KPVS_8015-3/4_4P_150HP_12.23_BRZ | 4862.4 | 4862.4 | 19449.6 | 4 | 1 | 5 | G | KPVS_SplitCase | 10 | 8 | 10 | 16 | BranchMin10_BranchMax16 | 12 | 4 | 12 | 24 | HeaderMin12_HeaderMax24 | 24 | 6 | 24
816 | 96 | 8015-3/4-4P-150HP KPVS | KPVS_8015-3/4_4P_150HP_12.23_BRZ | 4862.4 | 4862.4 | 19449.6 | 4 | 1 | 5 | G | KPVS_SplitCase | 10 | 8 | 10 | 16 | BranchMin10_BranchMax16 | 14 | 4 | 12 | 24 | HeaderMin12_HeaderMax24 | 12 | 6 | 24 | [29 empty] | INVALID
816 | 96 | 8015-3/4-4P-150HP KPVS | KPVS_8015-3/4_4P_150HP_12.23_BRZ | 4862.4 | 4862.4 | 19449.6 | 4 | 1 | 5 | G | KPVS_SplitCase | 10 | 8 | 10 | 16 | BranchMin10_BranchMax16 | 14 | 4 | 12 | 24 | HeaderMin12_HeaderMax24 | 14 | 6 | 24 | [29 empty] | INVALID
816 | 96 | 8015-3/4-4P-150HP KPVS | KPVS_8015-3/4_4P_150HP_12.23_BRZ | 4862.4 | 4862.4 | 19449.6 | 4 | 1 | 5 | G | KPVS_SplitCase | 10 | 8 | 10 | 16 | BranchMin10_BranchMax16 | 14 | 4 | 12 | 24 | HeaderMin12_HeaderMax24 | 16 | 6 | 24
816 | 96 | 8015-3/4-4P-150HP KPVS | KPVS_8015-3/4_4P_150HP_12.23_BRZ | 4862.4 | 4862.4 | 19449.6 | 4 | 1 | 5 | G | KPVS_SplitCase | 10 | 8 | 10 | 16 | BranchMin10_BranchMax16 | 14 | 4 | 12 | 24 | HeaderMin12_HeaderMax24 | 18 | 6 | 24
816 | 96 | 8015-3/4-4P-150HP KPVS | KPVS_8015-3/4_4P_150HP_12.23_BRZ | 4862.4 | 4862.4 | 19449.6 | 4 | 1 | 5 | G | KPVS_SplitCase | 10 | 8 | 10 | 16 | BranchMin10_BranchMax16 | 14 | 4 | 12 | 24 | HeaderMin12_HeaderMax24 | 20 | 6 | 24
816 | 96 | 8015-3/4-4P-150HP KPVS | KPVS_8015-3/4_4P_150HP_12.23_BRZ | 4862.4 | 4862.4 | 19449.6 | 4 | 1 | 5 | G | KPVS_SplitCase | 10 | 8 | 10 | 16 | BranchMin10_BranchMax16 | 14 | 4 | 12 | 24 | HeaderMin12_HeaderMax24 | 24 | 6 | 24
816 | 96 | 8015-3/4-4P-150HP KPVS | KPVS_8015-3/4_4P_150HP_12.23_BRZ | 4862.4 | 4862.4 | 19449.6 | 4 | 1 | 5 | G | KPVS_SplitCase | 10 | 8 | 10 | 16 | BranchMin10_BranchMax16 | 16 | 4 | 12 | 24 | HeaderMin12_HeaderMax24 | 12 | 6 | 24 | [29 empty] | INVALID
816 | 96 | 8015-3/4-4P-150HP KPVS | KPVS_8015-3/4_4P_150HP_12.23_BRZ | 4862.4 | 4862.4 | 19449.6 | 4 | 1 | 5 | G | KPVS_SplitCase | 10 | 8 | 10 | 16 | BranchMin10_BranchMax16 | 16 | 4 | 12 | 24 | HeaderMin12_HeaderMax24 | 14 | 6 | 24 | [29 empty] | INVALID
816 | 96 | 8015-3/4-4P-150HP KPVS | KPVS_8015-3/4_4P_150HP_12.23_BRZ | 4862.4 | 4862.4 | 19449.6 | 4 | 1 | 5 | G | KPVS_SplitCase | 10 | 8 | 10 | 16 | BranchMin10_BranchMax16 | 16 | 4 | 12 | 24 | HeaderMin12_HeaderMax24 | 16 | 6 | 24 | [29 empty] | INVALID
816 | 96 | 8015-3/4-4P-150HP KPVS | KPVS_8015-3/4_4P_150HP_12.23_BRZ | 4862.4 | 4862.4 | 19449.6 | 4 | 1 | 5 | G | KPVS_SplitCase | 10 | 8 | 10 | 16 | BranchMin10_BranchMax16 | 16 | 4 | 12 | 24 | HeaderMin12_HeaderMax24 | 18 | 6 | 24
816 | 96 | 8015-3/4-4P-150HP KPVS | KPVS_8015-3/4_4P_150HP_12.23_BRZ | 4862.4 | 4862.4 | 19449.6 | 4 | 1 | 5 | G | KPVS_SplitCase | 10 | 8 | 10 | 16 | BranchMin10_BranchMax16 | 16 | 4 | 12 | 24 | HeaderMin12_HeaderMax24 | 20 | 6 | 24
816 | 96 | 8015-3/4-4P-150HP KPVS | KPVS_8015-3/4_4P_150HP_12.23_BRZ | 4862.4 | 4862.4 | 19449.6 | 4 | 1 | 5 | G | KPVS_SplitCase | 10 | 8 | 10 | 16 | BranchMin10_BranchMax16 | 16 | 4 | 12 | 24 | HeaderMin12_HeaderMax24 | 24 | 6 | 24
817 | 97 | 8015-3/4-4P-200HP KPVS | KPVS_8015-3/4_4P_200HP_13.29_BRZ | 5297.1 | 5297.1 | 21188.4 | 4 | 1 | 5 | G | KPVS_SplitCase | 10 | 8 | 10 | 16 | BranchMin10_BranchMax16 | 10 | 4 | 12 | 24 | HeaderMin12_HeaderMax24 | 12 | 6 | 24
817 | 97 | 8015-3/4-4P-200HP KPVS | KPVS_8015-3/4_4P_200HP_13.29_BRZ | 5297.1 | 5297.1 | 21188.4 | 4 | 1 | 5 | G | KPVS_SplitCase | 10 | 8 | 10 | 16 | BranchMin10_BranchMax16 | 10 | 4 | 12 | 24 | HeaderMin12_HeaderMax24 | 14 | 6 | 24
817 | 97 | 8015-3/4-4P-200HP KPVS | KPVS_8015-3/4_4P_200HP_13.29_BRZ | 5297.1 | 5297.1 | 21188.4 | 4 | 1 | 5 | G | KPVS_SplitCase | 10 | 8 | 10 | 16 | BranchMin10_BranchMax16 | 10 | 4 | 12 | 24 | HeaderMin12_HeaderMax24 | 16 | 6 | 24
817 | 97 | 8015-3/4-4P-200HP KPVS | KPVS_8015-3/4_4P_200HP_13.29_BRZ | 5297.1 | 5297.1 | 21188.4 | 4 | 1 | 5 | G | KPVS_SplitCase | 10 | 8 | 10 | 16 | BranchMin10_BranchMax16 | 10 | 4 | 12 | 24 | HeaderMin12_HeaderMax24 | 18 | 6 | 24
817 | 97 | 8015-3/4-4P-200HP KPVS | KPVS_8015-3/4_4P_200HP_13.29_BRZ | 5297.1 | 5297.1 | 21188.4 | 4 | 1 | 5 | G | KPVS_SplitCase | 10 | 8 | 10 | 16 | BranchMin10_BranchMax16 | 10 | 4 | 12 | 24 | HeaderMin12_HeaderMax24 | 20 | 6 | 24
817 | 97 | 8015-3/4-4P-200HP KPVS | KPVS_8015-3/4_4P_200HP_13.29_BRZ | 5297.1 | 5297.1 | 21188.4 | 4 | 1 | 5 | G | KPVS_SplitCase | 10 | 8 | 10 | 16 | BranchMin10_BranchMax16 | 10 | 4 | 12 | 24 | HeaderMin12_HeaderMax24 | 24 | 6 | 24
817 | 97 | 8015-3/4-4P-200HP KPVS | KPVS_8015-3/4_4P_200HP_13.29_BRZ | 5297.1 | 5297.1 | 21188.4 | 4 | 1 | 5 | G | KPVS_SplitCase | 10 | 8 | 10 | 16 | BranchMin10_BranchMax16 | 12 | 4 | 12 | 24 | HeaderMin12_HeaderMax24 | 12 | 6 | 24 | [29 empty] | INVALID
817 | 97 | 8015-3/4-4P-200HP KPVS | KPVS_8015-3/4_4P_200HP_13.29_BRZ | 5297.1 | 5297.1 | 21188.4 | 4 | 1 | 5 | G | KPVS_SplitCase | 10 | 8 | 10 | 16 | BranchMin10_BranchMax16 | 12 | 4 | 12 | 24 | HeaderMin12_HeaderMax24 | 14 | 6 | 24
817 | 97 | 8015-3/4-4P-200HP KPVS | KPVS_8015-3/4_4P_200HP_13.29_BRZ | 5297.1 | 5297.1 | 21188.4 | 4 | 1 | 5 | G | KPVS_SplitCase | 10 | 8 | 10 | 16 | BranchMin10_BranchMax16 | 12 | 4 | 12 | 24 | HeaderMin12_HeaderMax24 | 16 | 6 | 24
817 | 97 | 8015-3/4-4P-200HP KPVS | KPVS_8015-3/4_4P_200HP_13.29_BRZ | 5297.1 | 5297.1 | 21188.4 | 4 | 1 | 5 | G | KPVS_SplitCase | 10 | 8 | 10 | 16 | BranchMin10_BranchMax16 | 12 | 4 | 12 | 24 | HeaderMin12_HeaderMax24 | 18 | 6 | 24
817 | 97 | 8015-3/4-4P-200HP KPVS | KPVS_8015-3/4_4P_200HP_13.29_BRZ | 5297.1 | 5297.1 | 21188.4 | 4 | 1 | 5 | G | KPVS_SplitCase | 10 | 8 | 10 | 16 | BranchMin10_BranchMax16 | 12 | 4 | 12 | 24 | HeaderMin12_HeaderMax24 | 20 | 6 | 24
817 | 97 | 8015-3/4-4P-200HP KPVS | KPVS_8015-3/4_4P_200HP_13.29_BRZ | 5297.1 | 5297.1 | 21188.4 | 4 | 1 | 5 | G | KPVS_SplitCase | 10 | 8 | 10 | 16 | BranchMin10_BranchMax16 | 12 | 4 | 12 | 24 | HeaderMin12_HeaderMax24 | 24 | 6 | 24
817 | 97 | 8015-3/4-4P-200HP KPVS | KPVS_8015-3/4_4P_200HP_13.29_BRZ | 5297.1 | 5297.1 | 21188.4 | 4 | 1 | 5 | G | KPVS_SplitCase | 10 | 8 | 10 | 16 | BranchMin10_BranchMax16 | 14 | 4 | 12 | 24 | HeaderMin12_HeaderMax24 | 12 | 6 | 24 | [29 empty] | INVALID
817 | 97 | 8015-3/4-4P-200HP KPVS | KPVS_8015-3/4_4P_200HP_13.29_BRZ | 5297.1 | 5297.1 | 21188.4 | 4 | 1 | 5 | G | KPVS_SplitCase | 10 | 8 | 10 | 16 | BranchMin10_BranchMax16 | 14 | 4 | 12 | 24 | HeaderMin12_HeaderMax24 | 14 | 6 | 24 | [29 empty] | INVALID
817 | 97 | 8015-3/4-4P-200HP KPVS | KPVS_8015-3/4_4P_200HP_13.29_BRZ | 5297.1 | 5297.1 | 21188.4 | 4 | 1 | 5 | G | KPVS_SplitCase | 10 | 8 | 10 | 16 | BranchMin10_BranchMax16 | 14 | 4 | 12 | 24 | HeaderMin12_HeaderMax24 | 16 | 6 | 24
817 | 97 | 8015-3/4-4P-200HP KPVS | KPVS_8015-3/4_4P_200HP_13.29_BRZ | 5297.1 | 5297.1 | 21188.4 | 4 | 1 | 5 | G | KPVS_SplitCase | 10 | 8 | 10 | 16 | BranchMin10_BranchMax16 | 14 | 4 | 12 | 24 | HeaderMin12_HeaderMax24 | 18 | 6 | 24
817 | 97 | 8015-3/4-4P-200HP KPVS | KPVS_8015-3/4_4P_200HP_13.29_BRZ | 5297.1 | 5297.1 | 21188.4 | 4 | 1 | 5 | G | KPVS_SplitCase | 10 | 8 | 10 | 16 | BranchMin10_BranchMax16 | 14 | 4 | 12 | 24 | HeaderMin12_HeaderMax24 | 20 | 6 | 24
817 | 97 | 8015-3/4-4P-200HP KPVS | KPVS_8015-3/4_4P_200HP_13.29_BRZ | 5297.1 | 5297.1 | 21188.4 | 4 | 1 | 5 | G | KPVS_SplitCase | 10 | 8 | 10 | 16 | BranchMin10_BranchMax16 | 14 | 4 | 12 | 24 | HeaderMin12_HeaderMax24 | 24 | 6 | 24
817 | 97 | 8015-3/4-4P-200HP KPVS | KPVS_8015-3/4_4P_200HP_13.29_BRZ | 5297.1 | 5297.1 | 21188.4 | 4 | 1 | 5 | G | KPVS_SplitCase | 10 | 8 | 10 | 16 | BranchMin10_BranchMax16 | 16 | 4 | 12 | 24 | HeaderMin12_HeaderMax24 | 12 | 6 | 24 | [29 empty] | INVALID
817 | 97 | 8015-3/4-4P-200HP KPVS | KPVS_8015-3/4_4P_200HP_13.29_BRZ | 5297.1 | 5297.1 | 21188.4 | 4 | 1 | 5 | G | KPVS_SplitCase | 10 | 8 | 10 | 16 | BranchMin10_BranchMax16 | 16 | 4 | 12 | 24 | HeaderMin12_HeaderMax24 | 14 | 6 | 24 | [29 empty] | INVALID
817 | 97 | 8015-3/4-4P-200HP KPVS | KPVS_8015-3/4_4P_200HP_13.29_BRZ | 5297.1 | 5297.1 | 21188.4 | 4 | 1 | 5 | G | KPVS_SplitCase | 10 | 8 | 10 | 16 | BranchMin10_BranchMax16 | 16 | 4 | 12 | 24 | HeaderMin12_HeaderMax24 | 16 | 6 | 24 | [29 empty] | INVALID
817 | 97 | 8015-3/4-4P-200HP KPVS | KPVS_8015-3/4_4P_200HP_13.29_BRZ | 5297.1 | 5297.1 | 21188.4 | 4 | 1 | 5 | G | KPVS_SplitCase | 10 | 8 | 10 | 16 | BranchMin10_BranchMax16 | 16 | 4 | 12 | 24 | HeaderMin12_HeaderMax24 | 18 | 6 | 24
817 | 97 | 8015-3/4-4P-200HP KPVS | KPVS_8015-3/4_4P_200HP_13.29_BRZ | 5297.1 | 5297.1 | 21188.4 | 4 | 1 | 5 | G | KPVS_SplitCase | 10 | 8 | 10 | 16 | BranchMin10_BranchMax16 | 16 | 4 | 12 | 24 | HeaderMin12_HeaderMax24 | 20 | 6 | 24
817 | 97 | 8015-3/4-4P-200HP KPVS | KPVS_8015-3/4_4P_200HP_13.29_BRZ | 5297.1 | 5297.1 | 21188.4 | 4 | 1 | 5 | G | KPVS_SplitCase | 10 | 8 | 10 | 16 | BranchMin10_BranchMax16 | 16 | 4 | 12 | 24 | HeaderMin12_HeaderMax24 | 24 | 6 | 24
818 | 98 | 8015-3/4-4P-250HP KPVS | KPVS_8015-3/4_4P_250HP_14.19_BRZ | 5667.9 | 5667.9 | 22671.6 | 4 | 1 | 5 | G | KPVS_SplitCase | 10 | 8 | 10 | 18 | BranchMin10_BranchMax18 | 10 | 5 | 12 | 24 | HeaderMin12_HeaderMax24 | 12 | 6 | 30
818 | 98 | 8015-3/4-4P-250HP KPVS | KPVS_8015-3/4_4P_250HP_14.19_BRZ | 5667.9 | 5667.9 | 22671.6 | 4 | 1 | 5 | G | KPVS_SplitCase | 10 | 8 | 10 | 18 | BranchMin10_BranchMax18 | 10 | 5 | 12 | 24 | HeaderMin12_HeaderMax24 | 14 | 6 | 30
818 | 98 | 8015-3/4-4P-250HP KPVS | KPVS_8015-3/4_4P_250HP_14.19_BRZ | 5667.9 | 5667.9 | 22671.6 | 4 | 1 | 5 | G | KPVS_SplitCase | 10 | 8 | 10 | 18 | BranchMin10_BranchMax18 | 10 | 5 | 12 | 24 | HeaderMin12_HeaderMax24 | 16 | 6 | 30
818 | 98 | 8015-3/4-4P-250HP KPVS | KPVS_8015-3/4_4P_250HP_14.19_BRZ | 5667.9 | 5667.9 | 22671.6 | 4 | 1 | 5 | G | KPVS_SplitCase | 10 | 8 | 10 | 18 | BranchMin10_BranchMax18 | 10 | 5 | 12 | 24 | HeaderMin12_HeaderMax24 | 18 | 6 | 30
818 | 98 | 8015-3/4-4P-250HP KPVS | KPVS_8015-3/4_4P_250HP_14.19_BRZ | 5667.9 | 5667.9 | 22671.6 | 4 | 1 | 5 | G | KPVS_SplitCase | 10 | 8 | 10 | 18 | BranchMin10_BranchMax18 | 10 | 5 | 12 | 24 | HeaderMin12_HeaderMax24 | 20 | 6 | 30
818 | 98 | 8015-3/4-4P-250HP KPVS | KPVS_8015-3/4_4P_250HP_14.19_BRZ | 5667.9 | 5667.9 | 22671.6 | 4 | 1 | 5 | G | KPVS_SplitCase | 10 | 8 | 10 | 18 | BranchMin10_BranchMax18 | 10 | 5 | 12 | 24 | HeaderMin12_HeaderMax24 | 24 | 6 | 30
818 | 98 | 8015-3/4-4P-250HP KPVS | KPVS_8015-3/4_4P_250HP_14.19_BRZ | 5667.9 | 5667.9 | 22671.6 | 4 | 1 | 5 | G | KPVS_SplitCase | 10 | 8 | 10 | 18 | BranchMin10_BranchMax18 | 12 | 5 | 12 | 24 | HeaderMin12_HeaderMax24 | 12 | 6 | 30 | [29 empty] | INVALID
818 | 98 | 8015-3/4-4P-250HP KPVS | KPVS_8015-3/4_4P_250HP_14.19_BRZ | 5667.9 | 5667.9 | 22671.6 | 4 | 1 | 5 | G | KPVS_SplitCase | 10 | 8 | 10 | 18 | BranchMin10_BranchMax18 | 12 | 5 | 12 | 24 | HeaderMin12_HeaderMax24 | 14 | 6 | 30
818 | 98 | 8015-3/4-4P-250HP KPVS | KPVS_8015-3/4_4P_250HP_14.19_BRZ | 5667.9 | 5667.9 | 22671.6 | 4 | 1 | 5 | G | KPVS_SplitCase | 10 | 8 | 10 | 18 | BranchMin10_BranchMax18 | 12 | 5 | 12 | 24 | HeaderMin12_HeaderMax24 | 16 | 6 | 30
818 | 98 | 8015-3/4-4P-250HP KPVS | KPVS_8015-3/4_4P_250HP_14.19_BRZ | 5667.9 | 5667.9 | 22671.6 | 4 | 1 | 5 | G | KPVS_SplitCase | 10 | 8 | 10 | 18 | BranchMin10_BranchMax18 | 12 | 5 | 12 | 24 | HeaderMin12_HeaderMax24 | 18 | 6 | 30
818 | 98 | 8015-3/4-4P-250HP KPVS | KPVS_8015-3/4_4P_250HP_14.19_BRZ | 5667.9 | 5667.9 | 22671.6 | 4 | 1 | 5 | G | KPVS_SplitCase | 10 | 8 | 10 | 18 | BranchMin10_BranchMax18 | 12 | 5 | 12 | 24 | HeaderMin12_HeaderMax24 | 20 | 6 | 30
818 | 98 | 8015-3/4-4P-250HP KPVS | KPVS_8015-3/4_4P_250HP_14.19_BRZ | 5667.9 | 5667.9 | 22671.6 | 4 | 1 | 5 | G | KPVS_SplitCase | 10 | 8 | 10 | 18 | BranchMin10_BranchMax18 | 12 | 5 | 12 | 24 | HeaderMin12_HeaderMax24 | 24 | 6 | 30
818 | 98 | 8015-3/4-4P-250HP KPVS | KPVS_8015-3/4_4P_250HP_14.19_BRZ | 5667.9 | 5667.9 | 22671.6 | 4 | 1 | 5 | G | KPVS_SplitCase | 10 | 8 | 10 | 18 | BranchMin10_BranchMax18 | 14 | 5 | 12 | 24 | HeaderMin12_HeaderMax24 | 12 | 6 | 30 | [29 empty] | INVALID
818 | 98 | 8015-3/4-4P-250HP KPVS | KPVS_8015-3/4_4P_250HP_14.19_BRZ | 5667.9 | 5667.9 | 22671.6 | 4 | 1 | 5 | G | KPVS_SplitCase | 10 | 8 | 10 | 18 | BranchMin10_BranchMax18 | 14 | 5 | 12 | 24 | HeaderMin12_HeaderMax24 | 14 | 6 | 30 | [29 empty] | INVALID
818 | 98 | 8015-3/4-4P-250HP KPVS | KPVS_8015-3/4_4P_250HP_14.19_BRZ | 5667.9 | 5667.9 | 22671.6 | 4 | 1 | 5 | G | KPVS_SplitCase | 10 | 8 | 10 | 18 | BranchMin10_BranchMax18 | 14 | 5 | 12 | 24 | HeaderMin12_HeaderMax24 | 16 | 6 | 30
818 | 98 | 8015-3/4-4P-250HP KPVS | KPVS_8015-3/4_4P_250HP_14.19_BRZ | 5667.9 | 5667.9 | 22671.6 | 4 | 1 | 5 | G | KPVS_SplitCase | 10 | 8 | 10 | 18 | BranchMin10_BranchMax18 | 14 | 5 | 12 | 24 | HeaderMin12_HeaderMax24 | 18 | 6 | 30
818 | 98 | 8015-3/4-4P-250HP KPVS | KPVS_8015-3/4_4P_250HP_14.19_BRZ | 5667.9 | 5667.9 | 22671.6 | 4 | 1 | 5 | G | KPVS_SplitCase | 10 | 8 | 10 | 18 | BranchMin10_BranchMax18 | 14 | 5 | 12 | 24 | HeaderMin12_HeaderMax24 | 20 | 6 | 30
818 | 98 | 8015-3/4-4P-250HP KPVS | KPVS_8015-3/4_4P_250HP_14.19_BRZ | 5667.9 | 5667.9 | 22671.6 | 4 | 1 | 5 | G | KPVS_SplitCase | 10 | 8 | 10 | 18 | BranchMin10_BranchMax18 | 14 | 5 | 12 | 24 | HeaderMin12_HeaderMax24 | 24 | 6 | 30
818 | 98 | 8015-3/4-4P-250HP KPVS | KPVS_8015-3/4_4P_250HP_14.19_BRZ | 5667.9 | 5667.9 | 22671.6 | 4 | 1 | 5 | G | KPVS_SplitCase | 10 | 8 | 10 | 18 | BranchMin10_BranchMax18 | 16 | 5 | 12 | 24 | HeaderMin12_HeaderMax24 | 12 | 6 | 30 | [29 empty] | INVALID
818 | 98 | 8015-3/4-4P-250HP KPVS | KPVS_8015-3/4_4P_250HP_14.19_BRZ | 5667.9 | 5667.9 | 22671.6 | 4 | 1 | 5 | G | KPVS_SplitCase | 10 | 8 | 10 | 18 | BranchMin10_BranchMax18 | 16 | 5 | 12 | 24 | HeaderMin12_HeaderMax24 | 14 | 6 | 30 | [29 empty] | INVALID
818 | 98 | 8015-3/4-4P-250HP KPVS | KPVS_8015-3/4_4P_250HP_14.19_BRZ | 5667.9 | 5667.9 | 22671.6 | 4 | 1 | 5 | G | KPVS_SplitCase | 10 | 8 | 10 | 18 | BranchMin10_BranchMax18 | 16 | 5 | 12 | 24 | HeaderMin12_HeaderMax24 | 16 | 6 | 30 | [29 empty] | INVALID
818 | 98 | 8015-3/4-4P-250HP KPVS | KPVS_8015-3/4_4P_250HP_14.19_BRZ | 5667.9 | 5667.9 | 22671.6 | 4 | 1 | 5 | G | KPVS_SplitCase | 10 | 8 | 10 | 18 | BranchMin10_BranchMax18 | 16 | 5 | 12 | 24 | HeaderMin12_HeaderMax24 | 18 | 6 | 30
818 | 98 | 8015-3/4-4P-250HP KPVS | KPVS_8015-3/4_4P_250HP_14.19_BRZ | 5667.9 | 5667.9 | 22671.6 | 4 | 1 | 5 | G | KPVS_SplitCase | 10 | 8 | 10 | 18 | BranchMin10_BranchMax18 | 16 | 5 | 12 | 24 | HeaderMin12_HeaderMax24 | 20 | 6 | 30
818 | 98 | 8015-3/4-4P-250HP KPVS | KPVS_8015-3/4_4P_250HP_14.19_BRZ | 5667.9 | 5667.9 | 22671.6 | 4 | 1 | 5 | G | KPVS_SplitCase | 10 | 8 | 10 | 18 | BranchMin10_BranchMax18 | 16 | 5 | 12 | 24 | HeaderMin12_HeaderMax24 | 24 | 6 | 30
818 | 98 | 8015-3/4-4P-250HP KPVS | KPVS_8015-3/4_4P_250HP_14.19_BRZ | 5667.9 | 5667.9 | 22671.6 | 4 | 1 | 5 | G | KPVS_SplitCase | 10 | 8 | 10 | 18 | BranchMin10_BranchMax18 | 18 | 5 | 12 | 24 | HeaderMin12_HeaderMax24 | 12 | 6 | 30 | [29 empty] | INVALID
818 | 98 | 8015-3/4-4P-250HP KPVS | KPVS_8015-3/4_4P_250HP_14.19_BRZ | 5667.9 | 5667.9 | 22671.6 | 4 | 1 | 5 | G | KPVS_SplitCase | 10 | 8 | 10 | 18 | BranchMin10_BranchMax18 | 18 | 5 | 12 | 24 | HeaderMin12_HeaderMax24 | 14 | 6 | 30 | [29 empty] | INVALID
818 | 98 | 8015-3/4-4P-250HP KPVS | KPVS_8015-3/4_4P_250HP_14.19_BRZ | 5667.9 | 5667.9 | 22671.6 | 4 | 1 | 5 | G | KPVS_SplitCase | 10 | 8 | 10 | 18 | BranchMin10_BranchMax18 | 18 | 5 | 12 | 24 | HeaderMin12_HeaderMax24 | 16 | 6 | 30 | [29 empty] | INVALID
818 | 98 | 8015-3/4-4P-250HP KPVS | KPVS_8015-3/4_4P_250HP_14.19_BRZ | 5667.9 | 5667.9 | 22671.6 | 4 | 1 | 5 | G | KPVS_SplitCase | 10 | 8 | 10 | 18 | BranchMin10_BranchMax18 | 18 | 5 | 12 | 24 | HeaderMin12_HeaderMax24 | 18 | 6 | 30 | [29 empty] | INVALID
818 | 98 | 8015-3/4-4P-250HP KPVS | KPVS_8015-3/4_4P_250HP_14.19_BRZ | 5667.9 | 5667.9 | 22671.6 | 4 | 1 | 5 | G | KPVS_SplitCase | 10 | 8 | 10 | 18 | BranchMin10_BranchMax18 | 18 | 5 | 12 | 24 | HeaderMin12_HeaderMax24 | 20 | 6 | 30
818 | 98 | 8015-3/4-4P-250HP KPVS | KPVS_8015-3/4_4P_250HP_14.19_BRZ | 5667.9 | 5667.9 | 22671.6 | 4 | 1 | 5 | G | KPVS_SplitCase | 10 | 8 | 10 | 18 | BranchMin10_BranchMax18 | 18 | 5 | 12 | 24 | HeaderMin12_HeaderMax24 | 24 | 6 | 30
819 | 99 | 8015-3/4-4P-300HP KPVS | KPVS_8015-3/4_4P_300HP_15.00_BRZ | 6000 | 6000 | 24000 | 4 | 1 | 5 | G | KPVS_SplitCase | 10 | 8 | 10 | 18 | BranchMin10_BranchMax18 | 10 | 5 | 12 | 24 | HeaderMin12_HeaderMax24 | 12 | 6 | 30
819 | 99 | 8015-3/4-4P-300HP KPVS | KPVS_8015-3/4_4P_300HP_15.00_BRZ | 6000 | 6000 | 24000 | 4 | 1 | 5 | G | KPVS_SplitCase | 10 | 8 | 10 | 18 | BranchMin10_BranchMax18 | 10 | 5 | 12 | 24 | HeaderMin12_HeaderMax24 | 14 | 6 | 30
819 | 99 | 8015-3/4-4P-300HP KPVS | KPVS_8015-3/4_4P_300HP_15.00_BRZ | 6000 | 6000 | 24000 | 4 | 1 | 5 | G | KPVS_SplitCase | 10 | 8 | 10 | 18 | BranchMin10_BranchMax18 | 10 | 5 | 12 | 24 | HeaderMin12_HeaderMax24 | 16 | 6 | 30
819 | 99 | 8015-3/4-4P-300HP KPVS | KPVS_8015-3/4_4P_300HP_15.00_BRZ | 6000 | 6000 | 24000 | 4 | 1 | 5 | G | KPVS_SplitCase | 10 | 8 | 10 | 18 | BranchMin10_BranchMax18 | 10 | 5 | 12 | 24 | HeaderMin12_HeaderMax24 | 18 | 6 | 30
819 | 99 | 8015-3/4-4P-300HP KPVS | KPVS_8015-3/4_4P_300HP_15.00_BRZ | 6000 | 6000 | 24000 | 4 | 1 | 5 | G | KPVS_SplitCase | 10 | 8 | 10 | 18 | BranchMin10_BranchMax18 | 10 | 5 | 12 | 24 | HeaderMin12_HeaderMax24 | 20 | 6 | 30
819 | 99 | 8015-3/4-4P-300HP KPVS | KPVS_8015-3/4_4P_300HP_15.00_BRZ | 6000 | 6000 | 24000 | 4 | 1 | 5 | G | KPVS_SplitCase | 10 | 8 | 10 | 18 | BranchMin10_BranchMax18 | 10 | 5 | 12 | 24 | HeaderMin12_HeaderMax24 | 24 | 6 | 30
819 | 99 | 8015-3/4-4P-300HP KPVS | KPVS_8015-3/4_4P_300HP_15.00_BRZ | 6000 | 6000 | 24000 | 4 | 1 | 5 | G | KPVS_SplitCase | 10 | 8 | 10 | 18 | BranchMin10_BranchMax18 | 12 | 5 | 12 | 24 | HeaderMin12_HeaderMax24 | 12 | 6 | 30 | [29 empty] | INVALID
819 | 99 | 8015-3/4-4P-300HP KPVS | KPVS_8015-3/4_4P_300HP_15.00_BRZ | 6000 | 6000 | 24000 | 4 | 1 | 5 | G | KPVS_SplitCase | 10 | 8 | 10 | 18 | BranchMin10_BranchMax18 | 12 | 5 | 12 | 24 | HeaderMin12_HeaderMax24 | 14 | 6 | 30
819 | 99 | 8015-3/4-4P-300HP KPVS | KPVS_8015-3/4_4P_300HP_15.00_BRZ | 6000 | 6000 | 24000 | 4 | 1 | 5 | G | KPVS_SplitCase | 10 | 8 | 10 | 18 | BranchMin10_BranchMax18 | 12 | 5 | 12 | 24 | HeaderMin12_HeaderMax24 | 16 | 6 | 30
819 | 99 | 8015-3/4-4P-300HP KPVS | KPVS_8015-3/4_4P_300HP_15.00_BRZ | 6000 | 6000 | 24000 | 4 | 1 | 5 | G | KPVS_SplitCase | 10 | 8 | 10 | 18 | BranchMin10_BranchMax18 | 12 | 5 | 12 | 24 | HeaderMin12_HeaderMax24 | 18 | 6 | 30
819 | 99 | 8015-3/4-4P-300HP KPVS | KPVS_8015-3/4_4P_300HP_15.00_BRZ | 6000 | 6000 | 24000 | 4 | 1 | 5 | G | KPVS_SplitCase | 10 | 8 | 10 | 18 | BranchMin10_BranchMax18 | 12 | 5 | 12 | 24 | HeaderMin12_HeaderMax24 | 20 | 6 | 30
819 | 99 | 8015-3/4-4P-300HP KPVS | KPVS_8015-3/4_4P_300HP_15.00_BRZ | 6000 | 6000 | 24000 | 4 | 1 | 5 | G | KPVS_SplitCase | 10 | 8 | 10 | 18 | BranchMin10_BranchMax18 | 12 | 5 | 12 | 24 | HeaderMin12_HeaderMax24 | 24 | 6 | 30
819 | 99 | 8015-3/4-4P-300HP KPVS | KPVS_8015-3/4_4P_300HP_15.00_BRZ | 6000 | 6000 | 24000 | 4 | 1 | 5 | G | KPVS_SplitCase | 10 | 8 | 10 | 18 | BranchMin10_BranchMax18 | 14 | 5 | 12 | 24 | HeaderMin12_HeaderMax24 | 12 | 6 | 30 | [29 empty] | INVALID
819 | 99 | 8015-3/4-4P-300HP KPVS | KPVS_8015-3/4_4P_300HP_15.00_BRZ | 6000 | 6000 | 24000 | 4 | 1 | 5 | G | KPVS_SplitCase | 10 | 8 | 10 | 18 | BranchMin10_BranchMax18 | 14 | 5 | 12 | 24 | HeaderMin12_HeaderMax24 | 14 | 6 | 30 | [29 empty] | INVALID
819 | 99 | 8015-3/4-4P-300HP KPVS | KPVS_8015-3/4_4P_300HP_15.00_BRZ | 6000 | 6000 | 24000 | 4 | 1 | 5 | G | KPVS_SplitCase | 10 | 8 | 10 | 18 | BranchMin10_BranchMax18 | 14 | 5 | 12 | 24 | HeaderMin12_HeaderMax24 | 16 | 6 | 30
819 | 99 | 8015-3/4-4P-300HP KPVS | KPVS_8015-3/4_4P_300HP_15.00_BRZ | 6000 | 6000 | 24000 | 4 | 1 | 5 | G | KPVS_SplitCase | 10 | 8 | 10 | 18 | BranchMin10_BranchMax18 | 14 | 5 | 12 | 24 | HeaderMin12_HeaderMax24 | 18 | 6 | 30
819 | 99 | 8015-3/4-4P-300HP KPVS | KPVS_8015-3/4_4P_300HP_15.00_BRZ | 6000 | 6000 | 24000 | 4 | 1 | 5 | G | KPVS_SplitCase | 10 | 8 | 10 | 18 | BranchMin10_BranchMax18 | 14 | 5 | 12 | 24 | HeaderMin12_HeaderMax24 | 20 | 6 | 30
819 | 99 | 8015-3/4-4P-300HP KPVS | KPVS_8015-3/4_4P_300HP_15.00_BRZ | 6000 | 6000 | 24000 | 4 | 1 | 5 | G | KPVS_SplitCase | 10 | 8 | 10 | 18 | BranchMin10_BranchMax18 | 14 | 5 | 12 | 24 | HeaderMin12_HeaderMax24 | 24 | 6 | 30
819 | 99 | 8015-3/4-4P-300HP KPVS | KPVS_8015-3/4_4P_300HP_15.00_BRZ | 6000 | 6000 | 24000 | 4 | 1 | 5 | G | KPVS_SplitCase | 10 | 8 | 10 | 18 | BranchMin10_BranchMax18 | 16 | 5 | 12 | 24 | HeaderMin12_HeaderMax24 | 12 | 6 | 30 | [29 empty] | INVALID
819 | 99 | 8015-3/4-4P-300HP KPVS | KPVS_8015-3/4_4P_300HP_15.00_BRZ | 6000 | 6000 | 24000 | 4 | 1 | 5 | G | KPVS_SplitCase | 10 | 8 | 10 | 18 | BranchMin10_BranchMax18 | 16 | 5 | 12 | 24 | HeaderMin12_HeaderMax24 | 14 | 6 | 30 | [29 empty] | INVALID
819 | 99 | 8015-3/4-4P-300HP KPVS | KPVS_8015-3/4_4P_300HP_15.00_BRZ | 6000 | 6000 | 24000 | 4 | 1 | 5 | G | KPVS_SplitCase | 10 | 8 | 10 | 18 | BranchMin10_BranchMax18 | 16 | 5 | 12 | 24 | HeaderMin12_HeaderMax24 | 16 | 6 | 30 | [29 empty] | INVALID
819 | 99 | 8015-3/4-4P-300HP KPVS | KPVS_8015-3/4_4P_300HP_15.00_BRZ | 6000 | 6000 | 24000 | 4 | 1 | 5 | G | KPVS_SplitCase | 10 | 8 | 10 | 18 | BranchMin10_BranchMax18 | 16 | 5 | 12 | 24 | HeaderMin12_HeaderMax24 | 18 | 6 | 30
819 | 99 | 8015-3/4-4P-300HP KPVS | KPVS_8015-3/4_4P_300HP_15.00_BRZ | 6000 | 6000 | 24000 | 4 | 1 | 5 | G | KPVS_SplitCase | 10 | 8 | 10 | 18 | BranchMin10_BranchMax18 | 16 | 5 | 12 | 24 | HeaderMin12_HeaderMax24 | 20 | 6 | 30
819 | 99 | 8015-3/4-4P-300HP KPVS | KPVS_8015-3/4_4P_300HP_15.00_BRZ | 6000 | 6000 | 24000 | 4 | 1 | 5 | G | KPVS_SplitCase | 10 | 8 | 10 | 18 | BranchMin10_BranchMax18 | 16 | 5 | 12 | 24 | HeaderMin12_HeaderMax24 | 24 | 6 | 30
819 | 99 | 8015-3/4-4P-300HP KPVS | KPVS_8015-3/4_4P_300HP_15.00_BRZ | 6000 | 6000 | 24000 | 4 | 1 | 5 | G | KPVS_SplitCase | 10 | 8 | 10 | 18 | BranchMin10_BranchMax18 | 18 | 5 | 12 | 24 | HeaderMin12_HeaderMax24 | 12 | 6 | 30 | [29 empty] | INVALID
819 | 99 | 8015-3/4-4P-300HP KPVS | KPVS_8015-3/4_4P_300HP_15.00_BRZ | 6000 | 6000 | 24000 | 4 | 1 | 5 | G | KPVS_SplitCase | 10 | 8 | 10 | 18 | BranchMin10_BranchMax18 | 18 | 5 | 12 | 24 | HeaderMin12_HeaderMax24 | 14 | 6 | 30 | [29 empty] | INVALID
819 | 99 | 8015-3/4-4P-300HP KPVS | KPVS_8015-3/4_4P_300HP_15.00_BRZ | 6000 | 6000 | 24000 | 4 | 1 | 5 | G | KPVS_SplitCase | 10 | 8 | 10 | 18 | BranchMin10_BranchMax18 | 18 | 5 | 12 | 24 | HeaderMin12_HeaderMax24 | 16 | 6 | 30 | [29 empty] | INVALID
819 | 99 | 8015-3/4-4P-300HP KPVS | KPVS_8015-3/4_4P_300HP_15.00_BRZ | 6000 | 6000 | 24000 | 4 | 1 | 5 | G | KPVS_SplitCase | 10 | 8 | 10 | 18 | BranchMin10_BranchMax18 | 18 | 5 | 12 | 24 | HeaderMin12_HeaderMax24 | 18 | 6 | 30 | [29 empty] | INVALID
819 | 99 | 8015-3/4-4P-300HP KPVS | KPVS_8015-3/4_4P_300HP_15.00_BRZ | 6000 | 6000 | 24000 | 4 | 1 | 5 | G | KPVS_SplitCase | 10 | 8 | 10 | 18 | BranchMin10_BranchMax18 | 18 | 5 | 12 | 24 | HeaderMin12_HeaderMax24 | 20 | 6 | 30
819 | 99 | 8015-3/4-4P-300HP KPVS | KPVS_8015-3/4_4P_300HP_15.00_BRZ | 6000 | 6000 | 24000 | 4 | 1 | 5 | G | KPVS_SplitCase | 10 | 8 | 10 | 18 | BranchMin10_BranchMax18 | 18 | 5 | 12 | 24 | HeaderMin12_HeaderMax24 | 24 | 6 | 30
820 | 100 | 8020-5/6-4P-250HP KPVS | KPVS_8020-5/6_4P_250HP_14.05_BRZ | 5650.2 | 5650.2 | 22600.8 | 4 | 1 | 5 | G | KPVS_SplitCase | 12 | 8 | 12 | 18 | BranchMin12_BranchMax18 | 12 | 4 | 14 | 24 | HeaderMin14_HeaderMax24 | 14 | 5 | 20
820 | 100 | 8020-5/6-4P-250HP KPVS | KPVS_8020-5/6_4P_250HP_14.05_BRZ | 5650.2 | 5650.2 | 22600.8 | 4 | 1 | 5 | G | KPVS_SplitCase | 12 | 8 | 12 | 18 | BranchMin12_BranchMax18 | 12 | 4 | 14 | 24 | HeaderMin14_HeaderMax24 | 16 | 5 | 20
820 | 100 | 8020-5/6-4P-250HP KPVS | KPVS_8020-5/6_4P_250HP_14.05_BRZ | 5650.2 | 5650.2 | 22600.8 | 4 | 1 | 5 | G | KPVS_SplitCase | 12 | 8 | 12 | 18 | BranchMin12_BranchMax18 | 12 | 4 | 14 | 24 | HeaderMin14_HeaderMax24 | 18 | 5 | 20
820 | 100 | 8020-5/6-4P-250HP KPVS | KPVS_8020-5/6_4P_250HP_14.05_BRZ | 5650.2 | 5650.2 | 22600.8 | 4 | 1 | 5 | G | KPVS_SplitCase | 12 | 8 | 12 | 18 | BranchMin12_BranchMax18 | 12 | 4 | 14 | 24 | HeaderMin14_HeaderMax24 | 20 | 5 | 20
820 | 100 | 8020-5/6-4P-250HP KPVS | KPVS_8020-5/6_4P_250HP_14.05_BRZ | 5650.2 | 5650.2 | 22600.8 | 4 | 1 | 5 | G | KPVS_SplitCase | 12 | 8 | 12 | 18 | BranchMin12_BranchMax18 | 12 | 4 | 14 | 24 | HeaderMin14_HeaderMax24 | 24 | 5 | 20
820 | 100 | 8020-5/6-4P-250HP KPVS | KPVS_8020-5/6_4P_250HP_14.05_BRZ | 5650.2 | 5650.2 | 22600.8 | 4 | 1 | 5 | G | KPVS_SplitCase | 12 | 8 | 12 | 18 | BranchMin12_BranchMax18 | 14 | 4 | 14 | 24 | HeaderMin14_HeaderMax24 | 14 | 5 | 20 | [29 empty] | INVALID
820 | 100 | 8020-5/6-4P-250HP KPVS | KPVS_8020-5/6_4P_250HP_14.05_BRZ | 5650.2 | 5650.2 | 22600.8 | 4 | 1 | 5 | G | KPVS_SplitCase | 12 | 8 | 12 | 18 | BranchMin12_BranchMax18 | 14 | 4 | 14 | 24 | HeaderMin14_HeaderMax24 | 16 | 5 | 20
820 | 100 | 8020-5/6-4P-250HP KPVS | KPVS_8020-5/6_4P_250HP_14.05_BRZ | 5650.2 | 5650.2 | 22600.8 | 4 | 1 | 5 | G | KPVS_SplitCase | 12 | 8 | 12 | 18 | BranchMin12_BranchMax18 | 14 | 4 | 14 | 24 | HeaderMin14_HeaderMax24 | 18 | 5 | 20
820 | 100 | 8020-5/6-4P-250HP KPVS | KPVS_8020-5/6_4P_250HP_14.05_BRZ | 5650.2 | 5650.2 | 22600.8 | 4 | 1 | 5 | G | KPVS_SplitCase | 12 | 8 | 12 | 18 | BranchMin12_BranchMax18 | 14 | 4 | 14 | 24 | HeaderMin14_HeaderMax24 | 20 | 5 | 20
820 | 100 | 8020-5/6-4P-250HP KPVS | KPVS_8020-5/6_4P_250HP_14.05_BRZ | 5650.2 | 5650.2 | 22600.8 | 4 | 1 | 5 | G | KPVS_SplitCase | 12 | 8 | 12 | 18 | BranchMin12_BranchMax18 | 14 | 4 | 14 | 24 | HeaderMin14_HeaderMax24 | 24 | 5 | 20
820 | 100 | 8020-5/6-4P-250HP KPVS | KPVS_8020-5/6_4P_250HP_14.05_BRZ | 5650.2 | 5650.2 | 22600.8 | 4 | 1 | 5 | G | KPVS_SplitCase | 12 | 8 | 12 | 18 | BranchMin12_BranchMax18 | 16 | 4 | 14 | 24 | HeaderMin14_HeaderMax24 | 14 | 5 | 20 | [29 empty] | INVALID
820 | 100 | 8020-5/6-4P-250HP KPVS | KPVS_8020-5/6_4P_250HP_14.05_BRZ | 5650.2 | 5650.2 | 22600.8 | 4 | 1 | 5 | G | KPVS_SplitCase | 12 | 8 | 12 | 18 | BranchMin12_BranchMax18 | 16 | 4 | 14 | 24 | HeaderMin14_HeaderMax24 | 16 | 5 | 20 | [29 empty] | INVALID
820 | 100 | 8020-5/6-4P-250HP KPVS | KPVS_8020-5/6_4P_250HP_14.05_BRZ | 5650.2 | 5650.2 | 22600.8 | 4 | 1 | 5 | G | KPVS_SplitCase | 12 | 8 | 12 | 18 | BranchMin12_BranchMax18 | 16 | 4 | 14 | 24 | HeaderMin14_HeaderMax24 | 18 | 5 | 20
820 | 100 | 8020-5/6-4P-250HP KPVS | KPVS_8020-5/6_4P_250HP_14.05_BRZ | 5650.2 | 5650.2 | 22600.8 | 4 | 1 | 5 | G | KPVS_SplitCase | 12 | 8 | 12 | 18 | BranchMin12_BranchMax18 | 16 | 4 | 14 | 24 | HeaderMin14_HeaderMax24 | 20 | 5 | 20
820 | 100 | 8020-5/6-4P-250HP KPVS | KPVS_8020-5/6_4P_250HP_14.05_BRZ | 5650.2 | 5650.2 | 22600.8 | 4 | 1 | 5 | G | KPVS_SplitCase | 12 | 8 | 12 | 18 | BranchMin12_BranchMax18 | 16 | 4 | 14 | 24 | HeaderMin14_HeaderMax24 | 24 | 5 | 20
820 | 100 | 8020-5/6-4P-250HP KPVS | KPVS_8020-5/6_4P_250HP_14.05_BRZ | 5650.2 | 5650.2 | 22600.8 | 4 | 1 | 5 | G | KPVS_SplitCase | 12 | 8 | 12 | 18 | BranchMin12_BranchMax18 | 18 | 4 | 14 | 24 | HeaderMin14_HeaderMax24 | 14 | 5 | 20 | [29 empty] | INVALID
820 | 100 | 8020-5/6-4P-250HP KPVS | KPVS_8020-5/6_4P_250HP_14.05_BRZ | 5650.2 | 5650.2 | 22600.8 | 4 | 1 | 5 | G | KPVS_SplitCase | 12 | 8 | 12 | 18 | BranchMin12_BranchMax18 | 18 | 4 | 14 | 24 | HeaderMin14_HeaderMax24 | 16 | 5 | 20 | [29 empty] | INVALID
820 | 100 | 8020-5/6-4P-250HP KPVS | KPVS_8020-5/6_4P_250HP_14.05_BRZ | 5650.2 | 5650.2 | 22600.8 | 4 | 1 | 5 | G | KPVS_SplitCase | 12 | 8 | 12 | 18 | BranchMin12_BranchMax18 | 18 | 4 | 14 | 24 | HeaderMin14_HeaderMax24 | 18 | 5 | 20 | [29 empty] | INVALID
820 | 100 | 8020-5/6-4P-250HP KPVS | KPVS_8020-5/6_4P_250HP_14.05_BRZ | 5650.2 | 5650.2 | 22600.8 | 4 | 1 | 5 | G | KPVS_SplitCase | 12 | 8 | 12 | 18 | BranchMin12_BranchMax18 | 18 | 4 | 14 | 24 | HeaderMin14_HeaderMax24 | 20 | 5 | 20
820 | 100 | 8020-5/6-4P-250HP KPVS | KPVS_8020-5/6_4P_250HP_14.05_BRZ | 5650.2 | 5650.2 | 22600.8 | 4 | 1 | 5 | G | KPVS_SplitCase | 12 | 8 | 12 | 18 | BranchMin12_BranchMax18 | 18 | 4 | 14 | 24 | HeaderMin14_HeaderMax24 | 24 | 5 | 20
821 | 101 | 8020-5/6-4P-300HP KPVS | KPVS_8020-5/6_4P_300HP_14.81_BRZ | 5920 | 5920 | 23680 | 4 | 1 | 5 | G | KPVS_SplitCase | 12 | 8 | 12 | 18 | BranchMin12_BranchMax18 | 12 | 4 | 14 | 24 | HeaderMin14_HeaderMax24 | 14 | 5 | 20
821 | 101 | 8020-5/6-4P-300HP KPVS | KPVS_8020-5/6_4P_300HP_14.81_BRZ | 5920 | 5920 | 23680 | 4 | 1 | 5 | G | KPVS_SplitCase | 12 | 8 | 12 | 18 | BranchMin12_BranchMax18 | 12 | 4 | 14 | 24 | HeaderMin14_HeaderMax24 | 16 | 5 | 20
821 | 101 | 8020-5/6-4P-300HP KPVS | KPVS_8020-5/6_4P_300HP_14.81_BRZ | 5920 | 5920 | 23680 | 4 | 1 | 5 | G | KPVS_SplitCase | 12 | 8 | 12 | 18 | BranchMin12_BranchMax18 | 12 | 4 | 14 | 24 | HeaderMin14_HeaderMax24 | 18 | 5 | 20
821 | 101 | 8020-5/6-4P-300HP KPVS | KPVS_8020-5/6_4P_300HP_14.81_BRZ | 5920 | 5920 | 23680 | 4 | 1 | 5 | G | KPVS_SplitCase | 12 | 8 | 12 | 18 | BranchMin12_BranchMax18 | 12 | 4 | 14 | 24 | HeaderMin14_HeaderMax24 | 20 | 5 | 20
821 | 101 | 8020-5/6-4P-300HP KPVS | KPVS_8020-5/6_4P_300HP_14.81_BRZ | 5920 | 5920 | 23680 | 4 | 1 | 5 | G | KPVS_SplitCase | 12 | 8 | 12 | 18 | BranchMin12_BranchMax18 | 12 | 4 | 14 | 24 | HeaderMin14_HeaderMax24 | 24 | 5 | 20
821 | 101 | 8020-5/6-4P-300HP KPVS | KPVS_8020-5/6_4P_300HP_14.81_BRZ | 5920 | 5920 | 23680 | 4 | 1 | 5 | G | KPVS_SplitCase | 12 | 8 | 12 | 18 | BranchMin12_BranchMax18 | 14 | 4 | 14 | 24 | HeaderMin14_HeaderMax24 | 14 | 5 | 20 | [29 empty] | INVALID
821 | 101 | 8020-5/6-4P-300HP KPVS | KPVS_8020-5/6_4P_300HP_14.81_BRZ | 5920 | 5920 | 23680 | 4 | 1 | 5 | G | KPVS_SplitCase | 12 | 8 | 12 | 18 | BranchMin12_BranchMax18 | 14 | 4 | 14 | 24 | HeaderMin14_HeaderMax24 | 16 | 5 | 20
821 | 101 | 8020-5/6-4P-300HP KPVS | KPVS_8020-5/6_4P_300HP_14.81_BRZ | 5920 | 5920 | 23680 | 4 | 1 | 5 | G | KPVS_SplitCase | 12 | 8 | 12 | 18 | BranchMin12_BranchMax18 | 14 | 4 | 14 | 24 | HeaderMin14_HeaderMax24 | 18 | 5 | 20
821 | 101 | 8020-5/6-4P-300HP KPVS | KPVS_8020-5/6_4P_300HP_14.81_BRZ | 5920 | 5920 | 23680 | 4 | 1 | 5 | G | KPVS_SplitCase | 12 | 8 | 12 | 18 | BranchMin12_BranchMax18 | 14 | 4 | 14 | 24 | HeaderMin14_HeaderMax24 | 20 | 5 | 20
821 | 101 | 8020-5/6-4P-300HP KPVS | KPVS_8020-5/6_4P_300HP_14.81_BRZ | 5920 | 5920 | 23680 | 4 | 1 | 5 | G | KPVS_SplitCase | 12 | 8 | 12 | 18 | BranchMin12_BranchMax18 | 14 | 4 | 14 | 24 | HeaderMin14_HeaderMax24 | 24 | 5 | 20
821 | 101 | 8020-5/6-4P-300HP KPVS | KPVS_8020-5/6_4P_300HP_14.81_BRZ | 5920 | 5920 | 23680 | 4 | 1 | 5 | G | KPVS_SplitCase | 12 | 8 | 12 | 18 | BranchMin12_BranchMax18 | 16 | 4 | 14 | 24 | HeaderMin14_HeaderMax24 | 14 | 5 | 20 | [29 empty] | INVALID
821 | 101 | 8020-5/6-4P-300HP KPVS | KPVS_8020-5/6_4P_300HP_14.81_BRZ | 5920 | 5920 | 23680 | 4 | 1 | 5 | G | KPVS_SplitCase | 12 | 8 | 12 | 18 | BranchMin12_BranchMax18 | 16 | 4 | 14 | 24 | HeaderMin14_HeaderMax24 | 16 | 5 | 20 | [29 empty] | INVALID
821 | 101 | 8020-5/6-4P-300HP KPVS | KPVS_8020-5/6_4P_300HP_14.81_BRZ | 5920 | 5920 | 23680 | 4 | 1 | 5 | G | KPVS_SplitCase | 12 | 8 | 12 | 18 | BranchMin12_BranchMax18 | 16 | 4 | 14 | 24 | HeaderMin14_HeaderMax24 | 18 | 5 | 20
821 | 101 | 8020-5/6-4P-300HP KPVS | KPVS_8020-5/6_4P_300HP_14.81_BRZ | 5920 | 5920 | 23680 | 4 | 1 | 5 | G | KPVS_SplitCase | 12 | 8 | 12 | 18 | BranchMin12_BranchMax18 | 16 | 4 | 14 | 24 | HeaderMin14_HeaderMax24 | 20 | 5 | 20
821 | 101 | 8020-5/6-4P-300HP KPVS | KPVS_8020-5/6_4P_300HP_14.81_BRZ | 5920 | 5920 | 23680 | 4 | 1 | 5 | G | KPVS_SplitCase | 12 | 8 | 12 | 18 | BranchMin12_BranchMax18 | 16 | 4 | 14 | 24 | HeaderMin14_HeaderMax24 | 24 | 5 | 20
821 | 101 | 8020-5/6-4P-300HP KPVS | KPVS_8020-5/6_4P_300HP_14.81_BRZ | 5920 | 5920 | 23680 | 4 | 1 | 5 | G | KPVS_SplitCase | 12 | 8 | 12 | 18 | BranchMin12_BranchMax18 | 18 | 4 | 14 | 24 | HeaderMin14_HeaderMax24 | 14 | 5 | 20 | [29 empty] | INVALID
821 | 101 | 8020-5/6-4P-300HP KPVS | KPVS_8020-5/6_4P_300HP_14.81_BRZ | 5920 | 5920 | 23680 | 4 | 1 | 5 | G | KPVS_SplitCase | 12 | 8 | 12 | 18 | BranchMin12_BranchMax18 | 18 | 4 | 14 | 24 | HeaderMin14_HeaderMax24 | 16 | 5 | 20 | [29 empty] | INVALID
821 | 101 | 8020-5/6-4P-300HP KPVS | KPVS_8020-5/6_4P_300HP_14.81_BRZ | 5920 | 5920 | 23680 | 4 | 1 | 5 | G | KPVS_SplitCase | 12 | 8 | 12 | 18 | BranchMin12_BranchMax18 | 18 | 4 | 14 | 24 | HeaderMin14_HeaderMax24 | 18 | 5 | 20 | [29 empty] | INVALID
821 | 101 | 8020-5/6-4P-300HP KPVS | KPVS_8020-5/6_4P_300HP_14.81_BRZ | 5920 | 5920 | 23680 | 4 | 1 | 5 | G | KPVS_SplitCase | 12 | 8 | 12 | 18 | BranchMin12_BranchMax18 | 18 | 4 | 14 | 24 | HeaderMin14_HeaderMax24 | 20 | 5 | 20
821 | 101 | 8020-5/6-4P-300HP KPVS | KPVS_8020-5/6_4P_300HP_14.81_BRZ | 5920 | 5920 | 23680 | 4 | 1 | 5 | G | KPVS_SplitCase | 12 | 8 | 12 | 18 | BranchMin12_BranchMax18 | 18 | 4 | 14 | 24 | HeaderMin14_HeaderMax24 | 24 | 5 | 20
822 | 102 | 1012-1/2-4P-60HP KPVS | KPVS_1012-1/2_4P_60HP_8.54_BRZ | 4880.8 | 4880.8 | 19523.2 | 4 | 1 | 5 | G | KPVS_SplitCase | 12 | 10 | 12 | 16 | BranchMin12_BranchMax16 | 12 | 3 | 14 | 24 | HeaderMin14_HeaderMax24 | 14 | 5 | 15
822 | 102 | 1012-1/2-4P-60HP KPVS | KPVS_1012-1/2_4P_60HP_8.54_BRZ | 4880.8 | 4880.8 | 19523.2 | 4 | 1 | 5 | G | KPVS_SplitCase | 12 | 10 | 12 | 16 | BranchMin12_BranchMax16 | 12 | 3 | 14 | 24 | HeaderMin14_HeaderMax24 | 16 | 5 | 15
822 | 102 | 1012-1/2-4P-60HP KPVS | KPVS_1012-1/2_4P_60HP_8.54_BRZ | 4880.8 | 4880.8 | 19523.2 | 4 | 1 | 5 | G | KPVS_SplitCase | 12 | 10 | 12 | 16 | BranchMin12_BranchMax16 | 12 | 3 | 14 | 24 | HeaderMin14_HeaderMax24 | 18 | 5 | 15
822 | 102 | 1012-1/2-4P-60HP KPVS | KPVS_1012-1/2_4P_60HP_8.54_BRZ | 4880.8 | 4880.8 | 19523.2 | 4 | 1 | 5 | G | KPVS_SplitCase | 12 | 10 | 12 | 16 | BranchMin12_BranchMax16 | 12 | 3 | 14 | 24 | HeaderMin14_HeaderMax24 | 20 | 5 | 15
822 | 102 | 1012-1/2-4P-60HP KPVS | KPVS_1012-1/2_4P_60HP_8.54_BRZ | 4880.8 | 4880.8 | 19523.2 | 4 | 1 | 5 | G | KPVS_SplitCase | 12 | 10 | 12 | 16 | BranchMin12_BranchMax16 | 12 | 3 | 14 | 24 | HeaderMin14_HeaderMax24 | 24 | 5 | 15
822 | 102 | 1012-1/2-4P-60HP KPVS | KPVS_1012-1/2_4P_60HP_8.54_BRZ | 4880.8 | 4880.8 | 19523.2 | 4 | 1 | 5 | G | KPVS_SplitCase | 12 | 10 | 12 | 16 | BranchMin12_BranchMax16 | 14 | 3 | 14 | 24 | HeaderMin14_HeaderMax24 | 14 | 5 | 15 | [29 empty] | INVALID
822 | 102 | 1012-1/2-4P-60HP KPVS | KPVS_1012-1/2_4P_60HP_8.54_BRZ | 4880.8 | 4880.8 | 19523.2 | 4 | 1 | 5 | G | KPVS_SplitCase | 12 | 10 | 12 | 16 | BranchMin12_BranchMax16 | 14 | 3 | 14 | 24 | HeaderMin14_HeaderMax24 | 16 | 5 | 15
822 | 102 | 1012-1/2-4P-60HP KPVS | KPVS_1012-1/2_4P_60HP_8.54_BRZ | 4880.8 | 4880.8 | 19523.2 | 4 | 1 | 5 | G | KPVS_SplitCase | 12 | 10 | 12 | 16 | BranchMin12_BranchMax16 | 14 | 3 | 14 | 24 | HeaderMin14_HeaderMax24 | 18 | 5 | 15
822 | 102 | 1012-1/2-4P-60HP KPVS | KPVS_1012-1/2_4P_60HP_8.54_BRZ | 4880.8 | 4880.8 | 19523.2 | 4 | 1 | 5 | G | KPVS_SplitCase | 12 | 10 | 12 | 16 | BranchMin12_BranchMax16 | 14 | 3 | 14 | 24 | HeaderMin14_HeaderMax24 | 20 | 5 | 15
822 | 102 | 1012-1/2-4P-60HP KPVS | KPVS_1012-1/2_4P_60HP_8.54_BRZ | 4880.8 | 4880.8 | 19523.2 | 4 | 1 | 5 | G | KPVS_SplitCase | 12 | 10 | 12 | 16 | BranchMin12_BranchMax16 | 14 | 3 | 14 | 24 | HeaderMin14_HeaderMax24 | 24 | 5 | 15
822 | 102 | 1012-1/2-4P-60HP KPVS | KPVS_1012-1/2_4P_60HP_8.54_BRZ | 4880.8 | 4880.8 | 19523.2 | 4 | 1 | 5 | G | KPVS_SplitCase | 12 | 10 | 12 | 16 | BranchMin12_BranchMax16 | 16 | 3 | 14 | 24 | HeaderMin14_HeaderMax24 | 14 | 5 | 15 | [29 empty] | INVALID
822 | 102 | 1012-1/2-4P-60HP KPVS | KPVS_1012-1/2_4P_60HP_8.54_BRZ | 4880.8 | 4880.8 | 19523.2 | 4 | 1 | 5 | G | KPVS_SplitCase | 12 | 10 | 12 | 16 | BranchMin12_BranchMax16 | 16 | 3 | 14 | 24 | HeaderMin14_HeaderMax24 | 16 | 5 | 15 | [29 empty] | INVALID
822 | 102 | 1012-1/2-4P-60HP KPVS | KPVS_1012-1/2_4P_60HP_8.54_BRZ | 4880.8 | 4880.8 | 19523.2 | 4 | 1 | 5 | G | KPVS_SplitCase | 12 | 10 | 12 | 16 | BranchMin12_BranchMax16 | 16 | 3 | 14 | 24 | HeaderMin14_HeaderMax24 | 18 | 5 | 15
822 | 102 | 1012-1/2-4P-60HP KPVS | KPVS_1012-1/2_4P_60HP_8.54_BRZ | 4880.8 | 4880.8 | 19523.2 | 4 | 1 | 5 | G | KPVS_SplitCase | 12 | 10 | 12 | 16 | BranchMin12_BranchMax16 | 16 | 3 | 14 | 24 | HeaderMin14_HeaderMax24 | 20 | 5 | 15
822 | 102 | 1012-1/2-4P-60HP KPVS | KPVS_1012-1/2_4P_60HP_8.54_BRZ | 4880.8 | 4880.8 | 19523.2 | 4 | 1 | 5 | G | KPVS_SplitCase | 12 | 10 | 12 | 16 | BranchMin12_BranchMax16 | 16 | 3 | 14 | 24 | HeaderMin14_HeaderMax24 | 24 | 5 | 15
823 | 103 | 1012-1/2-4P-75HP KPVS | KPVS_1012-1/2_4P_75HP_9.30_BRZ | 5233.9 | 5233.9 | 20935.6 | 4 | 1 | 5 | G | KPVS_SplitCase | 12 | 10 | 12 | 16 | BranchMin12_BranchMax16 | 12 | 3 | 14 | 24 | HeaderMin14_HeaderMax24 | 14 | 5 | 15
823 | 103 | 1012-1/2-4P-75HP KPVS | KPVS_1012-1/2_4P_75HP_9.30_BRZ | 5233.9 | 5233.9 | 20935.6 | 4 | 1 | 5 | G | KPVS_SplitCase | 12 | 10 | 12 | 16 | BranchMin12_BranchMax16 | 12 | 3 | 14 | 24 | HeaderMin14_HeaderMax24 | 16 | 5 | 15
823 | 103 | 1012-1/2-4P-75HP KPVS | KPVS_1012-1/2_4P_75HP_9.30_BRZ | 5233.9 | 5233.9 | 20935.6 | 4 | 1 | 5 | G | KPVS_SplitCase | 12 | 10 | 12 | 16 | BranchMin12_BranchMax16 | 12 | 3 | 14 | 24 | HeaderMin14_HeaderMax24 | 18 | 5 | 15
823 | 103 | 1012-1/2-4P-75HP KPVS | KPVS_1012-1/2_4P_75HP_9.30_BRZ | 5233.9 | 5233.9 | 20935.6 | 4 | 1 | 5 | G | KPVS_SplitCase | 12 | 10 | 12 | 16 | BranchMin12_BranchMax16 | 12 | 3 | 14 | 24 | HeaderMin14_HeaderMax24 | 20 | 5 | 15
823 | 103 | 1012-1/2-4P-75HP KPVS | KPVS_1012-1/2_4P_75HP_9.30_BRZ | 5233.9 | 5233.9 | 20935.6 | 4 | 1 | 5 | G | KPVS_SplitCase | 12 | 10 | 12 | 16 | BranchMin12_BranchMax16 | 12 | 3 | 14 | 24 | HeaderMin14_HeaderMax24 | 24 | 5 | 15
823 | 103 | 1012-1/2-4P-75HP KPVS | KPVS_1012-1/2_4P_75HP_9.30_BRZ | 5233.9 | 5233.9 | 20935.6 | 4 | 1 | 5 | G | KPVS_SplitCase | 12 | 10 | 12 | 16 | BranchMin12_BranchMax16 | 14 | 3 | 14 | 24 | HeaderMin14_HeaderMax24 | 14 | 5 | 15 | [29 empty] | INVALID
823 | 103 | 1012-1/2-4P-75HP KPVS | KPVS_1012-1/2_4P_75HP_9.30_BRZ | 5233.9 | 5233.9 | 20935.6 | 4 | 1 | 5 | G | KPVS_SplitCase | 12 | 10 | 12 | 16 | BranchMin12_BranchMax16 | 14 | 3 | 14 | 24 | HeaderMin14_HeaderMax24 | 16 | 5 | 15
823 | 103 | 1012-1/2-4P-75HP KPVS | KPVS_1012-1/2_4P_75HP_9.30_BRZ | 5233.9 | 5233.9 | 20935.6 | 4 | 1 | 5 | G | KPVS_SplitCase | 12 | 10 | 12 | 16 | BranchMin12_BranchMax16 | 14 | 3 | 14 | 24 | HeaderMin14_HeaderMax24 | 18 | 5 | 15
823 | 103 | 1012-1/2-4P-75HP KPVS | KPVS_1012-1/2_4P_75HP_9.30_BRZ | 5233.9 | 5233.9 | 20935.6 | 4 | 1 | 5 | G | KPVS_SplitCase | 12 | 10 | 12 | 16 | BranchMin12_BranchMax16 | 14 | 3 | 14 | 24 | HeaderMin14_HeaderMax24 | 20 | 5 | 15
823 | 103 | 1012-1/2-4P-75HP KPVS | KPVS_1012-1/2_4P_75HP_9.30_BRZ | 5233.9 | 5233.9 | 20935.6 | 4 | 1 | 5 | G | KPVS_SplitCase | 12 | 10 | 12 | 16 | BranchMin12_BranchMax16 | 14 | 3 | 14 | 24 | HeaderMin14_HeaderMax24 | 24 | 5 | 15
823 | 103 | 1012-1/2-4P-75HP KPVS | KPVS_1012-1/2_4P_75HP_9.30_BRZ | 5233.9 | 5233.9 | 20935.6 | 4 | 1 | 5 | G | KPVS_SplitCase | 12 | 10 | 12 | 16 | BranchMin12_BranchMax16 | 16 | 3 | 14 | 24 | HeaderMin14_HeaderMax24 | 14 | 5 | 15 | [29 empty] | INVALID
823 | 103 | 1012-1/2-4P-75HP KPVS | KPVS_1012-1/2_4P_75HP_9.30_BRZ | 5233.9 | 5233.9 | 20935.6 | 4 | 1 | 5 | G | KPVS_SplitCase | 12 | 10 | 12 | 16 | BranchMin12_BranchMax16 | 16 | 3 | 14 | 24 | HeaderMin14_HeaderMax24 | 16 | 5 | 15 | [29 empty] | INVALID
823 | 103 | 1012-1/2-4P-75HP KPVS | KPVS_1012-1/2_4P_75HP_9.30_BRZ | 5233.9 | 5233.9 | 20935.6 | 4 | 1 | 5 | G | KPVS_SplitCase | 12 | 10 | 12 | 16 | BranchMin12_BranchMax16 | 16 | 3 | 14 | 24 | HeaderMin14_HeaderMax24 | 18 | 5 | 15
823 | 103 | 1012-1/2-4P-75HP KPVS | KPVS_1012-1/2_4P_75HP_9.30_BRZ | 5233.9 | 5233.9 | 20935.6 | 4 | 1 | 5 | G | KPVS_SplitCase | 12 | 10 | 12 | 16 | BranchMin12_BranchMax16 | 16 | 3 | 14 | 24 | HeaderMin14_HeaderMax24 | 20 | 5 | 15
823 | 103 | 1012-1/2-4P-75HP KPVS | KPVS_1012-1/2_4P_75HP_9.30_BRZ | 5233.9 | 5233.9 | 20935.6 | 4 | 1 | 5 | G | KPVS_SplitCase | 12 | 10 | 12 | 16 | BranchMin12_BranchMax16 | 16 | 3 | 14 | 24 | HeaderMin14_HeaderMax24 | 24 | 5 | 15
824 | 104 | 1012-1/2-4P-100HP KPVS | KPVS_1012-1/2_4P_100HP_10.20_BRZ | 5663.7 | 5663.7 | 22654.8 | 4 | 1 | 5 | G | KPVS_SplitCase | 12 | 10 | 12 | 18 | BranchMin12_BranchMax18 | 12 | 4 | 14 | 24 | HeaderMin14_HeaderMax24 | 14 | 5 | 20
824 | 104 | 1012-1/2-4P-100HP KPVS | KPVS_1012-1/2_4P_100HP_10.20_BRZ | 5663.7 | 5663.7 | 22654.8 | 4 | 1 | 5 | G | KPVS_SplitCase | 12 | 10 | 12 | 18 | BranchMin12_BranchMax18 | 12 | 4 | 14 | 24 | HeaderMin14_HeaderMax24 | 16 | 5 | 20
824 | 104 | 1012-1/2-4P-100HP KPVS | KPVS_1012-1/2_4P_100HP_10.20_BRZ | 5663.7 | 5663.7 | 22654.8 | 4 | 1 | 5 | G | KPVS_SplitCase | 12 | 10 | 12 | 18 | BranchMin12_BranchMax18 | 12 | 4 | 14 | 24 | HeaderMin14_HeaderMax24 | 18 | 5 | 20
824 | 104 | 1012-1/2-4P-100HP KPVS | KPVS_1012-1/2_4P_100HP_10.20_BRZ | 5663.7 | 5663.7 | 22654.8 | 4 | 1 | 5 | G | KPVS_SplitCase | 12 | 10 | 12 | 18 | BranchMin12_BranchMax18 | 12 | 4 | 14 | 24 | HeaderMin14_HeaderMax24 | 20 | 5 | 20
824 | 104 | 1012-1/2-4P-100HP KPVS | KPVS_1012-1/2_4P_100HP_10.20_BRZ | 5663.7 | 5663.7 | 22654.8 | 4 | 1 | 5 | G | KPVS_SplitCase | 12 | 10 | 12 | 18 | BranchMin12_BranchMax18 | 12 | 4 | 14 | 24 | HeaderMin14_HeaderMax24 | 24 | 5 | 20
824 | 104 | 1012-1/2-4P-100HP KPVS | KPVS_1012-1/2_4P_100HP_10.20_BRZ | 5663.7 | 5663.7 | 22654.8 | 4 | 1 | 5 | G | KPVS_SplitCase | 12 | 10 | 12 | 18 | BranchMin12_BranchMax18 | 14 | 4 | 14 | 24 | HeaderMin14_HeaderMax24 | 14 | 5 | 20 | [29 empty] | INVALID
824 | 104 | 1012-1/2-4P-100HP KPVS | KPVS_1012-1/2_4P_100HP_10.20_BRZ | 5663.7 | 5663.7 | 22654.8 | 4 | 1 | 5 | G | KPVS_SplitCase | 12 | 10 | 12 | 18 | BranchMin12_BranchMax18 | 14 | 4 | 14 | 24 | HeaderMin14_HeaderMax24 | 16 | 5 | 20
824 | 104 | 1012-1/2-4P-100HP KPVS | KPVS_1012-1/2_4P_100HP_10.20_BRZ | 5663.7 | 5663.7 | 22654.8 | 4 | 1 | 5 | G | KPVS_SplitCase | 12 | 10 | 12 | 18 | BranchMin12_BranchMax18 | 14 | 4 | 14 | 24 | HeaderMin14_HeaderMax24 | 18 | 5 | 20
824 | 104 | 1012-1/2-4P-100HP KPVS | KPVS_1012-1/2_4P_100HP_10.20_BRZ | 5663.7 | 5663.7 | 22654.8 | 4 | 1 | 5 | G | KPVS_SplitCase | 12 | 10 | 12 | 18 | BranchMin12_BranchMax18 | 14 | 4 | 14 | 24 | HeaderMin14_HeaderMax24 | 20 | 5 | 20
824 | 104 | 1012-1/2-4P-100HP KPVS | KPVS_1012-1/2_4P_100HP_10.20_BRZ | 5663.7 | 5663.7 | 22654.8 | 4 | 1 | 5 | G | KPVS_SplitCase | 12 | 10 | 12 | 18 | BranchMin12_BranchMax18 | 14 | 4 | 14 | 24 | HeaderMin14_HeaderMax24 | 24 | 5 | 20
824 | 104 | 1012-1/2-4P-100HP KPVS | KPVS_1012-1/2_4P_100HP_10.20_BRZ | 5663.7 | 5663.7 | 22654.8 | 4 | 1 | 5 | G | KPVS_SplitCase | 12 | 10 | 12 | 18 | BranchMin12_BranchMax18 | 16 | 4 | 14 | 24 | HeaderMin14_HeaderMax24 | 14 | 5 | 20 | [29 empty] | INVALID
824 | 104 | 1012-1/2-4P-100HP KPVS | KPVS_1012-1/2_4P_100HP_10.20_BRZ | 5663.7 | 5663.7 | 22654.8 | 4 | 1 | 5 | G | KPVS_SplitCase | 12 | 10 | 12 | 18 | BranchMin12_BranchMax18 | 16 | 4 | 14 | 24 | HeaderMin14_HeaderMax24 | 16 | 5 | 20 | [29 empty] | INVALID
824 | 104 | 1012-1/2-4P-100HP KPVS | KPVS_1012-1/2_4P_100HP_10.20_BRZ | 5663.7 | 5663.7 | 22654.8 | 4 | 1 | 5 | G | KPVS_SplitCase | 12 | 10 | 12 | 18 | BranchMin12_BranchMax18 | 16 | 4 | 14 | 24 | HeaderMin14_HeaderMax24 | 18 | 5 | 20
824 | 104 | 1012-1/2-4P-100HP KPVS | KPVS_1012-1/2_4P_100HP_10.20_BRZ | 5663.7 | 5663.7 | 22654.8 | 4 | 1 | 5 | G | KPVS_SplitCase | 12 | 10 | 12 | 18 | BranchMin12_BranchMax18 | 16 | 4 | 14 | 24 | HeaderMin14_HeaderMax24 | 20 | 5 | 20
824 | 104 | 1012-1/2-4P-100HP KPVS | KPVS_1012-1/2_4P_100HP_10.20_BRZ | 5663.7 | 5663.7 | 22654.8 | 4 | 1 | 5 | G | KPVS_SplitCase | 12 | 10 | 12 | 18 | BranchMin12_BranchMax18 | 16 | 4 | 14 | 24 | HeaderMin14_HeaderMax24 | 24 | 5 | 20
824 | 104 | 1012-1/2-4P-100HP KPVS | KPVS_1012-1/2_4P_100HP_10.20_BRZ | 5663.7 | 5663.7 | 22654.8 | 4 | 1 | 5 | G | KPVS_SplitCase | 12 | 10 | 12 | 18 | BranchMin12_BranchMax18 | 18 | 4 | 14 | 24 | HeaderMin14_HeaderMax24 | 14 | 5 | 20 | [29 empty] | INVALID
824 | 104 | 1012-1/2-4P-100HP KPVS | KPVS_1012-1/2_4P_100HP_10.20_BRZ | 5663.7 | 5663.7 | 22654.8 | 4 | 1 | 5 | G | KPVS_SplitCase | 12 | 10 | 12 | 18 | BranchMin12_BranchMax18 | 18 | 4 | 14 | 24 | HeaderMin14_HeaderMax24 | 16 | 5 | 20 | [29 empty] | INVALID
824 | 104 | 1012-1/2-4P-100HP KPVS | KPVS_1012-1/2_4P_100HP_10.20_BRZ | 5663.7 | 5663.7 | 22654.8 | 4 | 1 | 5 | G | KPVS_SplitCase | 12 | 10 | 12 | 18 | BranchMin12_BranchMax18 | 18 | 4 | 14 | 24 | HeaderMin14_HeaderMax24 | 18 | 5 | 20 | [29 empty] | INVALID
824 | 104 | 1012-1/2-4P-100HP KPVS | KPVS_1012-1/2_4P_100HP_10.20_BRZ | 5663.7 | 5663.7 | 22654.8 | 4 | 1 | 5 | G | KPVS_SplitCase | 12 | 10 | 12 | 18 | BranchMin12_BranchMax18 | 18 | 4 | 14 | 24 | HeaderMin14_HeaderMax24 | 20 | 5 | 20
824 | 104 | 1012-1/2-4P-100HP KPVS | KPVS_1012-1/2_4P_100HP_10.20_BRZ | 5663.7 | 5663.7 | 22654.8 | 4 | 1 | 5 | G | KPVS_SplitCase | 12 | 10 | 12 | 18 | BranchMin12_BranchMax18 | 18 | 4 | 14 | 24 | HeaderMin14_HeaderMax24 | 24 | 5 | 20
825 | 105 | 1012-1/2-4P-125HP KPVS | KPVS_1012-1/2_4P_125HP_10.79_BRZ | 6091.7 | 6091.7 | 24366.8 | 4 | 1 | 5 | G | KPVS_SplitCase | 12 | 10 | 12 | 18 | BranchMin12_BranchMax18 | 12 | 4 | 14 | 24 | HeaderMin14_HeaderMax24 | 14 | 5 | 20
825 | 105 | 1012-1/2-4P-125HP KPVS | KPVS_1012-1/2_4P_125HP_10.79_BRZ | 6091.7 | 6091.7 | 24366.8 | 4 | 1 | 5 | G | KPVS_SplitCase | 12 | 10 | 12 | 18 | BranchMin12_BranchMax18 | 12 | 4 | 14 | 24 | HeaderMin14_HeaderMax24 | 16 | 5 | 20
825 | 105 | 1012-1/2-4P-125HP KPVS | KPVS_1012-1/2_4P_125HP_10.79_BRZ | 6091.7 | 6091.7 | 24366.8 | 4 | 1 | 5 | G | KPVS_SplitCase | 12 | 10 | 12 | 18 | BranchMin12_BranchMax18 | 12 | 4 | 14 | 24 | HeaderMin14_HeaderMax24 | 18 | 5 | 20
825 | 105 | 1012-1/2-4P-125HP KPVS | KPVS_1012-1/2_4P_125HP_10.79_BRZ | 6091.7 | 6091.7 | 24366.8 | 4 | 1 | 5 | G | KPVS_SplitCase | 12 | 10 | 12 | 18 | BranchMin12_BranchMax18 | 12 | 4 | 14 | 24 | HeaderMin14_HeaderMax24 | 20 | 5 | 20
825 | 105 | 1012-1/2-4P-125HP KPVS | KPVS_1012-1/2_4P_125HP_10.79_BRZ | 6091.7 | 6091.7 | 24366.8 | 4 | 1 | 5 | G | KPVS_SplitCase | 12 | 10 | 12 | 18 | BranchMin12_BranchMax18 | 12 | 4 | 14 | 24 | HeaderMin14_HeaderMax24 | 24 | 5 | 20
825 | 105 | 1012-1/2-4P-125HP KPVS | KPVS_1012-1/2_4P_125HP_10.79_BRZ | 6091.7 | 6091.7 | 24366.8 | 4 | 1 | 5 | G | KPVS_SplitCase | 12 | 10 | 12 | 18 | BranchMin12_BranchMax18 | 14 | 4 | 14 | 24 | HeaderMin14_HeaderMax24 | 14 | 5 | 20 | [29 empty] | INVALID
825 | 105 | 1012-1/2-4P-125HP KPVS | KPVS_1012-1/2_4P_125HP_10.79_BRZ | 6091.7 | 6091.7 | 24366.8 | 4 | 1 | 5 | G | KPVS_SplitCase | 12 | 10 | 12 | 18 | BranchMin12_BranchMax18 | 14 | 4 | 14 | 24 | HeaderMin14_HeaderMax24 | 16 | 5 | 20
825 | 105 | 1012-1/2-4P-125HP KPVS | KPVS_1012-1/2_4P_125HP_10.79_BRZ | 6091.7 | 6091.7 | 24366.8 | 4 | 1 | 5 | G | KPVS_SplitCase | 12 | 10 | 12 | 18 | BranchMin12_BranchMax18 | 14 | 4 | 14 | 24 | HeaderMin14_HeaderMax24 | 18 | 5 | 20
825 | 105 | 1012-1/2-4P-125HP KPVS | KPVS_1012-1/2_4P_125HP_10.79_BRZ | 6091.7 | 6091.7 | 24366.8 | 4 | 1 | 5 | G | KPVS_SplitCase | 12 | 10 | 12 | 18 | BranchMin12_BranchMax18 | 14 | 4 | 14 | 24 | HeaderMin14_HeaderMax24 | 20 | 5 | 20
825 | 105 | 1012-1/2-4P-125HP KPVS | KPVS_1012-1/2_4P_125HP_10.79_BRZ | 6091.7 | 6091.7 | 24366.8 | 4 | 1 | 5 | G | KPVS_SplitCase | 12 | 10 | 12 | 18 | BranchMin12_BranchMax18 | 14 | 4 | 14 | 24 | HeaderMin14_HeaderMax24 | 24 | 5 | 20
825 | 105 | 1012-1/2-4P-125HP KPVS | KPVS_1012-1/2_4P_125HP_10.79_BRZ | 6091.7 | 6091.7 | 24366.8 | 4 | 1 | 5 | G | KPVS_SplitCase | 12 | 10 | 12 | 18 | BranchMin12_BranchMax18 | 16 | 4 | 14 | 24 | HeaderMin14_HeaderMax24 | 14 | 5 | 20 | [29 empty] | INVALID
825 | 105 | 1012-1/2-4P-125HP KPVS | KPVS_1012-1/2_4P_125HP_10.79_BRZ | 6091.7 | 6091.7 | 24366.8 | 4 | 1 | 5 | G | KPVS_SplitCase | 12 | 10 | 12 | 18 | BranchMin12_BranchMax18 | 16 | 4 | 14 | 24 | HeaderMin14_HeaderMax24 | 16 | 5 | 20 | [29 empty] | INVALID
825 | 105 | 1012-1/2-4P-125HP KPVS | KPVS_1012-1/2_4P_125HP_10.79_BRZ | 6091.7 | 6091.7 | 24366.8 | 4 | 1 | 5 | G | KPVS_SplitCase | 12 | 10 | 12 | 18 | BranchMin12_BranchMax18 | 16 | 4 | 14 | 24 | HeaderMin14_HeaderMax24 | 18 | 5 | 20
825 | 105 | 1012-1/2-4P-125HP KPVS | KPVS_1012-1/2_4P_125HP_10.79_BRZ | 6091.7 | 6091.7 | 24366.8 | 4 | 1 | 5 | G | KPVS_SplitCase | 12 | 10 | 12 | 18 | BranchMin12_BranchMax18 | 16 | 4 | 14 | 24 | HeaderMin14_HeaderMax24 | 20 | 5 | 20
825 | 105 | 1012-1/2-4P-125HP KPVS | KPVS_1012-1/2_4P_125HP_10.79_BRZ | 6091.7 | 6091.7 | 24366.8 | 4 | 1 | 5 | G | KPVS_SplitCase | 12 | 10 | 12 | 18 | BranchMin12_BranchMax18 | 16 | 4 | 14 | 24 | HeaderMin14_HeaderMax24 | 24 | 5 | 20
825 | 105 | 1012-1/2-4P-125HP KPVS | KPVS_1012-1/2_4P_125HP_10.79_BRZ | 6091.7 | 6091.7 | 24366.8 | 4 | 1 | 5 | G | KPVS_SplitCase | 12 | 10 | 12 | 18 | BranchMin12_BranchMax18 | 18 | 4 | 14 | 24 | HeaderMin14_HeaderMax24 | 14 | 5 | 20 | [29 empty] | INVALID
825 | 105 | 1012-1/2-4P-125HP KPVS | KPVS_1012-1/2_4P_125HP_10.79_BRZ | 6091.7 | 6091.7 | 24366.8 | 4 | 1 | 5 | G | KPVS_SplitCase | 12 | 10 | 12 | 18 | BranchMin12_BranchMax18 | 18 | 4 | 14 | 24 | HeaderMin14_HeaderMax24 | 16 | 5 | 20 | [29 empty] | INVALID
825 | 105 | 1012-1/2-4P-125HP KPVS | KPVS_1012-1/2_4P_125HP_10.79_BRZ | 6091.7 | 6091.7 | 24366.8 | 4 | 1 | 5 | G | KPVS_SplitCase | 12 | 10 | 12 | 18 | BranchMin12_BranchMax18 | 18 | 4 | 14 | 24 | HeaderMin14_HeaderMax24 | 18 | 5 | 20 | [29 empty] | INVALID
825 | 105 | 1012-1/2-4P-125HP KPVS | KPVS_1012-1/2_4P_125HP_10.79_BRZ | 6091.7 | 6091.7 | 24366.8 | 4 | 1 | 5 | G | KPVS_SplitCase | 12 | 10 | 12 | 18 | BranchMin12_BranchMax18 | 18 | 4 | 14 | 24 | HeaderMin14_HeaderMax24 | 20 | 5 | 20
825 | 105 | 1012-1/2-4P-125HP KPVS | KPVS_1012-1/2_4P_125HP_10.79_BRZ | 6091.7 | 6091.7 | 24366.8 | 4 | 1 | 5 | G | KPVS_SplitCase | 12 | 10 | 12 | 18 | BranchMin12_BranchMax18 | 18 | 4 | 14 | 24 | HeaderMin14_HeaderMax24 | 24 | 5 | 20
826 | 106 | 1012-1/2-4P-150HP KPVS | KPVS_1012-1/2_4P_150HP_11.42_BRZ | 6598.6 | 6598.6 | 26394.4 | 4 | 1 | 5 | G | KPVS_SplitCase | 12 | 10 | 12 | 18 | BranchMin12_BranchMax18 | 12 | 4 | 14 | 24 | HeaderMin14_HeaderMax24 | 14 | 5 | 20
826 | 106 | 1012-1/2-4P-150HP KPVS | KPVS_1012-1/2_4P_150HP_11.42_BRZ | 6598.6 | 6598.6 | 26394.4 | 4 | 1 | 5 | G | KPVS_SplitCase | 12 | 10 | 12 | 18 | BranchMin12_BranchMax18 | 12 | 4 | 14 | 24 | HeaderMin14_HeaderMax24 | 16 | 5 | 20
826 | 106 | 1012-1/2-4P-150HP KPVS | KPVS_1012-1/2_4P_150HP_11.42_BRZ | 6598.6 | 6598.6 | 26394.4 | 4 | 1 | 5 | G | KPVS_SplitCase | 12 | 10 | 12 | 18 | BranchMin12_BranchMax18 | 12 | 4 | 14 | 24 | HeaderMin14_HeaderMax24 | 18 | 5 | 20
826 | 106 | 1012-1/2-4P-150HP KPVS | KPVS_1012-1/2_4P_150HP_11.42_BRZ | 6598.6 | 6598.6 | 26394.4 | 4 | 1 | 5 | G | KPVS_SplitCase | 12 | 10 | 12 | 18 | BranchMin12_BranchMax18 | 12 | 4 | 14 | 24 | HeaderMin14_HeaderMax24 | 20 | 5 | 20
826 | 106 | 1012-1/2-4P-150HP KPVS | KPVS_1012-1/2_4P_150HP_11.42_BRZ | 6598.6 | 6598.6 | 26394.4 | 4 | 1 | 5 | G | KPVS_SplitCase | 12 | 10 | 12 | 18 | BranchMin12_BranchMax18 | 12 | 4 | 14 | 24 | HeaderMin14_HeaderMax24 | 24 | 5 | 20
826 | 106 | 1012-1/2-4P-150HP KPVS | KPVS_1012-1/2_4P_150HP_11.42_BRZ | 6598.6 | 6598.6 | 26394.4 | 4 | 1 | 5 | G | KPVS_SplitCase | 12 | 10 | 12 | 18 | BranchMin12_BranchMax18 | 14 | 4 | 14 | 24 | HeaderMin14_HeaderMax24 | 14 | 5 | 20 | [29 empty] | INVALID
826 | 106 | 1012-1/2-4P-150HP KPVS | KPVS_1012-1/2_4P_150HP_11.42_BRZ | 6598.6 | 6598.6 | 26394.4 | 4 | 1 | 5 | G | KPVS_SplitCase | 12 | 10 | 12 | 18 | BranchMin12_BranchMax18 | 14 | 4 | 14 | 24 | HeaderMin14_HeaderMax24 | 16 | 5 | 20
826 | 106 | 1012-1/2-4P-150HP KPVS | KPVS_1012-1/2_4P_150HP_11.42_BRZ | 6598.6 | 6598.6 | 26394.4 | 4 | 1 | 5 | G | KPVS_SplitCase | 12 | 10 | 12 | 18 | BranchMin12_BranchMax18 | 14 | 4 | 14 | 24 | HeaderMin14_HeaderMax24 | 18 | 5 | 20
826 | 106 | 1012-1/2-4P-150HP KPVS | KPVS_1012-1/2_4P_150HP_11.42_BRZ | 6598.6 | 6598.6 | 26394.4 | 4 | 1 | 5 | G | KPVS_SplitCase | 12 | 10 | 12 | 18 | BranchMin12_BranchMax18 | 14 | 4 | 14 | 24 | HeaderMin14_HeaderMax24 | 20 | 5 | 20
826 | 106 | 1012-1/2-4P-150HP KPVS | KPVS_1012-1/2_4P_150HP_11.42_BRZ | 6598.6 | 6598.6 | 26394.4 | 4 | 1 | 5 | G | KPVS_SplitCase | 12 | 10 | 12 | 18 | BranchMin12_BranchMax18 | 14 | 4 | 14 | 24 | HeaderMin14_HeaderMax24 | 24 | 5 | 20
826 | 106 | 1012-1/2-4P-150HP KPVS | KPVS_1012-1/2_4P_150HP_11.42_BRZ | 6598.6 | 6598.6 | 26394.4 | 4 | 1 | 5 | G | KPVS_SplitCase | 12 | 10 | 12 | 18 | BranchMin12_BranchMax18 | 16 | 4 | 14 | 24 | HeaderMin14_HeaderMax24 | 14 | 5 | 20 | [29 empty] | INVALID
826 | 106 | 1012-1/2-4P-150HP KPVS | KPVS_1012-1/2_4P_150HP_11.42_BRZ | 6598.6 | 6598.6 | 26394.4 | 4 | 1 | 5 | G | KPVS_SplitCase | 12 | 10 | 12 | 18 | BranchMin12_BranchMax18 | 16 | 4 | 14 | 24 | HeaderMin14_HeaderMax24 | 16 | 5 | 20 | [29 empty] | INVALID
826 | 106 | 1012-1/2-4P-150HP KPVS | KPVS_1012-1/2_4P_150HP_11.42_BRZ | 6598.6 | 6598.6 | 26394.4 | 4 | 1 | 5 | G | KPVS_SplitCase | 12 | 10 | 12 | 18 | BranchMin12_BranchMax18 | 16 | 4 | 14 | 24 | HeaderMin14_HeaderMax24 | 18 | 5 | 20
826 | 106 | 1012-1/2-4P-150HP KPVS | KPVS_1012-1/2_4P_150HP_11.42_BRZ | 6598.6 | 6598.6 | 26394.4 | 4 | 1 | 5 | G | KPVS_SplitCase | 12 | 10 | 12 | 18 | BranchMin12_BranchMax18 | 16 | 4 | 14 | 24 | HeaderMin14_HeaderMax24 | 20 | 5 | 20
826 | 106 | 1012-1/2-4P-150HP KPVS | KPVS_1012-1/2_4P_150HP_11.42_BRZ | 6598.6 | 6598.6 | 26394.4 | 4 | 1 | 5 | G | KPVS_SplitCase | 12 | 10 | 12 | 18 | BranchMin12_BranchMax18 | 16 | 4 | 14 | 24 | HeaderMin14_HeaderMax24 | 24 | 5 | 20
826 | 106 | 1012-1/2-4P-150HP KPVS | KPVS_1012-1/2_4P_150HP_11.42_BRZ | 6598.6 | 6598.6 | 26394.4 | 4 | 1 | 5 | G | KPVS_SplitCase | 12 | 10 | 12 | 18 | BranchMin12_BranchMax18 | 18 | 4 | 14 | 24 | HeaderMin14_HeaderMax24 | 14 | 5 | 20 | [29 empty] | INVALID
826 | 106 | 1012-1/2-4P-150HP KPVS | KPVS_1012-1/2_4P_150HP_11.42_BRZ | 6598.6 | 6598.6 | 26394.4 | 4 | 1 | 5 | G | KPVS_SplitCase | 12 | 10 | 12 | 18 | BranchMin12_BranchMax18 | 18 | 4 | 14 | 24 | HeaderMin14_HeaderMax24 | 16 | 5 | 20 | [29 empty] | INVALID
826 | 106 | 1012-1/2-4P-150HP KPVS | KPVS_1012-1/2_4P_150HP_11.42_BRZ | 6598.6 | 6598.6 | 26394.4 | 4 | 1 | 5 | G | KPVS_SplitCase | 12 | 10 | 12 | 18 | BranchMin12_BranchMax18 | 18 | 4 | 14 | 24 | HeaderMin14_HeaderMax24 | 18 | 5 | 20 | [29 empty] | INVALID
826 | 106 | 1012-1/2-4P-150HP KPVS | KPVS_1012-1/2_4P_150HP_11.42_BRZ | 6598.6 | 6598.6 | 26394.4 | 4 | 1 | 5 | G | KPVS_SplitCase | 12 | 10 | 12 | 18 | BranchMin12_BranchMax18 | 18 | 4 | 14 | 24 | HeaderMin14_HeaderMax24 | 20 | 5 | 20
826 | 106 | 1012-1/2-4P-150HP KPVS | KPVS_1012-1/2_4P_150HP_11.42_BRZ | 6598.6 | 6598.6 | 26394.4 | 4 | 1 | 5 | G | KPVS_SplitCase | 12 | 10 | 12 | 18 | BranchMin12_BranchMax18 | 18 | 4 | 14 | 24 | HeaderMin14_HeaderMax24 | 24 | 5 | 20
827 | 107 | 1012-1/2-4P-200HP KPVS | KPVS_1012-1/2_4P_200HP_12.00_BRZ | 7035 | 7035 | 28140 | 4 | 1 | 5 | G | KPVS_SplitCase | 12 | 10 | 12 | 18 | BranchMin12_BranchMax18 | 12 | 4 | 14 | 24 | HeaderMin14_HeaderMax24 | 14 | 5 | 20
827 | 107 | 1012-1/2-4P-200HP KPVS | KPVS_1012-1/2_4P_200HP_12.00_BRZ | 7035 | 7035 | 28140 | 4 | 1 | 5 | G | KPVS_SplitCase | 12 | 10 | 12 | 18 | BranchMin12_BranchMax18 | 12 | 4 | 14 | 24 | HeaderMin14_HeaderMax24 | 16 | 5 | 20
827 | 107 | 1012-1/2-4P-200HP KPVS | KPVS_1012-1/2_4P_200HP_12.00_BRZ | 7035 | 7035 | 28140 | 4 | 1 | 5 | G | KPVS_SplitCase | 12 | 10 | 12 | 18 | BranchMin12_BranchMax18 | 12 | 4 | 14 | 24 | HeaderMin14_HeaderMax24 | 18 | 5 | 20
827 | 107 | 1012-1/2-4P-200HP KPVS | KPVS_1012-1/2_4P_200HP_12.00_BRZ | 7035 | 7035 | 28140 | 4 | 1 | 5 | G | KPVS_SplitCase | 12 | 10 | 12 | 18 | BranchMin12_BranchMax18 | 12 | 4 | 14 | 24 | HeaderMin14_HeaderMax24 | 20 | 5 | 20
827 | 107 | 1012-1/2-4P-200HP KPVS | KPVS_1012-1/2_4P_200HP_12.00_BRZ | 7035 | 7035 | 28140 | 4 | 1 | 5 | G | KPVS_SplitCase | 12 | 10 | 12 | 18 | BranchMin12_BranchMax18 | 12 | 4 | 14 | 24 | HeaderMin14_HeaderMax24 | 24 | 5 | 20
827 | 107 | 1012-1/2-4P-200HP KPVS | KPVS_1012-1/2_4P_200HP_12.00_BRZ | 7035 | 7035 | 28140 | 4 | 1 | 5 | G | KPVS_SplitCase | 12 | 10 | 12 | 18 | BranchMin12_BranchMax18 | 14 | 4 | 14 | 24 | HeaderMin14_HeaderMax24 | 14 | 5 | 20 | [29 empty] | INVALID
827 | 107 | 1012-1/2-4P-200HP KPVS | KPVS_1012-1/2_4P_200HP_12.00_BRZ | 7035 | 7035 | 28140 | 4 | 1 | 5 | G | KPVS_SplitCase | 12 | 10 | 12 | 18 | BranchMin12_BranchMax18 | 14 | 4 | 14 | 24 | HeaderMin14_HeaderMax24 | 16 | 5 | 20
827 | 107 | 1012-1/2-4P-200HP KPVS | KPVS_1012-1/2_4P_200HP_12.00_BRZ | 7035 | 7035 | 28140 | 4 | 1 | 5 | G | KPVS_SplitCase | 12 | 10 | 12 | 18 | BranchMin12_BranchMax18 | 14 | 4 | 14 | 24 | HeaderMin14_HeaderMax24 | 18 | 5 | 20
827 | 107 | 1012-1/2-4P-200HP KPVS | KPVS_1012-1/2_4P_200HP_12.00_BRZ | 7035 | 7035 | 28140 | 4 | 1 | 5 | G | KPVS_SplitCase | 12 | 10 | 12 | 18 | BranchMin12_BranchMax18 | 14 | 4 | 14 | 24 | HeaderMin14_HeaderMax24 | 20 | 5 | 20
827 | 107 | 1012-1/2-4P-200HP KPVS | KPVS_1012-1/2_4P_200HP_12.00_BRZ | 7035 | 7035 | 28140 | 4 | 1 | 5 | G | KPVS_SplitCase | 12 | 10 | 12 | 18 | BranchMin12_BranchMax18 | 14 | 4 | 14 | 24 | HeaderMin14_HeaderMax24 | 24 | 5 | 20
827 | 107 | 1012-1/2-4P-200HP KPVS | KPVS_1012-1/2_4P_200HP_12.00_BRZ | 7035 | 7035 | 28140 | 4 | 1 | 5 | G | KPVS_SplitCase | 12 | 10 | 12 | 18 | BranchMin12_BranchMax18 | 16 | 4 | 14 | 24 | HeaderMin14_HeaderMax24 | 14 | 5 | 20 | [29 empty] | INVALID
827 | 107 | 1012-1/2-4P-200HP KPVS | KPVS_1012-1/2_4P_200HP_12.00_BRZ | 7035 | 7035 | 28140 | 4 | 1 | 5 | G | KPVS_SplitCase | 12 | 10 | 12 | 18 | BranchMin12_BranchMax18 | 16 | 4 | 14 | 24 | HeaderMin14_HeaderMax24 | 16 | 5 | 20 | [29 empty] | INVALID
827 | 107 | 1012-1/2-4P-200HP KPVS | KPVS_1012-1/2_4P_200HP_12.00_BRZ | 7035 | 7035 | 28140 | 4 | 1 | 5 | G | KPVS_SplitCase | 12 | 10 | 12 | 18 | BranchMin12_BranchMax18 | 16 | 4 | 14 | 24 | HeaderMin14_HeaderMax24 | 18 | 5 | 20
827 | 107 | 1012-1/2-4P-200HP KPVS | KPVS_1012-1/2_4P_200HP_12.00_BRZ | 7035 | 7035 | 28140 | 4 | 1 | 5 | G | KPVS_SplitCase | 12 | 10 | 12 | 18 | BranchMin12_BranchMax18 | 16 | 4 | 14 | 24 | HeaderMin14_HeaderMax24 | 20 | 5 | 20
827 | 107 | 1012-1/2-4P-200HP KPVS | KPVS_1012-1/2_4P_200HP_12.00_BRZ | 7035 | 7035 | 28140 | 4 | 1 | 5 | G | KPVS_SplitCase | 12 | 10 | 12 | 18 | BranchMin12_BranchMax18 | 16 | 4 | 14 | 24 | HeaderMin14_HeaderMax24 | 24 | 5 | 20
827 | 107 | 1012-1/2-4P-200HP KPVS | KPVS_1012-1/2_4P_200HP_12.00_BRZ | 7035 | 7035 | 28140 | 4 | 1 | 5 | G | KPVS_SplitCase | 12 | 10 | 12 | 18 | BranchMin12_BranchMax18 | 18 | 4 | 14 | 24 | HeaderMin14_HeaderMax24 | 14 | 5 | 20 | [29 empty] | INVALID
827 | 107 | 1012-1/2-4P-200HP KPVS | KPVS_1012-1/2_4P_200HP_12.00_BRZ | 7035 | 7035 | 28140 | 4 | 1 | 5 | G | KPVS_SplitCase | 12 | 10 | 12 | 18 | BranchMin12_BranchMax18 | 18 | 4 | 14 | 24 | HeaderMin14_HeaderMax24 | 16 | 5 | 20 | [29 empty] | INVALID
827 | 107 | 1012-1/2-4P-200HP KPVS | KPVS_1012-1/2_4P_200HP_12.00_BRZ | 7035 | 7035 | 28140 | 4 | 1 | 5 | G | KPVS_SplitCase | 12 | 10 | 12 | 18 | BranchMin12_BranchMax18 | 18 | 4 | 14 | 24 | HeaderMin14_HeaderMax24 | 18 | 5 | 20 | [29 empty] | INVALID
827 | 107 | 1012-1/2-4P-200HP KPVS | KPVS_1012-1/2_4P_200HP_12.00_BRZ | 7035 | 7035 | 28140 | 4 | 1 | 5 | G | KPVS_SplitCase | 12 | 10 | 12 | 18 | BranchMin12_BranchMax18 | 18 | 4 | 14 | 24 | HeaderMin14_HeaderMax24 | 20 | 5 | 20
827 | 107 | 1012-1/2-4P-200HP KPVS | KPVS_1012-1/2_4P_200HP_12.00_BRZ | 7035 | 7035 | 28140 | 4 | 1 | 5 | G | KPVS_SplitCase | 12 | 10 | 12 | 18 | BranchMin12_BranchMax18 | 18 | 4 | 14 | 24 | HeaderMin14_HeaderMax24 | 24 | 5 | 20
828 | 108 | 1015-3/4-4P-125HP KPVS | KPVS_1015-3/4_4P_125HP_11.26_BRZ | 5646.6 | 5646.6 | 22586.4 | 4 | 1 | 5 | G | KPVS_SplitCase | 12 | 10 | 12 | 18 | BranchMin12_BranchMax18 | 12 | 4 | 14 | 24 | HeaderMin14_HeaderMax24 | 14 | 5 | 20
828 | 108 | 1015-3/4-4P-125HP KPVS | KPVS_1015-3/4_4P_125HP_11.26_BRZ | 5646.6 | 5646.6 | 22586.4 | 4 | 1 | 5 | G | KPVS_SplitCase | 12 | 10 | 12 | 18 | BranchMin12_BranchMax18 | 12 | 4 | 14 | 24 | HeaderMin14_HeaderMax24 | 16 | 5 | 20
828 | 108 | 1015-3/4-4P-125HP KPVS | KPVS_1015-3/4_4P_125HP_11.26_BRZ | 5646.6 | 5646.6 | 22586.4 | 4 | 1 | 5 | G | KPVS_SplitCase | 12 | 10 | 12 | 18 | BranchMin12_BranchMax18 | 12 | 4 | 14 | 24 | HeaderMin14_HeaderMax24 | 18 | 5 | 20
828 | 108 | 1015-3/4-4P-125HP KPVS | KPVS_1015-3/4_4P_125HP_11.26_BRZ | 5646.6 | 5646.6 | 22586.4 | 4 | 1 | 5 | G | KPVS_SplitCase | 12 | 10 | 12 | 18 | BranchMin12_BranchMax18 | 12 | 4 | 14 | 24 | HeaderMin14_HeaderMax24 | 20 | 5 | 20
828 | 108 | 1015-3/4-4P-125HP KPVS | KPVS_1015-3/4_4P_125HP_11.26_BRZ | 5646.6 | 5646.6 | 22586.4 | 4 | 1 | 5 | G | KPVS_SplitCase | 12 | 10 | 12 | 18 | BranchMin12_BranchMax18 | 12 | 4 | 14 | 24 | HeaderMin14_HeaderMax24 | 24 | 5 | 20
828 | 108 | 1015-3/4-4P-125HP KPVS | KPVS_1015-3/4_4P_125HP_11.26_BRZ | 5646.6 | 5646.6 | 22586.4 | 4 | 1 | 5 | G | KPVS_SplitCase | 12 | 10 | 12 | 18 | BranchMin12_BranchMax18 | 14 | 4 | 14 | 24 | HeaderMin14_HeaderMax24 | 14 | 5 | 20 | [29 empty] | INVALID
828 | 108 | 1015-3/4-4P-125HP KPVS | KPVS_1015-3/4_4P_125HP_11.26_BRZ | 5646.6 | 5646.6 | 22586.4 | 4 | 1 | 5 | G | KPVS_SplitCase | 12 | 10 | 12 | 18 | BranchMin12_BranchMax18 | 14 | 4 | 14 | 24 | HeaderMin14_HeaderMax24 | 16 | 5 | 20
828 | 108 | 1015-3/4-4P-125HP KPVS | KPVS_1015-3/4_4P_125HP_11.26_BRZ | 5646.6 | 5646.6 | 22586.4 | 4 | 1 | 5 | G | KPVS_SplitCase | 12 | 10 | 12 | 18 | BranchMin12_BranchMax18 | 14 | 4 | 14 | 24 | HeaderMin14_HeaderMax24 | 18 | 5 | 20
828 | 108 | 1015-3/4-4P-125HP KPVS | KPVS_1015-3/4_4P_125HP_11.26_BRZ | 5646.6 | 5646.6 | 22586.4 | 4 | 1 | 5 | G | KPVS_SplitCase | 12 | 10 | 12 | 18 | BranchMin12_BranchMax18 | 14 | 4 | 14 | 24 | HeaderMin14_HeaderMax24 | 20 | 5 | 20
828 | 108 | 1015-3/4-4P-125HP KPVS | KPVS_1015-3/4_4P_125HP_11.26_BRZ | 5646.6 | 5646.6 | 22586.4 | 4 | 1 | 5 | G | KPVS_SplitCase | 12 | 10 | 12 | 18 | BranchMin12_BranchMax18 | 14 | 4 | 14 | 24 | HeaderMin14_HeaderMax24 | 24 | 5 | 20
828 | 108 | 1015-3/4-4P-125HP KPVS | KPVS_1015-3/4_4P_125HP_11.26_BRZ | 5646.6 | 5646.6 | 22586.4 | 4 | 1 | 5 | G | KPVS_SplitCase | 12 | 10 | 12 | 18 | BranchMin12_BranchMax18 | 16 | 4 | 14 | 24 | HeaderMin14_HeaderMax24 | 14 | 5 | 20 | [29 empty] | INVALID
828 | 108 | 1015-3/4-4P-125HP KPVS | KPVS_1015-3/4_4P_125HP_11.26_BRZ | 5646.6 | 5646.6 | 22586.4 | 4 | 1 | 5 | G | KPVS_SplitCase | 12 | 10 | 12 | 18 | BranchMin12_BranchMax18 | 16 | 4 | 14 | 24 | HeaderMin14_HeaderMax24 | 16 | 5 | 20 | [29 empty] | INVALID
828 | 108 | 1015-3/4-4P-125HP KPVS | KPVS_1015-3/4_4P_125HP_11.26_BRZ | 5646.6 | 5646.6 | 22586.4 | 4 | 1 | 5 | G | KPVS_SplitCase | 12 | 10 | 12 | 18 | BranchMin12_BranchMax18 | 16 | 4 | 14 | 24 | HeaderMin14_HeaderMax24 | 18 | 5 | 20
828 | 108 | 1015-3/4-4P-125HP KPVS | KPVS_1015-3/4_4P_125HP_11.26_BRZ | 5646.6 | 5646.6 | 22586.4 | 4 | 1 | 5 | G | KPVS_SplitCase | 12 | 10 | 12 | 18 | BranchMin12_BranchMax18 | 16 | 4 | 14 | 24 | HeaderMin14_HeaderMax24 | 20 | 5 | 20
828 | 108 | 1015-3/4-4P-125HP KPVS | KPVS_1015-3/4_4P_125HP_11.26_BRZ | 5646.6 | 5646.6 | 22586.4 | 4 | 1 | 5 | G | KPVS_SplitCase | 12 | 10 | 12 | 18 | BranchMin12_BranchMax18 | 16 | 4 | 14 | 24 | HeaderMin14_HeaderMax24 | 24 | 5 | 20
828 | 108 | 1015-3/4-4P-125HP KPVS | KPVS_1015-3/4_4P_125HP_11.26_BRZ | 5646.6 | 5646.6 | 22586.4 | 4 | 1 | 5 | G | KPVS_SplitCase | 12 | 10 | 12 | 18 | BranchMin12_BranchMax18 | 18 | 4 | 14 | 24 | HeaderMin14_HeaderMax24 | 14 | 5 | 20 | [29 empty] | INVALID
828 | 108 | 1015-3/4-4P-125HP KPVS | KPVS_1015-3/4_4P_125HP_11.26_BRZ | 5646.6 | 5646.6 | 22586.4 | 4 | 1 | 5 | G | KPVS_SplitCase | 12 | 10 | 12 | 18 | BranchMin12_BranchMax18 | 18 | 4 | 14 | 24 | HeaderMin14_HeaderMax24 | 16 | 5 | 20 | [29 empty] | INVALID
828 | 108 | 1015-3/4-4P-125HP KPVS | KPVS_1015-3/4_4P_125HP_11.26_BRZ | 5646.6 | 5646.6 | 22586.4 | 4 | 1 | 5 | G | KPVS_SplitCase | 12 | 10 | 12 | 18 | BranchMin12_BranchMax18 | 18 | 4 | 14 | 24 | HeaderMin14_HeaderMax24 | 18 | 5 | 20 | [29 empty] | INVALID
828 | 108 | 1015-3/4-4P-125HP KPVS | KPVS_1015-3/4_4P_125HP_11.26_BRZ | 5646.6 | 5646.6 | 22586.4 | 4 | 1 | 5 | G | KPVS_SplitCase | 12 | 10 | 12 | 18 | BranchMin12_BranchMax18 | 18 | 4 | 14 | 24 | HeaderMin14_HeaderMax24 | 20 | 5 | 20
828 | 108 | 1015-3/4-4P-125HP KPVS | KPVS_1015-3/4_4P_125HP_11.26_BRZ | 5646.6 | 5646.6 | 22586.4 | 4 | 1 | 5 | G | KPVS_SplitCase | 12 | 10 | 12 | 18 | BranchMin12_BranchMax18 | 18 | 4 | 14 | 24 | HeaderMin14_HeaderMax24 | 24 | 5 | 20
829 | 109 | 1015-3/4-4P-150HP KPVS | KPVS_1015-3/4_4P_150HP_11.96_BRZ | 6108.6 | 6108.6 | 24434.4 | 4 | 1 | 5 | G | KPVS_SplitCase | 12 | 10 | 12 | 18 | BranchMin12_BranchMax18 | 12 | 4 | 14 | 24 | HeaderMin14_HeaderMax24 | 14 | 5 | 20
829 | 109 | 1015-3/4-4P-150HP KPVS | KPVS_1015-3/4_4P_150HP_11.96_BRZ | 6108.6 | 6108.6 | 24434.4 | 4 | 1 | 5 | G | KPVS_SplitCase | 12 | 10 | 12 | 18 | BranchMin12_BranchMax18 | 12 | 4 | 14 | 24 | HeaderMin14_HeaderMax24 | 16 | 5 | 20
829 | 109 | 1015-3/4-4P-150HP KPVS | KPVS_1015-3/4_4P_150HP_11.96_BRZ | 6108.6 | 6108.6 | 24434.4 | 4 | 1 | 5 | G | KPVS_SplitCase | 12 | 10 | 12 | 18 | BranchMin12_BranchMax18 | 12 | 4 | 14 | 24 | HeaderMin14_HeaderMax24 | 18 | 5 | 20
829 | 109 | 1015-3/4-4P-150HP KPVS | KPVS_1015-3/4_4P_150HP_11.96_BRZ | 6108.6 | 6108.6 | 24434.4 | 4 | 1 | 5 | G | KPVS_SplitCase | 12 | 10 | 12 | 18 | BranchMin12_BranchMax18 | 12 | 4 | 14 | 24 | HeaderMin14_HeaderMax24 | 20 | 5 | 20
829 | 109 | 1015-3/4-4P-150HP KPVS | KPVS_1015-3/4_4P_150HP_11.96_BRZ | 6108.6 | 6108.6 | 24434.4 | 4 | 1 | 5 | G | KPVS_SplitCase | 12 | 10 | 12 | 18 | BranchMin12_BranchMax18 | 12 | 4 | 14 | 24 | HeaderMin14_HeaderMax24 | 24 | 5 | 20
829 | 109 | 1015-3/4-4P-150HP KPVS | KPVS_1015-3/4_4P_150HP_11.96_BRZ | 6108.6 | 6108.6 | 24434.4 | 4 | 1 | 5 | G | KPVS_SplitCase | 12 | 10 | 12 | 18 | BranchMin12_BranchMax18 | 14 | 4 | 14 | 24 | HeaderMin14_HeaderMax24 | 14 | 5 | 20 | [29 empty] | INVALID
829 | 109 | 1015-3/4-4P-150HP KPVS | KPVS_1015-3/4_4P_150HP_11.96_BRZ | 6108.6 | 6108.6 | 24434.4 | 4 | 1 | 5 | G | KPVS_SplitCase | 12 | 10 | 12 | 18 | BranchMin12_BranchMax18 | 14 | 4 | 14 | 24 | HeaderMin14_HeaderMax24 | 16 | 5 | 20
829 | 109 | 1015-3/4-4P-150HP KPVS | KPVS_1015-3/4_4P_150HP_11.96_BRZ | 6108.6 | 6108.6 | 24434.4 | 4 | 1 | 5 | G | KPVS_SplitCase | 12 | 10 | 12 | 18 | BranchMin12_BranchMax18 | 14 | 4 | 14 | 24 | HeaderMin14_HeaderMax24 | 18 | 5 | 20
829 | 109 | 1015-3/4-4P-150HP KPVS | KPVS_1015-3/4_4P_150HP_11.96_BRZ | 6108.6 | 6108.6 | 24434.4 | 4 | 1 | 5 | G | KPVS_SplitCase | 12 | 10 | 12 | 18 | BranchMin12_BranchMax18 | 14 | 4 | 14 | 24 | HeaderMin14_HeaderMax24 | 20 | 5 | 20
829 | 109 | 1015-3/4-4P-150HP KPVS | KPVS_1015-3/4_4P_150HP_11.96_BRZ | 6108.6 | 6108.6 | 24434.4 | 4 | 1 | 5 | G | KPVS_SplitCase | 12 | 10 | 12 | 18 | BranchMin12_BranchMax18 | 14 | 4 | 14 | 24 | HeaderMin14_HeaderMax24 | 24 | 5 | 20
829 | 109 | 1015-3/4-4P-150HP KPVS | KPVS_1015-3/4_4P_150HP_11.96_BRZ | 6108.6 | 6108.6 | 24434.4 | 4 | 1 | 5 | G | KPVS_SplitCase | 12 | 10 | 12 | 18 | BranchMin12_BranchMax18 | 16 | 4 | 14 | 24 | HeaderMin14_HeaderMax24 | 14 | 5 | 20 | [29 empty] | INVALID
829 | 109 | 1015-3/4-4P-150HP KPVS | KPVS_1015-3/4_4P_150HP_11.96_BRZ | 6108.6 | 6108.6 | 24434.4 | 4 | 1 | 5 | G | KPVS_SplitCase | 12 | 10 | 12 | 18 | BranchMin12_BranchMax18 | 16 | 4 | 14 | 24 | HeaderMin14_HeaderMax24 | 16 | 5 | 20 | [29 empty] | INVALID
829 | 109 | 1015-3/4-4P-150HP KPVS | KPVS_1015-3/4_4P_150HP_11.96_BRZ | 6108.6 | 6108.6 | 24434.4 | 4 | 1 | 5 | G | KPVS_SplitCase | 12 | 10 | 12 | 18 | BranchMin12_BranchMax18 | 16 | 4 | 14 | 24 | HeaderMin14_HeaderMax24 | 18 | 5 | 20
829 | 109 | 1015-3/4-4P-150HP KPVS | KPVS_1015-3/4_4P_150HP_11.96_BRZ | 6108.6 | 6108.6 | 24434.4 | 4 | 1 | 5 | G | KPVS_SplitCase | 12 | 10 | 12 | 18 | BranchMin12_BranchMax18 | 16 | 4 | 14 | 24 | HeaderMin14_HeaderMax24 | 20 | 5 | 20
829 | 109 | 1015-3/4-4P-150HP KPVS | KPVS_1015-3/4_4P_150HP_11.96_BRZ | 6108.6 | 6108.6 | 24434.4 | 4 | 1 | 5 | G | KPVS_SplitCase | 12 | 10 | 12 | 18 | BranchMin12_BranchMax18 | 16 | 4 | 14 | 24 | HeaderMin14_HeaderMax24 | 24 | 5 | 20
829 | 109 | 1015-3/4-4P-150HP KPVS | KPVS_1015-3/4_4P_150HP_11.96_BRZ | 6108.6 | 6108.6 | 24434.4 | 4 | 1 | 5 | G | KPVS_SplitCase | 12 | 10 | 12 | 18 | BranchMin12_BranchMax18 | 18 | 4 | 14 | 24 | HeaderMin14_HeaderMax24 | 14 | 5 | 20 | [29 empty] | INVALID
829 | 109 | 1015-3/4-4P-150HP KPVS | KPVS_1015-3/4_4P_150HP_11.96_BRZ | 6108.6 | 6108.6 | 24434.4 | 4 | 1 | 5 | G | KPVS_SplitCase | 12 | 10 | 12 | 18 | BranchMin12_BranchMax18 | 18 | 4 | 14 | 24 | HeaderMin14_HeaderMax24 | 16 | 5 | 20 | [29 empty] | INVALID
829 | 109 | 1015-3/4-4P-150HP KPVS | KPVS_1015-3/4_4P_150HP_11.96_BRZ | 6108.6 | 6108.6 | 24434.4 | 4 | 1 | 5 | G | KPVS_SplitCase | 12 | 10 | 12 | 18 | BranchMin12_BranchMax18 | 18 | 4 | 14 | 24 | HeaderMin14_HeaderMax24 | 18 | 5 | 20 | [29 empty] | INVALID
829 | 109 | 1015-3/4-4P-150HP KPVS | KPVS_1015-3/4_4P_150HP_11.96_BRZ | 6108.6 | 6108.6 | 24434.4 | 4 | 1 | 5 | G | KPVS_SplitCase | 12 | 10 | 12 | 18 | BranchMin12_BranchMax18 | 18 | 4 | 14 | 24 | HeaderMin14_HeaderMax24 | 20 | 5 | 20
829 | 109 | 1015-3/4-4P-150HP KPVS | KPVS_1015-3/4_4P_150HP_11.96_BRZ | 6108.6 | 6108.6 | 24434.4 | 4 | 1 | 5 | G | KPVS_SplitCase | 12 | 10 | 12 | 18 | BranchMin12_BranchMax18 | 18 | 4 | 14 | 24 | HeaderMin14_HeaderMax24 | 24 | 5 | 20
830 | 110 | 1015-3/4-4P-200HP KPVS | KPVS_1015-3/4_4P_200HP_12.89_BRZ | 6722.4 | 6722.4 | 26889.6 | 4 | 1 | 5 | G | KPVS_SplitCase | 12 | 10 | 12 | 18 | BranchMin12_BranchMax18 | 12 | 4 | 14 | 24 | HeaderMin14_HeaderMax24 | 14 | 5 | 20
830 | 110 | 1015-3/4-4P-200HP KPVS | KPVS_1015-3/4_4P_200HP_12.89_BRZ | 6722.4 | 6722.4 | 26889.6 | 4 | 1 | 5 | G | KPVS_SplitCase | 12 | 10 | 12 | 18 | BranchMin12_BranchMax18 | 12 | 4 | 14 | 24 | HeaderMin14_HeaderMax24 | 16 | 5 | 20
830 | 110 | 1015-3/4-4P-200HP KPVS | KPVS_1015-3/4_4P_200HP_12.89_BRZ | 6722.4 | 6722.4 | 26889.6 | 4 | 1 | 5 | G | KPVS_SplitCase | 12 | 10 | 12 | 18 | BranchMin12_BranchMax18 | 12 | 4 | 14 | 24 | HeaderMin14_HeaderMax24 | 18 | 5 | 20
830 | 110 | 1015-3/4-4P-200HP KPVS | KPVS_1015-3/4_4P_200HP_12.89_BRZ | 6722.4 | 6722.4 | 26889.6 | 4 | 1 | 5 | G | KPVS_SplitCase | 12 | 10 | 12 | 18 | BranchMin12_BranchMax18 | 12 | 4 | 14 | 24 | HeaderMin14_HeaderMax24 | 20 | 5 | 20
830 | 110 | 1015-3/4-4P-200HP KPVS | KPVS_1015-3/4_4P_200HP_12.89_BRZ | 6722.4 | 6722.4 | 26889.6 | 4 | 1 | 5 | G | KPVS_SplitCase | 12 | 10 | 12 | 18 | BranchMin12_BranchMax18 | 12 | 4 | 14 | 24 | HeaderMin14_HeaderMax24 | 24 | 5 | 20
830 | 110 | 1015-3/4-4P-200HP KPVS | KPVS_1015-3/4_4P_200HP_12.89_BRZ | 6722.4 | 6722.4 | 26889.6 | 4 | 1 | 5 | G | KPVS_SplitCase | 12 | 10 | 12 | 18 | BranchMin12_BranchMax18 | 14 | 4 | 14 | 24 | HeaderMin14_HeaderMax24 | 14 | 5 | 20 | [29 empty] | INVALID
830 | 110 | 1015-3/4-4P-200HP KPVS | KPVS_1015-3/4_4P_200HP_12.89_BRZ | 6722.4 | 6722.4 | 26889.6 | 4 | 1 | 5 | G | KPVS_SplitCase | 12 | 10 | 12 | 18 | BranchMin12_BranchMax18 | 14 | 4 | 14 | 24 | HeaderMin14_HeaderMax24 | 16 | 5 | 20
830 | 110 | 1015-3/4-4P-200HP KPVS | KPVS_1015-3/4_4P_200HP_12.89_BRZ | 6722.4 | 6722.4 | 26889.6 | 4 | 1 | 5 | G | KPVS_SplitCase | 12 | 10 | 12 | 18 | BranchMin12_BranchMax18 | 14 | 4 | 14 | 24 | HeaderMin14_HeaderMax24 | 18 | 5 | 20
830 | 110 | 1015-3/4-4P-200HP KPVS | KPVS_1015-3/4_4P_200HP_12.89_BRZ | 6722.4 | 6722.4 | 26889.6 | 4 | 1 | 5 | G | KPVS_SplitCase | 12 | 10 | 12 | 18 | BranchMin12_BranchMax18 | 14 | 4 | 14 | 24 | HeaderMin14_HeaderMax24 | 20 | 5 | 20
830 | 110 | 1015-3/4-4P-200HP KPVS | KPVS_1015-3/4_4P_200HP_12.89_BRZ | 6722.4 | 6722.4 | 26889.6 | 4 | 1 | 5 | G | KPVS_SplitCase | 12 | 10 | 12 | 18 | BranchMin12_BranchMax18 | 14 | 4 | 14 | 24 | HeaderMin14_HeaderMax24 | 24 | 5 | 20
830 | 110 | 1015-3/4-4P-200HP KPVS | KPVS_1015-3/4_4P_200HP_12.89_BRZ | 6722.4 | 6722.4 | 26889.6 | 4 | 1 | 5 | G | KPVS_SplitCase | 12 | 10 | 12 | 18 | BranchMin12_BranchMax18 | 16 | 4 | 14 | 24 | HeaderMin14_HeaderMax24 | 14 | 5 | 20 | [29 empty] | INVALID
830 | 110 | 1015-3/4-4P-200HP KPVS | KPVS_1015-3/4_4P_200HP_12.89_BRZ | 6722.4 | 6722.4 | 26889.6 | 4 | 1 | 5 | G | KPVS_SplitCase | 12 | 10 | 12 | 18 | BranchMin12_BranchMax18 | 16 | 4 | 14 | 24 | HeaderMin14_HeaderMax24 | 16 | 5 | 20 | [29 empty] | INVALID
830 | 110 | 1015-3/4-4P-200HP KPVS | KPVS_1015-3/4_4P_200HP_12.89_BRZ | 6722.4 | 6722.4 | 26889.6 | 4 | 1 | 5 | G | KPVS_SplitCase | 12 | 10 | 12 | 18 | BranchMin12_BranchMax18 | 16 | 4 | 14 | 24 | HeaderMin14_HeaderMax24 | 18 | 5 | 20
830 | 110 | 1015-3/4-4P-200HP KPVS | KPVS_1015-3/4_4P_200HP_12.89_BRZ | 6722.4 | 6722.4 | 26889.6 | 4 | 1 | 5 | G | KPVS_SplitCase | 12 | 10 | 12 | 18 | BranchMin12_BranchMax18 | 16 | 4 | 14 | 24 | HeaderMin14_HeaderMax24 | 20 | 5 | 20
830 | 110 | 1015-3/4-4P-200HP KPVS | KPVS_1015-3/4_4P_200HP_12.89_BRZ | 6722.4 | 6722.4 | 26889.6 | 4 | 1 | 5 | G | KPVS_SplitCase | 12 | 10 | 12 | 18 | BranchMin12_BranchMax18 | 16 | 4 | 14 | 24 | HeaderMin14_HeaderMax24 | 24 | 5 | 20
830 | 110 | 1015-3/4-4P-200HP KPVS | KPVS_1015-3/4_4P_200HP_12.89_BRZ | 6722.4 | 6722.4 | 26889.6 | 4 | 1 | 5 | G | KPVS_SplitCase | 12 | 10 | 12 | 18 | BranchMin12_BranchMax18 | 18 | 4 | 14 | 24 | HeaderMin14_HeaderMax24 | 14 | 5 | 20 | [29 empty] | INVALID
830 | 110 | 1015-3/4-4P-200HP KPVS | KPVS_1015-3/4_4P_200HP_12.89_BRZ | 6722.4 | 6722.4 | 26889.6 | 4 | 1 | 5 | G | KPVS_SplitCase | 12 | 10 | 12 | 18 | BranchMin12_BranchMax18 | 18 | 4 | 14 | 24 | HeaderMin14_HeaderMax24 | 16 | 5 | 20 | [29 empty] | INVALID
830 | 110 | 1015-3/4-4P-200HP KPVS | KPVS_1015-3/4_4P_200HP_12.89_BRZ | 6722.4 | 6722.4 | 26889.6 | 4 | 1 | 5 | G | KPVS_SplitCase | 12 | 10 | 12 | 18 | BranchMin12_BranchMax18 | 18 | 4 | 14 | 24 | HeaderMin14_HeaderMax24 | 18 | 5 | 20 | [29 empty] | INVALID
830 | 110 | 1015-3/4-4P-200HP KPVS | KPVS_1015-3/4_4P_200HP_12.89_BRZ | 6722.4 | 6722.4 | 26889.6 | 4 | 1 | 5 | G | KPVS_SplitCase | 12 | 10 | 12 | 18 | BranchMin12_BranchMax18 | 18 | 4 | 14 | 24 | HeaderMin14_HeaderMax24 | 20 | 5 | 20
830 | 110 | 1015-3/4-4P-200HP KPVS | KPVS_1015-3/4_4P_200HP_12.89_BRZ | 6722.4 | 6722.4 | 26889.6 | 4 | 1 | 5 | G | KPVS_SplitCase | 12 | 10 | 12 | 18 | BranchMin12_BranchMax18 | 18 | 4 | 14 | 24 | HeaderMin14_HeaderMax24 | 24 | 5 | 20
831 | 111 | 1015-3/4-4P-250HP KPVS | KPVS_1015-3/4_4P_250HP_13.52_BRZ | 7055.6 | 7055.6 | 28222.4 | 4 | 1 | 5 | G | KPVS_SplitCase | 12 | 10 | 12 | 20 | BranchMin12_BranchMax20 | 12 | 5 | 14 | 24 | HeaderMin14_HeaderMax24 | 14 | 5 | 25
831 | 111 | 1015-3/4-4P-250HP KPVS | KPVS_1015-3/4_4P_250HP_13.52_BRZ | 7055.6 | 7055.6 | 28222.4 | 4 | 1 | 5 | G | KPVS_SplitCase | 12 | 10 | 12 | 20 | BranchMin12_BranchMax20 | 12 | 5 | 14 | 24 | HeaderMin14_HeaderMax24 | 16 | 5 | 25
831 | 111 | 1015-3/4-4P-250HP KPVS | KPVS_1015-3/4_4P_250HP_13.52_BRZ | 7055.6 | 7055.6 | 28222.4 | 4 | 1 | 5 | G | KPVS_SplitCase | 12 | 10 | 12 | 20 | BranchMin12_BranchMax20 | 12 | 5 | 14 | 24 | HeaderMin14_HeaderMax24 | 18 | 5 | 25
831 | 111 | 1015-3/4-4P-250HP KPVS | KPVS_1015-3/4_4P_250HP_13.52_BRZ | 7055.6 | 7055.6 | 28222.4 | 4 | 1 | 5 | G | KPVS_SplitCase | 12 | 10 | 12 | 20 | BranchMin12_BranchMax20 | 12 | 5 | 14 | 24 | HeaderMin14_HeaderMax24 | 20 | 5 | 25
831 | 111 | 1015-3/4-4P-250HP KPVS | KPVS_1015-3/4_4P_250HP_13.52_BRZ | 7055.6 | 7055.6 | 28222.4 | 4 | 1 | 5 | G | KPVS_SplitCase | 12 | 10 | 12 | 20 | BranchMin12_BranchMax20 | 12 | 5 | 14 | 24 | HeaderMin14_HeaderMax24 | 24 | 5 | 25
831 | 111 | 1015-3/4-4P-250HP KPVS | KPVS_1015-3/4_4P_250HP_13.52_BRZ | 7055.6 | 7055.6 | 28222.4 | 4 | 1 | 5 | G | KPVS_SplitCase | 12 | 10 | 12 | 20 | BranchMin12_BranchMax20 | 14 | 5 | 14 | 24 | HeaderMin14_HeaderMax24 | 14 | 5 | 25 | [29 empty] | INVALID
831 | 111 | 1015-3/4-4P-250HP KPVS | KPVS_1015-3/4_4P_250HP_13.52_BRZ | 7055.6 | 7055.6 | 28222.4 | 4 | 1 | 5 | G | KPVS_SplitCase | 12 | 10 | 12 | 20 | BranchMin12_BranchMax20 | 14 | 5 | 14 | 24 | HeaderMin14_HeaderMax24 | 16 | 5 | 25
831 | 111 | 1015-3/4-4P-250HP KPVS | KPVS_1015-3/4_4P_250HP_13.52_BRZ | 7055.6 | 7055.6 | 28222.4 | 4 | 1 | 5 | G | KPVS_SplitCase | 12 | 10 | 12 | 20 | BranchMin12_BranchMax20 | 14 | 5 | 14 | 24 | HeaderMin14_HeaderMax24 | 18 | 5 | 25
831 | 111 | 1015-3/4-4P-250HP KPVS | KPVS_1015-3/4_4P_250HP_13.52_BRZ | 7055.6 | 7055.6 | 28222.4 | 4 | 1 | 5 | G | KPVS_SplitCase | 12 | 10 | 12 | 20 | BranchMin12_BranchMax20 | 14 | 5 | 14 | 24 | HeaderMin14_HeaderMax24 | 20 | 5 | 25
831 | 111 | 1015-3/4-4P-250HP KPVS | KPVS_1015-3/4_4P_250HP_13.52_BRZ | 7055.6 | 7055.6 | 28222.4 | 4 | 1 | 5 | G | KPVS_SplitCase | 12 | 10 | 12 | 20 | BranchMin12_BranchMax20 | 14 | 5 | 14 | 24 | HeaderMin14_HeaderMax24 | 24 | 5 | 25
831 | 111 | 1015-3/4-4P-250HP KPVS | KPVS_1015-3/4_4P_250HP_13.52_BRZ | 7055.6 | 7055.6 | 28222.4 | 4 | 1 | 5 | G | KPVS_SplitCase | 12 | 10 | 12 | 20 | BranchMin12_BranchMax20 | 16 | 5 | 14 | 24 | HeaderMin14_HeaderMax24 | 14 | 5 | 25 | [29 empty] | INVALID
831 | 111 | 1015-3/4-4P-250HP KPVS | KPVS_1015-3/4_4P_250HP_13.52_BRZ | 7055.6 | 7055.6 | 28222.4 | 4 | 1 | 5 | G | KPVS_SplitCase | 12 | 10 | 12 | 20 | BranchMin12_BranchMax20 | 16 | 5 | 14 | 24 | HeaderMin14_HeaderMax24 | 16 | 5 | 25 | [29 empty] | INVALID
831 | 111 | 1015-3/4-4P-250HP KPVS | KPVS_1015-3/4_4P_250HP_13.52_BRZ | 7055.6 | 7055.6 | 28222.4 | 4 | 1 | 5 | G | KPVS_SplitCase | 12 | 10 | 12 | 20 | BranchMin12_BranchMax20 | 16 | 5 | 14 | 24 | HeaderMin14_HeaderMax24 | 18 | 5 | 25
831 | 111 | 1015-3/4-4P-250HP KPVS | KPVS_1015-3/4_4P_250HP_13.52_BRZ | 7055.6 | 7055.6 | 28222.4 | 4 | 1 | 5 | G | KPVS_SplitCase | 12 | 10 | 12 | 20 | BranchMin12_BranchMax20 | 16 | 5 | 14 | 24 | HeaderMin14_HeaderMax24 | 20 | 5 | 25
831 | 111 | 1015-3/4-4P-250HP KPVS | KPVS_1015-3/4_4P_250HP_13.52_BRZ | 7055.6 | 7055.6 | 28222.4 | 4 | 1 | 5 | G | KPVS_SplitCase | 12 | 10 | 12 | 20 | BranchMin12_BranchMax20 | 16 | 5 | 14 | 24 | HeaderMin14_HeaderMax24 | 24 | 5 | 25
831 | 111 | 1015-3/4-4P-250HP KPVS | KPVS_1015-3/4_4P_250HP_13.52_BRZ | 7055.6 | 7055.6 | 28222.4 | 4 | 1 | 5 | G | KPVS_SplitCase | 12 | 10 | 12 | 20 | BranchMin12_BranchMax20 | 18 | 5 | 14 | 24 | HeaderMin14_HeaderMax24 | 14 | 5 | 25 | [29 empty] | INVALID
831 | 111 | 1015-3/4-4P-250HP KPVS | KPVS_1015-3/4_4P_250HP_13.52_BRZ | 7055.6 | 7055.6 | 28222.4 | 4 | 1 | 5 | G | KPVS_SplitCase | 12 | 10 | 12 | 20 | BranchMin12_BranchMax20 | 18 | 5 | 14 | 24 | HeaderMin14_HeaderMax24 | 16 | 5 | 25 | [29 empty] | INVALID
831 | 111 | 1015-3/4-4P-250HP KPVS | KPVS_1015-3/4_4P_250HP_13.52_BRZ | 7055.6 | 7055.6 | 28222.4 | 4 | 1 | 5 | G | KPVS_SplitCase | 12 | 10 | 12 | 20 | BranchMin12_BranchMax20 | 18 | 5 | 14 | 24 | HeaderMin14_HeaderMax24 | 18 | 5 | 25 | [29 empty] | INVALID
831 | 111 | 1015-3/4-4P-250HP KPVS | KPVS_1015-3/4_4P_250HP_13.52_BRZ | 7055.6 | 7055.6 | 28222.4 | 4 | 1 | 5 | G | KPVS_SplitCase | 12 | 10 | 12 | 20 | BranchMin12_BranchMax20 | 18 | 5 | 14 | 24 | HeaderMin14_HeaderMax24 | 20 | 5 | 25
831 | 111 | 1015-3/4-4P-250HP KPVS | KPVS_1015-3/4_4P_250HP_13.52_BRZ | 7055.6 | 7055.6 | 28222.4 | 4 | 1 | 5 | G | KPVS_SplitCase | 12 | 10 | 12 | 20 | BranchMin12_BranchMax20 | 18 | 5 | 14 | 24 | HeaderMin14_HeaderMax24 | 24 | 5 | 25
831 | 111 | 1015-3/4-4P-250HP KPVS | KPVS_1015-3/4_4P_250HP_13.52_BRZ | 7055.6 | 7055.6 | 28222.4 | 4 | 1 | 5 | G | KPVS_SplitCase | 12 | 10 | 12 | 20 | BranchMin12_BranchMax20 | 20 | 5 | 14 | 24 | HeaderMin14_HeaderMax24 | 14 | 5 | 25 | [29 empty] | INVALID
831 | 111 | 1015-3/4-4P-250HP KPVS | KPVS_1015-3/4_4P_250HP_13.52_BRZ | 7055.6 | 7055.6 | 28222.4 | 4 | 1 | 5 | G | KPVS_SplitCase | 12 | 10 | 12 | 20 | BranchMin12_BranchMax20 | 20 | 5 | 14 | 24 | HeaderMin14_HeaderMax24 | 16 | 5 | 25 | [29 empty] | INVALID
831 | 111 | 1015-3/4-4P-250HP KPVS | KPVS_1015-3/4_4P_250HP_13.52_BRZ | 7055.6 | 7055.6 | 28222.4 | 4 | 1 | 5 | G | KPVS_SplitCase | 12 | 10 | 12 | 20 | BranchMin12_BranchMax20 | 20 | 5 | 14 | 24 | HeaderMin14_HeaderMax24 | 18 | 5 | 25 | [29 empty] | INVALID
831 | 111 | 1015-3/4-4P-250HP KPVS | KPVS_1015-3/4_4P_250HP_13.52_BRZ | 7055.6 | 7055.6 | 28222.4 | 4 | 1 | 5 | G | KPVS_SplitCase | 12 | 10 | 12 | 20 | BranchMin12_BranchMax20 | 20 | 5 | 14 | 24 | HeaderMin14_HeaderMax24 | 20 | 5 | 25 | [29 empty] | INVALID
831 | 111 | 1015-3/4-4P-250HP KPVS | KPVS_1015-3/4_4P_250HP_13.52_BRZ | 7055.6 | 7055.6 | 28222.4 | 4 | 1 | 5 | G | KPVS_SplitCase | 12 | 10 | 12 | 20 | BranchMin12_BranchMax20 | 20 | 5 | 14 | 24 | HeaderMin14_HeaderMax24 | 24 | 5 | 25
832 | 112 | 1015-3/4-4P-300HP KPVS | KPVS_1015-3/4_4P_300HP_14.03_BRZ | 7256.3 | 7256.3 | 29025.2 | 4 | 1 | 5 | G | KPVS_SplitCase | 12 | 10 | 12 | 20 | BranchMin12_BranchMax20 | 12 | 5 | 14 | 24 | HeaderMin14_HeaderMax24 | 14 | 5 | 25
832 | 112 | 1015-3/4-4P-300HP KPVS | KPVS_1015-3/4_4P_300HP_14.03_BRZ | 7256.3 | 7256.3 | 29025.2 | 4 | 1 | 5 | G | KPVS_SplitCase | 12 | 10 | 12 | 20 | BranchMin12_BranchMax20 | 12 | 5 | 14 | 24 | HeaderMin14_HeaderMax24 | 16 | 5 | 25
832 | 112 | 1015-3/4-4P-300HP KPVS | KPVS_1015-3/4_4P_300HP_14.03_BRZ | 7256.3 | 7256.3 | 29025.2 | 4 | 1 | 5 | G | KPVS_SplitCase | 12 | 10 | 12 | 20 | BranchMin12_BranchMax20 | 12 | 5 | 14 | 24 | HeaderMin14_HeaderMax24 | 18 | 5 | 25
832 | 112 | 1015-3/4-4P-300HP KPVS | KPVS_1015-3/4_4P_300HP_14.03_BRZ | 7256.3 | 7256.3 | 29025.2 | 4 | 1 | 5 | G | KPVS_SplitCase | 12 | 10 | 12 | 20 | BranchMin12_BranchMax20 | 12 | 5 | 14 | 24 | HeaderMin14_HeaderMax24 | 20 | 5 | 25
832 | 112 | 1015-3/4-4P-300HP KPVS | KPVS_1015-3/4_4P_300HP_14.03_BRZ | 7256.3 | 7256.3 | 29025.2 | 4 | 1 | 5 | G | KPVS_SplitCase | 12 | 10 | 12 | 20 | BranchMin12_BranchMax20 | 12 | 5 | 14 | 24 | HeaderMin14_HeaderMax24 | 24 | 5 | 25
832 | 112 | 1015-3/4-4P-300HP KPVS | KPVS_1015-3/4_4P_300HP_14.03_BRZ | 7256.3 | 7256.3 | 29025.2 | 4 | 1 | 5 | G | KPVS_SplitCase | 12 | 10 | 12 | 20 | BranchMin12_BranchMax20 | 14 | 5 | 14 | 24 | HeaderMin14_HeaderMax24 | 14 | 5 | 25 | [29 empty] | INVALID
832 | 112 | 1015-3/4-4P-300HP KPVS | KPVS_1015-3/4_4P_300HP_14.03_BRZ | 7256.3 | 7256.3 | 29025.2 | 4 | 1 | 5 | G | KPVS_SplitCase | 12 | 10 | 12 | 20 | BranchMin12_BranchMax20 | 14 | 5 | 14 | 24 | HeaderMin14_HeaderMax24 | 16 | 5 | 25
832 | 112 | 1015-3/4-4P-300HP KPVS | KPVS_1015-3/4_4P_300HP_14.03_BRZ | 7256.3 | 7256.3 | 29025.2 | 4 | 1 | 5 | G | KPVS_SplitCase | 12 | 10 | 12 | 20 | BranchMin12_BranchMax20 | 14 | 5 | 14 | 24 | HeaderMin14_HeaderMax24 | 18 | 5 | 25
832 | 112 | 1015-3/4-4P-300HP KPVS | KPVS_1015-3/4_4P_300HP_14.03_BRZ | 7256.3 | 7256.3 | 29025.2 | 4 | 1 | 5 | G | KPVS_SplitCase | 12 | 10 | 12 | 20 | BranchMin12_BranchMax20 | 14 | 5 | 14 | 24 | HeaderMin14_HeaderMax24 | 20 | 5 | 25
832 | 112 | 1015-3/4-4P-300HP KPVS | KPVS_1015-3/4_4P_300HP_14.03_BRZ | 7256.3 | 7256.3 | 29025.2 | 4 | 1 | 5 | G | KPVS_SplitCase | 12 | 10 | 12 | 20 | BranchMin12_BranchMax20 | 14 | 5 | 14 | 24 | HeaderMin14_HeaderMax24 | 24 | 5 | 25
832 | 112 | 1015-3/4-4P-300HP KPVS | KPVS_1015-3/4_4P_300HP_14.03_BRZ | 7256.3 | 7256.3 | 29025.2 | 4 | 1 | 5 | G | KPVS_SplitCase | 12 | 10 | 12 | 20 | BranchMin12_BranchMax20 | 16 | 5 | 14 | 24 | HeaderMin14_HeaderMax24 | 14 | 5 | 25 | [29 empty] | INVALID
832 | 112 | 1015-3/4-4P-300HP KPVS | KPVS_1015-3/4_4P_300HP_14.03_BRZ | 7256.3 | 7256.3 | 29025.2 | 4 | 1 | 5 | G | KPVS_SplitCase | 12 | 10 | 12 | 20 | BranchMin12_BranchMax20 | 16 | 5 | 14 | 24 | HeaderMin14_HeaderMax24 | 16 | 5 | 25 | [29 empty] | INVALID
832 | 112 | 1015-3/4-4P-300HP KPVS | KPVS_1015-3/4_4P_300HP_14.03_BRZ | 7256.3 | 7256.3 | 29025.2 | 4 | 1 | 5 | G | KPVS_SplitCase | 12 | 10 | 12 | 20 | BranchMin12_BranchMax20 | 16 | 5 | 14 | 24 | HeaderMin14_HeaderMax24 | 18 | 5 | 25
832 | 112 | 1015-3/4-4P-300HP KPVS | KPVS_1015-3/4_4P_300HP_14.03_BRZ | 7256.3 | 7256.3 | 29025.2 | 4 | 1 | 5 | G | KPVS_SplitCase | 12 | 10 | 12 | 20 | BranchMin12_BranchMax20 | 16 | 5 | 14 | 24 | HeaderMin14_HeaderMax24 | 20 | 5 | 25
832 | 112 | 1015-3/4-4P-300HP KPVS | KPVS_1015-3/4_4P_300HP_14.03_BRZ | 7256.3 | 7256.3 | 29025.2 | 4 | 1 | 5 | G | KPVS_SplitCase | 12 | 10 | 12 | 20 | BranchMin12_BranchMax20 | 16 | 5 | 14 | 24 | HeaderMin14_HeaderMax24 | 24 | 5 | 25
832 | 112 | 1015-3/4-4P-300HP KPVS | KPVS_1015-3/4_4P_300HP_14.03_BRZ | 7256.3 | 7256.3 | 29025.2 | 4 | 1 | 5 | G | KPVS_SplitCase | 12 | 10 | 12 | 20 | BranchMin12_BranchMax20 | 18 | 5 | 14 | 24 | HeaderMin14_HeaderMax24 | 14 | 5 | 25 | [29 empty] | INVALID
832 | 112 | 1015-3/4-4P-300HP KPVS | KPVS_1015-3/4_4P_300HP_14.03_BRZ | 7256.3 | 7256.3 | 29025.2 | 4 | 1 | 5 | G | KPVS_SplitCase | 12 | 10 | 12 | 20 | BranchMin12_BranchMax20 | 18 | 5 | 14 | 24 | HeaderMin14_HeaderMax24 | 16 | 5 | 25 | [29 empty] | INVALID
832 | 112 | 1015-3/4-4P-300HP KPVS | KPVS_1015-3/4_4P_300HP_14.03_BRZ | 7256.3 | 7256.3 | 29025.2 | 4 | 1 | 5 | G | KPVS_SplitCase | 12 | 10 | 12 | 20 | BranchMin12_BranchMax20 | 18 | 5 | 14 | 24 | HeaderMin14_HeaderMax24 | 18 | 5 | 25 | [29 empty] | INVALID
832 | 112 | 1015-3/4-4P-300HP KPVS | KPVS_1015-3/4_4P_300HP_14.03_BRZ | 7256.3 | 7256.3 | 29025.2 | 4 | 1 | 5 | G | KPVS_SplitCase | 12 | 10 | 12 | 20 | BranchMin12_BranchMax20 | 18 | 5 | 14 | 24 | HeaderMin14_HeaderMax24 | 20 | 5 | 25
832 | 112 | 1015-3/4-4P-300HP KPVS | KPVS_1015-3/4_4P_300HP_14.03_BRZ | 7256.3 | 7256.3 | 29025.2 | 4 | 1 | 5 | G | KPVS_SplitCase | 12 | 10 | 12 | 20 | BranchMin12_BranchMax20 | 18 | 5 | 14 | 24 | HeaderMin14_HeaderMax24 | 24 | 5 | 25
832 | 112 | 1015-3/4-4P-300HP KPVS | KPVS_1015-3/4_4P_300HP_14.03_BRZ | 7256.3 | 7256.3 | 29025.2 | 4 | 1 | 5 | G | KPVS_SplitCase | 12 | 10 | 12 | 20 | BranchMin12_BranchMax20 | 20 | 5 | 14 | 24 | HeaderMin14_HeaderMax24 | 14 | 5 | 25 | [29 empty] | INVALID
832 | 112 | 1015-3/4-4P-300HP KPVS | KPVS_1015-3/4_4P_300HP_14.03_BRZ | 7256.3 | 7256.3 | 29025.2 | 4 | 1 | 5 | G | KPVS_SplitCase | 12 | 10 | 12 | 20 | BranchMin12_BranchMax20 | 20 | 5 | 14 | 24 | HeaderMin14_HeaderMax24 | 16 | 5 | 25 | [29 empty] | INVALID
832 | 112 | 1015-3/4-4P-300HP KPVS | KPVS_1015-3/4_4P_300HP_14.03_BRZ | 7256.3 | 7256.3 | 29025.2 | 4 | 1 | 5 | G | KPVS_SplitCase | 12 | 10 | 12 | 20 | BranchMin12_BranchMax20 | 20 | 5 | 14 | 24 | HeaderMin14_HeaderMax24 | 18 | 5 | 25 | [29 empty] | INVALID
832 | 112 | 1015-3/4-4P-300HP KPVS | KPVS_1015-3/4_4P_300HP_14.03_BRZ | 7256.3 | 7256.3 | 29025.2 | 4 | 1 | 5 | G | KPVS_SplitCase | 12 | 10 | 12 | 20 | BranchMin12_BranchMax20 | 20 | 5 | 14 | 24 | HeaderMin14_HeaderMax24 | 20 | 5 | 25 | [29 empty] | INVALID
832 | 112 | 1015-3/4-4P-300HP KPVS | KPVS_1015-3/4_4P_300HP_14.03_BRZ | 7256.3 | 7256.3 | 29025.2 | 4 | 1 | 5 | G | KPVS_SplitCase | 12 | 10 | 12 | 20 | BranchMin12_BranchMax20 | 20 | 5 | 14 | 24 | HeaderMin14_HeaderMax24 | 24 | 5 | 25
833 | 113 | 1220-5/6-6P-125HP KPVS | KPVS_1220-5/6_6P_125HP_13.61_BRZ | 7208.6 | 7208.6 | 28834.4 | 4 | 1 | 5 | G | KPVS_SplitCase | 14 | 12 | 14 | 20 | BranchMin14_BranchMax20 | 14 | 4 | 16 | 24 | HeaderMin16_HeaderMax24 | 16 | 4 | 16
833 | 113 | 1220-5/6-6P-125HP KPVS | KPVS_1220-5/6_6P_125HP_13.61_BRZ | 7208.6 | 7208.6 | 28834.4 | 4 | 1 | 5 | G | KPVS_SplitCase | 14 | 12 | 14 | 20 | BranchMin14_BranchMax20 | 14 | 4 | 16 | 24 | HeaderMin16_HeaderMax24 | 18 | 4 | 16
833 | 113 | 1220-5/6-6P-125HP KPVS | KPVS_1220-5/6_6P_125HP_13.61_BRZ | 7208.6 | 7208.6 | 28834.4 | 4 | 1 | 5 | G | KPVS_SplitCase | 14 | 12 | 14 | 20 | BranchMin14_BranchMax20 | 14 | 4 | 16 | 24 | HeaderMin16_HeaderMax24 | 20 | 4 | 16
833 | 113 | 1220-5/6-6P-125HP KPVS | KPVS_1220-5/6_6P_125HP_13.61_BRZ | 7208.6 | 7208.6 | 28834.4 | 4 | 1 | 5 | G | KPVS_SplitCase | 14 | 12 | 14 | 20 | BranchMin14_BranchMax20 | 14 | 4 | 16 | 24 | HeaderMin16_HeaderMax24 | 24 | 4 | 16
833 | 113 | 1220-5/6-6P-125HP KPVS | KPVS_1220-5/6_6P_125HP_13.61_BRZ | 7208.6 | 7208.6 | 28834.4 | 4 | 1 | 5 | G | KPVS_SplitCase | 14 | 12 | 14 | 20 | BranchMin14_BranchMax20 | 16 | 4 | 16 | 24 | HeaderMin16_HeaderMax24 | 16 | 4 | 16 | [29 empty] | INVALID
833 | 113 | 1220-5/6-6P-125HP KPVS | KPVS_1220-5/6_6P_125HP_13.61_BRZ | 7208.6 | 7208.6 | 28834.4 | 4 | 1 | 5 | G | KPVS_SplitCase | 14 | 12 | 14 | 20 | BranchMin14_BranchMax20 | 16 | 4 | 16 | 24 | HeaderMin16_HeaderMax24 | 18 | 4 | 16
833 | 113 | 1220-5/6-6P-125HP KPVS | KPVS_1220-5/6_6P_125HP_13.61_BRZ | 7208.6 | 7208.6 | 28834.4 | 4 | 1 | 5 | G | KPVS_SplitCase | 14 | 12 | 14 | 20 | BranchMin14_BranchMax20 | 16 | 4 | 16 | 24 | HeaderMin16_HeaderMax24 | 20 | 4 | 16
833 | 113 | 1220-5/6-6P-125HP KPVS | KPVS_1220-5/6_6P_125HP_13.61_BRZ | 7208.6 | 7208.6 | 28834.4 | 4 | 1 | 5 | G | KPVS_SplitCase | 14 | 12 | 14 | 20 | BranchMin14_BranchMax20 | 16 | 4 | 16 | 24 | HeaderMin16_HeaderMax24 | 24 | 4 | 16
833 | 113 | 1220-5/6-6P-125HP KPVS | KPVS_1220-5/6_6P_125HP_13.61_BRZ | 7208.6 | 7208.6 | 28834.4 | 4 | 1 | 5 | G | KPVS_SplitCase | 14 | 12 | 14 | 20 | BranchMin14_BranchMax20 | 18 | 4 | 16 | 24 | HeaderMin16_HeaderMax24 | 16 | 4 | 16 | [29 empty] | INVALID
833 | 113 | 1220-5/6-6P-125HP KPVS | KPVS_1220-5/6_6P_125HP_13.61_BRZ | 7208.6 | 7208.6 | 28834.4 | 4 | 1 | 5 | G | KPVS_SplitCase | 14 | 12 | 14 | 20 | BranchMin14_BranchMax20 | 18 | 4 | 16 | 24 | HeaderMin16_HeaderMax24 | 18 | 4 | 16 | [29 empty] | INVALID
833 | 113 | 1220-5/6-6P-125HP KPVS | KPVS_1220-5/6_6P_125HP_13.61_BRZ | 7208.6 | 7208.6 | 28834.4 | 4 | 1 | 5 | G | KPVS_SplitCase | 14 | 12 | 14 | 20 | BranchMin14_BranchMax20 | 18 | 4 | 16 | 24 | HeaderMin16_HeaderMax24 | 20 | 4 | 16
833 | 113 | 1220-5/6-6P-125HP KPVS | KPVS_1220-5/6_6P_125HP_13.61_BRZ | 7208.6 | 7208.6 | 28834.4 | 4 | 1 | 5 | G | KPVS_SplitCase | 14 | 12 | 14 | 20 | BranchMin14_BranchMax20 | 18 | 4 | 16 | 24 | HeaderMin16_HeaderMax24 | 24 | 4 | 16
833 | 113 | 1220-5/6-6P-125HP KPVS | KPVS_1220-5/6_6P_125HP_13.61_BRZ | 7208.6 | 7208.6 | 28834.4 | 4 | 1 | 5 | G | KPVS_SplitCase | 14 | 12 | 14 | 20 | BranchMin14_BranchMax20 | 20 | 4 | 16 | 24 | HeaderMin16_HeaderMax24 | 16 | 4 | 16 | [29 empty] | INVALID
833 | 113 | 1220-5/6-6P-125HP KPVS | KPVS_1220-5/6_6P_125HP_13.61_BRZ | 7208.6 | 7208.6 | 28834.4 | 4 | 1 | 5 | G | KPVS_SplitCase | 14 | 12 | 14 | 20 | BranchMin14_BranchMax20 | 20 | 4 | 16 | 24 | HeaderMin16_HeaderMax24 | 18 | 4 | 16 | [29 empty] | INVALID
833 | 113 | 1220-5/6-6P-125HP KPVS | KPVS_1220-5/6_6P_125HP_13.61_BRZ | 7208.6 | 7208.6 | 28834.4 | 4 | 1 | 5 | G | KPVS_SplitCase | 14 | 12 | 14 | 20 | BranchMin14_BranchMax20 | 20 | 4 | 16 | 24 | HeaderMin16_HeaderMax24 | 20 | 4 | 16 | [29 empty] | INVALID
833 | 113 | 1220-5/6-6P-125HP KPVS | KPVS_1220-5/6_6P_125HP_13.61_BRZ | 7208.6 | 7208.6 | 28834.4 | 4 | 1 | 5 | G | KPVS_SplitCase | 14 | 12 | 14 | 20 | BranchMin14_BranchMax20 | 20 | 4 | 16 | 24 | HeaderMin16_HeaderMax24 | 24 | 4 | 16
834 | 114 | 1220-5/6-6P-150HP KPVS | KPVS_1220-5/6_6P_150HP_14.41_BRZ | 7821.9 | 7821.9 | 31287.6 | 4 | 1 | 5 | G | KPVS_SplitCase | 14 | 12 | 14 | 20 | BranchMin14_BranchMax20 | 14 | 4 | 16 | 24 | HeaderMin16_HeaderMax24 | 16 | 4 | 16
834 | 114 | 1220-5/6-6P-150HP KPVS | KPVS_1220-5/6_6P_150HP_14.41_BRZ | 7821.9 | 7821.9 | 31287.6 | 4 | 1 | 5 | G | KPVS_SplitCase | 14 | 12 | 14 | 20 | BranchMin14_BranchMax20 | 14 | 4 | 16 | 24 | HeaderMin16_HeaderMax24 | 18 | 4 | 16
834 | 114 | 1220-5/6-6P-150HP KPVS | KPVS_1220-5/6_6P_150HP_14.41_BRZ | 7821.9 | 7821.9 | 31287.6 | 4 | 1 | 5 | G | KPVS_SplitCase | 14 | 12 | 14 | 20 | BranchMin14_BranchMax20 | 14 | 4 | 16 | 24 | HeaderMin16_HeaderMax24 | 20 | 4 | 16
834 | 114 | 1220-5/6-6P-150HP KPVS | KPVS_1220-5/6_6P_150HP_14.41_BRZ | 7821.9 | 7821.9 | 31287.6 | 4 | 1 | 5 | G | KPVS_SplitCase | 14 | 12 | 14 | 20 | BranchMin14_BranchMax20 | 14 | 4 | 16 | 24 | HeaderMin16_HeaderMax24 | 24 | 4 | 16
834 | 114 | 1220-5/6-6P-150HP KPVS | KPVS_1220-5/6_6P_150HP_14.41_BRZ | 7821.9 | 7821.9 | 31287.6 | 4 | 1 | 5 | G | KPVS_SplitCase | 14 | 12 | 14 | 20 | BranchMin14_BranchMax20 | 16 | 4 | 16 | 24 | HeaderMin16_HeaderMax24 | 16 | 4 | 16 | [29 empty] | INVALID
834 | 114 | 1220-5/6-6P-150HP KPVS | KPVS_1220-5/6_6P_150HP_14.41_BRZ | 7821.9 | 7821.9 | 31287.6 | 4 | 1 | 5 | G | KPVS_SplitCase | 14 | 12 | 14 | 20 | BranchMin14_BranchMax20 | 16 | 4 | 16 | 24 | HeaderMin16_HeaderMax24 | 18 | 4 | 16
834 | 114 | 1220-5/6-6P-150HP KPVS | KPVS_1220-5/6_6P_150HP_14.41_BRZ | 7821.9 | 7821.9 | 31287.6 | 4 | 1 | 5 | G | KPVS_SplitCase | 14 | 12 | 14 | 20 | BranchMin14_BranchMax20 | 16 | 4 | 16 | 24 | HeaderMin16_HeaderMax24 | 20 | 4 | 16
834 | 114 | 1220-5/6-6P-150HP KPVS | KPVS_1220-5/6_6P_150HP_14.41_BRZ | 7821.9 | 7821.9 | 31287.6 | 4 | 1 | 5 | G | KPVS_SplitCase | 14 | 12 | 14 | 20 | BranchMin14_BranchMax20 | 16 | 4 | 16 | 24 | HeaderMin16_HeaderMax24 | 24 | 4 | 16
834 | 114 | 1220-5/6-6P-150HP KPVS | KPVS_1220-5/6_6P_150HP_14.41_BRZ | 7821.9 | 7821.9 | 31287.6 | 4 | 1 | 5 | G | KPVS_SplitCase | 14 | 12 | 14 | 20 | BranchMin14_BranchMax20 | 18 | 4 | 16 | 24 | HeaderMin16_HeaderMax24 | 16 | 4 | 16 | [29 empty] | INVALID
834 | 114 | 1220-5/6-6P-150HP KPVS | KPVS_1220-5/6_6P_150HP_14.41_BRZ | 7821.9 | 7821.9 | 31287.6 | 4 | 1 | 5 | G | KPVS_SplitCase | 14 | 12 | 14 | 20 | BranchMin14_BranchMax20 | 18 | 4 | 16 | 24 | HeaderMin16_HeaderMax24 | 18 | 4 | 16 | [29 empty] | INVALID
834 | 114 | 1220-5/6-6P-150HP KPVS | KPVS_1220-5/6_6P_150HP_14.41_BRZ | 7821.9 | 7821.9 | 31287.6 | 4 | 1 | 5 | G | KPVS_SplitCase | 14 | 12 | 14 | 20 | BranchMin14_BranchMax20 | 18 | 4 | 16 | 24 | HeaderMin16_HeaderMax24 | 20 | 4 | 16
834 | 114 | 1220-5/6-6P-150HP KPVS | KPVS_1220-5/6_6P_150HP_14.41_BRZ | 7821.9 | 7821.9 | 31287.6 | 4 | 1 | 5 | G | KPVS_SplitCase | 14 | 12 | 14 | 20 | BranchMin14_BranchMax20 | 18 | 4 | 16 | 24 | HeaderMin16_HeaderMax24 | 24 | 4 | 16
834 | 114 | 1220-5/6-6P-150HP KPVS | KPVS_1220-5/6_6P_150HP_14.41_BRZ | 7821.9 | 7821.9 | 31287.6 | 4 | 1 | 5 | G | KPVS_SplitCase | 14 | 12 | 14 | 20 | BranchMin14_BranchMax20 | 20 | 4 | 16 | 24 | HeaderMin16_HeaderMax24 | 16 | 4 | 16 | [29 empty] | INVALID
834 | 114 | 1220-5/6-6P-150HP KPVS | KPVS_1220-5/6_6P_150HP_14.41_BRZ | 7821.9 | 7821.9 | 31287.6 | 4 | 1 | 5 | G | KPVS_SplitCase | 14 | 12 | 14 | 20 | BranchMin14_BranchMax20 | 20 | 4 | 16 | 24 | HeaderMin16_HeaderMax24 | 18 | 4 | 16 | [29 empty] | INVALID
834 | 114 | 1220-5/6-6P-150HP KPVS | KPVS_1220-5/6_6P_150HP_14.41_BRZ | 7821.9 | 7821.9 | 31287.6 | 4 | 1 | 5 | G | KPVS_SplitCase | 14 | 12 | 14 | 20 | BranchMin14_BranchMax20 | 20 | 4 | 16 | 24 | HeaderMin16_HeaderMax24 | 20 | 4 | 16 | [29 empty] | INVALID
834 | 114 | 1220-5/6-6P-150HP KPVS | KPVS_1220-5/6_6P_150HP_14.41_BRZ | 7821.9 | 7821.9 | 31287.6 | 4 | 1 | 5 | G | KPVS_SplitCase | 14 | 12 | 14 | 20 | BranchMin14_BranchMax20 | 20 | 4 | 16 | 24 | HeaderMin16_HeaderMax24 | 24 | 4 | 16
835 | 115 | 1220-5/6-6P-200HP KPVS | KPVS_1220-5/6_6P_200HP_16.03_BRZ | 9109.1 | 9109.1 | 36436.4 | 4 | 1 | 5 | G | KPVS_SplitCase | 14 | 12 | 14 | 24 | BranchMin14_BranchMax24 | 14 | 5 | 16 | 24 | HeaderMin16_HeaderMax24 | 16 | 4 | 20
835 | 115 | 1220-5/6-6P-200HP KPVS | KPVS_1220-5/6_6P_200HP_16.03_BRZ | 9109.1 | 9109.1 | 36436.4 | 4 | 1 | 5 | G | KPVS_SplitCase | 14 | 12 | 14 | 24 | BranchMin14_BranchMax24 | 14 | 5 | 16 | 24 | HeaderMin16_HeaderMax24 | 18 | 4 | 20
835 | 115 | 1220-5/6-6P-200HP KPVS | KPVS_1220-5/6_6P_200HP_16.03_BRZ | 9109.1 | 9109.1 | 36436.4 | 4 | 1 | 5 | G | KPVS_SplitCase | 14 | 12 | 14 | 24 | BranchMin14_BranchMax24 | 14 | 5 | 16 | 24 | HeaderMin16_HeaderMax24 | 20 | 4 | 20
835 | 115 | 1220-5/6-6P-200HP KPVS | KPVS_1220-5/6_6P_200HP_16.03_BRZ | 9109.1 | 9109.1 | 36436.4 | 4 | 1 | 5 | G | KPVS_SplitCase | 14 | 12 | 14 | 24 | BranchMin14_BranchMax24 | 14 | 5 | 16 | 24 | HeaderMin16_HeaderMax24 | 24 | 4 | 20
835 | 115 | 1220-5/6-6P-200HP KPVS | KPVS_1220-5/6_6P_200HP_16.03_BRZ | 9109.1 | 9109.1 | 36436.4 | 4 | 1 | 5 | G | KPVS_SplitCase | 14 | 12 | 14 | 24 | BranchMin14_BranchMax24 | 16 | 5 | 16 | 24 | HeaderMin16_HeaderMax24 | 16 | 4 | 20 | [29 empty] | INVALID
835 | 115 | 1220-5/6-6P-200HP KPVS | KPVS_1220-5/6_6P_200HP_16.03_BRZ | 9109.1 | 9109.1 | 36436.4 | 4 | 1 | 5 | G | KPVS_SplitCase | 14 | 12 | 14 | 24 | BranchMin14_BranchMax24 | 16 | 5 | 16 | 24 | HeaderMin16_HeaderMax24 | 18 | 4 | 20
835 | 115 | 1220-5/6-6P-200HP KPVS | KPVS_1220-5/6_6P_200HP_16.03_BRZ | 9109.1 | 9109.1 | 36436.4 | 4 | 1 | 5 | G | KPVS_SplitCase | 14 | 12 | 14 | 24 | BranchMin14_BranchMax24 | 16 | 5 | 16 | 24 | HeaderMin16_HeaderMax24 | 20 | 4 | 20
835 | 115 | 1220-5/6-6P-200HP KPVS | KPVS_1220-5/6_6P_200HP_16.03_BRZ | 9109.1 | 9109.1 | 36436.4 | 4 | 1 | 5 | G | KPVS_SplitCase | 14 | 12 | 14 | 24 | BranchMin14_BranchMax24 | 16 | 5 | 16 | 24 | HeaderMin16_HeaderMax24 | 24 | 4 | 20
835 | 115 | 1220-5/6-6P-200HP KPVS | KPVS_1220-5/6_6P_200HP_16.03_BRZ | 9109.1 | 9109.1 | 36436.4 | 4 | 1 | 5 | G | KPVS_SplitCase | 14 | 12 | 14 | 24 | BranchMin14_BranchMax24 | 18 | 5 | 16 | 24 | HeaderMin16_HeaderMax24 | 16 | 4 | 20 | [29 empty] | INVALID
835 | 115 | 1220-5/6-6P-200HP KPVS | KPVS_1220-5/6_6P_200HP_16.03_BRZ | 9109.1 | 9109.1 | 36436.4 | 4 | 1 | 5 | G | KPVS_SplitCase | 14 | 12 | 14 | 24 | BranchMin14_BranchMax24 | 18 | 5 | 16 | 24 | HeaderMin16_HeaderMax24 | 18 | 4 | 20 | [29 empty] | INVALID
835 | 115 | 1220-5/6-6P-200HP KPVS | KPVS_1220-5/6_6P_200HP_16.03_BRZ | 9109.1 | 9109.1 | 36436.4 | 4 | 1 | 5 | G | KPVS_SplitCase | 14 | 12 | 14 | 24 | BranchMin14_BranchMax24 | 18 | 5 | 16 | 24 | HeaderMin16_HeaderMax24 | 20 | 4 | 20
835 | 115 | 1220-5/6-6P-200HP KPVS | KPVS_1220-5/6_6P_200HP_16.03_BRZ | 9109.1 | 9109.1 | 36436.4 | 4 | 1 | 5 | G | KPVS_SplitCase | 14 | 12 | 14 | 24 | BranchMin14_BranchMax24 | 18 | 5 | 16 | 24 | HeaderMin16_HeaderMax24 | 24 | 4 | 20
835 | 115 | 1220-5/6-6P-200HP KPVS | KPVS_1220-5/6_6P_200HP_16.03_BRZ | 9109.1 | 9109.1 | 36436.4 | 4 | 1 | 5 | G | KPVS_SplitCase | 14 | 12 | 14 | 24 | BranchMin14_BranchMax24 | 20 | 5 | 16 | 24 | HeaderMin16_HeaderMax24 | 16 | 4 | 20 | [29 empty] | INVALID
835 | 115 | 1220-5/6-6P-200HP KPVS | KPVS_1220-5/6_6P_200HP_16.03_BRZ | 9109.1 | 9109.1 | 36436.4 | 4 | 1 | 5 | G | KPVS_SplitCase | 14 | 12 | 14 | 24 | BranchMin14_BranchMax24 | 20 | 5 | 16 | 24 | HeaderMin16_HeaderMax24 | 18 | 4 | 20 | [29 empty] | INVALID
835 | 115 | 1220-5/6-6P-200HP KPVS | KPVS_1220-5/6_6P_200HP_16.03_BRZ | 9109.1 | 9109.1 | 36436.4 | 4 | 1 | 5 | G | KPVS_SplitCase | 14 | 12 | 14 | 24 | BranchMin14_BranchMax24 | 20 | 5 | 16 | 24 | HeaderMin16_HeaderMax24 | 20 | 4 | 20 | [29 empty] | INVALID
835 | 115 | 1220-5/6-6P-200HP KPVS | KPVS_1220-5/6_6P_200HP_16.03_BRZ | 9109.1 | 9109.1 | 36436.4 | 4 | 1 | 5 | G | KPVS_SplitCase | 14 | 12 | 14 | 24 | BranchMin14_BranchMax24 | 20 | 5 | 16 | 24 | HeaderMin16_HeaderMax24 | 24 | 4 | 20
835 | 115 | 1220-5/6-6P-200HP KPVS | KPVS_1220-5/6_6P_200HP_16.03_BRZ | 9109.1 | 9109.1 | 36436.4 | 4 | 1 | 5 | G | KPVS_SplitCase | 14 | 12 | 14 | 24 | BranchMin14_BranchMax24 | 24 | 5 | 16 | 24 | HeaderMin16_HeaderMax24 | 16 | 4 | 20 | [29 empty] | INVALID
835 | 115 | 1220-5/6-6P-200HP KPVS | KPVS_1220-5/6_6P_200HP_16.03_BRZ | 9109.1 | 9109.1 | 36436.4 | 4 | 1 | 5 | G | KPVS_SplitCase | 14 | 12 | 14 | 24 | BranchMin14_BranchMax24 | 24 | 5 | 16 | 24 | HeaderMin16_HeaderMax24 | 18 | 4 | 20 | [29 empty] | INVALID
835 | 115 | 1220-5/6-6P-200HP KPVS | KPVS_1220-5/6_6P_200HP_16.03_BRZ | 9109.1 | 9109.1 | 36436.4 | 4 | 1 | 5 | G | KPVS_SplitCase | 14 | 12 | 14 | 24 | BranchMin14_BranchMax24 | 24 | 5 | 16 | 24 | HeaderMin16_HeaderMax24 | 20 | 4 | 20 | [29 empty] | INVALID
835 | 115 | 1220-5/6-6P-200HP KPVS | KPVS_1220-5/6_6P_200HP_16.03_BRZ | 9109.1 | 9109.1 | 36436.4 | 4 | 1 | 5 | G | KPVS_SplitCase | 14 | 12 | 14 | 24 | BranchMin14_BranchMax24 | 24 | 5 | 16 | 24 | HeaderMin16_HeaderMax24 | 24 | 4 | 20 | [29 empty] | INVALID
836 | 116 | 1220-5/6-6P-250HP KPVS | KPVS_1220-5/6_6P_250HP_17.26_BRZ | 10125.3 | 10125.3 | 40501.2 | 4 | 1 | 5 | G | KPVS_SplitCase | 14 | 12 | 14 | 24 | BranchMin14_BranchMax24 | 14 | 5 | 16 | 24 | HeaderMin16_HeaderMax24 | 16 | 4 | 20
836 | 116 | 1220-5/6-6P-250HP KPVS | KPVS_1220-5/6_6P_250HP_17.26_BRZ | 10125.3 | 10125.3 | 40501.2 | 4 | 1 | 5 | G | KPVS_SplitCase | 14 | 12 | 14 | 24 | BranchMin14_BranchMax24 | 14 | 5 | 16 | 24 | HeaderMin16_HeaderMax24 | 18 | 4 | 20
836 | 116 | 1220-5/6-6P-250HP KPVS | KPVS_1220-5/6_6P_250HP_17.26_BRZ | 10125.3 | 10125.3 | 40501.2 | 4 | 1 | 5 | G | KPVS_SplitCase | 14 | 12 | 14 | 24 | BranchMin14_BranchMax24 | 14 | 5 | 16 | 24 | HeaderMin16_HeaderMax24 | 20 | 4 | 20
836 | 116 | 1220-5/6-6P-250HP KPVS | KPVS_1220-5/6_6P_250HP_17.26_BRZ | 10125.3 | 10125.3 | 40501.2 | 4 | 1 | 5 | G | KPVS_SplitCase | 14 | 12 | 14 | 24 | BranchMin14_BranchMax24 | 14 | 5 | 16 | 24 | HeaderMin16_HeaderMax24 | 24 | 4 | 20
836 | 116 | 1220-5/6-6P-250HP KPVS | KPVS_1220-5/6_6P_250HP_17.26_BRZ | 10125.3 | 10125.3 | 40501.2 | 4 | 1 | 5 | G | KPVS_SplitCase | 14 | 12 | 14 | 24 | BranchMin14_BranchMax24 | 16 | 5 | 16 | 24 | HeaderMin16_HeaderMax24 | 16 | 4 | 20 | [29 empty] | INVALID
836 | 116 | 1220-5/6-6P-250HP KPVS | KPVS_1220-5/6_6P_250HP_17.26_BRZ | 10125.3 | 10125.3 | 40501.2 | 4 | 1 | 5 | G | KPVS_SplitCase | 14 | 12 | 14 | 24 | BranchMin14_BranchMax24 | 16 | 5 | 16 | 24 | HeaderMin16_HeaderMax24 | 18 | 4 | 20
836 | 116 | 1220-5/6-6P-250HP KPVS | KPVS_1220-5/6_6P_250HP_17.26_BRZ | 10125.3 | 10125.3 | 40501.2 | 4 | 1 | 5 | G | KPVS_SplitCase | 14 | 12 | 14 | 24 | BranchMin14_BranchMax24 | 16 | 5 | 16 | 24 | HeaderMin16_HeaderMax24 | 20 | 4 | 20
836 | 116 | 1220-5/6-6P-250HP KPVS | KPVS_1220-5/6_6P_250HP_17.26_BRZ | 10125.3 | 10125.3 | 40501.2 | 4 | 1 | 5 | G | KPVS_SplitCase | 14 | 12 | 14 | 24 | BranchMin14_BranchMax24 | 16 | 5 | 16 | 24 | HeaderMin16_HeaderMax24 | 24 | 4 | 20
836 | 116 | 1220-5/6-6P-250HP KPVS | KPVS_1220-5/6_6P_250HP_17.26_BRZ | 10125.3 | 10125.3 | 40501.2 | 4 | 1 | 5 | G | KPVS_SplitCase | 14 | 12 | 14 | 24 | BranchMin14_BranchMax24 | 18 | 5 | 16 | 24 | HeaderMin16_HeaderMax24 | 16 | 4 | 20 | [29 empty] | INVALID
836 | 116 | 1220-5/6-6P-250HP KPVS | KPVS_1220-5/6_6P_250HP_17.26_BRZ | 10125.3 | 10125.3 | 40501.2 | 4 | 1 | 5 | G | KPVS_SplitCase | 14 | 12 | 14 | 24 | BranchMin14_BranchMax24 | 18 | 5 | 16 | 24 | HeaderMin16_HeaderMax24 | 18 | 4 | 20 | [29 empty] | INVALID
836 | 116 | 1220-5/6-6P-250HP KPVS | KPVS_1220-5/6_6P_250HP_17.26_BRZ | 10125.3 | 10125.3 | 40501.2 | 4 | 1 | 5 | G | KPVS_SplitCase | 14 | 12 | 14 | 24 | BranchMin14_BranchMax24 | 18 | 5 | 16 | 24 | HeaderMin16_HeaderMax24 | 20 | 4 | 20
836 | 116 | 1220-5/6-6P-250HP KPVS | KPVS_1220-5/6_6P_250HP_17.26_BRZ | 10125.3 | 10125.3 | 40501.2 | 4 | 1 | 5 | G | KPVS_SplitCase | 14 | 12 | 14 | 24 | BranchMin14_BranchMax24 | 18 | 5 | 16 | 24 | HeaderMin16_HeaderMax24 | 24 | 4 | 20
836 | 116 | 1220-5/6-6P-250HP KPVS | KPVS_1220-5/6_6P_250HP_17.26_BRZ | 10125.3 | 10125.3 | 40501.2 | 4 | 1 | 5 | G | KPVS_SplitCase | 14 | 12 | 14 | 24 | BranchMin14_BranchMax24 | 20 | 5 | 16 | 24 | HeaderMin16_HeaderMax24 | 16 | 4 | 20 | [29 empty] | INVALID
836 | 116 | 1220-5/6-6P-250HP KPVS | KPVS_1220-5/6_6P_250HP_17.26_BRZ | 10125.3 | 10125.3 | 40501.2 | 4 | 1 | 5 | G | KPVS_SplitCase | 14 | 12 | 14 | 24 | BranchMin14_BranchMax24 | 20 | 5 | 16 | 24 | HeaderMin16_HeaderMax24 | 18 | 4 | 20 | [29 empty] | INVALID
836 | 116 | 1220-5/6-6P-250HP KPVS | KPVS_1220-5/6_6P_250HP_17.26_BRZ | 10125.3 | 10125.3 | 40501.2 | 4 | 1 | 5 | G | KPVS_SplitCase | 14 | 12 | 14 | 24 | BranchMin14_BranchMax24 | 20 | 5 | 16 | 24 | HeaderMin16_HeaderMax24 | 20 | 4 | 20 | [29 empty] | INVALID
836 | 116 | 1220-5/6-6P-250HP KPVS | KPVS_1220-5/6_6P_250HP_17.26_BRZ | 10125.3 | 10125.3 | 40501.2 | 4 | 1 | 5 | G | KPVS_SplitCase | 14 | 12 | 14 | 24 | BranchMin14_BranchMax24 | 20 | 5 | 16 | 24 | HeaderMin16_HeaderMax24 | 24 | 4 | 20
836 | 116 | 1220-5/6-6P-250HP KPVS | KPVS_1220-5/6_6P_250HP_17.26_BRZ | 10125.3 | 10125.3 | 40501.2 | 4 | 1 | 5 | G | KPVS_SplitCase | 14 | 12 | 14 | 24 | BranchMin14_BranchMax24 | 24 | 5 | 16 | 24 | HeaderMin16_HeaderMax24 | 16 | 4 | 20 | [29 empty] | INVALID
836 | 116 | 1220-5/6-6P-250HP KPVS | KPVS_1220-5/6_6P_250HP_17.26_BRZ | 10125.3 | 10125.3 | 40501.2 | 4 | 1 | 5 | G | KPVS_SplitCase | 14 | 12 | 14 | 24 | BranchMin14_BranchMax24 | 24 | 5 | 16 | 24 | HeaderMin16_HeaderMax24 | 18 | 4 | 20 | [29 empty] | INVALID
836 | 116 | 1220-5/6-6P-250HP KPVS | KPVS_1220-5/6_6P_250HP_17.26_BRZ | 10125.3 | 10125.3 | 40501.2 | 4 | 1 | 5 | G | KPVS_SplitCase | 14 | 12 | 14 | 24 | BranchMin14_BranchMax24 | 24 | 5 | 16 | 24 | HeaderMin16_HeaderMax24 | 20 | 4 | 20 | [29 empty] | INVALID
836 | 116 | 1220-5/6-6P-250HP KPVS | KPVS_1220-5/6_6P_250HP_17.26_BRZ | 10125.3 | 10125.3 | 40501.2 | 4 | 1 | 5 | G | KPVS_SplitCase | 14 | 12 | 14 | 24 | BranchMin14_BranchMax24 | 24 | 5 | 16 | 24 | HeaderMin16_HeaderMax24 | 24 | 4 | 20 | [29 empty] | INVALID
837 | 117 | 1220-5/6-6P-300HP KPVS | KPVS_1220-5/6_6P_300HP_18.18_BRZ | 10905.9 | 10905.9 | 43623.6 | 4 | 1 | 5 | G | KPVS_SplitCase | 14 | 12 | 14 | 24 | BranchMin14_BranchMax24 | 14 | 5 | 16 | 24 | HeaderMin16_HeaderMax24 | 16 | 4 | 20
837 | 117 | 1220-5/6-6P-300HP KPVS | KPVS_1220-5/6_6P_300HP_18.18_BRZ | 10905.9 | 10905.9 | 43623.6 | 4 | 1 | 5 | G | KPVS_SplitCase | 14 | 12 | 14 | 24 | BranchMin14_BranchMax24 | 14 | 5 | 16 | 24 | HeaderMin16_HeaderMax24 | 18 | 4 | 20
837 | 117 | 1220-5/6-6P-300HP KPVS | KPVS_1220-5/6_6P_300HP_18.18_BRZ | 10905.9 | 10905.9 | 43623.6 | 4 | 1 | 5 | G | KPVS_SplitCase | 14 | 12 | 14 | 24 | BranchMin14_BranchMax24 | 14 | 5 | 16 | 24 | HeaderMin16_HeaderMax24 | 20 | 4 | 20
837 | 117 | 1220-5/6-6P-300HP KPVS | KPVS_1220-5/6_6P_300HP_18.18_BRZ | 10905.9 | 10905.9 | 43623.6 | 4 | 1 | 5 | G | KPVS_SplitCase | 14 | 12 | 14 | 24 | BranchMin14_BranchMax24 | 14 | 5 | 16 | 24 | HeaderMin16_HeaderMax24 | 24 | 4 | 20
837 | 117 | 1220-5/6-6P-300HP KPVS | KPVS_1220-5/6_6P_300HP_18.18_BRZ | 10905.9 | 10905.9 | 43623.6 | 4 | 1 | 5 | G | KPVS_SplitCase | 14 | 12 | 14 | 24 | BranchMin14_BranchMax24 | 16 | 5 | 16 | 24 | HeaderMin16_HeaderMax24 | 16 | 4 | 20 | [29 empty] | INVALID
837 | 117 | 1220-5/6-6P-300HP KPVS | KPVS_1220-5/6_6P_300HP_18.18_BRZ | 10905.9 | 10905.9 | 43623.6 | 4 | 1 | 5 | G | KPVS_SplitCase | 14 | 12 | 14 | 24 | BranchMin14_BranchMax24 | 16 | 5 | 16 | 24 | HeaderMin16_HeaderMax24 | 18 | 4 | 20
837 | 117 | 1220-5/6-6P-300HP KPVS | KPVS_1220-5/6_6P_300HP_18.18_BRZ | 10905.9 | 10905.9 | 43623.6 | 4 | 1 | 5 | G | KPVS_SplitCase | 14 | 12 | 14 | 24 | BranchMin14_BranchMax24 | 16 | 5 | 16 | 24 | HeaderMin16_HeaderMax24 | 20 | 4 | 20
837 | 117 | 1220-5/6-6P-300HP KPVS | KPVS_1220-5/6_6P_300HP_18.18_BRZ | 10905.9 | 10905.9 | 43623.6 | 4 | 1 | 5 | G | KPVS_SplitCase | 14 | 12 | 14 | 24 | BranchMin14_BranchMax24 | 16 | 5 | 16 | 24 | HeaderMin16_HeaderMax24 | 24 | 4 | 20
837 | 117 | 1220-5/6-6P-300HP KPVS | KPVS_1220-5/6_6P_300HP_18.18_BRZ | 10905.9 | 10905.9 | 43623.6 | 4 | 1 | 5 | G | KPVS_SplitCase | 14 | 12 | 14 | 24 | BranchMin14_BranchMax24 | 18 | 5 | 16 | 24 | HeaderMin16_HeaderMax24 | 16 | 4 | 20 | [29 empty] | INVALID
837 | 117 | 1220-5/6-6P-300HP KPVS | KPVS_1220-5/6_6P_300HP_18.18_BRZ | 10905.9 | 10905.9 | 43623.6 | 4 | 1 | 5 | G | KPVS_SplitCase | 14 | 12 | 14 | 24 | BranchMin14_BranchMax24 | 18 | 5 | 16 | 24 | HeaderMin16_HeaderMax24 | 18 | 4 | 20 | [29 empty] | INVALID
837 | 117 | 1220-5/6-6P-300HP KPVS | KPVS_1220-5/6_6P_300HP_18.18_BRZ | 10905.9 | 10905.9 | 43623.6 | 4 | 1 | 5 | G | KPVS_SplitCase | 14 | 12 | 14 | 24 | BranchMin14_BranchMax24 | 18 | 5 | 16 | 24 | HeaderMin16_HeaderMax24 | 20 | 4 | 20
837 | 117 | 1220-5/6-6P-300HP KPVS | KPVS_1220-5/6_6P_300HP_18.18_BRZ | 10905.9 | 10905.9 | 43623.6 | 4 | 1 | 5 | G | KPVS_SplitCase | 14 | 12 | 14 | 24 | BranchMin14_BranchMax24 | 18 | 5 | 16 | 24 | HeaderMin16_HeaderMax24 | 24 | 4 | 20
837 | 117 | 1220-5/6-6P-300HP KPVS | KPVS_1220-5/6_6P_300HP_18.18_BRZ | 10905.9 | 10905.9 | 43623.6 | 4 | 1 | 5 | G | KPVS_SplitCase | 14 | 12 | 14 | 24 | BranchMin14_BranchMax24 | 20 | 5 | 16 | 24 | HeaderMin16_HeaderMax24 | 16 | 4 | 20 | [29 empty] | INVALID
837 | 117 | 1220-5/6-6P-300HP KPVS | KPVS_1220-5/6_6P_300HP_18.18_BRZ | 10905.9 | 10905.9 | 43623.6 | 4 | 1 | 5 | G | KPVS_SplitCase | 14 | 12 | 14 | 24 | BranchMin14_BranchMax24 | 20 | 5 | 16 | 24 | HeaderMin16_HeaderMax24 | 18 | 4 | 20 | [29 empty] | INVALID
837 | 117 | 1220-5/6-6P-300HP KPVS | KPVS_1220-5/6_6P_300HP_18.18_BRZ | 10905.9 | 10905.9 | 43623.6 | 4 | 1 | 5 | G | KPVS_SplitCase | 14 | 12 | 14 | 24 | BranchMin14_BranchMax24 | 20 | 5 | 16 | 24 | HeaderMin16_HeaderMax24 | 20 | 4 | 20 | [29 empty] | INVALID
837 | 117 | 1220-5/6-6P-300HP KPVS | KPVS_1220-5/6_6P_300HP_18.18_BRZ | 10905.9 | 10905.9 | 43623.6 | 4 | 1 | 5 | G | KPVS_SplitCase | 14 | 12 | 14 | 24 | BranchMin14_BranchMax24 | 20 | 5 | 16 | 24 | HeaderMin16_HeaderMax24 | 24 | 4 | 20
837 | 117 | 1220-5/6-6P-300HP KPVS | KPVS_1220-5/6_6P_300HP_18.18_BRZ | 10905.9 | 10905.9 | 43623.6 | 4 | 1 | 5 | G | KPVS_SplitCase | 14 | 12 | 14 | 24 | BranchMin14_BranchMax24 | 24 | 5 | 16 | 24 | HeaderMin16_HeaderMax24 | 16 | 4 | 20 | [29 empty] | INVALID
837 | 117 | 1220-5/6-6P-300HP KPVS | KPVS_1220-5/6_6P_300HP_18.18_BRZ | 10905.9 | 10905.9 | 43623.6 | 4 | 1 | 5 | G | KPVS_SplitCase | 14 | 12 | 14 | 24 | BranchMin14_BranchMax24 | 24 | 5 | 16 | 24 | HeaderMin16_HeaderMax24 | 18 | 4 | 20 | [29 empty] | INVALID
837 | 117 | 1220-5/6-6P-300HP KPVS | KPVS_1220-5/6_6P_300HP_18.18_BRZ | 10905.9 | 10905.9 | 43623.6 | 4 | 1 | 5 | G | KPVS_SplitCase | 14 | 12 | 14 | 24 | BranchMin14_BranchMax24 | 24 | 5 | 16 | 24 | HeaderMin16_HeaderMax24 | 20 | 4 | 20 | [29 empty] | INVALID
837 | 117 | 1220-5/6-6P-300HP KPVS | KPVS_1220-5/6_6P_300HP_18.18_BRZ | 10905.9 | 10905.9 | 43623.6 | 4 | 1 | 5 | G | KPVS_SplitCase | 14 | 12 | 14 | 24 | BranchMin14_BranchMax24 | 24 | 5 | 16 | 24 | HeaderMin16_HeaderMax24 | 24 | 4 | 20 | [29 empty] | INVALID
838 | 118 | 1415-1/2-4P-250HP KPVS | KPVS_1415-1/2_4P_250HP_12.73_BRZ | 10473.9 | 10473.9 | 41895.6 | 4 | 1 | 5 | G | KPVS_SplitCase | 16 | 14 | 16 | 24 | BranchMin16_BranchMax24 | 16 | 4 | 18 | 24 | HeaderMin18_HeaderMax24 | 18 | 3 | 12
838 | 118 | 1415-1/2-4P-250HP KPVS | KPVS_1415-1/2_4P_250HP_12.73_BRZ | 10473.9 | 10473.9 | 41895.6 | 4 | 1 | 5 | G | KPVS_SplitCase | 16 | 14 | 16 | 24 | BranchMin16_BranchMax24 | 16 | 4 | 18 | 24 | HeaderMin18_HeaderMax24 | 20 | 3 | 12
838 | 118 | 1415-1/2-4P-250HP KPVS | KPVS_1415-1/2_4P_250HP_12.73_BRZ | 10473.9 | 10473.9 | 41895.6 | 4 | 1 | 5 | G | KPVS_SplitCase | 16 | 14 | 16 | 24 | BranchMin16_BranchMax24 | 16 | 4 | 18 | 24 | HeaderMin18_HeaderMax24 | 24 | 3 | 12
838 | 118 | 1415-1/2-4P-250HP KPVS | KPVS_1415-1/2_4P_250HP_12.73_BRZ | 10473.9 | 10473.9 | 41895.6 | 4 | 1 | 5 | G | KPVS_SplitCase | 16 | 14 | 16 | 24 | BranchMin16_BranchMax24 | 18 | 4 | 18 | 24 | HeaderMin18_HeaderMax24 | 18 | 3 | 12 | [29 empty] | INVALID
838 | 118 | 1415-1/2-4P-250HP KPVS | KPVS_1415-1/2_4P_250HP_12.73_BRZ | 10473.9 | 10473.9 | 41895.6 | 4 | 1 | 5 | G | KPVS_SplitCase | 16 | 14 | 16 | 24 | BranchMin16_BranchMax24 | 18 | 4 | 18 | 24 | HeaderMin18_HeaderMax24 | 20 | 3 | 12
838 | 118 | 1415-1/2-4P-250HP KPVS | KPVS_1415-1/2_4P_250HP_12.73_BRZ | 10473.9 | 10473.9 | 41895.6 | 4 | 1 | 5 | G | KPVS_SplitCase | 16 | 14 | 16 | 24 | BranchMin16_BranchMax24 | 18 | 4 | 18 | 24 | HeaderMin18_HeaderMax24 | 24 | 3 | 12
838 | 118 | 1415-1/2-4P-250HP KPVS | KPVS_1415-1/2_4P_250HP_12.73_BRZ | 10473.9 | 10473.9 | 41895.6 | 4 | 1 | 5 | G | KPVS_SplitCase | 16 | 14 | 16 | 24 | BranchMin16_BranchMax24 | 20 | 4 | 18 | 24 | HeaderMin18_HeaderMax24 | 18 | 3 | 12 | [29 empty] | INVALID
838 | 118 | 1415-1/2-4P-250HP KPVS | KPVS_1415-1/2_4P_250HP_12.73_BRZ | 10473.9 | 10473.9 | 41895.6 | 4 | 1 | 5 | G | KPVS_SplitCase | 16 | 14 | 16 | 24 | BranchMin16_BranchMax24 | 20 | 4 | 18 | 24 | HeaderMin18_HeaderMax24 | 20 | 3 | 12 | [29 empty] | INVALID
838 | 118 | 1415-1/2-4P-250HP KPVS | KPVS_1415-1/2_4P_250HP_12.73_BRZ | 10473.9 | 10473.9 | 41895.6 | 4 | 1 | 5 | G | KPVS_SplitCase | 16 | 14 | 16 | 24 | BranchMin16_BranchMax24 | 20 | 4 | 18 | 24 | HeaderMin18_HeaderMax24 | 24 | 3 | 12
838 | 118 | 1415-1/2-4P-250HP KPVS | KPVS_1415-1/2_4P_250HP_12.73_BRZ | 10473.9 | 10473.9 | 41895.6 | 4 | 1 | 5 | G | KPVS_SplitCase | 16 | 14 | 16 | 24 | BranchMin16_BranchMax24 | 24 | 4 | 18 | 24 | HeaderMin18_HeaderMax24 | 18 | 3 | 12 | [29 empty] | INVALID
838 | 118 | 1415-1/2-4P-250HP KPVS | KPVS_1415-1/2_4P_250HP_12.73_BRZ | 10473.9 | 10473.9 | 41895.6 | 4 | 1 | 5 | G | KPVS_SplitCase | 16 | 14 | 16 | 24 | BranchMin16_BranchMax24 | 24 | 4 | 18 | 24 | HeaderMin18_HeaderMax24 | 20 | 3 | 12 | [29 empty] | INVALID
838 | 118 | 1415-1/2-4P-250HP KPVS | KPVS_1415-1/2_4P_250HP_12.73_BRZ | 10473.9 | 10473.9 | 41895.6 | 4 | 1 | 5 | G | KPVS_SplitCase | 16 | 14 | 16 | 24 | BranchMin16_BranchMax24 | 24 | 4 | 18 | 24 | HeaderMin18_HeaderMax24 | 24 | 3 | 12 | [29 empty] | INVALID
839 | 119 | 1415-1/2-4P-300HP KPVS | KPVS_1415-1/2_4P_300HP_13.48_BRZ | 11367.6 | 11367.6 | 45470.4 | 4 | 1 | 5 | G | KPVS_SplitCase | 16 | 14 | 16 | 24 | BranchMin16_BranchMax24 | 16 | 4 | 18 | 24 | HeaderMin18_HeaderMax24 | 18 | 3 | 12
839 | 119 | 1415-1/2-4P-300HP KPVS | KPVS_1415-1/2_4P_300HP_13.48_BRZ | 11367.6 | 11367.6 | 45470.4 | 4 | 1 | 5 | G | KPVS_SplitCase | 16 | 14 | 16 | 24 | BranchMin16_BranchMax24 | 16 | 4 | 18 | 24 | HeaderMin18_HeaderMax24 | 20 | 3 | 12
839 | 119 | 1415-1/2-4P-300HP KPVS | KPVS_1415-1/2_4P_300HP_13.48_BRZ | 11367.6 | 11367.6 | 45470.4 | 4 | 1 | 5 | G | KPVS_SplitCase | 16 | 14 | 16 | 24 | BranchMin16_BranchMax24 | 16 | 4 | 18 | 24 | HeaderMin18_HeaderMax24 | 24 | 3 | 12
839 | 119 | 1415-1/2-4P-300HP KPVS | KPVS_1415-1/2_4P_300HP_13.48_BRZ | 11367.6 | 11367.6 | 45470.4 | 4 | 1 | 5 | G | KPVS_SplitCase | 16 | 14 | 16 | 24 | BranchMin16_BranchMax24 | 18 | 4 | 18 | 24 | HeaderMin18_HeaderMax24 | 18 | 3 | 12 | [29 empty] | INVALID
839 | 119 | 1415-1/2-4P-300HP KPVS | KPVS_1415-1/2_4P_300HP_13.48_BRZ | 11367.6 | 11367.6 | 45470.4 | 4 | 1 | 5 | G | KPVS_SplitCase | 16 | 14 | 16 | 24 | BranchMin16_BranchMax24 | 18 | 4 | 18 | 24 | HeaderMin18_HeaderMax24 | 20 | 3 | 12
839 | 119 | 1415-1/2-4P-300HP KPVS | KPVS_1415-1/2_4P_300HP_13.48_BRZ | 11367.6 | 11367.6 | 45470.4 | 4 | 1 | 5 | G | KPVS_SplitCase | 16 | 14 | 16 | 24 | BranchMin16_BranchMax24 | 18 | 4 | 18 | 24 | HeaderMin18_HeaderMax24 | 24 | 3 | 12
839 | 119 | 1415-1/2-4P-300HP KPVS | KPVS_1415-1/2_4P_300HP_13.48_BRZ | 11367.6 | 11367.6 | 45470.4 | 4 | 1 | 5 | G | KPVS_SplitCase | 16 | 14 | 16 | 24 | BranchMin16_BranchMax24 | 20 | 4 | 18 | 24 | HeaderMin18_HeaderMax24 | 18 | 3 | 12 | [29 empty] | INVALID
839 | 119 | 1415-1/2-4P-300HP KPVS | KPVS_1415-1/2_4P_300HP_13.48_BRZ | 11367.6 | 11367.6 | 45470.4 | 4 | 1 | 5 | G | KPVS_SplitCase | 16 | 14 | 16 | 24 | BranchMin16_BranchMax24 | 20 | 4 | 18 | 24 | HeaderMin18_HeaderMax24 | 20 | 3 | 12 | [29 empty] | INVALID
839 | 119 | 1415-1/2-4P-300HP KPVS | KPVS_1415-1/2_4P_300HP_13.48_BRZ | 11367.6 | 11367.6 | 45470.4 | 4 | 1 | 5 | G | KPVS_SplitCase | 16 | 14 | 16 | 24 | BranchMin16_BranchMax24 | 20 | 4 | 18 | 24 | HeaderMin18_HeaderMax24 | 24 | 3 | 12
839 | 119 | 1415-1/2-4P-300HP KPVS | KPVS_1415-1/2_4P_300HP_13.48_BRZ | 11367.6 | 11367.6 | 45470.4 | 4 | 1 | 5 | G | KPVS_SplitCase | 16 | 14 | 16 | 24 | BranchMin16_BranchMax24 | 24 | 4 | 18 | 24 | HeaderMin18_HeaderMax24 | 18 | 3 | 12 | [29 empty] | INVALID
839 | 119 | 1415-1/2-4P-300HP KPVS | KPVS_1415-1/2_4P_300HP_13.48_BRZ | 11367.6 | 11367.6 | 45470.4 | 4 | 1 | 5 | G | KPVS_SplitCase | 16 | 14 | 16 | 24 | BranchMin16_BranchMax24 | 24 | 4 | 18 | 24 | HeaderMin18_HeaderMax24 | 20 | 3 | 12 | [29 empty] | INVALID
839 | 119 | 1415-1/2-4P-300HP KPVS | KPVS_1415-1/2_4P_300HP_13.48_BRZ | 11367.6 | 11367.6 | 45470.4 | 4 | 1 | 5 | G | KPVS_SplitCase | 16 | 14 | 16 | 24 | BranchMin16_BranchMax24 | 24 | 4 | 18 | 24 | HeaderMin18_HeaderMax24 | 24 | 3 | 12 | [29 empty] | INVALID
840 | 120 | 1415-3/4-4P-300HP KPVS | KPVS_1415-3/4_4P_300HP_13.24_BRZ | 11554.5 | 11554.5 | 46218 | 4 | 1 | 5 | G | KPVS_SplitCase | 18 | 14 | 18 | 24 | BranchMin18_BranchMax24 | 18 | 3 | 20 | 24 | HeaderMin20_HeaderMax24 | 20 | 2 | 6
840 | 120 | 1415-3/4-4P-300HP KPVS | KPVS_1415-3/4_4P_300HP_13.24_BRZ | 11554.5 | 11554.5 | 46218 | 4 | 1 | 5 | G | KPVS_SplitCase | 18 | 14 | 18 | 24 | BranchMin18_BranchMax24 | 18 | 3 | 20 | 24 | HeaderMin20_HeaderMax24 | 24 | 2 | 6
840 | 120 | 1415-3/4-4P-300HP KPVS | KPVS_1415-3/4_4P_300HP_13.24_BRZ | 11554.5 | 11554.5 | 46218 | 4 | 1 | 5 | G | KPVS_SplitCase | 18 | 14 | 18 | 24 | BranchMin18_BranchMax24 | 20 | 3 | 20 | 24 | HeaderMin20_HeaderMax24 | 20 | 2 | 6 | [29 empty] | INVALID
840 | 120 | 1415-3/4-4P-300HP KPVS | KPVS_1415-3/4_4P_300HP_13.24_BRZ | 11554.5 | 11554.5 | 46218 | 4 | 1 | 5 | G | KPVS_SplitCase | 18 | 14 | 18 | 24 | BranchMin18_BranchMax24 | 20 | 3 | 20 | 24 | HeaderMin20_HeaderMax24 | 24 | 2 | 6
840 | 120 | 1415-3/4-4P-300HP KPVS | KPVS_1415-3/4_4P_300HP_13.24_BRZ | 11554.5 | 11554.5 | 46218 | 4 | 1 | 5 | G | KPVS_SplitCase | 18 | 14 | 18 | 24 | BranchMin18_BranchMax24 | 24 | 3 | 20 | 24 | HeaderMin20_HeaderMax24 | 20 | 2 | 6 | [29 empty] | INVALID
840 | 120 | 1415-3/4-4P-300HP KPVS | KPVS_1415-3/4_4P_300HP_13.24_BRZ | 11554.5 | 11554.5 | 46218 | 4 | 1 | 5 | G | KPVS_SplitCase | 18 | 14 | 18 | 24 | BranchMin18_BranchMax24 | 24 | 3 | 20 | 24 | HeaderMin20_HeaderMax24 | 24 | 2 | 6 | [29 empty] | INVALID
11889