## GES_NBS+CUE
Sequencing | Pump Size ID | Pump Size | Curve | Max flow @ max speed (gpm), 1 pump | Max Branch Flow | Max Header Flow | Number of Active Pumps | Number of Backup Pumps | Number of Total Pumps | Cost Group | Cost Group Type | Suction | Discharge | Branch Minimum | Branch Maximum | Branch Range | Branch List, Numerical | Branch Possbilities | Header Minimum | Header Maximum | Header Range | Header List, Numerical | Header Possbilities | All possible branch and header combinations |  |  | Curve | Max flow @ max speed (gpm)
1 | 1 | 012-070-4P-1HP | NBS_012-070_4P_1HP_6.10_SS | 90.8476 | 90.8476 | 181.6952 | 2 | 0 | 2 | A | NBS_EndSuction | 2 | 1.25 | 2 | 2.5 | BranchMin2_BranchMax2.5 | 2,2.5 | 2 | 2.5 | 3 | HeaderMin2.5_HeaderMax3 | 2.5,3 | 2 | 4 | 2 | 2.5 | NBS_012-070_4P_1HP_6.10_SS | 90.8476
2 | 2 | 012-070-4P-1pt5HP | NBS_012-070_4P_1.5HP_6.97_SS | 106.5592 | 106.5592 | 213.1183 | 2 | 0 | 2 | A | NBS_EndSuction | 2 | 1.25 | 2 | 2.5 | BranchMin2_BranchMax2.5 | 2,2.5 | 2 | 2.5 | 3 | HeaderMin2.5_HeaderMax3 | 2.5,3 | 2 | 4 | 2.5 | 3 | NBS_012-070_4P_1.5HP_6.97_SS | 106.5592
3 | 3 | 015-070-4P-1HP | NBS_015-070_4P_1HP_5.12_SS | 145.3387 | 145.3387 | 290.6773 | 2 | 0 | 2 | A | NBS_EndSuction | 2.5 | 1.5 | 2.5 | 3 | BranchMin2.5_BranchMax3 | 2.5,3 | 2 | 3 | 4 | HeaderMin3_HeaderMax4 | 3,4 | 2 | 4 | 3 | 4 | NBS_015-070_4P_1HP_5.12_SS | 145.3387
4 | 4 | 015-070-4P-1pt5HP | NBS_015-070_4P_1.5HP_5.91_SS | 167.6172 | 167.6172 | 335.2343 | 2 | 0 | 2 | A | NBS_EndSuction | 2.5 | 1.5 | 2.5 | 3 | BranchMin2.5_BranchMax3 | 2.5,3 | 2 | 3 | 4 | HeaderMin3_HeaderMax4 | 3,4 | 2 | 4 | 4 | 5 | NBS_015-070_4P_1.5HP_5.91_SS | 167.6172
5 | 5 | 015-070-4P-2HP | NBS_015-070_4P_2HP_6.54_SS | 188.3547 | 188.3547 | 376.7094 | 2 | 0 | 2 | A | NBS_EndSuction | 2.5 | 1.5 | 2.5 | 3 | BranchMin2.5_BranchMax3 | 2.5,3 | 2 | 3 | 4 | HeaderMin3_HeaderMax4 | 3,4 | 2 | 4 | 5 | 6 | NBS_015-070_4P_2HP_6.54_SS | 188.3547
6 | 6 | 015-070-4P-3HP | NBS_015-070_4P_3HP_6.93_SS | 202.4879 | 202.4879 | 404.9758 | 2 | 0 | 2 | A | NBS_EndSuction | 2.5 | 1.5 | 2.5 | 3 | BranchMin2.5_BranchMax3 | 2.5,3 | 2 | 3 | 5 | HeaderMin3_HeaderMax5 | 3,4,5 | 3 | 6 | 6 | 8 | NBS_015-070_4P_3HP_6.93_SS | 202.4879
7 | 7 | 015-090-4P-1pt5HP | NBS_015-090_4P_1.5HP_6.69_SS | 102.972 | 102.972 | 205.9439 | 2 | 0 | 2 | A | NBS_EndSuction | 2.5 | 1.5 | 2.5 | 2.5 | BranchMin2.5_BranchMax2.5 | 2.5 | 1 | 3 | 3 | HeaderMin3_HeaderMax3 | 3 | 1 | 1 | 8 | 10 | NBS_015-090_4P_1.5HP_6.69_SS | 102.972
8 | 8 | 015-090-4P-2HP | NBS_015-090_4P_2HP_7.24_SS | 116.1429 | 116.1429 | 232.2859 | 2 | 0 | 2 | A | NBS_EndSuction | 2.5 | 1.5 | 2.5 | 2.5 | BranchMin2.5_BranchMax2.5 | 2.5 | 1 | 3 | 4 | HeaderMin3_HeaderMax4 | 3,4 | 2 | 2 | 10 | 12 | NBS_015-090_4P_2HP_7.24_SS | 116.1429
9 | 9 | 015-090-4P-3HP | NBS_015-090_4P_3HP_8.11_SS | 133.8158 | 133.8158 | 267.6317 | 2 | 0 | 2 | A | NBS_EndSuction | 2.5 | 1.5 | 2.5 | 3 | BranchMin2.5_BranchMax3 | 2.5,3 | 2 | 3 | 4 | HeaderMin3_HeaderMax4 | 3,4 | 2 | 4 | 12 | 14 | NBS_015-090_4P_3HP_8.11_SS | 133.8158
10 | 10 | 015-090-4P-5HP | NBS_015-090_4P_5HP_9.84_SS | 150.196 | 150.196 | 300.3921 | 2 | 0 | 2 | A | NBS_EndSuction | 2.5 | 1.5 | 2.5 | 3 | BranchMin2.5_BranchMax3 | 2.5,3 | 2 | 3 | 4 | HeaderMin3_HeaderMax4 | 3,4 | 2 | 4 | 14 | 16 | NBS_015-090_4P_5HP_9.84_SS | 150.196
11 | 11 | 015-095-4P-2HP | NBS_015-095_4P_2HP_6.54_SS | 177.561 | 177.561 | 355.122 | 2 | 0 | 2 | A | NBS_EndSuction | 2.5 | 1.5 | 2.5 | 3 | BranchMin2.5_BranchMax3 | 2.5,3 | 2 | 3 | 4 | HeaderMin3_HeaderMax4 | 3,4 | 2 | 4 | 16 | 18 | NBS_015-095_4P_2HP_6.54_SS | 177.561
12 | 12 | 015-095-4P-3HP | NBS_015-095_4P_3HP_7.32_SS | 194.9972 | 194.9972 | 389.9945 | 2 | 0 | 2 | A | NBS_EndSuction | 2.5 | 1.5 | 2.5 | 3 | BranchMin2.5_BranchMax3 | 2.5,3 | 2 | 3 | 4 | HeaderMin3_HeaderMax4 | 3,4 | 2 | 4 | 18 | 20 | NBS_015-095_4P_3HP_7.32_SS | 194.9972
13 | 13 | 015-095-4P-5HP | NBS_015-095_4P_5HP_8.82_SS | 230.1371 | 230.1371 | 460.2742 | 2 | 0 | 2 | A | NBS_EndSuction | 2.5 | 1.5 | 2.5 | 4 | BranchMin2.5_BranchMax4 | 2.5,3,4 | 3 | 3 | 5 | HeaderMin3_HeaderMax5 | 3,4,5 | 3 | 9 |  |  | NBS_015-095_4P_5HP_8.82_SS | 230.1371
14 | 14 | 015-095-4P-7pt5HP | NBS_015-095_4P_7.5HP_9.84_SS | 242.8034 | 242.8034 | 485.6067 | 2 | 0 | 2 | A | NBS_EndSuction | 2.5 | 1.5 | 2.5 | 4 | BranchMin2.5_BranchMax4 | 2.5,3,4 | 3 | 3 | 5 | HeaderMin3_HeaderMax5 | 3,4,5 | 3 | 9 |  |  | NBS_015-095_4P_7.5HP_9.84_SS | 242.8034
15 | 15 | 020-095-4P-2HP | NBS_020-095_4P_2HP_5.83_SS | 178.5455 | 178.5455 | 357.091 | 2 | 0 | 2 | A | NBS_EndSuction | 2.5 | 2 | 2.5 | 3 | BranchMin2.5_BranchMax3 | 2.5,3 | 2 | 3 | 4 | HeaderMin3_HeaderMax4 | 3,4 | 2 | 4 |  |  | NBS_020-095_4P_2HP_5.83_SS | 178.5455
16 | 16 | 020-095-4P-3HP | NBS_020-095_4P_3HP_6.61_SS | 208.9617 | 208.9617 | 417.9234 | 2 | 0 | 2 | A | NBS_EndSuction | 2.5 | 2 | 2.5 | 3 | BranchMin2.5_BranchMax3 | 2.5,3 | 2 | 3 | 5 | HeaderMin3_HeaderMax5 | 3,4,5 | 3 | 6 |  |  | NBS_020-095_4P_3HP_6.61_SS | 208.9617
17 | 17 | 020-095-4P-5HP | NBS_020-095_4P_5HP_8.11_SS | 260.8895 | 260.8895 | 521.7789 | 2 | 0 | 2 | A | NBS_EndSuction | 2.5 | 2 | 2.5 | 4 | BranchMin2.5_BranchMax4 | 2.5,3,4 | 3 | 3 | 5 | HeaderMin3_HeaderMax5 | 3,4,5 | 3 | 9 |  |  | NBS_020-095_4P_5HP_8.11_SS | 260.8895
18 | 18 | 020-095-4P-7pt5HP | NBS_020-095_4P_7.5HP_9.45_SS | 297.3228 | 297.3228 | 594.6456 | 2 | 0 | 2 | A | NBS_EndSuction | 2.5 | 2 | 2.5 | 4 | BranchMin2.5_BranchMax4 | 2.5,3,4 | 3 | 3 | 5 | HeaderMin3_HeaderMax5 | 3,4,5 | 3 | 9 |  |  | NBS_020-095_4P_7.5HP_9.45_SS | 297.3228
19 | 19 | 020-110-4P-5HP | NBS_020-110_4P_5HP_8.11_SS | 273.669 | 273.669 | 547.3381 | 2 | 0 | 2 | A | NBS_EndSuction | 2.5 | 2 | 2.5 | 4 | BranchMin2.5_BranchMax4 | 2.5,3,4 | 3 | 3 | 5 | HeaderMin3_HeaderMax5 | 3,4,5 | 3 | 9 |  |  | NBS_020-110_4P_5HP_8.11_SS | 273.669
20 | 20 | 020-110-4P-7pt5HP | NBS_020-110_4P_7.5HP_8.98_SS | 321.881 | 321.881 | 643.7619 | 2 | 0 | 2 | A | NBS_EndSuction | 2.5 | 2 | 2.5 | 4 | BranchMin2.5_BranchMax4 | 2.5,3,4 | 3 | 3 | 5 | HeaderMin3_HeaderMax5 | 3,4,5 | 3 | 9 |  |  | NBS_020-110_4P_7.5HP_8.98_SS | 321.881
21 | 21 | 020-110-4P-10HP | NBS_020-110_4P_10HP_9.92_SS | 360.1978 | 360.1978 | 720.3955 | 2 | 0 | 2 | A | NBS_EndSuction | 2.5 | 2 | 2.5 | 4 | BranchMin2.5_BranchMax4 | 2.5,3,4 | 3 | 3 | 6 | HeaderMin3_HeaderMax6 | 3,4,5,6 | 4 | 12 |  |  | NBS_020-110_4P_10HP_9.92_SS | 360.1978
22 | 22 | 020-110-4P-15HP | NBS_020-110_4P_15HP_10.31_SS | 376.0572 | 376.0572 | 752.1143 | 2 | 0 | 2 | A | NBS_EndSuction | 2.5 | 2 | 2.5 | 4 | BranchMin2.5_BranchMax4 | 2.5,3,4 | 3 | 3 | 6 | HeaderMin3_HeaderMax6 | 3,4,5,6 | 4 | 12 |  |  | NBS_020-110_4P_15HP_10.31_SS | 376.0572
23 | 23 | 020-135-4P-7pt5HP | NBS_020-135_4P_7.5HP_9.29_SS | 261.6739 | 261.6739 | 523.3477 | 2 | 0 | 2 | A | NBS_EndSuction | 3 | 2 | 3 | 4 | BranchMin3_BranchMax4 | 3,4 | 2 | 4 | 5 | HeaderMin4_HeaderMax5 | 4,5 | 2 | 4 |  |  | NBS_020-135_4P_7.5HP_9.29_SS | 261.6739
24 | 24 | 020-135-4P-10HP | NBS_020-135_4P_10HP_10.16_SS | 299.9456 | 299.9456 | 599.8912 | 2 | 0 | 2 | A | NBS_EndSuction | 3 | 2 | 3 | 4 | BranchMin3_BranchMax4 | 3,4 | 2 | 4 | 5 | HeaderMin4_HeaderMax5 | 4,5 | 2 | 4 |  |  | NBS_020-135_4P_10HP_10.16_SS | 299.9456
25 | 25 | 020-135-4P-15HP | NBS_020-135_4P_15HP_11.42_SS | 365.149 | 365.149 | 730.298 | 2 | 0 | 2 | A | NBS_EndSuction | 3 | 2 | 3 | 4 | BranchMin3_BranchMax4 | 3,4 | 2 | 4 | 6 | HeaderMin4_HeaderMax6 | 4,5,6 | 3 | 6 |  |  | NBS_020-135_4P_15HP_11.42_SS | 365.149
26 | 26 | 020-135-4P-20HP | NBS_020-135_4P_20HP_12.52_SS | 403.7936 | 403.7936 | 807.5873 | 2 | 0 | 2 | A | NBS_EndSuction | 3 | 2 | 3 | 5 | BranchMin3_BranchMax5 | 3,4,5 | 3 | 4 | 6 | HeaderMin4_HeaderMax6 | 4,5,6 | 3 | 9 |  |  | NBS_020-135_4P_20HP_12.52_SS | 403.7936
27 | 27 | 020-135-4P-25HP | NBS_020-135_4P_25HP_13.31_SS | 402.7736 | 402.7736 | 805.5473 | 2 | 0 | 2 | A | NBS_EndSuction | 3 | 2 | 3 | 5 | BranchMin3_BranchMax5 | 3,4,5 | 3 | 4 | 6 | HeaderMin4_HeaderMax6 | 4,5,6 | 3 | 9 |  |  | NBS_020-135_4P_25HP_13.31_SS | 402.7736
28 | 28 | 025-070-4P-1HP | NBS_025-070_4P_1HP_4.65_SS | 183.5282 | 183.5282 | 367.0563 | 2 | 0 | 2 | A | NBS_EndSuction | 2.5 | 2 | 2.5 | 3 | BranchMin2.5_BranchMax3 | 2.5,3 | 2 | 3 | 4 | HeaderMin3_HeaderMax4 | 3,4 | 2 | 4 |  |  | NBS_025-070_4P_1HP_4.65_SS | 183.5282
29 | 29 | 025-070-4P-1pt5HP | NBS_025-070_4P_1.5HP_5.28_SS | 235.9056 | 235.9056 | 471.8113 | 2 | 0 | 2 | A | NBS_EndSuction | 2.5 | 2 | 2.5 | 4 | BranchMin2.5_BranchMax4 | 2.5,3,4 | 3 | 3 | 5 | HeaderMin3_HeaderMax5 | 3,4,5 | 3 | 9 |  |  | NBS_025-070_4P_1.5HP_5.28_SS | 235.9056
30 | 30 | 025-070-4P-2HP | NBS_025-070_4P_2HP_5.83_SS | 254.5738 | 254.5738 | 509.1476 | 2 | 0 | 2 | A | NBS_EndSuction | 2.5 | 2 | 2.5 | 4 | BranchMin2.5_BranchMax4 | 2.5,3,4 | 3 | 3 | 5 | HeaderMin3_HeaderMax5 | 3,4,5 | 3 | 9 |  |  | NBS_025-070_4P_2HP_5.83_SS | 254.5738
31 | 31 | 025-070-4P-3HP | NBS_025-070_4P_3HP_6.61_SS | 278.649 | 278.649 | 557.2981 | 2 | 0 | 2 | A | NBS_EndSuction | 2.5 | 2 | 2.5 | 4 | BranchMin2.5_BranchMax4 | 2.5,3,4 | 3 | 3 | 5 | HeaderMin3_HeaderMax5 | 3,4,5 | 3 | 9 |  |  | NBS_025-070_4P_3HP_6.61_SS | 278.649
32 | 32 | 025-070-4P-5HP | NBS_025-070_4P_5HP_6.77_SS | 302.5651 | 302.5651 | 605.1301 | 2 | 0 | 2 | A | NBS_EndSuction | 2.5 | 2 | 2.5 | 4 | BranchMin2.5_BranchMax4 | 2.5,3,4 | 3 | 3 | 5 | HeaderMin3_HeaderMax5 | 3,4,5 | 3 | 9 |  |  | NBS_025-070_4P_5HP_6.77_SS | 302.5651
33 | 33 | 025-095-4P-3HP | NBS_025-095_4P_3HP_5.98_SS | 278.138 | 278.138 | 556.2759 | 2 | 0 | 2 | A | NBS_EndSuction | 3 | 2.5 | 3 | 4 | BranchMin3_BranchMax4 | 3,4 | 2 | 4 | 5 | HeaderMin4_HeaderMax5 | 4,5 | 2 | 4 |  |  | NBS_025-095_4P_3HP_5.98_SS | 278.138
34 | 34 | 025-095-4P-5HP | NBS_025-095_4P_5HP_7.17_SS | 343.952 | 343.952 | 687.904 | 2 | 0 | 2 | A | NBS_EndSuction | 3 | 2.5 | 3 | 4 | BranchMin3_BranchMax4 | 3,4 | 2 | 4 | 6 | HeaderMin4_HeaderMax6 | 4,5,6 | 3 | 6 |  |  | NBS_025-095_4P_5HP_7.17_SS | 343.952
35 | 35 | 025-095-4P-7pt5HP | NBS_025-095_4P_7.5HP_8.43_SS | 398.9817 | 398.9817 | 797.9634 | 2 | 0 | 2 | A | NBS_EndSuction | 3 | 2.5 | 3 | 4 | BranchMin3_BranchMax4 | 3,4 | 2 | 4 | 6 | HeaderMin4_HeaderMax6 | 4,5,6 | 3 | 6 |  |  | NBS_025-095_4P_7.5HP_8.43_SS | 398.9817
36 | 36 | 025-095-4P-10HP | NBS_025-095_4P_10HP_9.53_SS | 427.0782 | 427.0782 | 854.1563 | 2 | 0 | 2 | A | NBS_EndSuction | 3 | 2.5 | 3 | 5 | BranchMin3_BranchMax5 | 3,4,5 | 3 | 4 | 6 | HeaderMin4_HeaderMax6 | 4,5,6 | 3 | 9 |  |  | NBS_025-095_4P_10HP_9.53_SS | 427.0782
37 | 37 | 025-110-4P-7pt5HP | NBS_025-110_4P_7.5HP_8.58_SS | 374.2437 | 374.2437 | 748.4875 | 2 | 0 | 2 | A | NBS_EndSuction | 3 | 2.5 | 3 | 4 | BranchMin3_BranchMax4 | 3,4 | 2 | 4 | 6 | HeaderMin4_HeaderMax6 | 4,5,6 | 3 | 6 |  |  | NBS_025-110_4P_7.5HP_8.58_SS | 374.2437
38 | 38 | 025-110-4P-10HP | NBS_025-110_4P_10HP_9.45_SS | 422.9151 | 422.9151 | 845.8302 | 2 | 0 | 2 | A | NBS_EndSuction | 3 | 2.5 | 3 | 5 | BranchMin3_BranchMax5 | 3,4,5 | 3 | 4 | 6 | HeaderMin4_HeaderMax6 | 4,5,6 | 3 | 9 |  |  | NBS_025-110_4P_10HP_9.45_SS | 422.9151
39 | 39 | 025-110-4P-15HP | NBS_025-110_4P_15HP_11.02_SS | 479.4087 | 479.4087 | 958.8173 | 2 | 0 | 2 | A | NBS_EndSuction | 3 | 2.5 | 3 | 5 | BranchMin3_BranchMax5 | 3,4,5 | 3 | 4 | 8 | HeaderMin4_HeaderMax8 | 4,5,6,8 | 4 | 12 |  |  | NBS_025-110_4P_15HP_11.02_SS | 479.4087
40 | 40 | 030-070-4P-1pt5HP | NBS_030-070_4P_1.5HP_4.72_SS | 318.8997 | 318.8997 | 637.7994 | 2 | 0 | 2 | A | NBS_EndSuction | 3 | 2.5 | 3 | 4 | BranchMin3_BranchMax4 | 3,4 | 2 | 4 | 5 | HeaderMin4_HeaderMax5 | 4,5 | 2 | 4 |  |  | NBS_030-070_4P_1.5HP_4.72_SS | 318.8997
41 | 41 | 030-070-4P-2HP | NBS_030-070_4P_2HP_5.20_SS | 359.467 | 359.467 | 718.934 | 2 | 0 | 2 | A | NBS_EndSuction | 3 | 2.5 | 3 | 4 | BranchMin3_BranchMax4 | 3,4 | 2 | 4 | 6 | HeaderMin4_HeaderMax6 | 4,5,6 | 3 | 6 |  |  | NBS_030-070_4P_2HP_5.20_SS | 359.467
42 | 42 | 030-070-4P-3HP | NBS_030-070_4P_3HP_5.83_SS | 413.6934 | 413.6934 | 827.3869 | 2 | 0 | 2 | A | NBS_EndSuction | 3 | 2.5 | 3 | 5 | BranchMin3_BranchMax5 | 3,4,5 | 3 | 4 | 6 | HeaderMin4_HeaderMax6 | 4,5,6 | 3 | 9 |  |  | NBS_030-070_4P_3HP_5.83_SS | 413.6934
43 | 43 | 030-070-4P-5HP | NBS_030-070_4P_5HP_6.85_SS | 469.9181 | 469.9181 | 939.8361 | 2 | 0 | 2 | A | NBS_EndSuction | 3 | 2.5 | 3 | 5 | BranchMin3_BranchMax5 | 3,4,5 | 3 | 4 | 6 | HeaderMin4_HeaderMax6 | 4,5,6 | 3 | 9 |  |  | NBS_030-070_4P_5HP_6.85_SS | 469.9181
44 | 44 | 030-095-4P-5HP | NBS_030-095_4P_5HP_6.10_SS | 576.7129 | 576.7129 | 1153.4258 | 2 | 0 | 2 | A | NBS_EndSuction | 4 | 3 | 4 | 5 | BranchMin4_BranchMax5 | 4,5 | 2 | 5 | 8 | HeaderMin5_HeaderMax8 | 5,6,8 | 3 | 6 |  |  | NBS_030-095_4P_5HP_6.10_SS | 576.7129
45 | 45 | 030-095-4P-7pt5HP | NBS_030-095_4P_7.5HP_6.73_SS | 637.6666 | 637.6666 | 1275.3332 | 2 | 0 | 2 | A | NBS_EndSuction | 4 | 3 | 4 | 5 | BranchMin4_BranchMax5 | 4,5 | 2 | 5 | 8 | HeaderMin5_HeaderMax8 | 5,6,8 | 3 | 6 |  |  | NBS_030-095_4P_7.5HP_6.73_SS | 637.6666
46 | 46 | 030-095-4P-10HP | NBS_030-095_4P_10HP_7.52_SS | 669.3599 | 669.3599 | 1338.7198 | 2 | 0 | 2 | A | NBS_EndSuction | 4 | 3 | 4 | 6 | BranchMin4_BranchMax6 | 4,5,6 | 3 | 5 | 8 | HeaderMin5_HeaderMax8 | 5,6,8 | 3 | 9 |  |  | NBS_030-095_4P_10HP_7.52_SS | 669.3599
47 | 47 | 030-095-4P-15HP | NBS_030-095_4P_15HP_8.86_SS | 685.5374 | 685.5374 | 1371.0747 | 2 | 0 | 2 | A | NBS_EndSuction | 4 | 3 | 4 | 6 | BranchMin4_BranchMax6 | 4,5,6 | 3 | 5 | 8 | HeaderMin5_HeaderMax8 | 5,6,8 | 3 | 9 |  |  | NBS_030-095_4P_15HP_8.86_SS | 685.5374
48 | 48 | 030-110-4P-10HP | NBS_030-110_4P_10HP_8.35_SS | 487.2856 | 487.2856 | 974.5712 | 2 | 0 | 2 | A | NBS_EndSuction | 4 | 3 | 4 | 5 | BranchMin4_BranchMax5 | 4,5 | 2 | 5 | 8 | HeaderMin5_HeaderMax8 | 5,6,8 | 3 | 6 |  |  | NBS_030-110_4P_10HP_8.35_SS | 487.2856
49 | 49 | 030-110-4P-15HP | NBS_030-110_4P_15HP_9.61_SS | 573.2974 | 573.2974 | 1146.5948 | 2 | 0 | 2 | A | NBS_EndSuction | 4 | 3 | 4 | 5 | BranchMin4_BranchMax5 | 4,5 | 2 | 5 | 8 | HeaderMin5_HeaderMax8 | 5,6,8 | 3 | 6 |  |  | NBS_030-110_4P_15HP_9.61_SS | 573.2974
50 | 50 | 030-110-4P-20HP | NBS_030-110_4P_20HP_10.79_SS | 666.5942 | 666.5942 | 1333.1883 | 2 | 0 | 2 | A | NBS_EndSuction | 4 | 3 | 4 | 6 | BranchMin4_BranchMax6 | 4,5,6 | 3 | 5 | 8 | HeaderMin5_HeaderMax8 | 5,6,8 | 3 | 9 |  |  | NBS_030-110_4P_20HP_10.79_SS | 666.5942
51 | 51 | 030-135-4P-15HP | NBS_030-135_4P_15HP_8.98_SS | 598.5182 | 598.5182 | 1197.0364 | 2 | 0 | 2 | A | NBS_EndSuction | 4 | 3 | 4 | 5 | BranchMin4_BranchMax5 | 4,5 | 2 | 5 | 8 | HeaderMin5_HeaderMax8 | 5,6,8 | 3 | 6 |  |  | NBS_030-135_4P_15HP_8.98_SS | 598.5182
52 | 52 | 030-135-4P-20HP | NBS_030-135_4P_20HP_9.92_SS | 672.8213 | 672.8213 | 1345.6425 | 2 | 0 | 2 | A | NBS_EndSuction | 4 | 3 | 4 | 6 | BranchMin4_BranchMax6 | 4,5,6 | 3 | 5 | 8 | HeaderMin5_HeaderMax8 | 5,6,8 | 3 | 9 |  |  | NBS_030-135_4P_20HP_9.92_SS | 672.8213
53 | 53 | 030-135-4P-25HP | NBS_030-135_4P_25HP_10.63_SS | 735.3325 | 735.3325 | 1470.665 | 2 | 0 | 2 | A | NBS_EndSuction | 4 | 3 | 4 | 6 | BranchMin4_BranchMax6 | 4,5,6 | 3 | 5 | 8 | HeaderMin5_HeaderMax8 | 5,6,8 | 3 | 9 |  |  | NBS_030-135_4P_25HP_10.63_SS | 735.3325
54 | 54 | 030-135-4P-30HP | NBS_030-135_4P_30HP_11.26_SS | 787.4175 | 787.4175 | 1574.835 | 2 | 0 | 2 | A | NBS_EndSuction | 4 | 3 | 4 | 6 | BranchMin4_BranchMax6 | 4,5,6 | 3 | 5 | 8 | HeaderMin5_HeaderMax8 | 5,6,8 | 3 | 9 |  |  | NBS_030-135_4P_30HP_11.26_SS | 787.4175
55 | 55 | 030-135-4P-40HP | NBS_030-135_4P_40HP_12.91_SS | 832.83 | 832.83 | 1665.66 | 2 | 0 | 2 | A | NBS_EndSuction | 4 | 3 | 4 | 6 | BranchMin4_BranchMax6 | 4,5,6 | 3 | 5 | 10 | HeaderMin5_HeaderMax10 | 5,6,8,10 | 4 | 12 |  |  | NBS_030-135_4P_40HP_12.91_SS | 832.83
56 | 56 | 040-070-4P-2HP | NBS_040-070_4P_2HP_4.72_SS | 541.7729 | 541.7729 | 1083.5457 | 2 | 0 | 2 | A | NBS_EndSuction | 4 | 3 | 4 | 5 | BranchMin4_BranchMax5 | 4,5 | 2 | 5 | 8 | HeaderMin5_HeaderMax8 | 5,6,8 | 3 | 6 |  |  | NBS_040-070_4P_2HP_4.72_SS | 541.7729
57 | 57 | 040-070-4P-3HP | NBS_040-070_4P_3HP_5.43_SS | 534.0678 | 534.0678 | 1068.1357 | 2 | 0 | 2 | A | NBS_EndSuction | 4 | 3 | 4 | 5 | BranchMin4_BranchMax5 | 4,5 | 2 | 5 | 8 | HeaderMin5_HeaderMax8 | 5,6,8 | 3 | 6 |  |  | NBS_040-070_4P_3HP_5.43_SS | 534.0678
58 | 58 | 040-070-4P-5HP | NBS_040-070_4P_5HP_6.30_SS | 695.2568 | 695.2568 | 1390.5137 | 2 | 0 | 2 | A | NBS_EndSuction | 4 | 3 | 4 | 6 | BranchMin4_BranchMax6 | 4,5,6 | 3 | 5 | 8 | HeaderMin5_HeaderMax8 | 5,6,8 | 3 | 9 |  |  | NBS_040-070_4P_5HP_6.30_SS | 695.2568
59 | 59 | 040-070-4P-7pt5HP | NBS_040-070_4P_7.5HP_6.85_SS | 724.1837 | 724.1837 | 1448.3673 | 2 | 0 | 2 | A | NBS_EndSuction | 4 | 3 | 4 | 6 | BranchMin4_BranchMax6 | 4,5,6 | 3 | 5 | 8 | HeaderMin5_HeaderMax8 | 5,6,8 | 3 | 9 |  |  | NBS_040-070_4P_7.5HP_6.85_SS | 724.1837
60 | 60 | 040-095-4P-7pt5HP | NBS_040-095_4P_7.5HP_6.38_SS | 864.0628 | 864.0628 | 1728.1255 | 2 | 0 | 2 | A | NBS_EndSuction | 5 | 4 | 5 | 6 | BranchMin5_BranchMax6 | 5,6 | 2 | 6 | 10 | HeaderMin6_HeaderMax10 | 6,8,10 | 3 | 6 |  |  | NBS_040-095_4P_7.5HP_6.38_SS | 864.0628
61 | 61 | 040-095-4P-10HP | NBS_040-095_4P_10HP_7.09_SS | 924.6022 | 924.6022 | 1849.2044 | 2 | 0 | 2 | A | NBS_EndSuction | 5 | 4 | 5 | 6 | BranchMin5_BranchMax6 | 5,6 | 2 | 6 | 10 | HeaderMin6_HeaderMax10 | 6,8,10 | 3 | 6 |  |  | NBS_040-095_4P_10HP_7.09_SS | 924.6022
62 | 62 | 040-095-4P-15HP | NBS_040-095_4P_15HP_8.35_SS | 1036.8753 | 1036.8753 | 2073.7507 | 2 | 0 | 2 | A | NBS_EndSuction | 5 | 4 | 5 | 8 | BranchMin5_BranchMax8 | 5,6,8 | 3 | 6 | 10 | HeaderMin6_HeaderMax10 | 6,8,10 | 3 | 9 |  |  | NBS_040-095_4P_15HP_8.35_SS | 1036.8753
63 | 63 | 040-095-4P-20HP | NBS_040-095_4P_20HP_9.37_SS | 1098.4714 | 1098.4714 | 2196.9429 | 2 | 0 | 2 | A | NBS_EndSuction | 5 | 4 | 5 | 8 | BranchMin5_BranchMax8 | 5,6,8 | 3 | 6 | 10 | HeaderMin6_HeaderMax10 | 6,8,10 | 3 | 9 |  |  | NBS_040-095_4P_20HP_9.37_SS | 1098.4714
64 | 64 | 040-110-4P-15HP | NBS_040-110_4P_15HP_8.11_SS | 877.0156 | 877.0156 | 1754.0312 | 2 | 0 | 2 | A | NBS_EndSuction | 5 | 4 | 5 | 6 | BranchMin5_BranchMax6 | 5,6 | 2 | 6 | 10 | HeaderMin6_HeaderMax10 | 6,8,10 | 3 | 6 |  |  | NBS_040-110_4P_15HP_8.11_SS | 877.0156
65 | 65 | 040-110-4P-20HP | NBS_040-110_4P_20HP_8.74_SS | 948.7162 | 948.7162 | 1897.4325 | 2 | 0 | 2 | A | NBS_EndSuction | 5 | 4 | 5 | 6 | BranchMin5_BranchMax6 | 5,6 | 2 | 6 | 10 | HeaderMin6_HeaderMax10 | 6,8,10 | 3 | 6 |  |  | NBS_040-110_4P_20HP_8.74_SS | 948.7162
66 | 66 | 040-110-4P-25HP | NBS_040-110_4P_25HP_9.45_SS | 981.9574 | 981.9574 | 1963.9148 | 2 | 0 | 2 | A | NBS_EndSuction | 5 | 4 | 5 | 8 | BranchMin5_BranchMax8 | 5,6,8 | 3 | 6 | 10 | HeaderMin6_HeaderMax10 | 6,8,10 | 3 | 9 |  |  | NBS_040-110_4P_25HP_9.45_SS | 981.9574
67 | 67 | 040-110-4P-30HP | NBS_040-110_4P_30HP_10.08_SS | 1058.92 | 1058.92 | 2117.8401 | 2 | 0 | 2 | A | NBS_EndSuction | 5 | 4 | 5 | 8 | BranchMin5_BranchMax8 | 5,6,8 | 3 | 6 | 10 | HeaderMin6_HeaderMax10 | 6,8,10 | 3 | 9 |  |  | NBS_040-110_4P_30HP_10.08_SS | 1058.92
68 | 68 | 040-135-4P-20HP | NBS_040-135_4P_20HP_9.29_SS | 812.9455 | 812.9455 | 1625.891 | 2 | 0 | 2 | A | NBS_EndSuction | 5 | 4 | 5 | 6 | BranchMin5_BranchMax6 | 5,6 | 2 | 6 | 10 | HeaderMin6_HeaderMax10 | 6,8,10 | 3 | 6 |  |  | NBS_040-135_4P_20HP_9.29_SS | 812.9455
69 | 69 | 040-135-4P-25HP | NBS_040-135_4P_25HP_10.24_SS | 894.4426 | 894.4426 | 1788.8851 | 2 | 0 | 2 | A | NBS_EndSuction | 5 | 4 | 5 | 6 | BranchMin5_BranchMax6 | 5,6 | 2 | 6 | 10 | HeaderMin6_HeaderMax10 | 6,8,10 | 3 | 6 |  |  | NBS_040-135_4P_25HP_10.24_SS | 894.4426
70 | 70 | 040-135-4P-30HP | NBS_040-135_4P_30HP_10.94_SS | 958.5264 | 958.5264 | 1917.0528 | 2 | 0 | 2 | A | NBS_EndSuction | 5 | 4 | 5 | 8 | BranchMin5_BranchMax8 | 5,6,8 | 3 | 6 | 10 | HeaderMin6_HeaderMax10 | 6,8,10 | 3 | 9 |  |  | NBS_040-135_4P_30HP_10.94_SS | 958.5264
71 | 71 | 040-135-4P-40HP | NBS_040-135_4P_40HP_11.81_SS | 1092.3955 | 1092.3955 | 2184.791 | 2 | 0 | 2 | A | NBS_EndSuction | 5 | 4 | 5 | 8 | BranchMin5_BranchMax8 | 5,6,8 | 3 | 6 | 10 | HeaderMin6_HeaderMax10 | 6,8,10 | 3 | 9 |  |  | NBS_040-135_4P_40HP_11.81_SS | 1092.3955
72 | 72 | 040-135-4P-50HP | NBS_040-135_4P_50HP_12.83_SS | 1108.1578 | 1108.1578 | 2216.3155 | 2 | 0 | 2 | A | NBS_EndSuction | 5 | 4 | 5 | 8 | BranchMin5_BranchMax8 | 5,6,8 | 3 | 6 | 10 | HeaderMin6_HeaderMax10 | 6,8,10 | 3 | 9 |  |  | NBS_040-135_4P_50HP_12.83_SS | 1108.1578
73 | 73 | 040-150-4P-50HP | NBS_040-150_4P_50HP_12.36_SS | 1179.7044 | 1179.7044 | 2359.4087 | 2 | 0 | 2 | A | NBS_EndSuction | 5 | 4 | 5 | 8 | BranchMin5_BranchMax8 | 5,6,8 | 3 | 6 | 10 | HeaderMin6_HeaderMax10 | 6,8,10 | 3 | 9 |  |  | NBS_040-150_4P_50HP_12.36_SS | 1179.7044
74 | 74 | 040-150-4P-60HP | NBS_040-150_4P_60HP_13.07_SS | 1257.8884 | 1257.8884 | 2515.7767 | 2 | 0 | 2 | A | NBS_EndSuction | 5 | 4 | 5 | 8 | BranchMin5_BranchMax8 | 5,6,8 | 3 | 6 | 12 | HeaderMin6_HeaderMax12 | 6,8,10,12 | 4 | 12 |  |  | NBS_040-150_4P_60HP_13.07_SS | 1257.8884
75 | 75 | 040-150-4P-75HP | NBS_040-150_4P_75HP_14.02_SS | 1397.6463 | 1397.6463 | 2795.2926 | 2 | 0 | 2 | A | NBS_EndSuction | 5 | 4 | 5 | 8 | BranchMin5_BranchMax8 | 5,6,8 | 3 | 6 | 12 | HeaderMin6_HeaderMax12 | 6,8,10,12 | 4 | 12 |  |  | NBS_040-150_4P_75HP_14.02_SS | 1397.6463
76 | 76 | 040-150-4P-100HP | NBS_040-150_4P_100HP_15.28_SS | 1556.5458 | 1556.5458 | 3113.0916 | 2 | 0 | 2 | A | NBS_EndSuction | 5 | 4 | 5 | 8 | BranchMin5_BranchMax8 | 5,6,8 | 3 | 6 | 12 | HeaderMin6_HeaderMax12 | 6,8,10,12 | 4 | 12 |  |  | NBS_040-150_4P_100HP_15.28_SS | 1556.5458
77 | 77 | 040-150-4P-125HP | NBS_040-150_4P_125HP_16.14_SS | 1658.4722 | 1658.4722 | 3316.9444 | 2 | 0 | 2 | A | NBS_EndSuction | 5 | 4 | 5 | 10 | BranchMin5_BranchMax10 | 5,6,8,10 | 4 | 6 | 12 | HeaderMin6_HeaderMax12 | 6,8,10,12 | 4 | 16 |  |  | NBS_040-150_4P_125HP_16.14_SS | 1658.4722
78 | 78 | 040-150-4P-150HP | NBS_040-150_4P_150HP_16.77_SS | 1749.9638 | 1749.9638 | 3499.9275 | 2 | 0 | 2 | A | NBS_EndSuction | 5 | 4 | 5 | 10 | BranchMin5_BranchMax10 | 5,6,8,10 | 4 | 6 | 12 | HeaderMin6_HeaderMax12 | 6,8,10,12 | 4 | 16 |  |  | NBS_040-150_4P_150HP_16.77_SS | 1749.9638
79 | 79 | 050-070-4P-3HP | NBS_050-070_4P_3HP_4.88_SS | 840.0118 | 840.0118 | 1680.0235 | 2 | 0 | 2 | A | NBS_EndSuction | 5 | 4 | 5 | 6 | BranchMin5_BranchMax6 | 5,6 | 2 | 6 | 10 | HeaderMin6_HeaderMax10 | 6,8,10 | 3 | 6 |  |  | NBS_050-070_4P_3HP_4.88_SS | 840.0118
80 | 80 | 050-070-4P-5HP | NBS_050-070_4P_5HP_6.06_SS | 912.3919 | 912.3919 | 1824.7838 | 2 | 0 | 2 | A | NBS_EndSuction | 5 | 4 | 5 | 6 | BranchMin5_BranchMax6 | 5,6 | 2 | 6 | 10 | HeaderMin6_HeaderMax10 | 6,8,10 | 3 | 6 |  |  | NBS_050-070_4P_5HP_6.06_SS | 912.3919
81 | 81 | 050-070-4P-7pt5HP | NBS_050-070_4P_7.5HP_6.61_SS | 963.4895 | 963.4895 | 1926.979 | 2 | 0 | 2 | A | NBS_EndSuction | 5 | 4 | 5 | 8 | BranchMin5_BranchMax8 | 5,6,8 | 3 | 6 | 10 | HeaderMin6_HeaderMax10 | 6,8,10 | 3 | 9 |  |  | NBS_050-070_4P_7.5HP_6.61_SS | 963.4895
82 | 82 | 050-070-4P-10HP | NBS_050-070_4P_10HP_6.93_SS | 1003.339 | 1003.339 | 2006.678 | 2 | 0 | 2 | A | NBS_EndSuction | 5 | 4 | 5 | 8 | BranchMin5_BranchMax8 | 5,6,8 | 3 | 6 | 10 | HeaderMin6_HeaderMax10 | 6,8,10 | 3 | 9 |  |  | NBS_050-070_4P_10HP_6.93_SS | 1003.339
83 | 83 | 050-095-4P-10HP | NBS_050-095_4P_10HP_6.46_SS | 1234.2559 | 1234.2559 | 2468.5118 | 2 | 0 | 2 | A | NBS_EndSuction | 6 | 5 | 6 | 8 | BranchMin6_BranchMax8 | 6,8 | 2 | 8 | 10 | HeaderMin8_HeaderMax10 | 8,10 | 2 | 4 |  |  | NBS_050-095_4P_10HP_6.46_SS | 1234.2559
84 | 84 | 050-095-4P-15HP | NBS_050-095_4P_15HP_7.40_SS | 1338.3397 | 1338.3397 | 2676.6794 | 2 | 0 | 2 | A | NBS_EndSuction | 6 | 5 | 6 | 8 | BranchMin6_BranchMax8 | 6,8 | 2 | 8 | 12 | HeaderMin8_HeaderMax12 | 8,10,12 | 3 | 6 |  |  | NBS_050-095_4P_15HP_7.40_SS | 1338.3397
85 | 85 | 050-095-4P-20HP | NBS_050-095_4P_20HP_8.19_SS | 1409.7542 | 1409.7542 | 2819.5084 | 2 | 0 | 2 | A | NBS_EndSuction | 6 | 5 | 6 | 8 | BranchMin6_BranchMax8 | 6,8 | 2 | 8 | 12 | HeaderMin8_HeaderMax12 | 8,10,12 | 3 | 6 |  |  | NBS_050-095_4P_20HP_8.19_SS | 1409.7542
86 | 86 | 050-095-4P-25HP | NBS_050-095_4P_25HP_8.74_SS | 1493.981 | 1493.981 | 2987.9621 | 2 | 0 | 2 | A | NBS_EndSuction | 6 | 5 | 6 | 8 | BranchMin6_BranchMax8 | 6,8 | 2 | 8 | 12 | HeaderMin8_HeaderMax12 | 8,10,12 | 3 | 6 |  |  | NBS_050-095_4P_25HP_8.74_SS | 1493.981
87 | 87 | 050-095-4P-30HP | NBS_050-095_4P_30HP_9.13_SS | 1550.69 | 1550.69 | 3101.38 | 2 | 0 | 2 | A | NBS_EndSuction | 6 | 5 | 6 | 8 | BranchMin6_BranchMax8 | 6,8 | 2 | 8 | 12 | HeaderMin8_HeaderMax12 | 8,10,12 | 3 | 6 |  |  | NBS_050-095_4P_30HP_9.13_SS | 1550.69
88 | 88 | 050-110-4P-20HP | NBS_050-110_4P_20HP_8.35_SS | 1352.693 | 1352.693 | 2705.3861 | 2 | 0 | 2 | A | NBS_EndSuction | 6 | 5 | 6 | 8 | BranchMin6_BranchMax8 | 6,8 | 2 | 8 | 12 | HeaderMin8_HeaderMax12 | 8,10,12 | 3 | 6 |  |  | NBS_050-110_4P_20HP_8.35_SS | 1352.693
89 | 89 | 050-110-4P-25HP | NBS_050-110_4P_25HP_9.06_SS | 1398.703 | 1398.703 | 2797.406 | 2 | 0 | 2 | A | NBS_EndSuction | 6 | 5 | 6 | 8 | BranchMin6_BranchMax8 | 6,8 | 2 | 8 | 12 | HeaderMin8_HeaderMax12 | 8,10,12 | 3 | 6 |  |  | NBS_050-110_4P_25HP_9.06_SS | 1398.703
90 | 90 | 050-110-4P-30HP | NBS_050-110_4P_30HP_9.61_SS | 1508.9068 | 1508.9068 | 3017.8135 | 2 | 0 | 2 | A | NBS_EndSuction | 6 | 5 | 6 | 8 | BranchMin6_BranchMax8 | 6,8 | 2 | 8 | 12 | HeaderMin8_HeaderMax12 | 8,10,12 | 3 | 6 |  |  | NBS_050-110_4P_30HP_9.61_SS | 1508.9068
91 | 91 | 050-110-4P-40HP | NBS_050-110_4P_40HP_10.63_SS | 1674.3665 | 1674.3665 | 3348.7331 | 2 | 0 | 2 | A | NBS_EndSuction | 6 | 5 | 6 | 10 | BranchMin6_BranchMax10 | 6,8,10 | 3 | 8 | 12 | HeaderMin8_HeaderMax12 | 8,10,12 | 3 | 9 |  |  | NBS_050-110_4P_40HP_10.63_SS | 1674.3665
92 | 92 | 050-135-4P-25HP | NBS_050-135_4P_25HP_8.86_SS | 1200.4144 | 1200.4144 | 2400.8289 | 2 | 0 | 2 | A | NBS_EndSuction | 6 | 5 | 6 | 8 | BranchMin6_BranchMax8 | 6,8 | 2 | 8 | 10 | HeaderMin8_HeaderMax10 | 8,10 | 2 | 4 |  |  | NBS_050-135_4P_25HP_8.86_SS | 1200.4144
93 | 93 | 050-135-4P-30HP | NBS_050-135_4P_30HP_9.49_SS | 1283.8269 | 1283.8269 | 2567.6538 | 2 | 0 | 2 | A | NBS_EndSuction | 6 | 5 | 6 | 8 | BranchMin6_BranchMax8 | 6,8 | 2 | 8 | 12 | HeaderMin8_HeaderMax12 | 8,10,12 | 3 | 6 |  |  | NBS_050-135_4P_30HP_9.49_SS | 1283.8269
94 | 94 | 050-135-4P-40HP | NBS_050-135_4P_40HP_10.59_SS | 1416.7849 | 1416.7849 | 2833.5698 | 2 | 0 | 2 | A | NBS_EndSuction | 6 | 5 | 6 | 8 | BranchMin6_BranchMax8 | 6,8 | 2 | 8 | 12 | HeaderMin8_HeaderMax12 | 8,10,12 | 3 | 6 |  |  | NBS_050-135_4P_40HP_10.59_SS | 1416.7849
95 | 95 | 050-135-4P-50HP | NBS_050-135_4P_50HP_11.30_SS | 1508.8665 | 1508.8665 | 3017.733 | 2 | 0 | 2 | A | NBS_EndSuction | 6 | 5 | 6 | 8 | BranchMin6_BranchMax8 | 6,8 | 2 | 8 | 12 | HeaderMin8_HeaderMax12 | 8,10,12 | 3 | 6 |  |  | NBS_050-135_4P_50HP_11.30_SS | 1508.8665
96 | 96 | 050-135-4P-60HP | NBS_050-135_4P_60HP_12.01_SS | 1598.8017 | 1598.8017 | 3197.6035 | 2 | 0 | 2 | A | NBS_EndSuction | 6 | 5 | 6 | 8 | BranchMin6_BranchMax8 | 6,8 | 2 | 8 | 12 | HeaderMin8_HeaderMax12 | 8,10,12 | 3 | 6 |  |  | NBS_050-135_4P_60HP_12.01_SS | 1598.8017
97 | 97 | 050-135-4P-75HP | NBS_050-135_4P_75HP_13.03_SS | 1689.4197 | 1689.4197 | 3378.8394 | 2 | 0 | 2 | A | NBS_EndSuction | 6 | 5 | 6 | 10 | BranchMin6_BranchMax10 | 6,8,10 | 3 | 8 | 12 | HeaderMin8_HeaderMax12 | 8,10,12 | 3 | 9 |  |  | NBS_050-135_4P_75HP_13.03_SS | 1689.4197
98 | 98 | 050-150-4P-75HP | NBS_050-150_4P_75HP_11.73_SS | 2092.9884 | 2092.9884 | 4185.9767 | 2 | 0 | 2 | A | NBS_EndSuction | 6 | 5 | 6 | 10 | BranchMin6_BranchMax10 | 6,8,10 | 3 | 8 | 14 | HeaderMin8_HeaderMax14 | 8,10,12,14 | 4 | 12 |  |  | NBS_050-150_4P_75HP_11.73_SS | 2092.9884
99 | 99 | 050-150-4P-100HP | NBS_050-150_4P_100HP_12.99_SS | 2346.9884 | 2346.9884 | 4693.9769 | 2 | 0 | 2 | A | NBS_EndSuction | 6 | 5 | 6 | 10 | BranchMin6_BranchMax10 | 6,8,10 | 3 | 8 | 16 | HeaderMin8_HeaderMax16 | 8,10,12,14,16 | 5 | 15 |  |  | NBS_050-150_4P_100HP_12.99_SS | 2346.9884
100 | 100 | 050-150-4P-125HP | NBS_050-150_4P_125HP_14.09_SS | 2529.5219 | 2529.5219 | 5059.0437 | 2 | 0 | 2 | A | NBS_EndSuction | 6 | 5 | 6 | 12 | BranchMin6_BranchMax12 | 6,8,10,12 | 4 | 8 | 16 | HeaderMin8_HeaderMax16 | 8,10,12,14,16 | 5 | 20 |  |  | NBS_050-150_4P_125HP_14.09_SS | 2529.5219
101 | 101 | 050-150-4P-150HP | NBS_050-150_4P_150HP_14.96_SS | 2703.7978 | 2703.7978 | 5407.5955 | 2 | 0 | 2 | A | NBS_EndSuction | 6 | 5 | 6 | 12 | BranchMin6_BranchMax12 | 6,8,10,12 | 4 | 8 | 16 | HeaderMin8_HeaderMax16 | 8,10,12,14,16 | 5 | 20 |  |  | NBS_050-150_4P_150HP_14.96_SS | 2703.7978
102 | 102 | 060-095-4P-15HP | NBS_060-095_4P_15HP_7.32_SS | 2169.9766 | 2169.9766 | 4339.9531 | 2 | 0 | 2 | A | NBS_EndSuction | 8 | 6 | 8 | 10 | BranchMin8_BranchMax10 | 8,10 | 2 | 10 | 16 | HeaderMin10_HeaderMax16 | 10,12,14,16 | 4 | 8 |  |  | NBS_060-095_4P_15HP_7.32_SS | 2169.9766
103 | 103 | 060-095-4P-20HP | NBS_060-095_4P_20HP_7.95_SS | 2284.2526 | 2284.2526 | 4568.5051 | 2 | 0 | 2 | A | NBS_EndSuction | 8 | 6 | 8 | 10 | BranchMin8_BranchMax10 | 8,10 | 2 | 10 | 16 | HeaderMin10_HeaderMax16 | 10,12,14,16 | 4 | 8 |  |  | NBS_060-095_4P_20HP_7.95_SS | 2284.2526
104 | 104 | 060-095-4P-25HP | NBS_060-095_4P_25HP_8.43_SS | 2385.0423 | 2385.0423 | 4770.0846 | 2 | 0 | 2 | A | NBS_EndSuction | 8 | 6 | 8 | 10 | BranchMin8_BranchMax10 | 8,10 | 2 | 10 | 16 | HeaderMin10_HeaderMax16 | 10,12,14,16 | 4 | 8 |  |  | NBS_060-095_4P_25HP_8.43_SS | 2385.0423
105 | 105 | 060-095-4P-30HP | NBS_060-095_4P_30HP_8.90_SS | 2493.7612 | 2493.7612 | 4987.5224 | 2 | 0 | 2 | A | NBS_EndSuction | 8 | 6 | 8 | 10 | BranchMin8_BranchMax10 | 8,10 | 2 | 10 | 16 | HeaderMin10_HeaderMax16 | 10,12,14,16 | 4 | 8 |  |  | NBS_060-095_4P_30HP_8.90_SS | 2493.7612
106 | 106 | 060-095-4P-40HP | NBS_060-095_4P_40HP_9.53_SS | 2617.6301 | 2617.6301 | 5235.2602 | 2 | 0 | 2 | A | NBS_EndSuction | 8 | 6 | 8 | 12 | BranchMin8_BranchMax12 | 8,10,12 | 3 | 10 | 16 | HeaderMin10_HeaderMax16 | 10,12,14,16 | 4 | 12 |  |  | NBS_060-095_4P_40HP_9.53_SS | 2617.6301
107 | 107 | 060-110-4P-30HP | NBS_060-110_4P_30HP_8.78_SS | 2227.2787 | 2227.2787 | 4454.5573 | 2 | 0 | 2 | A | NBS_EndSuction | 8 | 6 | 8 | 10 | BranchMin8_BranchMax10 | 8,10 | 2 | 10 | 16 | HeaderMin10_HeaderMax16 | 10,12,14,16 | 4 | 8 |  |  | NBS_060-110_4P_30HP_8.78_SS | 2227.2787
108 | 108 | 060-110-4P-40HP | NBS_060-110_4P_40HP_9.57_SS | 2407.488 | 2407.488 | 4814.9761 | 2 | 0 | 2 | A | NBS_EndSuction | 8 | 6 | 8 | 10 | BranchMin8_BranchMax10 | 8,10 | 2 | 10 | 16 | HeaderMin10_HeaderMax16 | 10,12,14,16 | 4 | 8 |  |  | NBS_060-110_4P_40HP_9.57_SS | 2407.488
109 | 109 | 060-110-4P-50HP | NBS_060-110_4P_50HP_10.20_SS | 2508.3577 | 2508.3577 | 5016.7154 | 2 | 0 | 2 | A | NBS_EndSuction | 8 | 6 | 8 | 12 | BranchMin8_BranchMax12 | 8,10,12 | 3 | 10 | 16 | HeaderMin10_HeaderMax16 | 10,12,14,16 | 4 | 12 |  |  | NBS_060-110_4P_50HP_10.20_SS | 2508.3577
110 | 110 | 060-110-4P-60HP | NBS_060-110_4P_60HP_10.75_SS | 2624.9016 | 2624.9016 | 5249.8033 | 2 | 0 | 2 | A | NBS_EndSuction | 8 | 6 | 8 | 12 | BranchMin8_BranchMax12 | 8,10,12 | 3 | 10 | 16 | HeaderMin10_HeaderMax16 | 10,12,14,16 | 4 | 12 |  |  | NBS_060-110_4P_60HP_10.75_SS | 2624.9016
111 | 111 | 060-135-4P-40HP | NBS_060-135_4P_40HP_9.25_SS | 2111.5713 | 2111.5713 | 4223.1426 | 2 | 0 | 2 | A | NBS_EndSuction | 8 | 6 | 8 | 10 | BranchMin8_BranchMax10 | 8,10 | 2 | 10 | 14 | HeaderMin10_HeaderMax14 | 10,12,14 | 3 | 6 |  |  | NBS_060-135_4P_40HP_9.25_SS | 2111.5713
112 | 112 | 060-135-4P-50HP | NBS_060-135_4P_50HP_9.96_SS | 2305.4296 | 2305.4296 | 4610.8591 | 2 | 0 | 2 | A | NBS_EndSuction | 8 | 6 | 8 | 10 | BranchMin8_BranchMax10 | 8,10 | 2 | 10 | 16 | HeaderMin10_HeaderMax16 | 10,12,14,16 | 4 | 8 |  |  | NBS_060-135_4P_50HP_9.96_SS | 2305.4296
113 | 113 | 060-135-4P-60HP | NBS_060-135_4P_60HP_10.35_SS | 2491.2746 | 2491.2746 | 4982.5492 | 2 | 0 | 2 | A | NBS_EndSuction | 8 | 6 | 8 | 10 | BranchMin8_BranchMax10 | 8,10 | 2 | 10 | 16 | HeaderMin10_HeaderMax16 | 10,12,14,16 | 4 | 8 |  |  | NBS_060-135_4P_60HP_10.35_SS | 2491.2746
114 | 114 | 060-135-4P-75HP | NBS_060-135_4P_75HP_11.22_SS | 2766.6299 | 2766.6299 | 5533.2599 | 2 | 0 | 2 | A | NBS_EndSuction | 8 | 6 | 8 | 12 | BranchMin8_BranchMax12 | 8,10,12 | 3 | 10 | 16 | HeaderMin10_HeaderMax16 | 10,12,14,16 | 4 | 12 |  |  | NBS_060-135_4P_75HP_11.22_SS | 2766.6299
115 | 115 | 060-135-4P-100HP | NBS_060-135_4P_100HP_12.24_SS | 3069.239 | 3069.239 | 6138.4781 | 2 | 0 | 2 | A | NBS_EndSuction | 8 | 6 | 8 | 12 | BranchMin8_BranchMax12 | 8,10,12 | 3 | 10 | 18 | HeaderMin10_HeaderMax18 | 10,12,14,16,18 | 5 | 15 |  |  | NBS_060-135_4P_100HP_12.24_SS | 3069.239
116 | 116 | 060-135-4P-125HP | NBS_060-135_4P_125HP_12.83_SS | 3426.3556 | 3426.3556 | 6852.7113 | 2 | 0 | 2 | A | NBS_EndSuction | 8 | 6 | 8 | 12 | BranchMin8_BranchMax12 | 8,10,12 | 3 | 10 | 18 | HeaderMin10_HeaderMax18 | 10,12,14,16,18 | 5 | 15 |  |  | NBS_060-135_4P_125HP_12.83_SS | 3426.3556
117 | 117 | 060-150-4P-125HP | NBS_060-150_4P_125HP_11.97_SS | 2867.819 | 2867.819 | 5735.638 | 2 | 0 | 2 | A | NBS_EndSuction | 8 | 6 | 8 | 12 | BranchMin8_BranchMax12 | 8,10,12 | 3 | 10 | 18 | HeaderMin10_HeaderMax18 | 10,12,14,16,18 | 5 | 15 |  |  | NBS_060-150_4P_125HP_11.97_SS | 2867.819
118 | 118 | 060-150-4P-150HP | NBS_060-150_4P_150HP_12.83_SS | 3379.8685 | 3379.8685 | 6759.737 | 2 | 0 | 2 | A | NBS_EndSuction | 8 | 6 | 8 | 12 | BranchMin8_BranchMax12 | 8,10,12 | 3 | 10 | 18 | HeaderMin10_HeaderMax18 | 10,12,14,16,18 | 5 | 15 |  |  | NBS_060-150_4P_150HP_12.83_SS | 3379.8685
119 | 119 | 060-150-4P-200HP | NBS_060-150_4P_200HP_14.8_SS | 3737.7603 | 3737.7603 | 7475.5206 | 2 | 0 | 2 | A | NBS_EndSuction | 8 | 6 | 8 | 14 | BranchMin8_BranchMax14 | 8,10,12,14 | 4 | 10 | 20 | HeaderMin10_HeaderMax20 | 10,12,14,16,18,20 | 6 | 24 |  |  | NBS_060-150_4P_200HP_14.8_SS | 3737.7603
120 | 120 | 060-150-4P-250HP | NBS_060-150_4P_250HP_15.83_SS | 3875.064 | 3875.064 | 7750.128 | 2 | 0 | 2 | A | NBS_EndSuction | 8 | 6 | 8 | 14 | BranchMin8_BranchMax14 | 8,10,12,14 | 4 | 10 | 20 | HeaderMin10_HeaderMax20 | 10,12,14,16,18,20 | 6 | 24 |  |  | NBS_060-150_4P_250HP_15.83_SS | 3875.064
121 | 121 | 080-135-4P-60HP | NBS_080-135_4P_60HP_9.84_SS | 4004.1439 | 4004.1439 | 8008.2879 | 2 | 0 | 2 | A | NBS_EndSuction | 10 | 8 | 10 | 14 | BranchMin10_BranchMax14 | 10,12,14 | 3 | 12 | 20 | HeaderMin12_HeaderMax20 | 12,14,16,18,20 | 5 | 15 |  |  | NBS_080-135_4P_60HP_9.84_SS | 4004.1439
122 | 122 | 080-135-4P-75HP | NBS_080-135_4P_75HP_10.31_SS | 4295.2175 | 4295.2175 | 8590.4351 | 2 | 0 | 2 | A | NBS_EndSuction | 10 | 8 | 10 | 16 | BranchMin10_BranchMax16 | 10,12,14,16 | 4 | 12 | 20 | HeaderMin12_HeaderMax20 | 12,14,16,18,20 | 5 | 20 |  |  | NBS_080-135_4P_75HP_10.31_SS | 4295.2175
123 | 123 | 080-135-4P-100HP | NBS_080-135_4P_100HP_11.26_SS | 4595.0968 | 4595.0968 | 9190.1937 | 2 | 0 | 2 | A | NBS_EndSuction | 10 | 8 | 10 | 16 | BranchMin10_BranchMax16 | 10,12,14,16 | 4 | 12 | 24 | HeaderMin12_HeaderMax24 | 12,14,16,18,20,24 | 6 | 24 |  |  | NBS_080-135_4P_100HP_11.26_SS | 4595.0968
124 | 124 | 080-135-4P-125HP | NBS_080-135_4P_125HP_11.89_SS | 4656.6379 | 4656.6379 | 9313.2758 | 2 | 0 | 2 | A | NBS_EndSuction | 10 | 8 | 10 | 16 | BranchMin10_BranchMax16 | 10,12,14,16 | 4 | 12 | 24 | HeaderMin12_HeaderMax24 | 12,14,16,18,20,24 | 6 | 24 |  |  | NBS_080-135_4P_125HP_11.89_SS | 4656.6379
125 | 125 | 080-135-4P-150HP | NBS_080-135_4P_150HP_12.60_SS | 4664.6626 | 4664.6626 | 9329.3252 | 2 | 0 | 2 | A | NBS_EndSuction | 10 | 8 | 10 | 16 | BranchMin10_BranchMax16 | 10,12,14,16 | 4 | 12 | 24 | HeaderMin12_HeaderMax24 | 12,14,16,18,20,24 | 6 | 24 |  |  | NBS_080-135_4P_150HP_12.60_SS | 4664.6626
126 | 126 | 080-150-4P-125HP | NBS_080-150_4P_125HP_12.20_SS | 3448.9864 | 3448.9864 | 6897.9727 | 2 | 0 | 2 | A | NBS_EndSuction | 10 | 8 | 10 | 12 | BranchMin10_BranchMax12 | 10,12 | 2 | 12 | 18 | HeaderMin12_HeaderMax18 | 12,14,16,18 | 4 | 8 |  |  | NBS_080-150_4P_125HP_12.20_SS | 3448.9864
127 | 127 | 080-150-4P-150HP | NBS_080-150_4P_150HP_12.99_SS | 3639.5425 | 3639.5425 | 7279.085 | 2 | 0 | 2 | A | NBS_EndSuction | 10 | 8 | 10 | 14 | BranchMin10_BranchMax14 | 10,12,14 | 3 | 12 | 20 | HeaderMin12_HeaderMax20 | 12,14,16,18,20 | 5 | 15 |  |  | NBS_080-150_4P_150HP_12.99_SS | 3639.5425
128 | 128 | 080-150-4P-200HP | NBS_080-150_4P_200HP_14.25_SS | 4042.4929 | 4042.4929 | 8084.9858 | 2 | 0 | 2 | A | NBS_EndSuction | 10 | 8 | 10 | 14 | BranchMin10_BranchMax14 | 10,12,14 | 3 | 12 | 20 | HeaderMin12_HeaderMax20 | 12,14,16,18,20 | 5 | 15 |  |  | NBS_080-150_4P_200HP_14.25_SS | 4042.4929
129 | 129 | 080-150-4P-250HP | NBS_080-150_4P_250HP_15.59_SS | 4332.4218 | 4332.4218 | 8664.8435 | 2 | 0 | 2 | A | NBS_EndSuction | 10 | 8 | 10 | 16 | BranchMin10_BranchMax16 | 10,12,14,16 | 4 | 12 | 20 | HeaderMin12_HeaderMax20 | 12,14,16,18,20 | 5 | 20 |  |  | NBS_080-150_4P_250HP_15.59_SS | 4332.4218
130 | 130 | 100-150-4P-150HP | NBS_100-150_4P_150HP_12.48_SS | 5072.7199 | 5072.7199 | 10145.4398 | 2 | 0 | 2 | A | NBS_EndSuction | 12 | 10 | 12 | 16 | BranchMin12_BranchMax16 | 12,14,16 | 3 | 14 | 24 | HeaderMin14_HeaderMax24 | 14,16,18,20,24 | 5 | 15 |  |  | NBS_100-150_4P_150HP_12.48_SS | 5072.7199
131 | 131 | 100-150-4P-200HP | NBS_100-150_4P_200HP_13.66_SS | 5521.0639 | 5521.0639 | 11042.1279 | 2 | 0 | 2 | A | NBS_EndSuction | 12 | 10 | 12 | 16 | BranchMin12_BranchMax16 | 12,14,16 | 3 | 14 | 24 | HeaderMin14_HeaderMax24 | 14,16,18,20,24 | 5 | 15 |  |  | NBS_100-150_4P_200HP_13.66_SS | 5521.0639
132 | 132 | 100-150-4P-250HP | NBS_100-150_4P_250HP_14.76_SS | 5727.2058 | 5727.2058 | 11454.4117 | 2 | 0 | 2 | A | NBS_EndSuction | 12 | 10 | 12 | 18 | BranchMin12_BranchMax18 | 12,14,16,18 | 4 | 14 | 24 | HeaderMin14_HeaderMax24 | 14,16,18,20,24 | 5 | 20 |  |  | NBS_100-150_4P_250HP_14.76_SS | 5727.2058
133 | 1 | 012-070-4P-1HP | NBS_012-070_4P_1HP_6.10_SS | 90.8476 | 90.8476 | 272.5428 | 3 | 0 | 3 | B | NBS_EndSuction | 2 | 1.25 | 2 | 2.5 | BranchMin2_BranchMax2.5 | 2,2.5 | 2 | 2.5 | 4 | HeaderMin2.5_HeaderMax4 | 2.5,3,4 | 3 | 6
134 | 2 | 012-070-4P-1pt5HP | NBS_012-070_4P_1.5HP_6.97_SS | 106.5592 | 106.5592 | 319.6775 | 3 | 0 | 3 | B | NBS_EndSuction | 2 | 1.25 | 2 | 2.5 | BranchMin2_BranchMax2.5 | 2,2.5 | 2 | 2.5 | 4 | HeaderMin2.5_HeaderMax4 | 2.5,3,4 | 3 | 6
135 | 3 | 015-070-4P-1HP | NBS_015-070_4P_1HP_5.12_SS | 145.3387 | 145.3387 | 436.016 | 3 | 0 | 3 | B | NBS_EndSuction | 2.5 | 1.5 | 2.5 | 3 | BranchMin2.5_BranchMax3 | 2.5,3 | 2 | 3 | 5 | HeaderMin3_HeaderMax5 | 3,4,5 | 3 | 6
136 | 4 | 015-070-4P-1pt5HP | NBS_015-070_4P_1.5HP_5.91_SS | 167.6172 | 167.6172 | 502.8515 | 3 | 0 | 3 | B | NBS_EndSuction | 2.5 | 1.5 | 2.5 | 3 | BranchMin2.5_BranchMax3 | 2.5,3 | 2 | 3 | 5 | HeaderMin3_HeaderMax5 | 3,4,5 | 3 | 6
137 | 5 | 015-070-4P-2HP | NBS_015-070_4P_2HP_6.54_SS | 188.3547 | 188.3547 | 565.064 | 3 | 0 | 3 | B | NBS_EndSuction | 2.5 | 1.5 | 2.5 | 3 | BranchMin2.5_BranchMax3 | 2.5,3 | 2 | 3 | 5 | HeaderMin3_HeaderMax5 | 3,4,5 | 3 | 6
138 | 6 | 015-070-4P-3HP | NBS_015-070_4P_3HP_6.93_SS | 202.4879 | 202.4879 | 607.4636 | 3 | 0 | 3 | B | NBS_EndSuction | 2.5 | 1.5 | 2.5 | 3 | BranchMin2.5_BranchMax3 | 2.5,3 | 2 | 3 | 5 | HeaderMin3_HeaderMax5 | 3,4,5 | 3 | 6
139 | 7 | 015-090-4P-1pt5HP | NBS_015-090_4P_1.5HP_6.69_SS | 102.972 | 102.972 | 308.9159 | 3 | 0 | 3 | B | NBS_EndSuction | 2.5 | 1.5 | 2.5 | 2.5 | BranchMin2.5_BranchMax2.5 | 2.5 | 1 | 3 | 4 | HeaderMin3_HeaderMax4 | 3,4 | 2 | 2
140 | 8 | 015-090-4P-2HP | NBS_015-090_4P_2HP_7.24_SS | 116.1429 | 116.1429 | 348.4288 | 3 | 0 | 3 | B | NBS_EndSuction | 2.5 | 1.5 | 2.5 | 2.5 | BranchMin2.5_BranchMax2.5 | 2.5 | 1 | 3 | 4 | HeaderMin3_HeaderMax4 | 3,4 | 2 | 2
141 | 9 | 015-090-4P-3HP | NBS_015-090_4P_3HP_8.11_SS | 133.8158 | 133.8158 | 401.4475 | 3 | 0 | 3 | B | NBS_EndSuction | 2.5 | 1.5 | 2.5 | 3 | BranchMin2.5_BranchMax3 | 2.5,3 | 2 | 3 | 5 | HeaderMin3_HeaderMax5 | 3,4,5 | 3 | 6
142 | 10 | 015-090-4P-5HP | NBS_015-090_4P_5HP_9.84_SS | 150.196 | 150.196 | 450.5881 | 3 | 0 | 3 | B | NBS_EndSuction | 2.5 | 1.5 | 2.5 | 3 | BranchMin2.5_BranchMax3 | 2.5,3 | 2 | 3 | 5 | HeaderMin3_HeaderMax5 | 3,4,5 | 3 | 6
143 | 11 | 015-095-4P-2HP | NBS_015-095_4P_2HP_6.54_SS | 177.561 | 177.561 | 532.683 | 3 | 0 | 3 | B | NBS_EndSuction | 2.5 | 1.5 | 2.5 | 3 | BranchMin2.5_BranchMax3 | 2.5,3 | 2 | 3 | 5 | HeaderMin3_HeaderMax5 | 3,4,5 | 3 | 6
144 | 12 | 015-095-4P-3HP | NBS_015-095_4P_3HP_7.32_SS | 194.9972 | 194.9972 | 584.9917 | 3 | 0 | 3 | B | NBS_EndSuction | 2.5 | 1.5 | 2.5 | 3 | BranchMin2.5_BranchMax3 | 2.5,3 | 2 | 3 | 5 | HeaderMin3_HeaderMax5 | 3,4,5 | 3 | 6
145 | 13 | 015-095-4P-5HP | NBS_015-095_4P_5HP_8.82_SS | 230.1371 | 230.1371 | 690.4113 | 3 | 0 | 3 | B | NBS_EndSuction | 2.5 | 1.5 | 2.5 | 4 | BranchMin2.5_BranchMax4 | 2.5,3,4 | 3 | 3 | 6 | HeaderMin3_HeaderMax6 | 3,4,5,6 | 4 | 12
146 | 14 | 015-095-4P-7pt5HP | NBS_015-095_4P_7.5HP_9.84_SS | 242.8034 | 242.8034 | 728.4101 | 3 | 0 | 3 | B | NBS_EndSuction | 2.5 | 1.5 | 2.5 | 4 | BranchMin2.5_BranchMax4 | 2.5,3,4 | 3 | 3 | 6 | HeaderMin3_HeaderMax6 | 3,4,5,6 | 4 | 12
147 | 15 | 020-095-4P-2HP | NBS_020-095_4P_2HP_5.83_SS | 178.5455 | 178.5455 | 535.6365 | 3 | 0 | 3 | B | NBS_EndSuction | 2.5 | 2 | 2.5 | 3 | BranchMin2.5_BranchMax3 | 2.5,3 | 2 | 3 | 5 | HeaderMin3_HeaderMax5 | 3,4,5 | 3 | 6
148 | 16 | 020-095-4P-3HP | NBS_020-095_4P_3HP_6.61_SS | 208.9617 | 208.9617 | 626.885 | 3 | 0 | 3 | B | NBS_EndSuction | 2.5 | 2 | 2.5 | 3 | BranchMin2.5_BranchMax3 | 2.5,3 | 2 | 3 | 5 | HeaderMin3_HeaderMax5 | 3,4,5 | 3 | 6
149 | 17 | 020-095-4P-5HP | NBS_020-095_4P_5HP_8.11_SS | 260.8895 | 260.8895 | 782.6684 | 3 | 0 | 3 | B | NBS_EndSuction | 2.5 | 2 | 2.5 | 4 | BranchMin2.5_BranchMax4 | 2.5,3,4 | 3 | 3 | 6 | HeaderMin3_HeaderMax6 | 3,4,5,6 | 4 | 12
150 | 18 | 020-095-4P-7pt5HP | NBS_020-095_4P_7.5HP_9.45_SS | 297.3228 | 297.3228 | 891.9684 | 3 | 0 | 3 | B | NBS_EndSuction | 2.5 | 2 | 2.5 | 4 | BranchMin2.5_BranchMax4 | 2.5,3,4 | 3 | 3 | 6 | HeaderMin3_HeaderMax6 | 3,4,5,6 | 4 | 12
151 | 19 | 020-110-4P-5HP | NBS_020-110_4P_5HP_8.11_SS | 273.669 | 273.669 | 821.0071 | 3 | 0 | 3 | B | NBS_EndSuction | 2.5 | 2 | 2.5 | 4 | BranchMin2.5_BranchMax4 | 2.5,3,4 | 3 | 3 | 6 | HeaderMin3_HeaderMax6 | 3,4,5,6 | 4 | 12
152 | 20 | 020-110-4P-7pt5HP | NBS_020-110_4P_7.5HP_8.98_SS | 321.881 | 321.881 | 965.6429 | 3 | 0 | 3 | B | NBS_EndSuction | 2.5 | 2 | 2.5 | 4 | BranchMin2.5_BranchMax4 | 2.5,3,4 | 3 | 3 | 8 | HeaderMin3_HeaderMax8 | 3,4,5,6,8 | 5 | 15
153 | 21 | 020-110-4P-10HP | NBS_020-110_4P_10HP_9.92_SS | 360.1978 | 360.1978 | 1080.5933 | 3 | 0 | 3 | B | NBS_EndSuction | 2.5 | 2 | 2.5 | 4 | BranchMin2.5_BranchMax4 | 2.5,3,4 | 3 | 3 | 8 | HeaderMin3_HeaderMax8 | 3,4,5,6,8 | 5 | 15
154 | 22 | 020-110-4P-15HP | NBS_020-110_4P_15HP_10.31_SS | 376.0572 | 376.0572 | 1128.1715 | 3 | 0 | 3 | B | NBS_EndSuction | 2.5 | 2 | 2.5 | 4 | BranchMin2.5_BranchMax4 | 2.5,3,4 | 3 | 3 | 8 | HeaderMin3_HeaderMax8 | 3,4,5,6,8 | 5 | 15
155 | 23 | 020-135-4P-7pt5HP | NBS_020-135_4P_7.5HP_9.29_SS | 261.6739 | 261.6739 | 785.0216 | 3 | 0 | 3 | B | NBS_EndSuction | 3 | 2 | 3 | 4 | BranchMin3_BranchMax4 | 3,4 | 2 | 4 | 6 | HeaderMin4_HeaderMax6 | 4,5,6 | 3 | 6
156 | 24 | 020-135-4P-10HP | NBS_020-135_4P_10HP_10.16_SS | 299.9456 | 299.9456 | 899.8369 | 3 | 0 | 3 | B | NBS_EndSuction | 3 | 2 | 3 | 4 | BranchMin3_BranchMax4 | 3,4 | 2 | 4 | 6 | HeaderMin4_HeaderMax6 | 4,5,6 | 3 | 6
157 | 25 | 020-135-4P-15HP | NBS_020-135_4P_15HP_11.42_SS | 365.149 | 365.149 | 1095.4471 | 3 | 0 | 3 | B | NBS_EndSuction | 3 | 2 | 3 | 4 | BranchMin3_BranchMax4 | 3,4 | 2 | 4 | 8 | HeaderMin4_HeaderMax8 | 4,5,6,8 | 4 | 8
158 | 26 | 020-135-4P-20HP | NBS_020-135_4P_20HP_12.52_SS | 403.7936 | 403.7936 | 1211.3809 | 3 | 0 | 3 | B | NBS_EndSuction | 3 | 2 | 3 | 5 | BranchMin3_BranchMax5 | 3,4,5 | 3 | 4 | 8 | HeaderMin4_HeaderMax8 | 4,5,6,8 | 4 | 12
159 | 27 | 020-135-4P-25HP | NBS_020-135_4P_25HP_13.31_SS | 402.7736 | 402.7736 | 1208.3209 | 3 | 0 | 3 | B | NBS_EndSuction | 3 | 2 | 3 | 5 | BranchMin3_BranchMax5 | 3,4,5 | 3 | 4 | 8 | HeaderMin4_HeaderMax8 | 4,5,6,8 | 4 | 12
160 | 28 | 025-070-4P-1HP | NBS_025-070_4P_1HP_4.65_SS | 183.5282 | 183.5282 | 550.5845 | 3 | 0 | 3 | B | NBS_EndSuction | 2.5 | 2 | 2.5 | 3 | BranchMin2.5_BranchMax3 | 2.5,3 | 2 | 3 | 5 | HeaderMin3_HeaderMax5 | 3,4,5 | 3 | 6
161 | 29 | 025-070-4P-1pt5HP | NBS_025-070_4P_1.5HP_5.28_SS | 235.9056 | 235.9056 | 707.7169 | 3 | 0 | 3 | B | NBS_EndSuction | 2.5 | 2 | 2.5 | 4 | BranchMin2.5_BranchMax4 | 2.5,3,4 | 3 | 3 | 6 | HeaderMin3_HeaderMax6 | 3,4,5,6 | 4 | 12
162 | 30 | 025-070-4P-2HP | NBS_025-070_4P_2HP_5.83_SS | 254.5738 | 254.5738 | 763.7214 | 3 | 0 | 3 | B | NBS_EndSuction | 2.5 | 2 | 2.5 | 4 | BranchMin2.5_BranchMax4 | 2.5,3,4 | 3 | 3 | 6 | HeaderMin3_HeaderMax6 | 3,4,5,6 | 4 | 12
163 | 31 | 025-070-4P-3HP | NBS_025-070_4P_3HP_6.61_SS | 278.649 | 278.649 | 835.9471 | 3 | 0 | 3 | B | NBS_EndSuction | 2.5 | 2 | 2.5 | 4 | BranchMin2.5_BranchMax4 | 2.5,3,4 | 3 | 3 | 6 | HeaderMin3_HeaderMax6 | 3,4,5,6 | 4 | 12
164 | 32 | 025-070-4P-5HP | NBS_025-070_4P_5HP_6.77_SS | 302.5651 | 302.5651 | 907.6952 | 3 | 0 | 3 | B | NBS_EndSuction | 2.5 | 2 | 2.5 | 4 | BranchMin2.5_BranchMax4 | 2.5,3,4 | 3 | 3 | 6 | HeaderMin3_HeaderMax6 | 3,4,5,6 | 4 | 12
165 | 33 | 025-095-4P-3HP | NBS_025-095_4P_3HP_5.98_SS | 278.138 | 278.138 | 834.4139 | 3 | 0 | 3 | B | NBS_EndSuction | 3 | 2.5 | 3 | 4 | BranchMin3_BranchMax4 | 3,4 | 2 | 4 | 6 | HeaderMin4_HeaderMax6 | 4,5,6 | 3 | 6
166 | 34 | 025-095-4P-5HP | NBS_025-095_4P_5HP_7.17_SS | 343.952 | 343.952 | 1031.8561 | 3 | 0 | 3 | B | NBS_EndSuction | 3 | 2.5 | 3 | 4 | BranchMin3_BranchMax4 | 3,4 | 2 | 4 | 8 | HeaderMin4_HeaderMax8 | 4,5,6,8 | 4 | 8
167 | 35 | 025-095-4P-7pt5HP | NBS_025-095_4P_7.5HP_8.43_SS | 398.9817 | 398.9817 | 1196.9451 | 3 | 0 | 3 | B | NBS_EndSuction | 3 | 2.5 | 3 | 4 | BranchMin3_BranchMax4 | 3,4 | 2 | 4 | 8 | HeaderMin4_HeaderMax8 | 4,5,6,8 | 4 | 8
168 | 36 | 025-095-4P-10HP | NBS_025-095_4P_10HP_9.53_SS | 427.0782 | 427.0782 | 1281.2345 | 3 | 0 | 3 | B | NBS_EndSuction | 3 | 2.5 | 3 | 5 | BranchMin3_BranchMax5 | 3,4,5 | 3 | 4 | 8 | HeaderMin4_HeaderMax8 | 4,5,6,8 | 4 | 12
169 | 37 | 025-110-4P-7pt5HP | NBS_025-110_4P_7.5HP_8.58_SS | 374.2437 | 374.2437 | 1122.7312 | 3 | 0 | 3 | B | NBS_EndSuction | 3 | 2.5 | 3 | 4 | BranchMin3_BranchMax4 | 3,4 | 2 | 4 | 8 | HeaderMin4_HeaderMax8 | 4,5,6,8 | 4 | 8
170 | 38 | 025-110-4P-10HP | NBS_025-110_4P_10HP_9.45_SS | 422.9151 | 422.9151 | 1268.7454 | 3 | 0 | 3 | B | NBS_EndSuction | 3 | 2.5 | 3 | 5 | BranchMin3_BranchMax5 | 3,4,5 | 3 | 4 | 8 | HeaderMin4_HeaderMax8 | 4,5,6,8 | 4 | 12
171 | 39 | 025-110-4P-15HP | NBS_025-110_4P_15HP_11.02_SS | 479.4087 | 479.4087 | 1438.226 | 3 | 0 | 3 | B | NBS_EndSuction | 3 | 2.5 | 3 | 5 | BranchMin3_BranchMax5 | 3,4,5 | 3 | 4 | 8 | HeaderMin4_HeaderMax8 | 4,5,6,8 | 4 | 12
172 | 40 | 030-070-4P-1pt5HP | NBS_030-070_4P_1.5HP_4.72_SS | 318.8997 | 318.8997 | 956.6991 | 3 | 0 | 3 | B | NBS_EndSuction | 3 | 2.5 | 3 | 4 | BranchMin3_BranchMax4 | 3,4 | 2 | 4 | 8 | HeaderMin4_HeaderMax8 | 4,5,6,8 | 4 | 8
173 | 41 | 030-070-4P-2HP | NBS_030-070_4P_2HP_5.20_SS | 359.467 | 359.467 | 1078.4011 | 3 | 0 | 3 | B | NBS_EndSuction | 3 | 2.5 | 3 | 4 | BranchMin3_BranchMax4 | 3,4 | 2 | 4 | 8 | HeaderMin4_HeaderMax8 | 4,5,6,8 | 4 | 8
174 | 42 | 030-070-4P-3HP | NBS_030-070_4P_3HP_5.83_SS | 413.6934 | 413.6934 | 1241.0803 | 3 | 0 | 3 | B | NBS_EndSuction | 3 | 2.5 | 3 | 5 | BranchMin3_BranchMax5 | 3,4,5 | 3 | 4 | 8 | HeaderMin4_HeaderMax8 | 4,5,6,8 | 4 | 12
175 | 43 | 030-070-4P-5HP | NBS_030-070_4P_5HP_6.85_SS | 469.9181 | 469.9181 | 1409.7542 | 3 | 0 | 3 | B | NBS_EndSuction | 3 | 2.5 | 3 | 5 | BranchMin3_BranchMax5 | 3,4,5 | 3 | 4 | 8 | HeaderMin4_HeaderMax8 | 4,5,6,8 | 4 | 12
176 | 44 | 030-095-4P-5HP | NBS_030-095_4P_5HP_6.10_SS | 576.7129 | 576.7129 | 1730.1386 | 3 | 0 | 3 | B | NBS_EndSuction | 4 | 3 | 4 | 5 | BranchMin4_BranchMax5 | 4,5 | 2 | 5 | 10 | HeaderMin5_HeaderMax10 | 5,6,8,10 | 4 | 8
177 | 45 | 030-095-4P-7pt5HP | NBS_030-095_4P_7.5HP_6.73_SS | 637.6666 | 637.6666 | 1912.9998 | 3 | 0 | 3 | B | NBS_EndSuction | 4 | 3 | 4 | 5 | BranchMin4_BranchMax5 | 4,5 | 2 | 5 | 10 | HeaderMin5_HeaderMax10 | 5,6,8,10 | 4 | 8
178 | 46 | 030-095-4P-10HP | NBS_030-095_4P_10HP_7.52_SS | 669.3599 | 669.3599 | 2008.0797 | 3 | 0 | 3 | B | NBS_EndSuction | 4 | 3 | 4 | 6 | BranchMin4_BranchMax6 | 4,5,6 | 3 | 5 | 10 | HeaderMin5_HeaderMax10 | 5,6,8,10 | 4 | 12
179 | 47 | 030-095-4P-15HP | NBS_030-095_4P_15HP_8.86_SS | 685.5374 | 685.5374 | 2056.6121 | 3 | 0 | 3 | B | NBS_EndSuction | 4 | 3 | 4 | 6 | BranchMin4_BranchMax6 | 4,5,6 | 3 | 5 | 10 | HeaderMin5_HeaderMax10 | 5,6,8,10 | 4 | 12
180 | 48 | 030-110-4P-10HP | NBS_030-110_4P_10HP_8.35_SS | 487.2856 | 487.2856 | 1461.8568 | 3 | 0 | 3 | B | NBS_EndSuction | 4 | 3 | 4 | 5 | BranchMin4_BranchMax5 | 4,5 | 2 | 5 | 8 | HeaderMin5_HeaderMax8 | 5,6,8 | 3 | 6
181 | 49 | 030-110-4P-15HP | NBS_030-110_4P_15HP_9.61_SS | 573.2974 | 573.2974 | 1719.8922 | 3 | 0 | 3 | B | NBS_EndSuction | 4 | 3 | 4 | 5 | BranchMin4_BranchMax5 | 4,5 | 2 | 5 | 10 | HeaderMin5_HeaderMax10 | 5,6,8,10 | 4 | 8
182 | 50 | 030-110-4P-20HP | NBS_030-110_4P_20HP_10.79_SS | 666.5942 | 666.5942 | 1999.7825 | 3 | 0 | 3 | B | NBS_EndSuction | 4 | 3 | 4 | 6 | BranchMin4_BranchMax6 | 4,5,6 | 3 | 5 | 10 | HeaderMin5_HeaderMax10 | 5,6,8,10 | 4 | 12
183 | 51 | 030-135-4P-15HP | NBS_030-135_4P_15HP_8.98_SS | 598.5182 | 598.5182 | 1795.5546 | 3 | 0 | 3 | B | NBS_EndSuction | 4 | 3 | 4 | 5 | BranchMin4_BranchMax5 | 4,5 | 2 | 5 | 10 | HeaderMin5_HeaderMax10 | 5,6,8,10 | 4 | 8
184 | 52 | 030-135-4P-20HP | NBS_030-135_4P_20HP_9.92_SS | 672.8213 | 672.8213 | 2018.4638 | 3 | 0 | 3 | B | NBS_EndSuction | 4 | 3 | 4 | 6 | BranchMin4_BranchMax6 | 4,5,6 | 3 | 5 | 10 | HeaderMin5_HeaderMax10 | 5,6,8,10 | 4 | 12
185 | 53 | 030-135-4P-25HP | NBS_030-135_4P_25HP_10.63_SS | 735.3325 | 735.3325 | 2205.9974 | 3 | 0 | 3 | B | NBS_EndSuction | 4 | 3 | 4 | 6 | BranchMin4_BranchMax6 | 4,5,6 | 3 | 5 | 10 | HeaderMin5_HeaderMax10 | 5,6,8,10 | 4 | 12
186 | 54 | 030-135-4P-30HP | NBS_030-135_4P_30HP_11.26_SS | 787.4175 | 787.4175 | 2362.2524 | 3 | 0 | 3 | B | NBS_EndSuction | 4 | 3 | 4 | 6 | BranchMin4_BranchMax6 | 4,5,6 | 3 | 5 | 10 | HeaderMin5_HeaderMax10 | 5,6,8,10 | 4 | 12
187 | 55 | 030-135-4P-40HP | NBS_030-135_4P_40HP_12.91_SS | 832.83 | 832.83 | 2498.4899 | 3 | 0 | 3 | B | NBS_EndSuction | 4 | 3 | 4 | 6 | BranchMin4_BranchMax6 | 4,5,6 | 3 | 5 | 10 | HeaderMin5_HeaderMax10 | 5,6,8,10 | 4 | 12
188 | 56 | 040-070-4P-2HP | NBS_040-070_4P_2HP_4.72_SS | 541.7729 | 541.7729 | 1625.3186 | 3 | 0 | 3 | B | NBS_EndSuction | 4 | 3 | 4 | 5 | BranchMin4_BranchMax5 | 4,5 | 2 | 5 | 10 | HeaderMin5_HeaderMax10 | 5,6,8,10 | 4 | 8
189 | 57 | 040-070-4P-3HP | NBS_040-070_4P_3HP_5.43_SS | 534.0678 | 534.0678 | 1602.2035 | 3 | 0 | 3 | B | NBS_EndSuction | 4 | 3 | 4 | 5 | BranchMin4_BranchMax5 | 4,5 | 2 | 5 | 10 | HeaderMin5_HeaderMax10 | 5,6,8,10 | 4 | 8
190 | 58 | 040-070-4P-5HP | NBS_040-070_4P_5HP_6.30_SS | 695.2568 | 695.2568 | 2085.7705 | 3 | 0 | 3 | B | NBS_EndSuction | 4 | 3 | 4 | 6 | BranchMin4_BranchMax6 | 4,5,6 | 3 | 5 | 10 | HeaderMin5_HeaderMax10 | 5,6,8,10 | 4 | 12
191 | 59 | 040-070-4P-7pt5HP | NBS_040-070_4P_7.5HP_6.85_SS | 724.1837 | 724.1837 | 2172.551 | 3 | 0 | 3 | B | NBS_EndSuction | 4 | 3 | 4 | 6 | BranchMin4_BranchMax6 | 4,5,6 | 3 | 5 | 10 | HeaderMin5_HeaderMax10 | 5,6,8,10 | 4 | 12
192 | 60 | 040-095-4P-7pt5HP | NBS_040-095_4P_7.5HP_6.38_SS | 864.0628 | 864.0628 | 2592.1883 | 3 | 0 | 3 | B | NBS_EndSuction | 5 | 4 | 5 | 6 | BranchMin5_BranchMax6 | 5,6 | 2 | 6 | 12 | HeaderMin6_HeaderMax12 | 6,8,10,12 | 4 | 8
193 | 61 | 040-095-4P-10HP | NBS_040-095_4P_10HP_7.09_SS | 924.6022 | 924.6022 | 2773.8066 | 3 | 0 | 3 | B | NBS_EndSuction | 5 | 4 | 5 | 6 | BranchMin5_BranchMax6 | 5,6 | 2 | 6 | 12 | HeaderMin6_HeaderMax12 | 6,8,10,12 | 4 | 8
194 | 62 | 040-095-4P-15HP | NBS_040-095_4P_15HP_8.35_SS | 1036.8753 | 1036.8753 | 3110.626 | 3 | 0 | 3 | B | NBS_EndSuction | 5 | 4 | 5 | 8 | BranchMin5_BranchMax8 | 5,6,8 | 3 | 6 | 12 | HeaderMin6_HeaderMax12 | 6,8,10,12 | 4 | 12
195 | 63 | 040-095-4P-20HP | NBS_040-095_4P_20HP_9.37_SS | 1098.4714 | 1098.4714 | 3295.4143 | 3 | 0 | 3 | B | NBS_EndSuction | 5 | 4 | 5 | 8 | BranchMin5_BranchMax8 | 5,6,8 | 3 | 6 | 12 | HeaderMin6_HeaderMax12 | 6,8,10,12 | 4 | 12
196 | 64 | 040-110-4P-15HP | NBS_040-110_4P_15HP_8.11_SS | 877.0156 | 877.0156 | 2631.0468 | 3 | 0 | 3 | B | NBS_EndSuction | 5 | 4 | 5 | 6 | BranchMin5_BranchMax6 | 5,6 | 2 | 6 | 12 | HeaderMin6_HeaderMax12 | 6,8,10,12 | 4 | 8
197 | 65 | 040-110-4P-20HP | NBS_040-110_4P_20HP_8.74_SS | 948.7162 | 948.7162 | 2846.1487 | 3 | 0 | 3 | B | NBS_EndSuction | 5 | 4 | 5 | 6 | BranchMin5_BranchMax6 | 5,6 | 2 | 6 | 12 | HeaderMin6_HeaderMax12 | 6,8,10,12 | 4 | 8
198 | 66 | 040-110-4P-25HP | NBS_040-110_4P_25HP_9.45_SS | 981.9574 | 981.9574 | 2945.8722 | 3 | 0 | 3 | B | NBS_EndSuction | 5 | 4 | 5 | 8 | BranchMin5_BranchMax8 | 5,6,8 | 3 | 6 | 12 | HeaderMin6_HeaderMax12 | 6,8,10,12 | 4 | 12
199 | 67 | 040-110-4P-30HP | NBS_040-110_4P_30HP_10.08_SS | 1058.92 | 1058.92 | 3176.7601 | 3 | 0 | 3 | B | NBS_EndSuction | 5 | 4 | 5 | 8 | BranchMin5_BranchMax8 | 5,6,8 | 3 | 6 | 12 | HeaderMin6_HeaderMax12 | 6,8,10,12 | 4 | 12
200 | 68 | 040-135-4P-20HP | NBS_040-135_4P_20HP_9.29_SS | 812.9455 | 812.9455 | 2438.8364 | 3 | 0 | 3 | B | NBS_EndSuction | 5 | 4 | 5 | 6 | BranchMin5_BranchMax6 | 5,6 | 2 | 6 | 10 | HeaderMin6_HeaderMax10 | 6,8,10 | 3 | 6
201 | 69 | 040-135-4P-25HP | NBS_040-135_4P_25HP_10.24_SS | 894.4426 | 894.4426 | 2683.3277 | 3 | 0 | 3 | B | NBS_EndSuction | 5 | 4 | 5 | 6 | BranchMin5_BranchMax6 | 5,6 | 2 | 6 | 12 | HeaderMin6_HeaderMax12 | 6,8,10,12 | 4 | 8
202 | 70 | 040-135-4P-30HP | NBS_040-135_4P_30HP_10.94_SS | 958.5264 | 958.5264 | 2875.5792 | 3 | 0 | 3 | B | NBS_EndSuction | 5 | 4 | 5 | 8 | BranchMin5_BranchMax8 | 5,6,8 | 3 | 6 | 12 | HeaderMin6_HeaderMax12 | 6,8,10,12 | 4 | 12
203 | 71 | 040-135-4P-40HP | NBS_040-135_4P_40HP_11.81_SS | 1092.3955 | 1092.3955 | 3277.1865 | 3 | 0 | 3 | B | NBS_EndSuction | 5 | 4 | 5 | 8 | BranchMin5_BranchMax8 | 5,6,8 | 3 | 6 | 12 | HeaderMin6_HeaderMax12 | 6,8,10,12 | 4 | 12
204 | 72 | 040-135-4P-50HP | NBS_040-135_4P_50HP_12.83_SS | 1108.1578 | 1108.1578 | 3324.4733 | 3 | 0 | 3 | B | NBS_EndSuction | 5 | 4 | 5 | 8 | BranchMin5_BranchMax8 | 5,6,8 | 3 | 6 | 12 | HeaderMin6_HeaderMax12 | 6,8,10,12 | 4 | 12
205 | 73 | 040-150-4P-50HP | NBS_040-150_4P_50HP_12.36_SS | 1179.7044 | 1179.7044 | 3539.1131 | 3 | 0 | 3 | B | NBS_EndSuction | 5 | 4 | 5 | 8 | BranchMin5_BranchMax8 | 5,6,8 | 3 | 6 | 12 | HeaderMin6_HeaderMax12 | 6,8,10,12 | 4 | 12
206 | 74 | 040-150-4P-60HP | NBS_040-150_4P_60HP_13.07_SS | 1257.8884 | 1257.8884 | 3773.6651 | 3 | 0 | 3 | B | NBS_EndSuction | 5 | 4 | 5 | 8 | BranchMin5_BranchMax8 | 5,6,8 | 3 | 6 | 14 | HeaderMin6_HeaderMax14 | 6,8,10,12,14 | 5 | 15
207 | 75 | 040-150-4P-75HP | NBS_040-150_4P_75HP_14.02_SS | 1397.6463 | 1397.6463 | 4192.9389 | 3 | 0 | 3 | B | NBS_EndSuction | 5 | 4 | 5 | 8 | BranchMin5_BranchMax8 | 5,6,8 | 3 | 6 | 14 | HeaderMin6_HeaderMax14 | 6,8,10,12,14 | 5 | 15
208 | 76 | 040-150-4P-100HP | NBS_040-150_4P_100HP_15.28_SS | 1556.5458 | 1556.5458 | 4669.6374 | 3 | 0 | 3 | B | NBS_EndSuction | 5 | 4 | 5 | 8 | BranchMin5_BranchMax8 | 5,6,8 | 3 | 6 | 16 | HeaderMin6_HeaderMax16 | 6,8,10,12,14,16 | 6 | 18
209 | 77 | 040-150-4P-125HP | NBS_040-150_4P_125HP_16.14_SS | 1658.4722 | 1658.4722 | 4975.4165 | 3 | 0 | 3 | B | NBS_EndSuction | 5 | 4 | 5 | 10 | BranchMin5_BranchMax10 | 5,6,8,10 | 4 | 6 | 16 | HeaderMin6_HeaderMax16 | 6,8,10,12,14,16 | 6 | 24
210 | 78 | 040-150-4P-150HP | NBS_040-150_4P_150HP_16.77_SS | 1749.9638 | 1749.9638 | 5249.8913 | 3 | 0 | 3 | B | NBS_EndSuction | 5 | 4 | 5 | 10 | BranchMin5_BranchMax10 | 5,6,8,10 | 4 | 6 | 16 | HeaderMin6_HeaderMax16 | 6,8,10,12,14,16 | 6 | 24
211 | 79 | 050-070-4P-3HP | NBS_050-070_4P_3HP_4.88_SS | 840.0118 | 840.0118 | 2520.0353 | 3 | 0 | 3 | B | NBS_EndSuction | 5 | 4 | 5 | 6 | BranchMin5_BranchMax6 | 5,6 | 2 | 6 | 12 | HeaderMin6_HeaderMax12 | 6,8,10,12 | 4 | 8
212 | 80 | 050-070-4P-5HP | NBS_050-070_4P_5HP_6.06_SS | 912.3919 | 912.3919 | 2737.1757 | 3 | 0 | 3 | B | NBS_EndSuction | 5 | 4 | 5 | 6 | BranchMin5_BranchMax6 | 5,6 | 2 | 6 | 12 | HeaderMin6_HeaderMax12 | 6,8,10,12 | 4 | 8
213 | 81 | 050-070-4P-7pt5HP | NBS_050-070_4P_7.5HP_6.61_SS | 963.4895 | 963.4895 | 2890.4686 | 3 | 0 | 3 | B | NBS_EndSuction | 5 | 4 | 5 | 8 | BranchMin5_BranchMax8 | 5,6,8 | 3 | 6 | 12 | HeaderMin6_HeaderMax12 | 6,8,10,12 | 4 | 12
214 | 82 | 050-070-4P-10HP | NBS_050-070_4P_10HP_6.93_SS | 1003.339 | 1003.339 | 3010.017 | 3 | 0 | 3 | B | NBS_EndSuction | 5 | 4 | 5 | 8 | BranchMin5_BranchMax8 | 5,6,8 | 3 | 6 | 12 | HeaderMin6_HeaderMax12 | 6,8,10,12 | 4 | 12
215 | 83 | 050-095-4P-10HP | NBS_050-095_4P_10HP_6.46_SS | 1234.2559 | 1234.2559 | 3702.7677 | 3 | 0 | 3 | B | NBS_EndSuction | 6 | 5 | 6 | 8 | BranchMin6_BranchMax8 | 6,8 | 2 | 8 | 14 | HeaderMin8_HeaderMax14 | 8,10,12,14 | 4 | 8
216 | 84 | 050-095-4P-15HP | NBS_050-095_4P_15HP_7.40_SS | 1338.3397 | 1338.3397 | 4015.019 | 3 | 0 | 3 | B | NBS_EndSuction | 6 | 5 | 6 | 8 | BranchMin6_BranchMax8 | 6,8 | 2 | 8 | 14 | HeaderMin8_HeaderMax14 | 8,10,12,14 | 4 | 8
217 | 85 | 050-095-4P-20HP | NBS_050-095_4P_20HP_8.19_SS | 1409.7542 | 1409.7542 | 4229.2626 | 3 | 0 | 3 | B | NBS_EndSuction | 6 | 5 | 6 | 8 | BranchMin6_BranchMax8 | 6,8 | 2 | 8 | 14 | HeaderMin8_HeaderMax14 | 8,10,12,14 | 4 | 8
218 | 86 | 050-095-4P-25HP | NBS_050-095_4P_25HP_8.74_SS | 1493.981 | 1493.981 | 4481.9431 | 3 | 0 | 3 | B | NBS_EndSuction | 6 | 5 | 6 | 8 | BranchMin6_BranchMax8 | 6,8 | 2 | 8 | 16 | HeaderMin8_HeaderMax16 | 8,10,12,14,16 | 5 | 10
219 | 87 | 050-095-4P-30HP | NBS_050-095_4P_30HP_9.13_SS | 1550.69 | 1550.69 | 4652.0699 | 3 | 0 | 3 | B | NBS_EndSuction | 6 | 5 | 6 | 8 | BranchMin6_BranchMax8 | 6,8 | 2 | 8 | 16 | HeaderMin8_HeaderMax16 | 8,10,12,14,16 | 5 | 10
220 | 88 | 050-110-4P-20HP | NBS_050-110_4P_20HP_8.35_SS | 1352.693 | 1352.693 | 4058.0791 | 3 | 0 | 3 | B | NBS_EndSuction | 6 | 5 | 6 | 8 | BranchMin6_BranchMax8 | 6,8 | 2 | 8 | 14 | HeaderMin8_HeaderMax14 | 8,10,12,14 | 4 | 8
221 | 89 | 050-110-4P-25HP | NBS_050-110_4P_25HP_9.06_SS | 1398.703 | 1398.703 | 4196.109 | 3 | 0 | 3 | B | NBS_EndSuction | 6 | 5 | 6 | 8 | BranchMin6_BranchMax8 | 6,8 | 2 | 8 | 14 | HeaderMin8_HeaderMax14 | 8,10,12,14 | 4 | 8
222 | 90 | 050-110-4P-30HP | NBS_050-110_4P_30HP_9.61_SS | 1508.9068 | 1508.9068 | 4526.7203 | 3 | 0 | 3 | B | NBS_EndSuction | 6 | 5 | 6 | 8 | BranchMin6_BranchMax8 | 6,8 | 2 | 8 | 16 | HeaderMin8_HeaderMax16 | 8,10,12,14,16 | 5 | 10
223 | 91 | 050-110-4P-40HP | NBS_050-110_4P_40HP_10.63_SS | 1674.3665 | 1674.3665 | 5023.0996 | 3 | 0 | 3 | B | NBS_EndSuction | 6 | 5 | 6 | 10 | BranchMin6_BranchMax10 | 6,8,10 | 3 | 8 | 16 | HeaderMin8_HeaderMax16 | 8,10,12,14,16 | 5 | 15
224 | 92 | 050-135-4P-25HP | NBS_050-135_4P_25HP_8.86_SS | 1200.4144 | 1200.4144 | 3601.2433 | 3 | 0 | 3 | B | NBS_EndSuction | 6 | 5 | 6 | 8 | BranchMin6_BranchMax8 | 6,8 | 2 | 8 | 14 | HeaderMin8_HeaderMax14 | 8,10,12,14 | 4 | 8
225 | 93 | 050-135-4P-30HP | NBS_050-135_4P_30HP_9.49_SS | 1283.8269 | 1283.8269 | 3851.4807 | 3 | 0 | 3 | B | NBS_EndSuction | 6 | 5 | 6 | 8 | BranchMin6_BranchMax8 | 6,8 | 2 | 8 | 14 | HeaderMin8_HeaderMax14 | 8,10,12,14 | 4 | 8
226 | 94 | 050-135-4P-40HP | NBS_050-135_4P_40HP_10.59_SS | 1416.7849 | 1416.7849 | 4250.3547 | 3 | 0 | 3 | B | NBS_EndSuction | 6 | 5 | 6 | 8 | BranchMin6_BranchMax8 | 6,8 | 2 | 8 | 16 | HeaderMin8_HeaderMax16 | 8,10,12,14,16 | 5 | 10
227 | 95 | 050-135-4P-50HP | NBS_050-135_4P_50HP_11.30_SS | 1508.8665 | 1508.8665 | 4526.5994 | 3 | 0 | 3 | B | NBS_EndSuction | 6 | 5 | 6 | 8 | BranchMin6_BranchMax8 | 6,8 | 2 | 8 | 16 | HeaderMin8_HeaderMax16 | 8,10,12,14,16 | 5 | 10
228 | 96 | 050-135-4P-60HP | NBS_050-135_4P_60HP_12.01_SS | 1598.8017 | 1598.8017 | 4796.4052 | 3 | 0 | 3 | B | NBS_EndSuction | 6 | 5 | 6 | 8 | BranchMin6_BranchMax8 | 6,8 | 2 | 8 | 16 | HeaderMin8_HeaderMax16 | 8,10,12,14,16 | 5 | 10
229 | 97 | 050-135-4P-75HP | NBS_050-135_4P_75HP_13.03_SS | 1689.4197 | 1689.4197 | 5068.259 | 3 | 0 | 3 | B | NBS_EndSuction | 6 | 5 | 6 | 10 | BranchMin6_BranchMax10 | 6,8,10 | 3 | 8 | 16 | HeaderMin8_HeaderMax16 | 8,10,12,14,16 | 5 | 15
230 | 98 | 050-150-4P-75HP | NBS_050-150_4P_75HP_11.73_SS | 2092.9884 | 2092.9884 | 6278.9651 | 3 | 0 | 3 | B | NBS_EndSuction | 6 | 5 | 6 | 10 | BranchMin6_BranchMax10 | 6,8,10 | 3 | 8 | 18 | HeaderMin8_HeaderMax18 | 8,10,12,14,16,18 | 6 | 18
231 | 99 | 050-150-4P-100HP | NBS_050-150_4P_100HP_12.99_SS | 2346.9884 | 2346.9884 | 7040.9653 | 3 | 0 | 3 | B | NBS_EndSuction | 6 | 5 | 6 | 10 | BranchMin6_BranchMax10 | 6,8,10 | 3 | 8 | 18 | HeaderMin8_HeaderMax18 | 8,10,12,14,16,18 | 6 | 18
232 | 100 | 050-150-4P-125HP | NBS_050-150_4P_125HP_14.09_SS | 2529.5219 | 2529.5219 | 7588.5656 | 3 | 0 | 3 | B | NBS_EndSuction | 6 | 5 | 6 | 12 | BranchMin6_BranchMax12 | 6,8,10,12 | 4 | 8 | 20 | HeaderMin8_HeaderMax20 | 8,10,12,14,16,18,20 | 7 | 28
233 | 101 | 050-150-4P-150HP | NBS_050-150_4P_150HP_14.96_SS | 2703.7978 | 2703.7978 | 8111.3933 | 3 | 0 | 3 | B | NBS_EndSuction | 6 | 5 | 6 | 12 | BranchMin6_BranchMax12 | 6,8,10,12 | 4 | 8 | 20 | HeaderMin8_HeaderMax20 | 8,10,12,14,16,18,20 | 7 | 28
234 | 102 | 060-095-4P-15HP | NBS_060-095_4P_15HP_7.32_SS | 2169.9766 | 2169.9766 | 6509.9297 | 3 | 0 | 3 | B | NBS_EndSuction | 8 | 6 | 8 | 10 | BranchMin8_BranchMax10 | 8,10 | 2 | 10 | 18 | HeaderMin10_HeaderMax18 | 10,12,14,16,18 | 5 | 10
235 | 103 | 060-095-4P-20HP | NBS_060-095_4P_20HP_7.95_SS | 2284.2526 | 2284.2526 | 6852.7577 | 3 | 0 | 3 | B | NBS_EndSuction | 8 | 6 | 8 | 10 | BranchMin8_BranchMax10 | 8,10 | 2 | 10 | 18 | HeaderMin10_HeaderMax18 | 10,12,14,16,18 | 5 | 10
236 | 104 | 060-095-4P-25HP | NBS_060-095_4P_25HP_8.43_SS | 2385.0423 | 2385.0423 | 7155.1269 | 3 | 0 | 3 | B | NBS_EndSuction | 8 | 6 | 8 | 10 | BranchMin8_BranchMax10 | 8,10 | 2 | 10 | 20 | HeaderMin10_HeaderMax20 | 10,12,14,16,18,20 | 6 | 12
237 | 105 | 060-095-4P-30HP | NBS_060-095_4P_30HP_8.90_SS | 2493.7612 | 2493.7612 | 7481.2836 | 3 | 0 | 3 | B | NBS_EndSuction | 8 | 6 | 8 | 10 | BranchMin8_BranchMax10 | 8,10 | 2 | 10 | 20 | HeaderMin10_HeaderMax20 | 10,12,14,16,18,20 | 6 | 12
238 | 106 | 060-095-4P-40HP | NBS_060-095_4P_40HP_9.53_SS | 2617.6301 | 2617.6301 | 7852.8904 | 3 | 0 | 3 | B | NBS_EndSuction | 8 | 6 | 8 | 12 | BranchMin8_BranchMax12 | 8,10,12 | 3 | 10 | 20 | HeaderMin10_HeaderMax20 | 10,12,14,16,18,20 | 6 | 18
239 | 107 | 060-110-4P-30HP | NBS_060-110_4P_30HP_8.78_SS | 2227.2787 | 2227.2787 | 6681.836 | 3 | 0 | 3 | B | NBS_EndSuction | 8 | 6 | 8 | 10 | BranchMin8_BranchMax10 | 8,10 | 2 | 10 | 18 | HeaderMin10_HeaderMax18 | 10,12,14,16,18 | 5 | 10
240 | 108 | 060-110-4P-40HP | NBS_060-110_4P_40HP_9.57_SS | 2407.488 | 2407.488 | 7222.4641 | 3 | 0 | 3 | B | NBS_EndSuction | 8 | 6 | 8 | 10 | BranchMin8_BranchMax10 | 8,10 | 2 | 10 | 20 | HeaderMin10_HeaderMax20 | 10,12,14,16,18,20 | 6 | 12
241 | 109 | 060-110-4P-50HP | NBS_060-110_4P_50HP_10.20_SS | 2508.3577 | 2508.3577 | 7525.0732 | 3 | 0 | 3 | B | NBS_EndSuction | 8 | 6 | 8 | 12 | BranchMin8_BranchMax12 | 8,10,12 | 3 | 10 | 20 | HeaderMin10_HeaderMax20 | 10,12,14,16,18,20 | 6 | 18
242 | 110 | 060-110-4P-60HP | NBS_060-110_4P_60HP_10.75_SS | 2624.9016 | 2624.9016 | 7874.7049 | 3 | 0 | 3 | B | NBS_EndSuction | 8 | 6 | 8 | 12 | BranchMin8_BranchMax12 | 8,10,12 | 3 | 10 | 20 | HeaderMin10_HeaderMax20 | 10,12,14,16,18,20 | 6 | 18
243 | 111 | 060-135-4P-40HP | NBS_060-135_4P_40HP_9.25_SS | 2111.5713 | 2111.5713 | 6334.7139 | 3 | 0 | 3 | B | NBS_EndSuction | 8 | 6 | 8 | 10 | BranchMin8_BranchMax10 | 8,10 | 2 | 10 | 18 | HeaderMin10_HeaderMax18 | 10,12,14,16,18 | 5 | 10
244 | 112 | 060-135-4P-50HP | NBS_060-135_4P_50HP_9.96_SS | 2305.4296 | 2305.4296 | 6916.2887 | 3 | 0 | 3 | B | NBS_EndSuction | 8 | 6 | 8 | 10 | BranchMin8_BranchMax10 | 8,10 | 2 | 10 | 18 | HeaderMin10_HeaderMax18 | 10,12,14,16,18 | 5 | 10
245 | 113 | 060-135-4P-60HP | NBS_060-135_4P_60HP_10.35_SS | 2491.2746 | 2491.2746 | 7473.8238 | 3 | 0 | 3 | B | NBS_EndSuction | 8 | 6 | 8 | 10 | BranchMin8_BranchMax10 | 8,10 | 2 | 10 | 20 | HeaderMin10_HeaderMax20 | 10,12,14,16,18,20 | 6 | 12
246 | 114 | 060-135-4P-75HP | NBS_060-135_4P_75HP_11.22_SS | 2766.6299 | 2766.6299 | 8299.8898 | 3 | 0 | 3 | B | NBS_EndSuction | 8 | 6 | 8 | 12 | BranchMin8_BranchMax12 | 8,10,12 | 3 | 10 | 20 | HeaderMin10_HeaderMax20 | 10,12,14,16,18,20 | 6 | 18
247 | 115 | 060-135-4P-100HP | NBS_060-135_4P_100HP_12.24_SS | 3069.239 | 3069.239 | 9207.7171 | 3 | 0 | 3 | B | NBS_EndSuction | 8 | 6 | 8 | 12 | BranchMin8_BranchMax12 | 8,10,12 | 3 | 10 | 24 | HeaderMin10_HeaderMax24 | 10,12,14,16,18,20,24 | 7 | 21
248 | 116 | 060-135-4P-125HP | NBS_060-135_4P_125HP_12.83_SS | 3426.3556 | 3426.3556 | 10279.0669 | 3 | 0 | 3 | B | NBS_EndSuction | 8 | 6 | 8 | 12 | BranchMin8_BranchMax12 | 8,10,12 | 3 | 10 | 24 | HeaderMin10_HeaderMax24 | 10,12,14,16,18,20,24 | 7 | 21
249 | 117 | 060-150-4P-125HP | NBS_060-150_4P_125HP_11.97_SS | 2867.819 | 2867.819 | 8603.4569 | 3 | 0 | 3 | B | NBS_EndSuction | 8 | 6 | 8 | 12 | BranchMin8_BranchMax12 | 8,10,12 | 3 | 10 | 20 | HeaderMin10_HeaderMax20 | 10,12,14,16,18,20 | 6 | 18
250 | 118 | 060-150-4P-150HP | NBS_060-150_4P_150HP_12.83_SS | 3379.8685 | 3379.8685 | 10139.6056 | 3 | 0 | 3 | B | NBS_EndSuction | 8 | 6 | 8 | 12 | BranchMin8_BranchMax12 | 8,10,12 | 3 | 10 | 24 | HeaderMin10_HeaderMax24 | 10,12,14,16,18,20,24 | 7 | 21
251 | 119 | 060-150-4P-200HP | NBS_060-150_4P_200HP_14.8_SS | 3737.7603 | 3737.7603 | 11213.2809 | 3 | 0 | 3 | B | NBS_EndSuction | 8 | 6 | 8 | 14 | BranchMin8_BranchMax14 | 8,10,12,14 | 4 | 10 | 24 | HeaderMin10_HeaderMax24 | 10,12,14,16,18,20,24 | 7 | 28
252 | 120 | 060-150-4P-250HP | NBS_060-150_4P_250HP_15.83_SS | 3875.064 | 3875.064 | 11625.1919 | 3 | 0 | 3 | B | NBS_EndSuction | 8 | 6 | 8 | 14 | BranchMin8_BranchMax14 | 8,10,12,14 | 4 | 10 | 24 | HeaderMin10_HeaderMax24 | 10,12,14,16,18,20,24 | 7 | 28
253 | 121 | 080-135-4P-60HP | NBS_080-135_4P_60HP_9.84_SS | 4004.1439 | 4004.1439 | 12012.4318 | 3 | 0 | 3 | B | NBS_EndSuction | 10 | 8 | 10 | 14 | BranchMin10_BranchMax14 | 10,12,14 | 3 | 12 | 24 | HeaderMin12_HeaderMax24 | 12,14,16,18,20,24 | 6 | 18
254 | 122 | 080-135-4P-75HP | NBS_080-135_4P_75HP_10.31_SS | 4295.2175 | 4295.2175 | 12885.6526 | 3 | 0 | 3 | B | NBS_EndSuction | 10 | 8 | 10 | 16 | BranchMin10_BranchMax16 | 10,12,14,16 | 4 | 12 | 24 | HeaderMin12_HeaderMax24 | 12,14,16,18,20,24 | 6 | 24
255 | 123 | 080-135-4P-100HP | NBS_080-135_4P_100HP_11.26_SS | 4595.0968 | 4595.0968 | 13785.2905 | 3 | 0 | 3 | B | NBS_EndSuction | 10 | 8 | 10 | 16 | BranchMin10_BranchMax16 | 10,12,14,16 | 4 | 12 | 24 | HeaderMin12_HeaderMax24 | 12,14,16,18,20,24 | 6 | 24
256 | 124 | 080-135-4P-125HP | NBS_080-135_4P_125HP_11.89_SS | 4656.6379 | 4656.6379 | 13969.9138 | 3 | 0 | 3 | B | NBS_EndSuction | 10 | 8 | 10 | 16 | BranchMin10_BranchMax16 | 10,12,14,16 | 4 | 12 | 24 | HeaderMin12_HeaderMax24 | 12,14,16,18,20,24 | 6 | 24
257 | 125 | 080-135-4P-150HP | NBS_080-135_4P_150HP_12.60_SS | 4664.6626 | 4664.6626 | 13993.9878 | 3 | 0 | 3 | B | NBS_EndSuction | 10 | 8 | 10 | 16 | BranchMin10_BranchMax16 | 10,12,14,16 | 4 | 12 | 24 | HeaderMin12_HeaderMax24 | 12,14,16,18,20,24 | 6 | 24
258 | 126 | 080-150-4P-125HP | NBS_080-150_4P_125HP_12.20_SS | 3448.9864 | 3448.9864 | 10346.9591 | 3 | 0 | 3 | B | NBS_EndSuction | 10 | 8 | 10 | 12 | BranchMin10_BranchMax12 | 10,12 | 2 | 12 | 24 | HeaderMin12_HeaderMax24 | 12,14,16,18,20,24 | 6 | 12
259 | 127 | 080-150-4P-150HP | NBS_080-150_4P_150HP_12.99_SS | 3639.5425 | 3639.5425 | 10918.6274 | 3 | 0 | 3 | B | NBS_EndSuction | 10 | 8 | 10 | 14 | BranchMin10_BranchMax14 | 10,12,14 | 3 | 12 | 24 | HeaderMin12_HeaderMax24 | 12,14,16,18,20,24 | 6 | 18
260 | 128 | 080-150-4P-200HP | NBS_080-150_4P_200HP_14.25_SS | 4042.4929 | 4042.4929 | 12127.4788 | 3 | 0 | 3 | B | NBS_EndSuction | 10 | 8 | 10 | 14 | BranchMin10_BranchMax14 | 10,12,14 | 3 | 12 | 24 | HeaderMin12_HeaderMax24 | 12,14,16,18,20,24 | 6 | 18
261 | 129 | 080-150-4P-250HP | NBS_080-150_4P_250HP_15.59_SS | 4332.4218 | 4332.4218 | 12997.2653 | 3 | 0 | 3 | B | NBS_EndSuction | 10 | 8 | 10 | 16 | BranchMin10_BranchMax16 | 10,12,14,16 | 4 | 12 | 24 | HeaderMin12_HeaderMax24 | 12,14,16,18,20,24 | 6 | 24
262 | 130 | 100-150-4P-150HP | NBS_100-150_4P_150HP_12.48_SS | 5072.7199 | 5072.7199 | 15218.1598 | 3 | 0 | 3 | B | NBS_EndSuction | 12 | 10 | 12 | 16 | BranchMin12_BranchMax16 | 12,14,16 | 3 | 14 | 24 | HeaderMin14_HeaderMax24 | 14,16,18,20,24 | 5 | 15
263 | 131 | 100-150-4P-200HP | NBS_100-150_4P_200HP_13.66_SS | 5521.0639 | 5521.0639 | 16563.1918 | 3 | 0 | 3 | B | NBS_EndSuction | 12 | 10 | 12 | 16 | BranchMin12_BranchMax16 | 12,14,16 | 3 | 14 | 24 | HeaderMin14_HeaderMax24 | 14,16,18,20,24 | 5 | 15
264 | 132 | 100-150-4P-250HP | NBS_100-150_4P_250HP_14.76_SS | 5727.2058 | 5727.2058 | 17181.6175 | 3 | 0 | 3 | B | NBS_EndSuction | 12 | 10 | 12 | 18 | BranchMin12_BranchMax18 | 12,14,16,18 | 4 | 14 | 24 | HeaderMin14_HeaderMax24 | 14,16,18,20,24 | 5 | 20
265 | 1 | 012-070-4P-1HP | NBS_012-070_4P_1HP_6.10_SS | 90.8476 | 90.8476 | 363.3904 | 4 | 0 | 4 | C | NBS_EndSuction | 2 | 1.25 | 2 | 2.5 | BranchMin2_BranchMax2.5 | 2,2.5 | 2 | 2.5 | 4 | HeaderMin2.5_HeaderMax4 | 2.5,3,4 | 3 | 6
266 | 2 | 012-070-4P-1pt5HP | NBS_012-070_4P_1.5HP_6.97_SS | 106.5592 | 106.5592 | 426.2366 | 4 | 0 | 4 | C | NBS_EndSuction | 2 | 1.25 | 2 | 2.5 | BranchMin2_BranchMax2.5 | 2,2.5 | 2 | 2.5 | 5 | HeaderMin2.5_HeaderMax5 | 2.5,3,4,5 | 4 | 8
267 | 3 | 015-070-4P-1HP | NBS_015-070_4P_1HP_5.12_SS | 145.3387 | 145.3387 | 581.3546 | 4 | 0 | 4 | C | NBS_EndSuction | 2.5 | 1.5 | 2.5 | 3 | BranchMin2.5_BranchMax3 | 2.5,3 | 2 | 3 | 5 | HeaderMin3_HeaderMax5 | 3,4,5 | 3 | 6
268 | 4 | 015-070-4P-1pt5HP | NBS_015-070_4P_1.5HP_5.91_SS | 167.6172 | 167.6172 | 670.4687 | 4 | 0 | 4 | C | NBS_EndSuction | 2.5 | 1.5 | 2.5 | 3 | BranchMin2.5_BranchMax3 | 2.5,3 | 2 | 3 | 6 | HeaderMin3_HeaderMax6 | 3,4,5,6 | 4 | 8
269 | 5 | 015-070-4P-2HP | NBS_015-070_4P_2HP_6.54_SS | 188.3547 | 188.3547 | 753.4187 | 4 | 0 | 4 | C | NBS_EndSuction | 2.5 | 1.5 | 2.5 | 3 | BranchMin2.5_BranchMax3 | 2.5,3 | 2 | 3 | 6 | HeaderMin3_HeaderMax6 | 3,4,5,6 | 4 | 8
270 | 6 | 015-070-4P-3HP | NBS_015-070_4P_3HP_6.93_SS | 202.4879 | 202.4879 | 809.9515 | 4 | 0 | 4 | C | NBS_EndSuction | 2.5 | 1.5 | 2.5 | 3 | BranchMin2.5_BranchMax3 | 2.5,3 | 2 | 3 | 6 | HeaderMin3_HeaderMax6 | 3,4,5,6 | 4 | 8
271 | 7 | 015-090-4P-1pt5HP | NBS_015-090_4P_1.5HP_6.69_SS | 102.972 | 102.972 | 411.8879 | 4 | 0 | 4 | C | NBS_EndSuction | 2.5 | 1.5 | 2.5 | 2.5 | BranchMin2.5_BranchMax2.5 | 2.5 | 1 | 3 | 5 | HeaderMin3_HeaderMax5 | 3,4,5 | 3 | 3
272 | 8 | 015-090-4P-2HP | NBS_015-090_4P_2HP_7.24_SS | 116.1429 | 116.1429 | 464.5717 | 4 | 0 | 4 | C | NBS_EndSuction | 2.5 | 1.5 | 2.5 | 2.5 | BranchMin2.5_BranchMax2.5 | 2.5 | 1 | 3 | 5 | HeaderMin3_HeaderMax5 | 3,4,5 | 3 | 3
273 | 9 | 015-090-4P-3HP | NBS_015-090_4P_3HP_8.11_SS | 133.8158 | 133.8158 | 535.2633 | 4 | 0 | 4 | C | NBS_EndSuction | 2.5 | 1.5 | 2.5 | 3 | BranchMin2.5_BranchMax3 | 2.5,3 | 2 | 3 | 5 | HeaderMin3_HeaderMax5 | 3,4,5 | 3 | 6
274 | 10 | 015-090-4P-5HP | NBS_015-090_4P_5HP_9.84_SS | 150.196 | 150.196 | 600.7841 | 4 | 0 | 4 | C | NBS_EndSuction | 2.5 | 1.5 | 2.5 | 3 | BranchMin2.5_BranchMax3 | 2.5,3 | 2 | 3 | 5 | HeaderMin3_HeaderMax5 | 3,4,5 | 3 | 6
275 | 11 | 015-095-4P-2HP | NBS_015-095_4P_2HP_6.54_SS | 177.561 | 177.561 | 710.244 | 4 | 0 | 4 | C | NBS_EndSuction | 2.5 | 1.5 | 2.5 | 3 | BranchMin2.5_BranchMax3 | 2.5,3 | 2 | 3 | 6 | HeaderMin3_HeaderMax6 | 3,4,5,6 | 4 | 8
276 | 12 | 015-095-4P-3HP | NBS_015-095_4P_3HP_7.32_SS | 194.9972 | 194.9972 | 779.989 | 4 | 0 | 4 | C | NBS_EndSuction | 2.5 | 1.5 | 2.5 | 3 | BranchMin2.5_BranchMax3 | 2.5,3 | 2 | 3 | 6 | HeaderMin3_HeaderMax6 | 3,4,5,6 | 4 | 8
277 | 13 | 015-095-4P-5HP | NBS_015-095_4P_5HP_8.82_SS | 230.1371 | 230.1371 | 920.5484 | 4 | 0 | 4 | C | NBS_EndSuction | 2.5 | 1.5 | 2.5 | 4 | BranchMin2.5_BranchMax4 | 2.5,3,4 | 3 | 3 | 6 | HeaderMin3_HeaderMax6 | 3,4,5,6 | 4 | 12
278 | 14 | 015-095-4P-7pt5HP | NBS_015-095_4P_7.5HP_9.84_SS | 242.8034 | 242.8034 | 971.2134 | 4 | 0 | 4 | C | NBS_EndSuction | 2.5 | 1.5 | 2.5 | 4 | BranchMin2.5_BranchMax4 | 2.5,3,4 | 3 | 3 | 8 | HeaderMin3_HeaderMax8 | 3,4,5,6,8 | 5 | 15
279 | 15 | 020-095-4P-2HP | NBS_020-095_4P_2HP_5.83_SS | 178.5455 | 178.5455 | 714.1819 | 4 | 0 | 4 | C | NBS_EndSuction | 2.5 | 2 | 2.5 | 3 | BranchMin2.5_BranchMax3 | 2.5,3 | 2 | 3 | 6 | HeaderMin3_HeaderMax6 | 3,4,5,6 | 4 | 8
280 | 16 | 020-095-4P-3HP | NBS_020-095_4P_3HP_6.61_SS | 208.9617 | 208.9617 | 835.8467 | 4 | 0 | 4 | C | NBS_EndSuction | 2.5 | 2 | 2.5 | 3 | BranchMin2.5_BranchMax3 | 2.5,3 | 2 | 3 | 6 | HeaderMin3_HeaderMax6 | 3,4,5,6 | 4 | 8
281 | 17 | 020-095-4P-5HP | NBS_020-095_4P_5HP_8.11_SS | 260.8895 | 260.8895 | 1043.5578 | 4 | 0 | 4 | C | NBS_EndSuction | 2.5 | 2 | 2.5 | 4 | BranchMin2.5_BranchMax4 | 2.5,3,4 | 3 | 3 | 8 | HeaderMin3_HeaderMax8 | 3,4,5,6,8 | 5 | 15
282 | 18 | 020-095-4P-7pt5HP | NBS_020-095_4P_7.5HP_9.45_SS | 297.3228 | 297.3228 | 1189.2912 | 4 | 0 | 4 | C | NBS_EndSuction | 2.5 | 2 | 2.5 | 4 | BranchMin2.5_BranchMax4 | 2.5,3,4 | 3 | 3 | 8 | HeaderMin3_HeaderMax8 | 3,4,5,6,8 | 5 | 15
283 | 19 | 020-110-4P-5HP | NBS_020-110_4P_5HP_8.11_SS | 273.669 | 273.669 | 1094.6762 | 4 | 0 | 4 | C | NBS_EndSuction | 2.5 | 2 | 2.5 | 4 | BranchMin2.5_BranchMax4 | 2.5,3,4 | 3 | 3 | 8 | HeaderMin3_HeaderMax8 | 3,4,5,6,8 | 5 | 15
284 | 20 | 020-110-4P-7pt5HP | NBS_020-110_4P_7.5HP_8.98_SS | 321.881 | 321.881 | 1287.5239 | 4 | 0 | 4 | C | NBS_EndSuction | 2.5 | 2 | 2.5 | 4 | BranchMin2.5_BranchMax4 | 2.5,3,4 | 3 | 3 | 8 | HeaderMin3_HeaderMax8 | 3,4,5,6,8 | 5 | 15
285 | 21 | 020-110-4P-10HP | NBS_020-110_4P_10HP_9.92_SS | 360.1978 | 360.1978 | 1440.7911 | 4 | 0 | 4 | C | NBS_EndSuction | 2.5 | 2 | 2.5 | 4 | BranchMin2.5_BranchMax4 | 2.5,3,4 | 3 | 3 | 8 | HeaderMin3_HeaderMax8 | 3,4,5,6,8 | 5 | 15
286 | 22 | 020-110-4P-15HP | NBS_020-110_4P_15HP_10.31_SS | 376.0572 | 376.0572 | 1504.2286 | 4 | 0 | 4 | C | NBS_EndSuction | 2.5 | 2 | 2.5 | 4 | BranchMin2.5_BranchMax4 | 2.5,3,4 | 3 | 3 | 8 | HeaderMin3_HeaderMax8 | 3,4,5,6,8 | 5 | 15
287 | 23 | 020-135-4P-7pt5HP | NBS_020-135_4P_7.5HP_9.29_SS | 261.6739 | 261.6739 | 1046.6955 | 4 | 0 | 4 | C | NBS_EndSuction | 3 | 2 | 3 | 4 | BranchMin3_BranchMax4 | 3,4 | 2 | 4 | 8 | HeaderMin4_HeaderMax8 | 4,5,6,8 | 4 | 8
288 | 24 | 020-135-4P-10HP | NBS_020-135_4P_10HP_10.16_SS | 299.9456 | 299.9456 | 1199.7825 | 4 | 0 | 4 | C | NBS_EndSuction | 3 | 2 | 3 | 4 | BranchMin3_BranchMax4 | 3,4 | 2 | 4 | 8 | HeaderMin4_HeaderMax8 | 4,5,6,8 | 4 | 8
289 | 25 | 020-135-4P-15HP | NBS_020-135_4P_15HP_11.42_SS | 365.149 | 365.149 | 1460.5961 | 4 | 0 | 4 | C | NBS_EndSuction | 3 | 2 | 3 | 4 | BranchMin3_BranchMax4 | 3,4 | 2 | 4 | 8 | HeaderMin4_HeaderMax8 | 4,5,6,8 | 4 | 8
290 | 26 | 020-135-4P-20HP | NBS_020-135_4P_20HP_12.52_SS | 403.7936 | 403.7936 | 1615.1746 | 4 | 0 | 4 | C | NBS_EndSuction | 3 | 2 | 3 | 5 | BranchMin3_BranchMax5 | 3,4,5 | 3 | 4 | 10 | HeaderMin4_HeaderMax10 | 4,5,6,8,10 | 5 | 15
291 | 27 | 020-135-4P-25HP | NBS_020-135_4P_25HP_13.31_SS | 402.7736 | 402.7736 | 1611.0945 | 4 | 0 | 4 | C | NBS_EndSuction | 3 | 2 | 3 | 5 | BranchMin3_BranchMax5 | 3,4,5 | 3 | 4 | 10 | HeaderMin4_HeaderMax10 | 4,5,6,8,10 | 5 | 15
292 | 28 | 025-070-4P-1HP | NBS_025-070_4P_1HP_4.65_SS | 183.5282 | 183.5282 | 734.1127 | 4 | 0 | 4 | C | NBS_EndSuction | 2.5 | 2 | 2.5 | 3 | BranchMin2.5_BranchMax3 | 2.5,3 | 2 | 3 | 6 | HeaderMin3_HeaderMax6 | 3,4,5,6 | 4 | 8
293 | 29 | 025-070-4P-1pt5HP | NBS_025-070_4P_1.5HP_5.28_SS | 235.9056 | 235.9056 | 943.6226 | 4 | 0 | 4 | C | NBS_EndSuction | 2.5 | 2 | 2.5 | 4 | BranchMin2.5_BranchMax4 | 2.5,3,4 | 3 | 3 | 6 | HeaderMin3_HeaderMax6 | 3,4,5,6 | 4 | 12
294 | 30 | 025-070-4P-2HP | NBS_025-070_4P_2HP_5.83_SS | 254.5738 | 254.5738 | 1018.2952 | 4 | 0 | 4 | C | NBS_EndSuction | 2.5 | 2 | 2.5 | 4 | BranchMin2.5_BranchMax4 | 2.5,3,4 | 3 | 3 | 8 | HeaderMin3_HeaderMax8 | 3,4,5,6,8 | 5 | 15
295 | 31 | 025-070-4P-3HP | NBS_025-070_4P_3HP_6.61_SS | 278.649 | 278.649 | 1114.5962 | 4 | 0 | 4 | C | NBS_EndSuction | 2.5 | 2 | 2.5 | 4 | BranchMin2.5_BranchMax4 | 2.5,3,4 | 3 | 3 | 8 | HeaderMin3_HeaderMax8 | 3,4,5,6,8 | 5 | 15
296 | 32 | 025-070-4P-5HP | NBS_025-070_4P_5HP_6.77_SS | 302.5651 | 302.5651 | 1210.2603 | 4 | 0 | 4 | C | NBS_EndSuction | 2.5 | 2 | 2.5 | 4 | BranchMin2.5_BranchMax4 | 2.5,3,4 | 3 | 3 | 8 | HeaderMin3_HeaderMax8 | 3,4,5,6,8 | 5 | 15
297 | 33 | 025-095-4P-3HP | NBS_025-095_4P_3HP_5.98_SS | 278.138 | 278.138 | 1112.5518 | 4 | 0 | 4 | C | NBS_EndSuction | 3 | 2.5 | 3 | 4 | BranchMin3_BranchMax4 | 3,4 | 2 | 4 | 8 | HeaderMin4_HeaderMax8 | 4,5,6,8 | 4 | 8
298 | 34 | 025-095-4P-5HP | NBS_025-095_4P_5HP_7.17_SS | 343.952 | 343.952 | 1375.8081 | 4 | 0 | 4 | C | NBS_EndSuction | 3 | 2.5 | 3 | 4 | BranchMin3_BranchMax4 | 3,4 | 2 | 4 | 8 | HeaderMin4_HeaderMax8 | 4,5,6,8 | 4 | 8
299 | 35 | 025-095-4P-7pt5HP | NBS_025-095_4P_7.5HP_8.43_SS | 398.9817 | 398.9817 | 1595.9268 | 4 | 0 | 4 | C | NBS_EndSuction | 3 | 2.5 | 3 | 4 | BranchMin3_BranchMax4 | 3,4 | 2 | 4 | 8 | HeaderMin4_HeaderMax8 | 4,5,6,8 | 4 | 8
300 | 36 | 025-095-4P-10HP | NBS_025-095_4P_10HP_9.53_SS | 427.0782 | 427.0782 | 1708.3126 | 4 | 0 | 4 | C | NBS_EndSuction | 3 | 2.5 | 3 | 5 | BranchMin3_BranchMax5 | 3,4,5 | 3 | 4 | 10 | HeaderMin4_HeaderMax10 | 4,5,6,8,10 | 5 | 15
301 | 37 | 025-110-4P-7pt5HP | NBS_025-110_4P_7.5HP_8.58_SS | 374.2437 | 374.2437 | 1496.975 | 4 | 0 | 4 | C | NBS_EndSuction | 3 | 2.5 | 3 | 4 | BranchMin3_BranchMax4 | 3,4 | 2 | 4 | 8 | HeaderMin4_HeaderMax8 | 4,5,6,8 | 4 | 8
302 | 38 | 025-110-4P-10HP | NBS_025-110_4P_10HP_9.45_SS | 422.9151 | 422.9151 | 1691.6605 | 4 | 0 | 4 | C | NBS_EndSuction | 3 | 2.5 | 3 | 5 | BranchMin3_BranchMax5 | 3,4,5 | 3 | 4 | 10 | HeaderMin4_HeaderMax10 | 4,5,6,8,10 | 5 | 15
303 | 39 | 025-110-4P-15HP | NBS_025-110_4P_15HP_11.02_SS | 479.4087 | 479.4087 | 1917.6347 | 4 | 0 | 4 | C | NBS_EndSuction | 3 | 2.5 | 3 | 5 | BranchMin3_BranchMax5 | 3,4,5 | 3 | 4 | 10 | HeaderMin4_HeaderMax10 | 4,5,6,8,10 | 5 | 15
304 | 40 | 030-070-4P-1pt5HP | NBS_030-070_4P_1.5HP_4.72_SS | 318.8997 | 318.8997 | 1275.5988 | 4 | 0 | 4 | C | NBS_EndSuction | 3 | 2.5 | 3 | 4 | BranchMin3_BranchMax4 | 3,4 | 2 | 4 | 8 | HeaderMin4_HeaderMax8 | 4,5,6,8 | 4 | 8
305 | 41 | 030-070-4P-2HP | NBS_030-070_4P_2HP_5.20_SS | 359.467 | 359.467 | 1437.8681 | 4 | 0 | 4 | C | NBS_EndSuction | 3 | 2.5 | 3 | 4 | BranchMin3_BranchMax4 | 3,4 | 2 | 4 | 8 | HeaderMin4_HeaderMax8 | 4,5,6,8 | 4 | 8
306 | 42 | 030-070-4P-3HP | NBS_030-070_4P_3HP_5.83_SS | 413.6934 | 413.6934 | 1654.7738 | 4 | 0 | 4 | C | NBS_EndSuction | 3 | 2.5 | 3 | 5 | BranchMin3_BranchMax5 | 3,4,5 | 3 | 4 | 10 | HeaderMin4_HeaderMax10 | 4,5,6,8,10 | 5 | 15
307 | 43 | 030-070-4P-5HP | NBS_030-070_4P_5HP_6.85_SS | 469.9181 | 469.9181 | 1879.6723 | 4 | 0 | 4 | C | NBS_EndSuction | 3 | 2.5 | 3 | 5 | BranchMin3_BranchMax5 | 3,4,5 | 3 | 4 | 10 | HeaderMin4_HeaderMax10 | 4,5,6,8,10 | 5 | 15
308 | 44 | 030-095-4P-5HP | NBS_030-095_4P_5HP_6.10_SS | 576.7129 | 576.7129 | 2306.8515 | 4 | 0 | 4 | C | NBS_EndSuction | 4 | 3 | 4 | 5 | BranchMin4_BranchMax5 | 4,5 | 2 | 5 | 10 | HeaderMin5_HeaderMax10 | 5,6,8,10 | 4 | 8
309 | 45 | 030-095-4P-7pt5HP | NBS_030-095_4P_7.5HP_6.73_SS | 637.6666 | 637.6666 | 2550.6665 | 4 | 0 | 4 | C | NBS_EndSuction | 4 | 3 | 4 | 5 | BranchMin4_BranchMax5 | 4,5 | 2 | 5 | 12 | HeaderMin5_HeaderMax12 | 5,6,8,10,12 | 5 | 10
310 | 46 | 030-095-4P-10HP | NBS_030-095_4P_10HP_7.52_SS | 669.3599 | 669.3599 | 2677.4396 | 4 | 0 | 4 | C | NBS_EndSuction | 4 | 3 | 4 | 6 | BranchMin4_BranchMax6 | 4,5,6 | 3 | 5 | 12 | HeaderMin5_HeaderMax12 | 5,6,8,10,12 | 5 | 15
311 | 47 | 030-095-4P-15HP | NBS_030-095_4P_15HP_8.86_SS | 685.5374 | 685.5374 | 2742.1495 | 4 | 0 | 4 | C | NBS_EndSuction | 4 | 3 | 4 | 6 | BranchMin4_BranchMax6 | 4,5,6 | 3 | 5 | 12 | HeaderMin5_HeaderMax12 | 5,6,8,10,12 | 5 | 15
312 | 48 | 030-110-4P-10HP | NBS_030-110_4P_10HP_8.35_SS | 487.2856 | 487.2856 | 1949.1425 | 4 | 0 | 4 | C | NBS_EndSuction | 4 | 3 | 4 | 5 | BranchMin4_BranchMax5 | 4,5 | 2 | 5 | 10 | HeaderMin5_HeaderMax10 | 5,6,8,10 | 4 | 8
313 | 49 | 030-110-4P-15HP | NBS_030-110_4P_15HP_9.61_SS | 573.2974 | 573.2974 | 2293.1896 | 4 | 0 | 4 | C | NBS_EndSuction | 4 | 3 | 4 | 5 | BranchMin4_BranchMax5 | 4,5 | 2 | 5 | 10 | HeaderMin5_HeaderMax10 | 5,6,8,10 | 4 | 8
314 | 50 | 030-110-4P-20HP | NBS_030-110_4P_20HP_10.79_SS | 666.5942 | 666.5942 | 2666.3766 | 4 | 0 | 4 | C | NBS_EndSuction | 4 | 3 | 4 | 6 | BranchMin4_BranchMax6 | 4,5,6 | 3 | 5 | 12 | HeaderMin5_HeaderMax12 | 5,6,8,10,12 | 5 | 15
315 | 51 | 030-135-4P-15HP | NBS_030-135_4P_15HP_8.98_SS | 598.5182 | 598.5182 | 2394.0728 | 4 | 0 | 4 | C | NBS_EndSuction | 4 | 3 | 4 | 5 | BranchMin4_BranchMax5 | 4,5 | 2 | 5 | 10 | HeaderMin5_HeaderMax10 | 5,6,8,10 | 4 | 8
316 | 52 | 030-135-4P-20HP | NBS_030-135_4P_20HP_9.92_SS | 672.8213 | 672.8213 | 2691.2851 | 4 | 0 | 4 | C | NBS_EndSuction | 4 | 3 | 4 | 6 | BranchMin4_BranchMax6 | 4,5,6 | 3 | 5 | 12 | HeaderMin5_HeaderMax12 | 5,6,8,10,12 | 5 | 15
317 | 53 | 030-135-4P-25HP | NBS_030-135_4P_25HP_10.63_SS | 735.3325 | 735.3325 | 2941.3299 | 4 | 0 | 4 | C | NBS_EndSuction | 4 | 3 | 4 | 6 | BranchMin4_BranchMax6 | 4,5,6 | 3 | 5 | 12 | HeaderMin5_HeaderMax12 | 5,6,8,10,12 | 5 | 15
318 | 54 | 030-135-4P-30HP | NBS_030-135_4P_30HP_11.26_SS | 787.4175 | 787.4175 | 3149.6699 | 4 | 0 | 4 | C | NBS_EndSuction | 4 | 3 | 4 | 6 | BranchMin4_BranchMax6 | 4,5,6 | 3 | 5 | 12 | HeaderMin5_HeaderMax12 | 5,6,8,10,12 | 5 | 15
319 | 55 | 030-135-4P-40HP | NBS_030-135_4P_40HP_12.91_SS | 832.83 | 832.83 | 3331.3199 | 4 | 0 | 4 | C | NBS_EndSuction | 4 | 3 | 4 | 6 | BranchMin4_BranchMax6 | 4,5,6 | 3 | 5 | 12 | HeaderMin5_HeaderMax12 | 5,6,8,10,12 | 5 | 15
320 | 56 | 040-070-4P-2HP | NBS_040-070_4P_2HP_4.72_SS | 541.7729 | 541.7729 | 2167.0915 | 4 | 0 | 4 | C | NBS_EndSuction | 4 | 3 | 4 | 5 | BranchMin4_BranchMax5 | 4,5 | 2 | 5 | 10 | HeaderMin5_HeaderMax10 | 5,6,8,10 | 4 | 8
321 | 57 | 040-070-4P-3HP | NBS_040-070_4P_3HP_5.43_SS | 534.0678 | 534.0678 | 2136.2714 | 4 | 0 | 4 | C | NBS_EndSuction | 4 | 3 | 4 | 5 | BranchMin4_BranchMax5 | 4,5 | 2 | 5 | 10 | HeaderMin5_HeaderMax10 | 5,6,8,10 | 4 | 8
322 | 58 | 040-070-4P-5HP | NBS_040-070_4P_5HP_6.30_SS | 695.2568 | 695.2568 | 2781.0273 | 4 | 0 | 4 | C | NBS_EndSuction | 4 | 3 | 4 | 6 | BranchMin4_BranchMax6 | 4,5,6 | 3 | 5 | 12 | HeaderMin5_HeaderMax12 | 5,6,8,10,12 | 5 | 15
323 | 59 | 040-070-4P-7pt5HP | NBS_040-070_4P_7.5HP_6.85_SS | 724.1837 | 724.1837 | 2896.7347 | 4 | 0 | 4 | C | NBS_EndSuction | 4 | 3 | 4 | 6 | BranchMin4_BranchMax6 | 4,5,6 | 3 | 5 | 12 | HeaderMin5_HeaderMax12 | 5,6,8,10,12 | 5 | 15
324 | 60 | 040-095-4P-7pt5HP | NBS_040-095_4P_7.5HP_6.38_SS | 864.0628 | 864.0628 | 3456.2511 | 4 | 0 | 4 | C | NBS_EndSuction | 5 | 4 | 5 | 6 | BranchMin5_BranchMax6 | 5,6 | 2 | 6 | 12 | HeaderMin6_HeaderMax12 | 6,8,10,12 | 4 | 8
325 | 61 | 040-095-4P-10HP | NBS_040-095_4P_10HP_7.09_SS | 924.6022 | 924.6022 | 3698.4088 | 4 | 0 | 4 | C | NBS_EndSuction | 5 | 4 | 5 | 6 | BranchMin5_BranchMax6 | 5,6 | 2 | 6 | 14 | HeaderMin6_HeaderMax14 | 6,8,10,12,14 | 5 | 10
326 | 62 | 040-095-4P-15HP | NBS_040-095_4P_15HP_8.35_SS | 1036.8753 | 1036.8753 | 4147.5013 | 4 | 0 | 4 | C | NBS_EndSuction | 5 | 4 | 5 | 8 | BranchMin5_BranchMax8 | 5,6,8 | 3 | 6 | 14 | HeaderMin6_HeaderMax14 | 6,8,10,12,14 | 5 | 15
327 | 63 | 040-095-4P-20HP | NBS_040-095_4P_20HP_9.37_SS | 1098.4714 | 1098.4714 | 4393.8858 | 4 | 0 | 4 | C | NBS_EndSuction | 5 | 4 | 5 | 8 | BranchMin5_BranchMax8 | 5,6,8 | 3 | 6 | 16 | HeaderMin6_HeaderMax16 | 6,8,10,12,14,16 | 6 | 18
328 | 64 | 040-110-4P-15HP | NBS_040-110_4P_15HP_8.11_SS | 877.0156 | 877.0156 | 3508.0625 | 4 | 0 | 4 | C | NBS_EndSuction | 5 | 4 | 5 | 6 | BranchMin5_BranchMax6 | 5,6 | 2 | 6 | 12 | HeaderMin6_HeaderMax12 | 6,8,10,12 | 4 | 8
329 | 65 | 040-110-4P-20HP | NBS_040-110_4P_20HP_8.74_SS | 948.7162 | 948.7162 | 3794.8649 | 4 | 0 | 4 | C | NBS_EndSuction | 5 | 4 | 5 | 6 | BranchMin5_BranchMax6 | 5,6 | 2 | 6 | 14 | HeaderMin6_HeaderMax14 | 6,8,10,12,14 | 5 | 10
330 | 66 | 040-110-4P-25HP | NBS_040-110_4P_25HP_9.45_SS | 981.9574 | 981.9574 | 3927.8296 | 4 | 0 | 4 | C | NBS_EndSuction | 5 | 4 | 5 | 8 | BranchMin5_BranchMax8 | 5,6,8 | 3 | 6 | 14 | HeaderMin6_HeaderMax14 | 6,8,10,12,14 | 5 | 15
331 | 67 | 040-110-4P-30HP | NBS_040-110_4P_30HP_10.08_SS | 1058.92 | 1058.92 | 4235.6802 | 4 | 0 | 4 | C | NBS_EndSuction | 5 | 4 | 5 | 8 | BranchMin5_BranchMax8 | 5,6,8 | 3 | 6 | 14 | HeaderMin6_HeaderMax14 | 6,8,10,12,14 | 5 | 15
332 | 68 | 040-135-4P-20HP | NBS_040-135_4P_20HP_9.29_SS | 812.9455 | 812.9455 | 3251.7819 | 4 | 0 | 4 | C | NBS_EndSuction | 5 | 4 | 5 | 6 | BranchMin5_BranchMax6 | 5,6 | 2 | 6 | 12 | HeaderMin6_HeaderMax12 | 6,8,10,12 | 4 | 8
333 | 69 | 040-135-4P-25HP | NBS_040-135_4P_25HP_10.24_SS | 894.4426 | 894.4426 | 3577.7702 | 4 | 0 | 4 | C | NBS_EndSuction | 5 | 4 | 5 | 6 | BranchMin5_BranchMax6 | 5,6 | 2 | 6 | 14 | HeaderMin6_HeaderMax14 | 6,8,10,12,14 | 5 | 10
334 | 70 | 040-135-4P-30HP | NBS_040-135_4P_30HP_10.94_SS | 958.5264 | 958.5264 | 3834.1056 | 4 | 0 | 4 | C | NBS_EndSuction | 5 | 4 | 5 | 8 | BranchMin5_BranchMax8 | 5,6,8 | 3 | 6 | 14 | HeaderMin6_HeaderMax14 | 6,8,10,12,14 | 5 | 15
335 | 71 | 040-135-4P-40HP | NBS_040-135_4P_40HP_11.81_SS | 1092.3955 | 1092.3955 | 4369.582 | 4 | 0 | 4 | C | NBS_EndSuction | 5 | 4 | 5 | 8 | BranchMin5_BranchMax8 | 5,6,8 | 3 | 6 | 16 | HeaderMin6_HeaderMax16 | 6,8,10,12,14,16 | 6 | 18
336 | 72 | 040-135-4P-50HP | NBS_040-135_4P_50HP_12.83_SS | 1108.1578 | 1108.1578 | 4432.631 | 4 | 0 | 4 | C | NBS_EndSuction | 5 | 4 | 5 | 8 | BranchMin5_BranchMax8 | 5,6,8 | 3 | 6 | 16 | HeaderMin6_HeaderMax16 | 6,8,10,12,14,16 | 6 | 18
337 | 73 | 040-150-4P-50HP | NBS_040-150_4P_50HP_12.36_SS | 1179.7044 | 1179.7044 | 4718.8174 | 4 | 0 | 4 | C | NBS_EndSuction | 5 | 4 | 5 | 8 | BranchMin5_BranchMax8 | 5,6,8 | 3 | 6 | 16 | HeaderMin6_HeaderMax16 | 6,8,10,12,14,16 | 6 | 18
338 | 74 | 040-150-4P-60HP | NBS_040-150_4P_60HP_13.07_SS | 1257.8884 | 1257.8884 | 5031.5535 | 4 | 0 | 4 | C | NBS_EndSuction | 5 | 4 | 5 | 8 | BranchMin5_BranchMax8 | 5,6,8 | 3 | 6 | 16 | HeaderMin6_HeaderMax16 | 6,8,10,12,14,16 | 6 | 18
339 | 75 | 040-150-4P-75HP | NBS_040-150_4P_75HP_14.02_SS | 1397.6463 | 1397.6463 | 5590.5852 | 4 | 0 | 4 | C | NBS_EndSuction | 5 | 4 | 5 | 8 | BranchMin5_BranchMax8 | 5,6,8 | 3 | 6 | 18 | HeaderMin6_HeaderMax18 | 6,8,10,12,14,16,18 | 7 | 21
340 | 76 | 040-150-4P-100HP | NBS_040-150_4P_100HP_15.28_SS | 1556.5458 | 1556.5458 | 6226.1832 | 4 | 0 | 4 | C | NBS_EndSuction | 5 | 4 | 5 | 8 | BranchMin5_BranchMax8 | 5,6,8 | 3 | 6 | 18 | HeaderMin6_HeaderMax18 | 6,8,10,12,14,16,18 | 7 | 21
341 | 77 | 040-150-4P-125HP | NBS_040-150_4P_125HP_16.14_SS | 1658.4722 | 1658.4722 | 6633.8887 | 4 | 0 | 4 | C | NBS_EndSuction | 5 | 4 | 5 | 10 | BranchMin5_BranchMax10 | 5,6,8,10 | 4 | 6 | 18 | HeaderMin6_HeaderMax18 | 6,8,10,12,14,16,18 | 7 | 28
342 | 78 | 040-150-4P-150HP | NBS_040-150_4P_150HP_16.77_SS | 1749.9638 | 1749.9638 | 6999.8551 | 4 | 0 | 4 | C | NBS_EndSuction | 5 | 4 | 5 | 10 | BranchMin5_BranchMax10 | 5,6,8,10 | 4 | 6 | 18 | HeaderMin6_HeaderMax18 | 6,8,10,12,14,16,18 | 7 | 28
343 | 79 | 050-070-4P-3HP | NBS_050-070_4P_3HP_4.88_SS | 840.0118 | 840.0118 | 3360.047 | 4 | 0 | 4 | C | NBS_EndSuction | 5 | 4 | 5 | 6 | BranchMin5_BranchMax6 | 5,6 | 2 | 6 | 12 | HeaderMin6_HeaderMax12 | 6,8,10,12 | 4 | 8
344 | 80 | 050-070-4P-5HP | NBS_050-070_4P_5HP_6.06_SS | 912.3919 | 912.3919 | 3649.5676 | 4 | 0 | 4 | C | NBS_EndSuction | 5 | 4 | 5 | 6 | BranchMin5_BranchMax6 | 5,6 | 2 | 6 | 14 | HeaderMin6_HeaderMax14 | 6,8,10,12,14 | 5 | 10
345 | 81 | 050-070-4P-7pt5HP | NBS_050-070_4P_7.5HP_6.61_SS | 963.4895 | 963.4895 | 3853.9581 | 4 | 0 | 4 | C | NBS_EndSuction | 5 | 4 | 5 | 8 | BranchMin5_BranchMax8 | 5,6,8 | 3 | 6 | 14 | HeaderMin6_HeaderMax14 | 6,8,10,12,14 | 5 | 15
346 | 82 | 050-070-4P-10HP | NBS_050-070_4P_10HP_6.93_SS | 1003.339 | 1003.339 | 4013.356 | 4 | 0 | 4 | C | NBS_EndSuction | 5 | 4 | 5 | 8 | BranchMin5_BranchMax8 | 5,6,8 | 3 | 6 | 14 | HeaderMin6_HeaderMax14 | 6,8,10,12,14 | 5 | 15
347 | 83 | 050-095-4P-10HP | NBS_050-095_4P_10HP_6.46_SS | 1234.2559 | 1234.2559 | 4937.0235 | 4 | 0 | 4 | C | NBS_EndSuction | 6 | 5 | 6 | 8 | BranchMin6_BranchMax8 | 6,8 | 2 | 8 | 16 | HeaderMin8_HeaderMax16 | 8,10,12,14,16 | 5 | 10
348 | 84 | 050-095-4P-15HP | NBS_050-095_4P_15HP_7.40_SS | 1338.3397 | 1338.3397 | 5353.3587 | 4 | 0 | 4 | C | NBS_EndSuction | 6 | 5 | 6 | 8 | BranchMin6_BranchMax8 | 6,8 | 2 | 8 | 16 | HeaderMin8_HeaderMax16 | 8,10,12,14,16 | 5 | 10
349 | 85 | 050-095-4P-20HP | NBS_050-095_4P_20HP_8.19_SS | 1409.7542 | 1409.7542 | 5639.0168 | 4 | 0 | 4 | C | NBS_EndSuction | 6 | 5 | 6 | 8 | BranchMin6_BranchMax8 | 6,8 | 2 | 8 | 18 | HeaderMin8_HeaderMax18 | 8,10,12,14,16,18 | 6 | 12
350 | 86 | 050-095-4P-25HP | NBS_050-095_4P_25HP_8.74_SS | 1493.981 | 1493.981 | 5975.9242 | 4 | 0 | 4 | C | NBS_EndSuction | 6 | 5 | 6 | 8 | BranchMin6_BranchMax8 | 6,8 | 2 | 8 | 18 | HeaderMin8_HeaderMax18 | 8,10,12,14,16,18 | 6 | 12
351 | 87 | 050-095-4P-30HP | NBS_050-095_4P_30HP_9.13_SS | 1550.69 | 1550.69 | 6202.7599 | 4 | 0 | 4 | C | NBS_EndSuction | 6 | 5 | 6 | 8 | BranchMin6_BranchMax8 | 6,8 | 2 | 8 | 18 | HeaderMin8_HeaderMax18 | 8,10,12,14,16,18 | 6 | 12
352 | 88 | 050-110-4P-20HP | NBS_050-110_4P_20HP_8.35_SS | 1352.693 | 1352.693 | 5410.7721 | 4 | 0 | 4 | C | NBS_EndSuction | 6 | 5 | 6 | 8 | BranchMin6_BranchMax8 | 6,8 | 2 | 8 | 16 | HeaderMin8_HeaderMax16 | 8,10,12,14,16 | 5 | 10
353 | 89 | 050-110-4P-25HP | NBS_050-110_4P_25HP_9.06_SS | 1398.703 | 1398.703 | 5594.812 | 4 | 0 | 4 | C | NBS_EndSuction | 6 | 5 | 6 | 8 | BranchMin6_BranchMax8 | 6,8 | 2 | 8 | 18 | HeaderMin8_HeaderMax18 | 8,10,12,14,16,18 | 6 | 12
354 | 90 | 050-110-4P-30HP | NBS_050-110_4P_30HP_9.61_SS | 1508.9068 | 1508.9068 | 6035.6271 | 4 | 0 | 4 | C | NBS_EndSuction | 6 | 5 | 6 | 8 | BranchMin6_BranchMax8 | 6,8 | 2 | 8 | 18 | HeaderMin8_HeaderMax18 | 8,10,12,14,16,18 | 6 | 12
355 | 91 | 050-110-4P-40HP | NBS_050-110_4P_40HP_10.63_SS | 1674.3665 | 1674.3665 | 6697.4661 | 4 | 0 | 4 | C | NBS_EndSuction | 6 | 5 | 6 | 10 | BranchMin6_BranchMax10 | 6,8,10 | 3 | 8 | 18 | HeaderMin8_HeaderMax18 | 8,10,12,14,16,18 | 6 | 18
356 | 92 | 050-135-4P-25HP | NBS_050-135_4P_25HP_8.86_SS | 1200.4144 | 1200.4144 | 4801.6577 | 4 | 0 | 4 | C | NBS_EndSuction | 6 | 5 | 6 | 8 | BranchMin6_BranchMax8 | 6,8 | 2 | 8 | 16 | HeaderMin8_HeaderMax16 | 8,10,12,14,16 | 5 | 10
357 | 93 | 050-135-4P-30HP | NBS_050-135_4P_30HP_9.49_SS | 1283.8269 | 1283.8269 | 5135.3076 | 4 | 0 | 4 | C | NBS_EndSuction | 6 | 5 | 6 | 8 | BranchMin6_BranchMax8 | 6,8 | 2 | 8 | 16 | HeaderMin8_HeaderMax16 | 8,10,12,14,16 | 5 | 10
358 | 94 | 050-135-4P-40HP | NBS_050-135_4P_40HP_10.59_SS | 1416.7849 | 1416.7849 | 5667.1396 | 4 | 0 | 4 | C | NBS_EndSuction | 6 | 5 | 6 | 8 | BranchMin6_BranchMax8 | 6,8 | 2 | 8 | 18 | HeaderMin8_HeaderMax18 | 8,10,12,14,16,18 | 6 | 12
359 | 95 | 050-135-4P-50HP | NBS_050-135_4P_50HP_11.30_SS | 1508.8665 | 1508.8665 | 6035.4659 | 4 | 0 | 4 | C | NBS_EndSuction | 6 | 5 | 6 | 8 | BranchMin6_BranchMax8 | 6,8 | 2 | 8 | 18 | HeaderMin8_HeaderMax18 | 8,10,12,14,16,18 | 6 | 12
360 | 96 | 050-135-4P-60HP | NBS_050-135_4P_60HP_12.01_SS | 1598.8017 | 1598.8017 | 6395.207 | 4 | 0 | 4 | C | NBS_EndSuction | 6 | 5 | 6 | 8 | BranchMin6_BranchMax8 | 6,8 | 2 | 8 | 18 | HeaderMin8_HeaderMax18 | 8,10,12,14,16,18 | 6 | 12
361 | 97 | 050-135-4P-75HP | NBS_050-135_4P_75HP_13.03_SS | 1689.4197 | 1689.4197 | 6757.6787 | 4 | 0 | 4 | C | NBS_EndSuction | 6 | 5 | 6 | 10 | BranchMin6_BranchMax10 | 6,8,10 | 3 | 8 | 18 | HeaderMin8_HeaderMax18 | 8,10,12,14,16,18 | 6 | 18
362 | 98 | 050-150-4P-75HP | NBS_050-150_4P_75HP_11.73_SS | 2092.9884 | 2092.9884 | 8371.9535 | 4 | 0 | 4 | C | NBS_EndSuction | 6 | 5 | 6 | 10 | BranchMin6_BranchMax10 | 6,8,10 | 3 | 8 | 20 | HeaderMin8_HeaderMax20 | 8,10,12,14,16,18,20 | 7 | 21
363 | 99 | 050-150-4P-100HP | NBS_050-150_4P_100HP_12.99_SS | 2346.9884 | 2346.9884 | 9387.9538 | 4 | 0 | 4 | C | NBS_EndSuction | 6 | 5 | 6 | 10 | BranchMin6_BranchMax10 | 6,8,10 | 3 | 8 | 24 | HeaderMin8_HeaderMax24 | 8,10,12,14,16,18,20,24 | 8 | 24
364 | 100 | 050-150-4P-125HP | NBS_050-150_4P_125HP_14.09_SS | 2529.5219 | 2529.5219 | 10118.0875 | 4 | 0 | 4 | C | NBS_EndSuction | 6 | 5 | 6 | 12 | BranchMin6_BranchMax12 | 6,8,10,12 | 4 | 8 | 24 | HeaderMin8_HeaderMax24 | 8,10,12,14,16,18,20,24 | 8 | 32
365 | 101 | 050-150-4P-150HP | NBS_050-150_4P_150HP_14.96_SS | 2703.7978 | 2703.7978 | 10815.191 | 4 | 0 | 4 | C | NBS_EndSuction | 6 | 5 | 6 | 12 | BranchMin6_BranchMax12 | 6,8,10,12 | 4 | 8 | 24 | HeaderMin8_HeaderMax24 | 8,10,12,14,16,18,20,24 | 8 | 32
366 | 102 | 060-095-4P-15HP | NBS_060-095_4P_15HP_7.32_SS | 2169.9766 | 2169.9766 | 8679.9063 | 4 | 0 | 4 | C | NBS_EndSuction | 8 | 6 | 8 | 10 | BranchMin8_BranchMax10 | 8,10 | 2 | 10 | 20 | HeaderMin10_HeaderMax20 | 10,12,14,16,18,20 | 6 | 12
367 | 103 | 060-095-4P-20HP | NBS_060-095_4P_20HP_7.95_SS | 2284.2526 | 2284.2526 | 9137.0102 | 4 | 0 | 4 | C | NBS_EndSuction | 8 | 6 | 8 | 10 | BranchMin8_BranchMax10 | 8,10 | 2 | 10 | 24 | HeaderMin10_HeaderMax24 | 10,12,14,16,18,20,24 | 7 | 14
368 | 104 | 060-095-4P-25HP | NBS_060-095_4P_25HP_8.43_SS | 2385.0423 | 2385.0423 | 9540.1692 | 4 | 0 | 4 | C | NBS_EndSuction | 8 | 6 | 8 | 10 | BranchMin8_BranchMax10 | 8,10 | 2 | 10 | 24 | HeaderMin10_HeaderMax24 | 10,12,14,16,18,20,24 | 7 | 14
369 | 105 | 060-095-4P-30HP | NBS_060-095_4P_30HP_8.90_SS | 2493.7612 | 2493.7612 | 9975.0448 | 4 | 0 | 4 | C | NBS_EndSuction | 8 | 6 | 8 | 10 | BranchMin8_BranchMax10 | 8,10 | 2 | 10 | 24 | HeaderMin10_HeaderMax24 | 10,12,14,16,18,20,24 | 7 | 14
370 | 106 | 060-095-4P-40HP | NBS_060-095_4P_40HP_9.53_SS | 2617.6301 | 2617.6301 | 10470.5205 | 4 | 0 | 4 | C | NBS_EndSuction | 8 | 6 | 8 | 12 | BranchMin8_BranchMax12 | 8,10,12 | 3 | 10 | 24 | HeaderMin10_HeaderMax24 | 10,12,14,16,18,20,24 | 7 | 21
371 | 107 | 060-110-4P-30HP | NBS_060-110_4P_30HP_8.78_SS | 2227.2787 | 2227.2787 | 8909.1146 | 4 | 0 | 4 | C | NBS_EndSuction | 8 | 6 | 8 | 10 | BranchMin8_BranchMax10 | 8,10 | 2 | 10 | 24 | HeaderMin10_HeaderMax24 | 10,12,14,16,18,20,24 | 7 | 14
372 | 108 | 060-110-4P-40HP | NBS_060-110_4P_40HP_9.57_SS | 2407.488 | 2407.488 | 9629.9521 | 4 | 0 | 4 | C | NBS_EndSuction | 8 | 6 | 8 | 10 | BranchMin8_BranchMax10 | 8,10 | 2 | 10 | 24 | HeaderMin10_HeaderMax24 | 10,12,14,16,18,20,24 | 7 | 14
373 | 109 | 060-110-4P-50HP | NBS_060-110_4P_50HP_10.20_SS | 2508.3577 | 2508.3577 | 10033.4309 | 4 | 0 | 4 | C | NBS_EndSuction | 8 | 6 | 8 | 12 | BranchMin8_BranchMax12 | 8,10,12 | 3 | 10 | 24 | HeaderMin10_HeaderMax24 | 10,12,14,16,18,20,24 | 7 | 21
374 | 110 | 060-110-4P-60HP | NBS_060-110_4P_60HP_10.75_SS | 2624.9016 | 2624.9016 | 10499.6065 | 4 | 0 | 4 | C | NBS_EndSuction | 8 | 6 | 8 | 12 | BranchMin8_BranchMax12 | 8,10,12 | 3 | 10 | 24 | HeaderMin10_HeaderMax24 | 10,12,14,16,18,20,24 | 7 | 21
375 | 111 | 060-135-4P-40HP | NBS_060-135_4P_40HP_9.25_SS | 2111.5713 | 2111.5713 | 8446.2852 | 4 | 0 | 4 | C | NBS_EndSuction | 8 | 6 | 8 | 10 | BranchMin8_BranchMax10 | 8,10 | 2 | 10 | 20 | HeaderMin10_HeaderMax20 | 10,12,14,16,18,20 | 6 | 12
376 | 112 | 060-135-4P-50HP | NBS_060-135_4P_50HP_9.96_SS | 2305.4296 | 2305.4296 | 9221.7182 | 4 | 0 | 4 | C | NBS_EndSuction | 8 | 6 | 8 | 10 | BranchMin8_BranchMax10 | 8,10 | 2 | 10 | 24 | HeaderMin10_HeaderMax24 | 10,12,14,16,18,20,24 | 7 | 14
377 | 113 | 060-135-4P-60HP | NBS_060-135_4P_60HP_10.35_SS | 2491.2746 | 2491.2746 | 9965.0984 | 4 | 0 | 4 | C | NBS_EndSuction | 8 | 6 | 8 | 10 | BranchMin8_BranchMax10 | 8,10 | 2 | 10 | 24 | HeaderMin10_HeaderMax24 | 10,12,14,16,18,20,24 | 7 | 14
378 | 114 | 060-135-4P-75HP | NBS_060-135_4P_75HP_11.22_SS | 2766.6299 | 2766.6299 | 11066.5198 | 4 | 0 | 4 | C | NBS_EndSuction | 8 | 6 | 8 | 12 | BranchMin8_BranchMax12 | 8,10,12 | 3 | 10 | 24 | HeaderMin10_HeaderMax24 | 10,12,14,16,18,20,24 | 7 | 21
379 | 115 | 060-135-4P-100HP | NBS_060-135_4P_100HP_12.24_SS | 3069.239 | 3069.239 | 12276.9561 | 4 | 0 | 4 | C | NBS_EndSuction | 8 | 6 | 8 | 12 | BranchMin8_BranchMax12 | 8,10,12 | 3 | 10 | 24 | HeaderMin10_HeaderMax24 | 10,12,14,16,18,20,24 | 7 | 21
380 | 116 | 060-135-4P-125HP | NBS_060-135_4P_125HP_12.83_SS | 3426.3556 | 3426.3556 | 13705.4225 | 4 | 0 | 4 | C | NBS_EndSuction | 8 | 6 | 8 | 12 | BranchMin8_BranchMax12 | 8,10,12 | 3 | 10 | 24 | HeaderMin10_HeaderMax24 | 10,12,14,16,18,20,24 | 7 | 21
381 | 117 | 060-150-4P-125HP | NBS_060-150_4P_125HP_11.97_SS | 2867.819 | 2867.819 | 11471.2759 | 4 | 0 | 4 | C | NBS_EndSuction | 8 | 6 | 8 | 12 | BranchMin8_BranchMax12 | 8,10,12 | 3 | 10 | 24 | HeaderMin10_HeaderMax24 | 10,12,14,16,18,20,24 | 7 | 21
382 | 118 | 060-150-4P-150HP | NBS_060-150_4P_150HP_12.83_SS | 3379.8685 | 3379.8685 | 13519.4741 | 4 | 0 | 4 | C | NBS_EndSuction | 8 | 6 | 8 | 12 | BranchMin8_BranchMax12 | 8,10,12 | 3 | 10 | 24 | HeaderMin10_HeaderMax24 | 10,12,14,16,18,20,24 | 7 | 21
383 | 119 | 060-150-4P-200HP | NBS_060-150_4P_200HP_14.8_SS | 3737.7603 | 3737.7603 | 14951.0411 | 4 | 0 | 4 | C | NBS_EndSuction | 8 | 6 | 8 | 14 | BranchMin8_BranchMax14 | 8,10,12,14 | 4 | 10 | 24 | HeaderMin10_HeaderMax24 | 10,12,14,16,18,20,24 | 7 | 28
384 | 120 | 060-150-4P-250HP | NBS_060-150_4P_250HP_15.83_SS | 3875.064 | 3875.064 | 15500.2559 | 4 | 0 | 4 | C | NBS_EndSuction | 8 | 6 | 8 | 14 | BranchMin8_BranchMax14 | 8,10,12,14 | 4 | 10 | 24 | HeaderMin10_HeaderMax24 | 10,12,14,16,18,20,24 | 7 | 28
385 | 121 | 080-135-4P-60HP | NBS_080-135_4P_60HP_9.84_SS | 4004.1439 | 4004.1439 | 16016.5758 | 4 | 0 | 4 | C | NBS_EndSuction | 10 | 8 | 10 | 14 | BranchMin10_BranchMax14 | 10,12,14 | 3 | 12 | 24 | HeaderMin12_HeaderMax24 | 12,14,16,18,20,24 | 6 | 18
386 | 122 | 080-135-4P-75HP | NBS_080-135_4P_75HP_10.31_SS | 4295.2175 | 4295.2175 | 17180.8701 | 4 | 0 | 4 | C | NBS_EndSuction | 10 | 8 | 10 | 16 | BranchMin10_BranchMax16 | 10,12,14,16 | 4 | 12 | 24 | HeaderMin12_HeaderMax24 | 12,14,16,18,20,24 | 6 | 24
387 | 123 | 080-135-4P-100HP | NBS_080-135_4P_100HP_11.26_SS | 4595.0968 | 4595.0968 | 18380.3874 | 4 | 0 | 4 | C | NBS_EndSuction | 10 | 8 | 10 | 16 | BranchMin10_BranchMax16 | 10,12,14,16 | 4 | 12 | 24 | HeaderMin12_HeaderMax24 | 12,14,16,18,20,24 | 6 | 24
388 | 124 | 080-135-4P-125HP | NBS_080-135_4P_125HP_11.89_SS | 4656.6379 | 4656.6379 | 18626.5517 | 4 | 0 | 4 | C | NBS_EndSuction | 10 | 8 | 10 | 16 | BranchMin10_BranchMax16 | 10,12,14,16 | 4 | 12 | 24 | HeaderMin12_HeaderMax24 | 12,14,16,18,20,24 | 6 | 24
389 | 125 | 080-135-4P-150HP | NBS_080-135_4P_150HP_12.60_SS | 4664.6626 | 4664.6626 | 18658.6504 | 4 | 0 | 4 | C | NBS_EndSuction | 10 | 8 | 10 | 16 | BranchMin10_BranchMax16 | 10,12,14,16 | 4 | 12 | 24 | HeaderMin12_HeaderMax24 | 12,14,16,18,20,24 | 6 | 24
390 | 126 | 080-150-4P-125HP | NBS_080-150_4P_125HP_12.20_SS | 3448.9864 | 3448.9864 | 13795.9455 | 4 | 0 | 4 | C | NBS_EndSuction | 10 | 8 | 10 | 12 | BranchMin10_BranchMax12 | 10,12 | 2 | 12 | 24 | HeaderMin12_HeaderMax24 | 12,14,16,18,20,24 | 6 | 12
391 | 127 | 080-150-4P-150HP | NBS_080-150_4P_150HP_12.99_SS | 3639.5425 | 3639.5425 | 14558.1699 | 4 | 0 | 4 | C | NBS_EndSuction | 10 | 8 | 10 | 14 | BranchMin10_BranchMax14 | 10,12,14 | 3 | 12 | 24 | HeaderMin12_HeaderMax24 | 12,14,16,18,20,24 | 6 | 18
392 | 128 | 080-150-4P-200HP | NBS_080-150_4P_200HP_14.25_SS | 4042.4929 | 4042.4929 | 16169.9717 | 4 | 0 | 4 | C | NBS_EndSuction | 10 | 8 | 10 | 14 | BranchMin10_BranchMax14 | 10,12,14 | 3 | 12 | 24 | HeaderMin12_HeaderMax24 | 12,14,16,18,20,24 | 6 | 18
393 | 129 | 080-150-4P-250HP | NBS_080-150_4P_250HP_15.59_SS | 4332.4218 | 4332.4218 | 17329.687 | 4 | 0 | 4 | C | NBS_EndSuction | 10 | 8 | 10 | 16 | BranchMin10_BranchMax16 | 10,12,14,16 | 4 | 12 | 24 | HeaderMin12_HeaderMax24 | 12,14,16,18,20,24 | 6 | 24
394 | 130 | 100-150-4P-150HP | NBS_100-150_4P_150HP_12.48_SS | 5072.7199 | 5072.7199 | 20290.8797 | 4 | 0 | 4 | C | NBS_EndSuction | 12 | 10 | 12 | 16 | BranchMin12_BranchMax16 | 12,14,16 | 3 | 14 | 24 | HeaderMin14_HeaderMax24 | 14,16,18,20,24 | 5 | 15
395 | 131 | 100-150-4P-200HP | NBS_100-150_4P_200HP_13.66_SS | 5521.0639 | 5521.0639 | 22084.2557 | 4 | 0 | 4 | C | NBS_EndSuction | 12 | 10 | 12 | 16 | BranchMin12_BranchMax16 | 12,14,16 | 3 | 14 | 24 | HeaderMin14_HeaderMax24 | 14,16,18,20,24 | 5 | 15
396 | 132 | 100-150-4P-250HP | NBS_100-150_4P_250HP_14.76_SS | 5727.2058 | 5727.2058 | 22908.8234 | 4 | 0 | 4 | C | NBS_EndSuction | 12 | 10 | 12 | 18 | BranchMin12_BranchMax18 | 12,14,16,18 | 4 | 14 | 24 | HeaderMin14_HeaderMax24 | 14,16,18,20,24 | 5 | 20
397 | 1 | 012-070-4P-1HP | NBS_012-070_4P_1HP_6.10_SS | 90.8476 | 90.8476 | 90.8476 | 1 | 1 | 2 | D | NBS_EndSuction | 2 | 1.25 | 2 | 2.5 | BranchMin2_BranchMax2.5 | 2,2.5 | 2 | 2.5 | 2.5 | HeaderMin2.5_HeaderMax2.5 | 2.5 | 1 | 2
398 | 2 | 012-070-4P-1pt5HP | NBS_012-070_4P_1.5HP_6.97_SS | 106.5592 | 106.5592 | 106.5592 | 1 | 1 | 2 | D | NBS_EndSuction | 2 | 1.25 | 2 | 2.5 | BranchMin2_BranchMax2.5 | 2,2.5 | 2 | 2.5 | 2.5 | HeaderMin2.5_HeaderMax2.5 | 2.5 | 1 | 2
399 | 3 | 015-070-4P-1HP | NBS_015-070_4P_1HP_5.12_SS | 145.3387 | 145.3387 | 145.3387 | 1 | 1 | 2 | D | NBS_EndSuction | 2.5 | 1.5 | 2.5 | 3 | BranchMin2.5_BranchMax3 | 2.5,3 | 2 | 3 | 3 | HeaderMin3_HeaderMax3 | 3 | 1 | 2
400 | 4 | 015-070-4P-1pt5HP | NBS_015-070_4P_1.5HP_5.91_SS | 167.6172 | 167.6172 | 167.6172 | 1 | 1 | 2 | D | NBS_EndSuction | 2.5 | 1.5 | 2.5 | 3 | BranchMin2.5_BranchMax3 | 2.5,3 | 2 | 3 | 3 | HeaderMin3_HeaderMax3 | 3 | 1 | 2
401 | 5 | 015-070-4P-2HP | NBS_015-070_4P_2HP_6.54_SS | 188.3547 | 188.3547 | 188.3547 | 1 | 1 | 2 | D | NBS_EndSuction | 2.5 | 1.5 | 2.5 | 3 | BranchMin2.5_BranchMax3 | 2.5,3 | 2 | 3 | 3 | HeaderMin3_HeaderMax3 | 3 | 1 | 2
402 | 6 | 015-070-4P-3HP | NBS_015-070_4P_3HP_6.93_SS | 202.4879 | 202.4879 | 202.4879 | 1 | 1 | 2 | D | NBS_EndSuction | 2.5 | 1.5 | 2.5 | 3 | BranchMin2.5_BranchMax3 | 2.5,3 | 2 | 3 | 3 | HeaderMin3_HeaderMax3 | 3 | 1 | 2
403 | 7 | 015-090-4P-1pt5HP | NBS_015-090_4P_1.5HP_6.69_SS | 102.972 | 102.972 | 102.972 | 1 | 1 | 2 | D | NBS_EndSuction | 2.5 | 1.5 | 2.5 | 2.5 | BranchMin2.5_BranchMax2.5 | 2.5 | 1 | 3 | 3 | HeaderMin3_HeaderMax3 | 3 | 1 | 1
404 | 8 | 015-090-4P-2HP | NBS_015-090_4P_2HP_7.24_SS | 116.1429 | 116.1429 | 116.1429 | 1 | 1 | 2 | D | NBS_EndSuction | 2.5 | 1.5 | 2.5 | 2.5 | BranchMin2.5_BranchMax2.5 | 2.5 | 1 | 3 | 3 | HeaderMin3_HeaderMax3 | 3 | 1 | 1
405 | 9 | 015-090-4P-3HP | NBS_015-090_4P_3HP_8.11_SS | 133.8158 | 133.8158 | 133.8158 | 1 | 1 | 2 | D | NBS_EndSuction | 2.5 | 1.5 | 2.5 | 3 | BranchMin2.5_BranchMax3 | 2.5,3 | 2 | 3 | 3 | HeaderMin3_HeaderMax3 | 3 | 1 | 2
406 | 10 | 015-090-4P-5HP | NBS_015-090_4P_5HP_9.84_SS | 150.196 | 150.196 | 150.196 | 1 | 1 | 2 | D | NBS_EndSuction | 2.5 | 1.5 | 2.5 | 3 | BranchMin2.5_BranchMax3 | 2.5,3 | 2 | 3 | 3 | HeaderMin3_HeaderMax3 | 3 | 1 | 2
407 | 11 | 015-095-4P-2HP | NBS_015-095_4P_2HP_6.54_SS | 177.561 | 177.561 | 177.561 | 1 | 1 | 2 | D | NBS_EndSuction | 2.5 | 1.5 | 2.5 | 3 | BranchMin2.5_BranchMax3 | 2.5,3 | 2 | 3 | 3 | HeaderMin3_HeaderMax3 | 3 | 1 | 2
408 | 12 | 015-095-4P-3HP | NBS_015-095_4P_3HP_7.32_SS | 194.9972 | 194.9972 | 194.9972 | 1 | 1 | 2 | D | NBS_EndSuction | 2.5 | 1.5 | 2.5 | 3 | BranchMin2.5_BranchMax3 | 2.5,3 | 2 | 3 | 3 | HeaderMin3_HeaderMax3 | 3 | 1 | 2
409 | 13 | 015-095-4P-5HP | NBS_015-095_4P_5HP_8.82_SS | 230.1371 | 230.1371 | 230.1371 | 1 | 1 | 2 | D | NBS_EndSuction | 2.5 | 1.5 | 2.5 | 4 | BranchMin2.5_BranchMax4 | 2.5,3,4 | 3 | 3 | 4 | HeaderMin3_HeaderMax4 | 3,4 | 2 | 6
410 | 14 | 015-095-4P-7pt5HP | NBS_015-095_4P_7.5HP_9.84_SS | 242.8034 | 242.8034 | 242.8034 | 1 | 1 | 2 | D | NBS_EndSuction | 2.5 | 1.5 | 2.5 | 4 | BranchMin2.5_BranchMax4 | 2.5,3,4 | 3 | 3 | 4 | HeaderMin3_HeaderMax4 | 3,4 | 2 | 6
411 | 15 | 020-095-4P-2HP | NBS_020-095_4P_2HP_5.83_SS | 178.5455 | 178.5455 | 178.5455 | 1 | 1 | 2 | D | NBS_EndSuction | 2.5 | 2 | 2.5 | 3 | BranchMin2.5_BranchMax3 | 2.5,3 | 2 | 3 | 3 | HeaderMin3_HeaderMax3 | 3 | 1 | 2
412 | 16 | 020-095-4P-3HP | NBS_020-095_4P_3HP_6.61_SS | 208.9617 | 208.9617 | 208.9617 | 1 | 1 | 2 | D | NBS_EndSuction | 2.5 | 2 | 2.5 | 3 | BranchMin2.5_BranchMax3 | 2.5,3 | 2 | 3 | 3 | HeaderMin3_HeaderMax3 | 3 | 1 | 2
413 | 17 | 020-095-4P-5HP | NBS_020-095_4P_5HP_8.11_SS | 260.8895 | 260.8895 | 260.8895 | 1 | 1 | 2 | D | NBS_EndSuction | 2.5 | 2 | 2.5 | 4 | BranchMin2.5_BranchMax4 | 2.5,3,4 | 3 | 3 | 4 | HeaderMin3_HeaderMax4 | 3,4 | 2 | 6
414 | 18 | 020-095-4P-7pt5HP | NBS_020-095_4P_7.5HP_9.45_SS | 297.3228 | 297.3228 | 297.3228 | 1 | 1 | 2 | D | NBS_EndSuction | 2.5 | 2 | 2.5 | 4 | BranchMin2.5_BranchMax4 | 2.5,3,4 | 3 | 3 | 4 | HeaderMin3_HeaderMax4 | 3,4 | 2 | 6
415 | 19 | 020-110-4P-5HP | NBS_020-110_4P_5HP_8.11_SS | 273.669 | 273.669 | 273.669 | 1 | 1 | 2 | D | NBS_EndSuction | 2.5 | 2 | 2.5 | 4 | BranchMin2.5_BranchMax4 | 2.5,3,4 | 3 | 3 | 4 | HeaderMin3_HeaderMax4 | 3,4 | 2 | 6
416 | 20 | 020-110-4P-7pt5HP | NBS_020-110_4P_7.5HP_8.98_SS | 321.881 | 321.881 | 321.881 | 1 | 1 | 2 | D | NBS_EndSuction | 2.5 | 2 | 2.5 | 4 | BranchMin2.5_BranchMax4 | 2.5,3,4 | 3 | 3 | 4 | HeaderMin3_HeaderMax4 | 3,4 | 2 | 6
417 | 21 | 020-110-4P-10HP | NBS_020-110_4P_10HP_9.92_SS | 360.1978 | 360.1978 | 360.1978 | 1 | 1 | 2 | D | NBS_EndSuction | 2.5 | 2 | 2.5 | 4 | BranchMin2.5_BranchMax4 | 2.5,3,4 | 3 | 3 | 4 | HeaderMin3_HeaderMax4 | 3,4 | 2 | 6
418 | 22 | 020-110-4P-15HP | NBS_020-110_4P_15HP_10.31_SS | 376.0572 | 376.0572 | 376.0572 | 1 | 1 | 2 | D | NBS_EndSuction | 2.5 | 2 | 2.5 | 4 | BranchMin2.5_BranchMax4 | 2.5,3,4 | 3 | 3 | 4 | HeaderMin3_HeaderMax4 | 3,4 | 2 | 6
419 | 23 | 020-135-4P-7pt5HP | NBS_020-135_4P_7.5HP_9.29_SS | 261.6739 | 261.6739 | 261.6739 | 1 | 1 | 2 | D | NBS_EndSuction | 3 | 2 | 3 | 4 | BranchMin3_BranchMax4 | 3,4 | 2 | 4 | 4 | HeaderMin4_HeaderMax4 | 4 | 1 | 2
420 | 24 | 020-135-4P-10HP | NBS_020-135_4P_10HP_10.16_SS | 299.9456 | 299.9456 | 299.9456 | 1 | 1 | 2 | D | NBS_EndSuction | 3 | 2 | 3 | 4 | BranchMin3_BranchMax4 | 3,4 | 2 | 4 | 4 | HeaderMin4_HeaderMax4 | 4 | 1 | 2
421 | 25 | 020-135-4P-15HP | NBS_020-135_4P_15HP_11.42_SS | 365.149 | 365.149 | 365.149 | 1 | 1 | 2 | D | NBS_EndSuction | 3 | 2 | 3 | 4 | BranchMin3_BranchMax4 | 3,4 | 2 | 4 | 4 | HeaderMin4_HeaderMax4 | 4 | 1 | 2
422 | 26 | 020-135-4P-20HP | NBS_020-135_4P_20HP_12.52_SS | 403.7936 | 403.7936 | 403.7936 | 1 | 1 | 2 | D | NBS_EndSuction | 3 | 2 | 3 | 5 | BranchMin3_BranchMax5 | 3,4,5 | 3 | 4 | 5 | HeaderMin4_HeaderMax5 | 4,5 | 2 | 6
423 | 27 | 020-135-4P-25HP | NBS_020-135_4P_25HP_13.31_SS | 402.7736 | 402.7736 | 402.7736 | 1 | 1 | 2 | D | NBS_EndSuction | 3 | 2 | 3 | 5 | BranchMin3_BranchMax5 | 3,4,5 | 3 | 4 | 5 | HeaderMin4_HeaderMax5 | 4,5 | 2 | 6
424 | 28 | 025-070-4P-1HP | NBS_025-070_4P_1HP_4.65_SS | 183.5282 | 183.5282 | 183.5282 | 1 | 1 | 2 | D | NBS_EndSuction | 2.5 | 2 | 2.5 | 3 | BranchMin2.5_BranchMax3 | 2.5,3 | 2 | 3 | 3 | HeaderMin3_HeaderMax3 | 3 | 1 | 2
425 | 29 | 025-070-4P-1pt5HP | NBS_025-070_4P_1.5HP_5.28_SS | 235.9056 | 235.9056 | 235.9056 | 1 | 1 | 2 | D | NBS_EndSuction | 2.5 | 2 | 2.5 | 4 | BranchMin2.5_BranchMax4 | 2.5,3,4 | 3 | 3 | 4 | HeaderMin3_HeaderMax4 | 3,4 | 2 | 6
426 | 30 | 025-070-4P-2HP | NBS_025-070_4P_2HP_5.83_SS | 254.5738 | 254.5738 | 254.5738 | 1 | 1 | 2 | D | NBS_EndSuction | 2.5 | 2 | 2.5 | 4 | BranchMin2.5_BranchMax4 | 2.5,3,4 | 3 | 3 | 4 | HeaderMin3_HeaderMax4 | 3,4 | 2 | 6
427 | 31 | 025-070-4P-3HP | NBS_025-070_4P_3HP_6.61_SS | 278.649 | 278.649 | 278.649 | 1 | 1 | 2 | D | NBS_EndSuction | 2.5 | 2 | 2.5 | 4 | BranchMin2.5_BranchMax4 | 2.5,3,4 | 3 | 3 | 4 | HeaderMin3_HeaderMax4 | 3,4 | 2 | 6
428 | 32 | 025-070-4P-5HP | NBS_025-070_4P_5HP_6.77_SS | 302.5651 | 302.5651 | 302.5651 | 1 | 1 | 2 | D | NBS_EndSuction | 2.5 | 2 | 2.5 | 4 | BranchMin2.5_BranchMax4 | 2.5,3,4 | 3 | 3 | 4 | HeaderMin3_HeaderMax4 | 3,4 | 2 | 6
429 | 33 | 025-095-4P-3HP | NBS_025-095_4P_3HP_5.98_SS | 278.138 | 278.138 | 278.138 | 1 | 1 | 2 | D | NBS_EndSuction | 3 | 2.5 | 3 | 4 | BranchMin3_BranchMax4 | 3,4 | 2 | 4 | 4 | HeaderMin4_HeaderMax4 | 4 | 1 | 2
430 | 34 | 025-095-4P-5HP | NBS_025-095_4P_5HP_7.17_SS | 343.952 | 343.952 | 343.952 | 1 | 1 | 2 | D | NBS_EndSuction | 3 | 2.5 | 3 | 4 | BranchMin3_BranchMax4 | 3,4 | 2 | 4 | 4 | HeaderMin4_HeaderMax4 | 4 | 1 | 2
431 | 35 | 025-095-4P-7pt5HP | NBS_025-095_4P_7.5HP_8.43_SS | 398.9817 | 398.9817 | 398.9817 | 1 | 1 | 2 | D | NBS_EndSuction | 3 | 2.5 | 3 | 4 | BranchMin3_BranchMax4 | 3,4 | 2 | 4 | 4 | HeaderMin4_HeaderMax4 | 4 | 1 | 2
432 | 36 | 025-095-4P-10HP | NBS_025-095_4P_10HP_9.53_SS | 427.0782 | 427.0782 | 427.0782 | 1 | 1 | 2 | D | NBS_EndSuction | 3 | 2.5 | 3 | 5 | BranchMin3_BranchMax5 | 3,4,5 | 3 | 4 | 5 | HeaderMin4_HeaderMax5 | 4,5 | 2 | 6
433 | 37 | 025-110-4P-7pt5HP | NBS_025-110_4P_7.5HP_8.58_SS | 374.2437 | 374.2437 | 374.2437 | 1 | 1 | 2 | D | NBS_EndSuction | 3 | 2.5 | 3 | 4 | BranchMin3_BranchMax4 | 3,4 | 2 | 4 | 4 | HeaderMin4_HeaderMax4 | 4 | 1 | 2
434 | 38 | 025-110-4P-10HP | NBS_025-110_4P_10HP_9.45_SS | 422.9151 | 422.9151 | 422.9151 | 1 | 1 | 2 | D | NBS_EndSuction | 3 | 2.5 | 3 | 5 | BranchMin3_BranchMax5 | 3,4,5 | 3 | 4 | 5 | HeaderMin4_HeaderMax5 | 4,5 | 2 | 6
435 | 39 | 025-110-4P-15HP | NBS_025-110_4P_15HP_11.02_SS | 479.4087 | 479.4087 | 479.4087 | 1 | 1 | 2 | D | NBS_EndSuction | 3 | 2.5 | 3 | 5 | BranchMin3_BranchMax5 | 3,4,5 | 3 | 4 | 5 | HeaderMin4_HeaderMax5 | 4,5 | 2 | 6
436 | 40 | 030-070-4P-1pt5HP | NBS_030-070_4P_1.5HP_4.72_SS | 318.8997 | 318.8997 | 318.8997 | 1 | 1 | 2 | D | NBS_EndSuction | 3 | 2.5 | 3 | 4 | BranchMin3_BranchMax4 | 3,4 | 2 | 4 | 4 | HeaderMin4_HeaderMax4 | 4 | 1 | 2
437 | 41 | 030-070-4P-2HP | NBS_030-070_4P_2HP_5.20_SS | 359.467 | 359.467 | 359.467 | 1 | 1 | 2 | D | NBS_EndSuction | 3 | 2.5 | 3 | 4 | BranchMin3_BranchMax4 | 3,4 | 2 | 4 | 4 | HeaderMin4_HeaderMax4 | 4 | 1 | 2
438 | 42 | 030-070-4P-3HP | NBS_030-070_4P_3HP_5.83_SS | 413.6934 | 413.6934 | 413.6934 | 1 | 1 | 2 | D | NBS_EndSuction | 3 | 2.5 | 3 | 5 | BranchMin3_BranchMax5 | 3,4,5 | 3 | 4 | 5 | HeaderMin4_HeaderMax5 | 4,5 | 2 | 6
439 | 43 | 030-070-4P-5HP | NBS_030-070_4P_5HP_6.85_SS | 469.9181 | 469.9181 | 469.9181 | 1 | 1 | 2 | D | NBS_EndSuction | 3 | 2.5 | 3 | 5 | BranchMin3_BranchMax5 | 3,4,5 | 3 | 4 | 5 | HeaderMin4_HeaderMax5 | 4,5 | 2 | 6
440 | 44 | 030-095-4P-5HP | NBS_030-095_4P_5HP_6.10_SS | 576.7129 | 576.7129 | 576.7129 | 1 | 1 | 2 | D | NBS_EndSuction | 4 | 3 | 4 | 5 | BranchMin4_BranchMax5 | 4,5 | 2 | 5 | 5 | HeaderMin5_HeaderMax5 | 5 | 1 | 2
441 | 45 | 030-095-4P-7pt5HP | NBS_030-095_4P_7.5HP_6.73_SS | 637.6666 | 637.6666 | 637.6666 | 1 | 1 | 2 | D | NBS_EndSuction | 4 | 3 | 4 | 5 | BranchMin4_BranchMax5 | 4,5 | 2 | 5 | 5 | HeaderMin5_HeaderMax5 | 5 | 1 | 2
442 | 46 | 030-095-4P-10HP | NBS_030-095_4P_10HP_7.52_SS | 669.3599 | 669.3599 | 669.3599 | 1 | 1 | 2 | D | NBS_EndSuction | 4 | 3 | 4 | 6 | BranchMin4_BranchMax6 | 4,5,6 | 3 | 5 | 6 | HeaderMin5_HeaderMax6 | 5,6 | 2 | 6
443 | 47 | 030-095-4P-15HP | NBS_030-095_4P_15HP_8.86_SS | 685.5374 | 685.5374 | 685.5374 | 1 | 1 | 2 | D | NBS_EndSuction | 4 | 3 | 4 | 6 | BranchMin4_BranchMax6 | 4,5,6 | 3 | 5 | 6 | HeaderMin5_HeaderMax6 | 5,6 | 2 | 6
444 | 48 | 030-110-4P-10HP | NBS_030-110_4P_10HP_8.35_SS | 487.2856 | 487.2856 | 487.2856 | 1 | 1 | 2 | D | NBS_EndSuction | 4 | 3 | 4 | 5 | BranchMin4_BranchMax5 | 4,5 | 2 | 5 | 5 | HeaderMin5_HeaderMax5 | 5 | 1 | 2
445 | 49 | 030-110-4P-15HP | NBS_030-110_4P_15HP_9.61_SS | 573.2974 | 573.2974 | 573.2974 | 1 | 1 | 2 | D | NBS_EndSuction | 4 | 3 | 4 | 5 | BranchMin4_BranchMax5 | 4,5 | 2 | 5 | 5 | HeaderMin5_HeaderMax5 | 5 | 1 | 2
446 | 50 | 030-110-4P-20HP | NBS_030-110_4P_20HP_10.79_SS | 666.5942 | 666.5942 | 666.5942 | 1 | 1 | 2 | D | NBS_EndSuction | 4 | 3 | 4 | 6 | BranchMin4_BranchMax6 | 4,5,6 | 3 | 5 | 6 | HeaderMin5_HeaderMax6 | 5,6 | 2 | 6
447 | 51 | 030-135-4P-15HP | NBS_030-135_4P_15HP_8.98_SS | 598.5182 | 598.5182 | 598.5182 | 1 | 1 | 2 | D | NBS_EndSuction | 4 | 3 | 4 | 5 | BranchMin4_BranchMax5 | 4,5 | 2 | 5 | 5 | HeaderMin5_HeaderMax5 | 5 | 1 | 2
448 | 52 | 030-135-4P-20HP | NBS_030-135_4P_20HP_9.92_SS | 672.8213 | 672.8213 | 672.8213 | 1 | 1 | 2 | D | NBS_EndSuction | 4 | 3 | 4 | 6 | BranchMin4_BranchMax6 | 4,5,6 | 3 | 5 | 6 | HeaderMin5_HeaderMax6 | 5,6 | 2 | 6
449 | 53 | 030-135-4P-25HP | NBS_030-135_4P_25HP_10.63_SS | 735.3325 | 735.3325 | 735.3325 | 1 | 1 | 2 | D | NBS_EndSuction | 4 | 3 | 4 | 6 | BranchMin4_BranchMax6 | 4,5,6 | 3 | 5 | 6 | HeaderMin5_HeaderMax6 | 5,6 | 2 | 6
450 | 54 | 030-135-4P-30HP | NBS_030-135_4P_30HP_11.26_SS | 787.4175 | 787.4175 | 787.4175 | 1 | 1 | 2 | D | NBS_EndSuction | 4 | 3 | 4 | 6 | BranchMin4_BranchMax6 | 4,5,6 | 3 | 5 | 6 | HeaderMin5_HeaderMax6 | 5,6 | 2 | 6
451 | 55 | 030-135-4P-40HP | NBS_030-135_4P_40HP_12.91_SS | 832.83 | 832.83 | 832.83 | 1 | 1 | 2 | D | NBS_EndSuction | 4 | 3 | 4 | 6 | BranchMin4_BranchMax6 | 4,5,6 | 3 | 5 | 6 | HeaderMin5_HeaderMax6 | 5,6 | 2 | 6
452 | 56 | 040-070-4P-2HP | NBS_040-070_4P_2HP_4.72_SS | 541.7729 | 541.7729 | 541.7729 | 1 | 1 | 2 | D | NBS_EndSuction | 4 | 3 | 4 | 5 | BranchMin4_BranchMax5 | 4,5 | 2 | 5 | 5 | HeaderMin5_HeaderMax5 | 5 | 1 | 2
453 | 57 | 040-070-4P-3HP | NBS_040-070_4P_3HP_5.43_SS | 534.0678 | 534.0678 | 534.0678 | 1 | 1 | 2 | D | NBS_EndSuction | 4 | 3 | 4 | 5 | BranchMin4_BranchMax5 | 4,5 | 2 | 5 | 5 | HeaderMin5_HeaderMax5 | 5 | 1 | 2
454 | 58 | 040-070-4P-5HP | NBS_040-070_4P_5HP_6.30_SS | 695.2568 | 695.2568 | 695.2568 | 1 | 1 | 2 | D | NBS_EndSuction | 4 | 3 | 4 | 6 | BranchMin4_BranchMax6 | 4,5,6 | 3 | 5 | 6 | HeaderMin5_HeaderMax6 | 5,6 | 2 | 6
455 | 59 | 040-070-4P-7pt5HP | NBS_040-070_4P_7.5HP_6.85_SS | 724.1837 | 724.1837 | 724.1837 | 1 | 1 | 2 | D | NBS_EndSuction | 4 | 3 | 4 | 6 | BranchMin4_BranchMax6 | 4,5,6 | 3 | 5 | 6 | HeaderMin5_HeaderMax6 | 5,6 | 2 | 6
456 | 60 | 040-095-4P-7pt5HP | NBS_040-095_4P_7.5HP_6.38_SS | 864.0628 | 864.0628 | 864.0628 | 1 | 1 | 2 | D | NBS_EndSuction | 5 | 4 | 5 | 6 | BranchMin5_BranchMax6 | 5,6 | 2 | 6 | 6 | HeaderMin6_HeaderMax6 | 6 | 1 | 2
457 | 61 | 040-095-4P-10HP | NBS_040-095_4P_10HP_7.09_SS | 924.6022 | 924.6022 | 924.6022 | 1 | 1 | 2 | D | NBS_EndSuction | 5 | 4 | 5 | 6 | BranchMin5_BranchMax6 | 5,6 | 2 | 6 | 6 | HeaderMin6_HeaderMax6 | 6 | 1 | 2
458 | 62 | 040-095-4P-15HP | NBS_040-095_4P_15HP_8.35_SS | 1036.8753 | 1036.8753 | 1036.8753 | 1 | 1 | 2 | D | NBS_EndSuction | 5 | 4 | 5 | 8 | BranchMin5_BranchMax8 | 5,6,8 | 3 | 6 | 8 | HeaderMin6_HeaderMax8 | 6,8 | 2 | 6
459 | 63 | 040-095-4P-20HP | NBS_040-095_4P_20HP_9.37_SS | 1098.4714 | 1098.4714 | 1098.4714 | 1 | 1 | 2 | D | NBS_EndSuction | 5 | 4 | 5 | 8 | BranchMin5_BranchMax8 | 5,6,8 | 3 | 6 | 8 | HeaderMin6_HeaderMax8 | 6,8 | 2 | 6
460 | 64 | 040-110-4P-15HP | NBS_040-110_4P_15HP_8.11_SS | 877.0156 | 877.0156 | 877.0156 | 1 | 1 | 2 | D | NBS_EndSuction | 5 | 4 | 5 | 6 | BranchMin5_BranchMax6 | 5,6 | 2 | 6 | 6 | HeaderMin6_HeaderMax6 | 6 | 1 | 2
461 | 65 | 040-110-4P-20HP | NBS_040-110_4P_20HP_8.74_SS | 948.7162 | 948.7162 | 948.7162 | 1 | 1 | 2 | D | NBS_EndSuction | 5 | 4 | 5 | 6 | BranchMin5_BranchMax6 | 5,6 | 2 | 6 | 6 | HeaderMin6_HeaderMax6 | 6 | 1 | 2
462 | 66 | 040-110-4P-25HP | NBS_040-110_4P_25HP_9.45_SS | 981.9574 | 981.9574 | 981.9574 | 1 | 1 | 2 | D | NBS_EndSuction | 5 | 4 | 5 | 8 | BranchMin5_BranchMax8 | 5,6,8 | 3 | 6 | 8 | HeaderMin6_HeaderMax8 | 6,8 | 2 | 6
463 | 67 | 040-110-4P-30HP | NBS_040-110_4P_30HP_10.08_SS | 1058.92 | 1058.92 | 1058.92 | 1 | 1 | 2 | D | NBS_EndSuction | 5 | 4 | 5 | 8 | BranchMin5_BranchMax8 | 5,6,8 | 3 | 6 | 8 | HeaderMin6_HeaderMax8 | 6,8 | 2 | 6
464 | 68 | 040-135-4P-20HP | NBS_040-135_4P_20HP_9.29_SS | 812.9455 | 812.9455 | 812.9455 | 1 | 1 | 2 | D | NBS_EndSuction | 5 | 4 | 5 | 6 | BranchMin5_BranchMax6 | 5,6 | 2 | 6 | 6 | HeaderMin6_HeaderMax6 | 6 | 1 | 2
465 | 69 | 040-135-4P-25HP | NBS_040-135_4P_25HP_10.24_SS | 894.4426 | 894.4426 | 894.4426 | 1 | 1 | 2 | D | NBS_EndSuction | 5 | 4 | 5 | 6 | BranchMin5_BranchMax6 | 5,6 | 2 | 6 | 6 | HeaderMin6_HeaderMax6 | 6 | 1 | 2
466 | 70 | 040-135-4P-30HP | NBS_040-135_4P_30HP_10.94_SS | 958.5264 | 958.5264 | 958.5264 | 1 | 1 | 2 | D | NBS_EndSuction | 5 | 4 | 5 | 8 | BranchMin5_BranchMax8 | 5,6,8 | 3 | 6 | 8 | HeaderMin6_HeaderMax8 | 6,8 | 2 | 6
467 | 71 | 040-135-4P-40HP | NBS_040-135_4P_40HP_11.81_SS | 1092.3955 | 1092.3955 | 1092.3955 | 1 | 1 | 2 | D | NBS_EndSuction | 5 | 4 | 5 | 8 | BranchMin5_BranchMax8 | 5,6,8 | 3 | 6 | 8 | HeaderMin6_HeaderMax8 | 6,8 | 2 | 6
468 | 72 | 040-135-4P-50HP | NBS_040-135_4P_50HP_12.83_SS | 1108.1578 | 1108.1578 | 1108.1578 | 1 | 1 | 2 | D | NBS_EndSuction | 5 | 4 | 5 | 8 | BranchMin5_BranchMax8 | 5,6,8 | 3 | 6 | 8 | HeaderMin6_HeaderMax8 | 6,8 | 2 | 6
469 | 73 | 040-150-4P-50HP | NBS_040-150_4P_50HP_12.36_SS | 1179.7044 | 1179.7044 | 1179.7044 | 1 | 1 | 2 | D | NBS_EndSuction | 5 | 4 | 5 | 8 | BranchMin5_BranchMax8 | 5,6,8 | 3 | 6 | 8 | HeaderMin6_HeaderMax8 | 6,8 | 2 | 6
470 | 74 | 040-150-4P-60HP | NBS_040-150_4P_60HP_13.07_SS | 1257.8884 | 1257.8884 | 1257.8884 | 1 | 1 | 2 | D | NBS_EndSuction | 5 | 4 | 5 | 8 | BranchMin5_BranchMax8 | 5,6,8 | 3 | 6 | 8 | HeaderMin6_HeaderMax8 | 6,8 | 2 | 6
471 | 75 | 040-150-4P-75HP | NBS_040-150_4P_75HP_14.02_SS | 1397.6463 | 1397.6463 | 1397.6463 | 1 | 1 | 2 | D | NBS_EndSuction | 5 | 4 | 5 | 8 | BranchMin5_BranchMax8 | 5,6,8 | 3 | 6 | 8 | HeaderMin6_HeaderMax8 | 6,8 | 2 | 6
472 | 76 | 040-150-4P-100HP | NBS_040-150_4P_100HP_15.28_SS | 1556.5458 | 1556.5458 | 1556.5458 | 1 | 1 | 2 | D | NBS_EndSuction | 5 | 4 | 5 | 8 | BranchMin5_BranchMax8 | 5,6,8 | 3 | 6 | 8 | HeaderMin6_HeaderMax8 | 6,8 | 2 | 6
473 | 77 | 040-150-4P-125HP | NBS_040-150_4P_125HP_16.14_SS | 1658.4722 | 1658.4722 | 1658.4722 | 1 | 1 | 2 | D | NBS_EndSuction | 5 | 4 | 5 | 10 | BranchMin5_BranchMax10 | 5,6,8,10 | 4 | 6 | 10 | HeaderMin6_HeaderMax10 | 6,8,10 | 3 | 12
474 | 78 | 040-150-4P-150HP | NBS_040-150_4P_150HP_16.77_SS | 1749.9638 | 1749.9638 | 1749.9638 | 1 | 1 | 2 | D | NBS_EndSuction | 5 | 4 | 5 | 10 | BranchMin5_BranchMax10 | 5,6,8,10 | 4 | 6 | 10 | HeaderMin6_HeaderMax10 | 6,8,10 | 3 | 12
475 | 79 | 050-070-4P-3HP | NBS_050-070_4P_3HP_4.88_SS | 840.0118 | 840.0118 | 840.0118 | 1 | 1 | 2 | D | NBS_EndSuction | 5 | 4 | 5 | 6 | BranchMin5_BranchMax6 | 5,6 | 2 | 6 | 6 | HeaderMin6_HeaderMax6 | 6 | 1 | 2
476 | 80 | 050-070-4P-5HP | NBS_050-070_4P_5HP_6.06_SS | 912.3919 | 912.3919 | 912.3919 | 1 | 1 | 2 | D | NBS_EndSuction | 5 | 4 | 5 | 6 | BranchMin5_BranchMax6 | 5,6 | 2 | 6 | 6 | HeaderMin6_HeaderMax6 | 6 | 1 | 2
477 | 81 | 050-070-4P-7pt5HP | NBS_050-070_4P_7.5HP_6.61_SS | 963.4895 | 963.4895 | 963.4895 | 1 | 1 | 2 | D | NBS_EndSuction | 5 | 4 | 5 | 8 | BranchMin5_BranchMax8 | 5,6,8 | 3 | 6 | 8 | HeaderMin6_HeaderMax8 | 6,8 | 2 | 6
478 | 82 | 050-070-4P-10HP | NBS_050-070_4P_10HP_6.93_SS | 1003.339 | 1003.339 | 1003.339 | 1 | 1 | 2 | D | NBS_EndSuction | 5 | 4 | 5 | 8 | BranchMin5_BranchMax8 | 5,6,8 | 3 | 6 | 8 | HeaderMin6_HeaderMax8 | 6,8 | 2 | 6
479 | 83 | 050-095-4P-10HP | NBS_050-095_4P_10HP_6.46_SS | 1234.2559 | 1234.2559 | 1234.2559 | 1 | 1 | 2 | D | NBS_EndSuction | 6 | 5 | 6 | 8 | BranchMin6_BranchMax8 | 6,8 | 2 | 8 | 8 | HeaderMin8_HeaderMax8 | 8 | 1 | 2
480 | 84 | 050-095-4P-15HP | NBS_050-095_4P_15HP_7.40_SS | 1338.3397 | 1338.3397 | 1338.3397 | 1 | 1 | 2 | D | NBS_EndSuction | 6 | 5 | 6 | 8 | BranchMin6_BranchMax8 | 6,8 | 2 | 8 | 8 | HeaderMin8_HeaderMax8 | 8 | 1 | 2
481 | 85 | 050-095-4P-20HP | NBS_050-095_4P_20HP_8.19_SS | 1409.7542 | 1409.7542 | 1409.7542 | 1 | 1 | 2 | D | NBS_EndSuction | 6 | 5 | 6 | 8 | BranchMin6_BranchMax8 | 6,8 | 2 | 8 | 8 | HeaderMin8_HeaderMax8 | 8 | 1 | 2
482 | 86 | 050-095-4P-25HP | NBS_050-095_4P_25HP_8.74_SS | 1493.981 | 1493.981 | 1493.981 | 1 | 1 | 2 | D | NBS_EndSuction | 6 | 5 | 6 | 8 | BranchMin6_BranchMax8 | 6,8 | 2 | 8 | 8 | HeaderMin8_HeaderMax8 | 8 | 1 | 2
483 | 87 | 050-095-4P-30HP | NBS_050-095_4P_30HP_9.13_SS | 1550.69 | 1550.69 | 1550.69 | 1 | 1 | 2 | D | NBS_EndSuction | 6 | 5 | 6 | 8 | BranchMin6_BranchMax8 | 6,8 | 2 | 8 | 8 | HeaderMin8_HeaderMax8 | 8 | 1 | 2
484 | 88 | 050-110-4P-20HP | NBS_050-110_4P_20HP_8.35_SS | 1352.693 | 1352.693 | 1352.693 | 1 | 1 | 2 | D | NBS_EndSuction | 6 | 5 | 6 | 8 | BranchMin6_BranchMax8 | 6,8 | 2 | 8 | 8 | HeaderMin8_HeaderMax8 | 8 | 1 | 2
485 | 89 | 050-110-4P-25HP | NBS_050-110_4P_25HP_9.06_SS | 1398.703 | 1398.703 | 1398.703 | 1 | 1 | 2 | D | NBS_EndSuction | 6 | 5 | 6 | 8 | BranchMin6_BranchMax8 | 6,8 | 2 | 8 | 8 | HeaderMin8_HeaderMax8 | 8 | 1 | 2
486 | 90 | 050-110-4P-30HP | NBS_050-110_4P_30HP_9.61_SS | 1508.9068 | 1508.9068 | 1508.9068 | 1 | 1 | 2 | D | NBS_EndSuction | 6 | 5 | 6 | 8 | BranchMin6_BranchMax8 | 6,8 | 2 | 8 | 8 | HeaderMin8_HeaderMax8 | 8 | 1 | 2
487 | 91 | 050-110-4P-40HP | NBS_050-110_4P_40HP_10.63_SS | 1674.3665 | 1674.3665 | 1674.3665 | 1 | 1 | 2 | D | NBS_EndSuction | 6 | 5 | 6 | 10 | BranchMin6_BranchMax10 | 6,8,10 | 3 | 8 | 10 | HeaderMin8_HeaderMax10 | 8,10 | 2 | 6
488 | 92 | 050-135-4P-25HP | NBS_050-135_4P_25HP_8.86_SS | 1200.4144 | 1200.4144 | 1200.4144 | 1 | 1 | 2 | D | NBS_EndSuction | 6 | 5 | 6 | 8 | BranchMin6_BranchMax8 | 6,8 | 2 | 8 | 8 | HeaderMin8_HeaderMax8 | 8 | 1 | 2
489 | 93 | 050-135-4P-30HP | NBS_050-135_4P_30HP_9.49_SS | 1283.8269 | 1283.8269 | 1283.8269 | 1 | 1 | 2 | D | NBS_EndSuction | 6 | 5 | 6 | 8 | BranchMin6_BranchMax8 | 6,8 | 2 | 8 | 8 | HeaderMin8_HeaderMax8 | 8 | 1 | 2
490 | 94 | 050-135-4P-40HP | NBS_050-135_4P_40HP_10.59_SS | 1416.7849 | 1416.7849 | 1416.7849 | 1 | 1 | 2 | D | NBS_EndSuction | 6 | 5 | 6 | 8 | BranchMin6_BranchMax8 | 6,8 | 2 | 8 | 8 | HeaderMin8_HeaderMax8 | 8 | 1 | 2
491 | 95 | 050-135-4P-50HP | NBS_050-135_4P_50HP_11.30_SS | 1508.8665 | 1508.8665 | 1508.8665 | 1 | 1 | 2 | D | NBS_EndSuction | 6 | 5 | 6 | 8 | BranchMin6_BranchMax8 | 6,8 | 2 | 8 | 8 | HeaderMin8_HeaderMax8 | 8 | 1 | 2
492 | 96 | 050-135-4P-60HP | NBS_050-135_4P_60HP_12.01_SS | 1598.8017 | 1598.8017 | 1598.8017 | 1 | 1 | 2 | D | NBS_EndSuction | 6 | 5 | 6 | 8 | BranchMin6_BranchMax8 | 6,8 | 2 | 8 | 8 | HeaderMin8_HeaderMax8 | 8 | 1 | 2
493 | 97 | 050-135-4P-75HP | NBS_050-135_4P_75HP_13.03_SS | 1689.4197 | 1689.4197 | 1689.4197 | 1 | 1 | 2 | D | NBS_EndSuction | 6 | 5 | 6 | 10 | BranchMin6_BranchMax10 | 6,8,10 | 3 | 8 | 10 | HeaderMin8_HeaderMax10 | 8,10 | 2 | 6
494 | 98 | 050-150-4P-75HP | NBS_050-150_4P_75HP_11.73_SS | 2092.9884 | 2092.9884 | 2092.9884 | 1 | 1 | 2 | D | NBS_EndSuction | 6 | 5 | 6 | 10 | BranchMin6_BranchMax10 | 6,8,10 | 3 | 8 | 10 | HeaderMin8_HeaderMax10 | 8,10 | 2 | 6
495 | 99 | 050-150-4P-100HP | NBS_050-150_4P_100HP_12.99_SS | 2346.9884 | 2346.9884 | 2346.9884 | 1 | 1 | 2 | D | NBS_EndSuction | 6 | 5 | 6 | 10 | BranchMin6_BranchMax10 | 6,8,10 | 3 | 8 | 10 | HeaderMin8_HeaderMax10 | 8,10 | 2 | 6
496 | 100 | 050-150-4P-125HP | NBS_050-150_4P_125HP_14.09_SS | 2529.5219 | 2529.5219 | 2529.5219 | 1 | 1 | 2 | D | NBS_EndSuction | 6 | 5 | 6 | 12 | BranchMin6_BranchMax12 | 6,8,10,12 | 4 | 8 | 12 | HeaderMin8_HeaderMax12 | 8,10,12 | 3 | 12
497 | 101 | 050-150-4P-150HP | NBS_050-150_4P_150HP_14.96_SS | 2703.7978 | 2703.7978 | 2703.7978 | 1 | 1 | 2 | D | NBS_EndSuction | 6 | 5 | 6 | 12 | BranchMin6_BranchMax12 | 6,8,10,12 | 4 | 8 | 12 | HeaderMin8_HeaderMax12 | 8,10,12 | 3 | 12
498 | 102 | 060-095-4P-15HP | NBS_060-095_4P_15HP_7.32_SS | 2169.9766 | 2169.9766 | 2169.9766 | 1 | 1 | 2 | D | NBS_EndSuction | 8 | 6 | 8 | 10 | BranchMin8_BranchMax10 | 8,10 | 2 | 10 | 10 | HeaderMin10_HeaderMax10 | 10 | 1 | 2
499 | 103 | 060-095-4P-20HP | NBS_060-095_4P_20HP_7.95_SS | 2284.2526 | 2284.2526 | 2284.2526 | 1 | 1 | 2 | D | NBS_EndSuction | 8 | 6 | 8 | 10 | BranchMin8_BranchMax10 | 8,10 | 2 | 10 | 10 | HeaderMin10_HeaderMax10 | 10 | 1 | 2
500 | 104 | 060-095-4P-25HP | NBS_060-095_4P_25HP_8.43_SS | 2385.0423 | 2385.0423 | 2385.0423 | 1 | 1 | 2 | D | NBS_EndSuction | 8 | 6 | 8 | 10 | BranchMin8_BranchMax10 | 8,10 | 2 | 10 | 10 | HeaderMin10_HeaderMax10 | 10 | 1 | 2
501 | 105 | 060-095-4P-30HP | NBS_060-095_4P_30HP_8.90_SS | 2493.7612 | 2493.7612 | 2493.7612 | 1 | 1 | 2 | D | NBS_EndSuction | 8 | 6 | 8 | 10 | BranchMin8_BranchMax10 | 8,10 | 2 | 10 | 10 | HeaderMin10_HeaderMax10 | 10 | 1 | 2
502 | 106 | 060-095-4P-40HP | NBS_060-095_4P_40HP_9.53_SS | 2617.6301 | 2617.6301 | 2617.6301 | 1 | 1 | 2 | D | NBS_EndSuction | 8 | 6 | 8 | 12 | BranchMin8_BranchMax12 | 8,10,12 | 3 | 10 | 12 | HeaderMin10_HeaderMax12 | 10,12 | 2 | 6
503 | 107 | 060-110-4P-30HP | NBS_060-110_4P_30HP_8.78_SS | 2227.2787 | 2227.2787 | 2227.2787 | 1 | 1 | 2 | D | NBS_EndSuction | 8 | 6 | 8 | 10 | BranchMin8_BranchMax10 | 8,10 | 2 | 10 | 10 | HeaderMin10_HeaderMax10 | 10 | 1 | 2
504 | 108 | 060-110-4P-40HP | NBS_060-110_4P_40HP_9.57_SS | 2407.488 | 2407.488 | 2407.488 | 1 | 1 | 2 | D | NBS_EndSuction | 8 | 6 | 8 | 10 | BranchMin8_BranchMax10 | 8,10 | 2 | 10 | 10 | HeaderMin10_HeaderMax10 | 10 | 1 | 2
505 | 109 | 060-110-4P-50HP | NBS_060-110_4P_50HP_10.20_SS | 2508.3577 | 2508.3577 | 2508.3577 | 1 | 1 | 2 | D | NBS_EndSuction | 8 | 6 | 8 | 12 | BranchMin8_BranchMax12 | 8,10,12 | 3 | 10 | 12 | HeaderMin10_HeaderMax12 | 10,12 | 2 | 6
506 | 110 | 060-110-4P-60HP | NBS_060-110_4P_60HP_10.75_SS | 2624.9016 | 2624.9016 | 2624.9016 | 1 | 1 | 2 | D | NBS_EndSuction | 8 | 6 | 8 | 12 | BranchMin8_BranchMax12 | 8,10,12 | 3 | 10 | 12 | HeaderMin10_HeaderMax12 | 10,12 | 2 | 6
507 | 111 | 060-135-4P-40HP | NBS_060-135_4P_40HP_9.25_SS | 2111.5713 | 2111.5713 | 2111.5713 | 1 | 1 | 2 | D | NBS_EndSuction | 8 | 6 | 8 | 10 | BranchMin8_BranchMax10 | 8,10 | 2 | 10 | 10 | HeaderMin10_HeaderMax10 | 10 | 1 | 2
508 | 112 | 060-135-4P-50HP | NBS_060-135_4P_50HP_9.96_SS | 2305.4296 | 2305.4296 | 2305.4296 | 1 | 1 | 2 | D | NBS_EndSuction | 8 | 6 | 8 | 10 | BranchMin8_BranchMax10 | 8,10 | 2 | 10 | 10 | HeaderMin10_HeaderMax10 | 10 | 1 | 2
509 | 113 | 060-135-4P-60HP | NBS_060-135_4P_60HP_10.35_SS | 2491.2746 | 2491.2746 | 2491.2746 | 1 | 1 | 2 | D | NBS_EndSuction | 8 | 6 | 8 | 10 | BranchMin8_BranchMax10 | 8,10 | 2 | 10 | 10 | HeaderMin10_HeaderMax10 | 10 | 1 | 2
510 | 114 | 060-135-4P-75HP | NBS_060-135_4P_75HP_11.22_SS | 2766.6299 | 2766.6299 | 2766.6299 | 1 | 1 | 2 | D | NBS_EndSuction | 8 | 6 | 8 | 12 | BranchMin8_BranchMax12 | 8,10,12 | 3 | 10 | 12 | HeaderMin10_HeaderMax12 | 10,12 | 2 | 6
511 | 115 | 060-135-4P-100HP | NBS_060-135_4P_100HP_12.24_SS | 3069.239 | 3069.239 | 3069.239 | 1 | 1 | 2 | D | NBS_EndSuction | 8 | 6 | 8 | 12 | BranchMin8_BranchMax12 | 8,10,12 | 3 | 10 | 12 | HeaderMin10_HeaderMax12 | 10,12 | 2 | 6
512 | 116 | 060-135-4P-125HP | NBS_060-135_4P_125HP_12.83_SS | 3426.3556 | 3426.3556 | 3426.3556 | 1 | 1 | 2 | D | NBS_EndSuction | 8 | 6 | 8 | 12 | BranchMin8_BranchMax12 | 8,10,12 | 3 | 10 | 12 | HeaderMin10_HeaderMax12 | 10,12 | 2 | 6
513 | 117 | 060-150-4P-125HP | NBS_060-150_4P_125HP_11.97_SS | 2867.819 | 2867.819 | 2867.819 | 1 | 1 | 2 | D | NBS_EndSuction | 8 | 6 | 8 | 12 | BranchMin8_BranchMax12 | 8,10,12 | 3 | 10 | 12 | HeaderMin10_HeaderMax12 | 10,12 | 2 | 6
514 | 118 | 060-150-4P-150HP | NBS_060-150_4P_150HP_12.83_SS | 3379.8685 | 3379.8685 | 3379.8685 | 1 | 1 | 2 | D | NBS_EndSuction | 8 | 6 | 8 | 12 | BranchMin8_BranchMax12 | 8,10,12 | 3 | 10 | 12 | HeaderMin10_HeaderMax12 | 10,12 | 2 | 6
515 | 119 | 060-150-4P-200HP | NBS_060-150_4P_200HP_14.8_SS | 3737.7603 | 3737.7603 | 3737.7603 | 1 | 1 | 2 | D | NBS_EndSuction | 8 | 6 | 8 | 14 | BranchMin8_BranchMax14 | 8,10,12,14 | 4 | 10 | 14 | HeaderMin10_HeaderMax14 | 10,12,14 | 3 | 12
516 | 120 | 060-150-4P-250HP | NBS_060-150_4P_250HP_15.83_SS | 3875.064 | 3875.064 | 3875.064 | 1 | 1 | 2 | D | NBS_EndSuction | 8 | 6 | 8 | 14 | BranchMin8_BranchMax14 | 8,10,12,14 | 4 | 10 | 14 | HeaderMin10_HeaderMax14 | 10,12,14 | 3 | 12
517 | 121 | 080-135-4P-60HP | NBS_080-135_4P_60HP_9.84_SS | 4004.1439 | 4004.1439 | 4004.1439 | 1 | 1 | 2 | D | NBS_EndSuction | 10 | 8 | 10 | 14 | BranchMin10_BranchMax14 | 10,12,14 | 3 | 12 | 14 | HeaderMin12_HeaderMax14 | 12,14 | 2 | 6
518 | 122 | 080-135-4P-75HP | NBS_080-135_4P_75HP_10.31_SS | 4295.2175 | 4295.2175 | 4295.2175 | 1 | 1 | 2 | D | NBS_EndSuction | 10 | 8 | 10 | 16 | BranchMin10_BranchMax16 | 10,12,14,16 | 4 | 12 | 16 | HeaderMin12_HeaderMax16 | 12,14,16 | 3 | 12
519 | 123 | 080-135-4P-100HP | NBS_080-135_4P_100HP_11.26_SS | 4595.0968 | 4595.0968 | 4595.0968 | 1 | 1 | 2 | D | NBS_EndSuction | 10 | 8 | 10 | 16 | BranchMin10_BranchMax16 | 10,12,14,16 | 4 | 12 | 16 | HeaderMin12_HeaderMax16 | 12,14,16 | 3 | 12
520 | 124 | 080-135-4P-125HP | NBS_080-135_4P_125HP_11.89_SS | 4656.6379 | 4656.6379 | 4656.6379 | 1 | 1 | 2 | D | NBS_EndSuction | 10 | 8 | 10 | 16 | BranchMin10_BranchMax16 | 10,12,14,16 | 4 | 12 | 16 | HeaderMin12_HeaderMax16 | 12,14,16 | 3 | 12
521 | 125 | 080-135-4P-150HP | NBS_080-135_4P_150HP_12.60_SS | 4664.6626 | 4664.6626 | 4664.6626 | 1 | 1 | 2 | D | NBS_EndSuction | 10 | 8 | 10 | 16 | BranchMin10_BranchMax16 | 10,12,14,16 | 4 | 12 | 16 | HeaderMin12_HeaderMax16 | 12,14,16 | 3 | 12
522 | 126 | 080-150-4P-125HP | NBS_080-150_4P_125HP_12.20_SS | 3448.9864 | 3448.9864 | 3448.9864 | 1 | 1 | 2 | D | NBS_EndSuction | 10 | 8 | 10 | 12 | BranchMin10_BranchMax12 | 10,12 | 2 | 12 | 12 | HeaderMin12_HeaderMax12 | 12 | 1 | 2
523 | 127 | 080-150-4P-150HP | NBS_080-150_4P_150HP_12.99_SS | 3639.5425 | 3639.5425 | 3639.5425 | 1 | 1 | 2 | D | NBS_EndSuction | 10 | 8 | 10 | 14 | BranchMin10_BranchMax14 | 10,12,14 | 3 | 12 | 14 | HeaderMin12_HeaderMax14 | 12,14 | 2 | 6
524 | 128 | 080-150-4P-200HP | NBS_080-150_4P_200HP_14.25_SS | 4042.4929 | 4042.4929 | 4042.4929 | 1 | 1 | 2 | D | NBS_EndSuction | 10 | 8 | 10 | 14 | BranchMin10_BranchMax14 | 10,12,14 | 3 | 12 | 14 | HeaderMin12_HeaderMax14 | 12,14 | 2 | 6
525 | 129 | 080-150-4P-250HP | NBS_080-150_4P_250HP_15.59_SS | 4332.4218 | 4332.4218 | 4332.4218 | 1 | 1 | 2 | D | NBS_EndSuction | 10 | 8 | 10 | 16 | BranchMin10_BranchMax16 | 10,12,14,16 | 4 | 12 | 16 | HeaderMin12_HeaderMax16 | 12,14,16 | 3 | 12
526 | 130 | 100-150-4P-150HP | NBS_100-150_4P_150HP_12.48_SS | 5072.7199 | 5072.7199 | 5072.7199 | 1 | 1 | 2 | D | NBS_EndSuction | 12 | 10 | 12 | 16 | BranchMin12_BranchMax16 | 12,14,16 | 3 | 14 | 16 | HeaderMin14_HeaderMax16 | 14,16 | 2 | 6
527 | 131 | 100-150-4P-200HP | NBS_100-150_4P_200HP_13.66_SS | 5521.0639 | 5521.0639 | 5521.0639 | 1 | 1 | 2 | D | NBS_EndSuction | 12 | 10 | 12 | 16 | BranchMin12_BranchMax16 | 12,14,16 | 3 | 14 | 16 | HeaderMin14_HeaderMax16 | 14,16 | 2 | 6
528 | 132 | 100-150-4P-250HP | NBS_100-150_4P_250HP_14.76_SS | 5727.2058 | 5727.2058 | 5727.2058 | 1 | 1 | 2 | D | NBS_EndSuction | 12 | 10 | 12 | 18 | BranchMin12_BranchMax18 | 12,14,16,18 | 4 | 14 | 18 | HeaderMin14_HeaderMax18 | 14,16,18 | 3 | 12
529 | 1 | 012-070-4P-1HP | NBS_012-070_4P_1HP_6.10_SS | 90.8476 | 90.8476 | 181.6952 | 2 | 1 | 3 | E | NBS_EndSuction | 2 | 1.25 | 2 | 2.5 | BranchMin2_BranchMax2.5 | 2,2.5 | 2 | 2.5 | 3 | HeaderMin2.5_HeaderMax3 | 2.5,3 | 2 | 4
530 | 2 | 012-070-4P-1pt5HP | NBS_012-070_4P_1.5HP_6.97_SS | 106.5592 | 106.5592 | 213.1183 | 2 | 1 | 3 | E | NBS_EndSuction | 2 | 1.25 | 2 | 2.5 | BranchMin2_BranchMax2.5 | 2,2.5 | 2 | 2.5 | 3 | HeaderMin2.5_HeaderMax3 | 2.5,3 | 2 | 4
531 | 3 | 015-070-4P-1HP | NBS_015-070_4P_1HP_5.12_SS | 145.3387 | 145.3387 | 290.6773 | 2 | 1 | 3 | E | NBS_EndSuction | 2.5 | 1.5 | 2.5 | 3 | BranchMin2.5_BranchMax3 | 2.5,3 | 2 | 3 | 4 | HeaderMin3_HeaderMax4 | 3,4 | 2 | 4
532 | 4 | 015-070-4P-1pt5HP | NBS_015-070_4P_1.5HP_5.91_SS | 167.6172 | 167.6172 | 335.2343 | 2 | 1 | 3 | E | NBS_EndSuction | 2.5 | 1.5 | 2.5 | 3 | BranchMin2.5_BranchMax3 | 2.5,3 | 2 | 3 | 4 | HeaderMin3_HeaderMax4 | 3,4 | 2 | 4
533 | 5 | 015-070-4P-2HP | NBS_015-070_4P_2HP_6.54_SS | 188.3547 | 188.3547 | 376.7094 | 2 | 1 | 3 | E | NBS_EndSuction | 2.5 | 1.5 | 2.5 | 3 | BranchMin2.5_BranchMax3 | 2.5,3 | 2 | 3 | 4 | HeaderMin3_HeaderMax4 | 3,4 | 2 | 4
534 | 6 | 015-070-4P-3HP | NBS_015-070_4P_3HP_6.93_SS | 202.4879 | 202.4879 | 404.9758 | 2 | 1 | 3 | E | NBS_EndSuction | 2.5 | 1.5 | 2.5 | 3 | BranchMin2.5_BranchMax3 | 2.5,3 | 2 | 3 | 5 | HeaderMin3_HeaderMax5 | 3,4,5 | 3 | 6
535 | 7 | 015-090-4P-1pt5HP | NBS_015-090_4P_1.5HP_6.69_SS | 102.972 | 102.972 | 205.9439 | 2 | 1 | 3 | E | NBS_EndSuction | 2.5 | 1.5 | 2.5 | 2.5 | BranchMin2.5_BranchMax2.5 | 2.5 | 1 | 3 | 3 | HeaderMin3_HeaderMax3 | 3 | 1 | 1
536 | 8 | 015-090-4P-2HP | NBS_015-090_4P_2HP_7.24_SS | 116.1429 | 116.1429 | 232.2859 | 2 | 1 | 3 | E | NBS_EndSuction | 2.5 | 1.5 | 2.5 | 2.5 | BranchMin2.5_BranchMax2.5 | 2.5 | 1 | 3 | 4 | HeaderMin3_HeaderMax4 | 3,4 | 2 | 2
537 | 9 | 015-090-4P-3HP | NBS_015-090_4P_3HP_8.11_SS | 133.8158 | 133.8158 | 267.6317 | 2 | 1 | 3 | E | NBS_EndSuction | 2.5 | 1.5 | 2.5 | 3 | BranchMin2.5_BranchMax3 | 2.5,3 | 2 | 3 | 4 | HeaderMin3_HeaderMax4 | 3,4 | 2 | 4
538 | 10 | 015-090-4P-5HP | NBS_015-090_4P_5HP_9.84_SS | 150.196 | 150.196 | 300.3921 | 2 | 1 | 3 | E | NBS_EndSuction | 2.5 | 1.5 | 2.5 | 3 | BranchMin2.5_BranchMax3 | 2.5,3 | 2 | 3 | 4 | HeaderMin3_HeaderMax4 | 3,4 | 2 | 4
539 | 11 | 015-095-4P-2HP | NBS_015-095_4P_2HP_6.54_SS | 177.561 | 177.561 | 355.122 | 2 | 1 | 3 | E | NBS_EndSuction | 2.5 | 1.5 | 2.5 | 3 | BranchMin2.5_BranchMax3 | 2.5,3 | 2 | 3 | 4 | HeaderMin3_HeaderMax4 | 3,4 | 2 | 4
540 | 12 | 015-095-4P-3HP | NBS_015-095_4P_3HP_7.32_SS | 194.9972 | 194.9972 | 389.9945 | 2 | 1 | 3 | E | NBS_EndSuction | 2.5 | 1.5 | 2.5 | 3 | BranchMin2.5_BranchMax3 | 2.5,3 | 2 | 3 | 4 | HeaderMin3_HeaderMax4 | 3,4 | 2 | 4
541 | 13 | 015-095-4P-5HP | NBS_015-095_4P_5HP_8.82_SS | 230.1371 | 230.1371 | 460.2742 | 2 | 1 | 3 | E | NBS_EndSuction | 2.5 | 1.5 | 2.5 | 4 | BranchMin2.5_BranchMax4 | 2.5,3,4 | 3 | 3 | 5 | HeaderMin3_HeaderMax5 | 3,4,5 | 3 | 9
542 | 14 | 015-095-4P-7pt5HP | NBS_015-095_4P_7.5HP_9.84_SS | 242.8034 | 242.8034 | 485.6067 | 2 | 1 | 3 | E | NBS_EndSuction | 2.5 | 1.5 | 2.5 | 4 | BranchMin2.5_BranchMax4 | 2.5,3,4 | 3 | 3 | 5 | HeaderMin3_HeaderMax5 | 3,4,5 | 3 | 9
543 | 15 | 020-095-4P-2HP | NBS_020-095_4P_2HP_5.83_SS | 178.5455 | 178.5455 | 357.091 | 2 | 1 | 3 | E | NBS_EndSuction | 2.5 | 2 | 2.5 | 3 | BranchMin2.5_BranchMax3 | 2.5,3 | 2 | 3 | 4 | HeaderMin3_HeaderMax4 | 3,4 | 2 | 4
544 | 16 | 020-095-4P-3HP | NBS_020-095_4P_3HP_6.61_SS | 208.9617 | 208.9617 | 417.9234 | 2 | 1 | 3 | E | NBS_EndSuction | 2.5 | 2 | 2.5 | 3 | BranchMin2.5_BranchMax3 | 2.5,3 | 2 | 3 | 5 | HeaderMin3_HeaderMax5 | 3,4,5 | 3 | 6
545 | 17 | 020-095-4P-5HP | NBS_020-095_4P_5HP_8.11_SS | 260.8895 | 260.8895 | 521.7789 | 2 | 1 | 3 | E | NBS_EndSuction | 2.5 | 2 | 2.5 | 4 | BranchMin2.5_BranchMax4 | 2.5,3,4 | 3 | 3 | 5 | HeaderMin3_HeaderMax5 | 3,4,5 | 3 | 9
546 | 18 | 020-095-4P-7pt5HP | NBS_020-095_4P_7.5HP_9.45_SS | 297.3228 | 297.3228 | 594.6456 | 2 | 1 | 3 | E | NBS_EndSuction | 2.5 | 2 | 2.5 | 4 | BranchMin2.5_BranchMax4 | 2.5,3,4 | 3 | 3 | 5 | HeaderMin3_HeaderMax5 | 3,4,5 | 3 | 9
547 | 19 | 020-110-4P-5HP | NBS_020-110_4P_5HP_8.11_SS | 273.669 | 273.669 | 547.3381 | 2 | 1 | 3 | E | NBS_EndSuction | 2.5 | 2 | 2.5 | 4 | BranchMin2.5_BranchMax4 | 2.5,3,4 | 3 | 3 | 5 | HeaderMin3_HeaderMax5 | 3,4,5 | 3 | 9
548 | 20 | 020-110-4P-7pt5HP | NBS_020-110_4P_7.5HP_8.98_SS | 321.881 | 321.881 | 643.7619 | 2 | 1 | 3 | E | NBS_EndSuction | 2.5 | 2 | 2.5 | 4 | BranchMin2.5_BranchMax4 | 2.5,3,4 | 3 | 3 | 5 | HeaderMin3_HeaderMax5 | 3,4,5 | 3 | 9
549 | 21 | 020-110-4P-10HP | NBS_020-110_4P_10HP_9.92_SS | 360.1978 | 360.1978 | 720.3955 | 2 | 1 | 3 | E | NBS_EndSuction | 2.5 | 2 | 2.5 | 4 | BranchMin2.5_BranchMax4 | 2.5,3,4 | 3 | 3 | 6 | HeaderMin3_HeaderMax6 | 3,4,5,6 | 4 | 12
550 | 22 | 020-110-4P-15HP | NBS_020-110_4P_15HP_10.31_SS | 376.0572 | 376.0572 | 752.1143 | 2 | 1 | 3 | E | NBS_EndSuction | 2.5 | 2 | 2.5 | 4 | BranchMin2.5_BranchMax4 | 2.5,3,4 | 3 | 3 | 6 | HeaderMin3_HeaderMax6 | 3,4,5,6 | 4 | 12
551 | 23 | 020-135-4P-7pt5HP | NBS_020-135_4P_7.5HP_9.29_SS | 261.6739 | 261.6739 | 523.3477 | 2 | 1 | 3 | E | NBS_EndSuction | 3 | 2 | 3 | 4 | BranchMin3_BranchMax4 | 3,4 | 2 | 4 | 5 | HeaderMin4_HeaderMax5 | 4,5 | 2 | 4
552 | 24 | 020-135-4P-10HP | NBS_020-135_4P_10HP_10.16_SS | 299.9456 | 299.9456 | 599.8912 | 2 | 1 | 3 | E | NBS_EndSuction | 3 | 2 | 3 | 4 | BranchMin3_BranchMax4 | 3,4 | 2 | 4 | 5 | HeaderMin4_HeaderMax5 | 4,5 | 2 | 4
553 | 25 | 020-135-4P-15HP | NBS_020-135_4P_15HP_11.42_SS | 365.149 | 365.149 | 730.298 | 2 | 1 | 3 | E | NBS_EndSuction | 3 | 2 | 3 | 4 | BranchMin3_BranchMax4 | 3,4 | 2 | 4 | 6 | HeaderMin4_HeaderMax6 | 4,5,6 | 3 | 6
554 | 26 | 020-135-4P-20HP | NBS_020-135_4P_20HP_12.52_SS | 403.7936 | 403.7936 | 807.5873 | 2 | 1 | 3 | E | NBS_EndSuction | 3 | 2 | 3 | 5 | BranchMin3_BranchMax5 | 3,4,5 | 3 | 4 | 6 | HeaderMin4_HeaderMax6 | 4,5,6 | 3 | 9
555 | 27 | 020-135-4P-25HP | NBS_020-135_4P_25HP_13.31_SS | 402.7736 | 402.7736 | 805.5473 | 2 | 1 | 3 | E | NBS_EndSuction | 3 | 2 | 3 | 5 | BranchMin3_BranchMax5 | 3,4,5 | 3 | 4 | 6 | HeaderMin4_HeaderMax6 | 4,5,6 | 3 | 9
556 | 28 | 025-070-4P-1HP | NBS_025-070_4P_1HP_4.65_SS | 183.5282 | 183.5282 | 367.0563 | 2 | 1 | 3 | E | NBS_EndSuction | 2.5 | 2 | 2.5 | 3 | BranchMin2.5_BranchMax3 | 2.5,3 | 2 | 3 | 4 | HeaderMin3_HeaderMax4 | 3,4 | 2 | 4
557 | 29 | 025-070-4P-1pt5HP | NBS_025-070_4P_1.5HP_5.28_SS | 235.9056 | 235.9056 | 471.8113 | 2 | 1 | 3 | E | NBS_EndSuction | 2.5 | 2 | 2.5 | 4 | BranchMin2.5_BranchMax4 | 2.5,3,4 | 3 | 3 | 5 | HeaderMin3_HeaderMax5 | 3,4,5 | 3 | 9
558 | 30 | 025-070-4P-2HP | NBS_025-070_4P_2HP_5.83_SS | 254.5738 | 254.5738 | 509.1476 | 2 | 1 | 3 | E | NBS_EndSuction | 2.5 | 2 | 2.5 | 4 | BranchMin2.5_BranchMax4 | 2.5,3,4 | 3 | 3 | 5 | HeaderMin3_HeaderMax5 | 3,4,5 | 3 | 9
559 | 31 | 025-070-4P-3HP | NBS_025-070_4P_3HP_6.61_SS | 278.649 | 278.649 | 557.2981 | 2 | 1 | 3 | E | NBS_EndSuction | 2.5 | 2 | 2.5 | 4 | BranchMin2.5_BranchMax4 | 2.5,3,4 | 3 | 3 | 5 | HeaderMin3_HeaderMax5 | 3,4,5 | 3 | 9
560 | 32 | 025-070-4P-5HP | NBS_025-070_4P_5HP_6.77_SS | 302.5651 | 302.5651 | 605.1301 | 2 | 1 | 3 | E | NBS_EndSuction | 2.5 | 2 | 2.5 | 4 | BranchMin2.5_BranchMax4 | 2.5,3,4 | 3 | 3 | 5 | HeaderMin3_HeaderMax5 | 3,4,5 | 3 | 9
561 | 33 | 025-095-4P-3HP | NBS_025-095_4P_3HP_5.98_SS | 278.138 | 278.138 | 556.2759 | 2 | 1 | 3 | E | NBS_EndSuction | 3 | 2.5 | 3 | 4 | BranchMin3_BranchMax4 | 3,4 | 2 | 4 | 5 | HeaderMin4_HeaderMax5 | 4,5 | 2 | 4
562 | 34 | 025-095-4P-5HP | NBS_025-095_4P_5HP_7.17_SS | 343.952 | 343.952 | 687.904 | 2 | 1 | 3 | E | NBS_EndSuction | 3 | 2.5 | 3 | 4 | BranchMin3_BranchMax4 | 3,4 | 2 | 4 | 6 | HeaderMin4_HeaderMax6 | 4,5,6 | 3 | 6
563 | 35 | 025-095-4P-7pt5HP | NBS_025-095_4P_7.5HP_8.43_SS | 398.9817 | 398.9817 | 797.9634 | 2 | 1 | 3 | E | NBS_EndSuction | 3 | 2.5 | 3 | 4 | BranchMin3_BranchMax4 | 3,4 | 2 | 4 | 6 | HeaderMin4_HeaderMax6 | 4,5,6 | 3 | 6
564 | 36 | 025-095-4P-10HP | NBS_025-095_4P_10HP_9.53_SS | 427.0782 | 427.0782 | 854.1563 | 2 | 1 | 3 | E | NBS_EndSuction | 3 | 2.5 | 3 | 5 | BranchMin3_BranchMax5 | 3,4,5 | 3 | 4 | 6 | HeaderMin4_HeaderMax6 | 4,5,6 | 3 | 9
565 | 37 | 025-110-4P-7pt5HP | NBS_025-110_4P_7.5HP_8.58_SS | 374.2437 | 374.2437 | 748.4875 | 2 | 1 | 3 | E | NBS_EndSuction | 3 | 2.5 | 3 | 4 | BranchMin3_BranchMax4 | 3,4 | 2 | 4 | 6 | HeaderMin4_HeaderMax6 | 4,5,6 | 3 | 6
566 | 38 | 025-110-4P-10HP | NBS_025-110_4P_10HP_9.45_SS | 422.9151 | 422.9151 | 845.8302 | 2 | 1 | 3 | E | NBS_EndSuction | 3 | 2.5 | 3 | 5 | BranchMin3_BranchMax5 | 3,4,5 | 3 | 4 | 6 | HeaderMin4_HeaderMax6 | 4,5,6 | 3 | 9
567 | 39 | 025-110-4P-15HP | NBS_025-110_4P_15HP_11.02_SS | 479.4087 | 479.4087 | 958.8173 | 2 | 1 | 3 | E | NBS_EndSuction | 3 | 2.5 | 3 | 5 | BranchMin3_BranchMax5 | 3,4,5 | 3 | 4 | 8 | HeaderMin4_HeaderMax8 | 4,5,6,8 | 4 | 12
568 | 40 | 030-070-4P-1pt5HP | NBS_030-070_4P_1.5HP_4.72_SS | 318.8997 | 318.8997 | 637.7994 | 2 | 1 | 3 | E | NBS_EndSuction | 3 | 2.5 | 3 | 4 | BranchMin3_BranchMax4 | 3,4 | 2 | 4 | 5 | HeaderMin4_HeaderMax5 | 4,5 | 2 | 4
569 | 41 | 030-070-4P-2HP | NBS_030-070_4P_2HP_5.20_SS | 359.467 | 359.467 | 718.934 | 2 | 1 | 3 | E | NBS_EndSuction | 3 | 2.5 | 3 | 4 | BranchMin3_BranchMax4 | 3,4 | 2 | 4 | 6 | HeaderMin4_HeaderMax6 | 4,5,6 | 3 | 6
570 | 42 | 030-070-4P-3HP | NBS_030-070_4P_3HP_5.83_SS | 413.6934 | 413.6934 | 827.3869 | 2 | 1 | 3 | E | NBS_EndSuction | 3 | 2.5 | 3 | 5 | BranchMin3_BranchMax5 | 3,4,5 | 3 | 4 | 6 | HeaderMin4_HeaderMax6 | 4,5,6 | 3 | 9
571 | 43 | 030-070-4P-5HP | NBS_030-070_4P_5HP_6.85_SS | 469.9181 | 469.9181 | 939.8361 | 2 | 1 | 3 | E | NBS_EndSuction | 3 | 2.5 | 3 | 5 | BranchMin3_BranchMax5 | 3,4,5 | 3 | 4 | 6 | HeaderMin4_HeaderMax6 | 4,5,6 | 3 | 9
572 | 44 | 030-095-4P-5HP | NBS_030-095_4P_5HP_6.10_SS | 576.7129 | 576.7129 | 1153.4258 | 2 | 1 | 3 | E | NBS_EndSuction | 4 | 3 | 4 | 5 | BranchMin4_BranchMax5 | 4,5 | 2 | 5 | 8 | HeaderMin5_HeaderMax8 | 5,6,8 | 3 | 6
573 | 45 | 030-095-4P-7pt5HP | NBS_030-095_4P_7.5HP_6.73_SS | 637.6666 | 637.6666 | 1275.3332 | 2 | 1 | 3 | E | NBS_EndSuction | 4 | 3 | 4 | 5 | BranchMin4_BranchMax5 | 4,5 | 2 | 5 | 8 | HeaderMin5_HeaderMax8 | 5,6,8 | 3 | 6
574 | 46 | 030-095-4P-10HP | NBS_030-095_4P_10HP_7.52_SS | 669.3599 | 669.3599 | 1338.7198 | 2 | 1 | 3 | E | NBS_EndSuction | 4 | 3 | 4 | 6 | BranchMin4_BranchMax6 | 4,5,6 | 3 | 5 | 8 | HeaderMin5_HeaderMax8 | 5,6,8 | 3 | 9
575 | 47 | 030-095-4P-15HP | NBS_030-095_4P_15HP_8.86_SS | 685.5374 | 685.5374 | 1371.0747 | 2 | 1 | 3 | E | NBS_EndSuction | 4 | 3 | 4 | 6 | BranchMin4_BranchMax6 | 4,5,6 | 3 | 5 | 8 | HeaderMin5_HeaderMax8 | 5,6,8 | 3 | 9
576 | 48 | 030-110-4P-10HP | NBS_030-110_4P_10HP_8.35_SS | 487.2856 | 487.2856 | 974.5712 | 2 | 1 | 3 | E | NBS_EndSuction | 4 | 3 | 4 | 5 | BranchMin4_BranchMax5 | 4,5 | 2 | 5 | 8 | HeaderMin5_HeaderMax8 | 5,6,8 | 3 | 6
577 | 49 | 030-110-4P-15HP | NBS_030-110_4P_15HP_9.61_SS | 573.2974 | 573.2974 | 1146.5948 | 2 | 1 | 3 | E | NBS_EndSuction | 4 | 3 | 4 | 5 | BranchMin4_BranchMax5 | 4,5 | 2 | 5 | 8 | HeaderMin5_HeaderMax8 | 5,6,8 | 3 | 6
578 | 50 | 030-110-4P-20HP | NBS_030-110_4P_20HP_10.79_SS | 666.5942 | 666.5942 | 1333.1883 | 2 | 1 | 3 | E | NBS_EndSuction | 4 | 3 | 4 | 6 | BranchMin4_BranchMax6 | 4,5,6 | 3 | 5 | 8 | HeaderMin5_HeaderMax8 | 5,6,8 | 3 | 9
579 | 51 | 030-135-4P-15HP | NBS_030-135_4P_15HP_8.98_SS | 598.5182 | 598.5182 | 1197.0364 | 2 | 1 | 3 | E | NBS_EndSuction | 4 | 3 | 4 | 5 | BranchMin4_BranchMax5 | 4,5 | 2 | 5 | 8 | HeaderMin5_HeaderMax8 | 5,6,8 | 3 | 6
580 | 52 | 030-135-4P-20HP | NBS_030-135_4P_20HP_9.92_SS | 672.8213 | 672.8213 | 1345.6425 | 2 | 1 | 3 | E | NBS_EndSuction | 4 | 3 | 4 | 6 | BranchMin4_BranchMax6 | 4,5,6 | 3 | 5 | 8 | HeaderMin5_HeaderMax8 | 5,6,8 | 3 | 9
581 | 53 | 030-135-4P-25HP | NBS_030-135_4P_25HP_10.63_SS | 735.3325 | 735.3325 | 1470.665 | 2 | 1 | 3 | E | NBS_EndSuction | 4 | 3 | 4 | 6 | BranchMin4_BranchMax6 | 4,5,6 | 3 | 5 | 8 | HeaderMin5_HeaderMax8 | 5,6,8 | 3 | 9
582 | 54 | 030-135-4P-30HP | NBS_030-135_4P_30HP_11.26_SS | 787.4175 | 787.4175 | 1574.835 | 2 | 1 | 3 | E | NBS_EndSuction | 4 | 3 | 4 | 6 | BranchMin4_BranchMax6 | 4,5,6 | 3 | 5 | 8 | HeaderMin5_HeaderMax8 | 5,6,8 | 3 | 9
583 | 55 | 030-135-4P-40HP | NBS_030-135_4P_40HP_12.91_SS | 832.83 | 832.83 | 1665.66 | 2 | 1 | 3 | E | NBS_EndSuction | 4 | 3 | 4 | 6 | BranchMin4_BranchMax6 | 4,5,6 | 3 | 5 | 10 | HeaderMin5_HeaderMax10 | 5,6,8,10 | 4 | 12
584 | 56 | 040-070-4P-2HP | NBS_040-070_4P_2HP_4.72_SS | 541.7729 | 541.7729 | 1083.5457 | 2 | 1 | 3 | E | NBS_EndSuction | 4 | 3 | 4 | 5 | BranchMin4_BranchMax5 | 4,5 | 2 | 5 | 8 | HeaderMin5_HeaderMax8 | 5,6,8 | 3 | 6
585 | 57 | 040-070-4P-3HP | NBS_040-070_4P_3HP_5.43_SS | 534.0678 | 534.0678 | 1068.1357 | 2 | 1 | 3 | E | NBS_EndSuction | 4 | 3 | 4 | 5 | BranchMin4_BranchMax5 | 4,5 | 2 | 5 | 8 | HeaderMin5_HeaderMax8 | 5,6,8 | 3 | 6
586 | 58 | 040-070-4P-5HP | NBS_040-070_4P_5HP_6.30_SS | 695.2568 | 695.2568 | 1390.5137 | 2 | 1 | 3 | E | NBS_EndSuction | 4 | 3 | 4 | 6 | BranchMin4_BranchMax6 | 4,5,6 | 3 | 5 | 8 | HeaderMin5_HeaderMax8 | 5,6,8 | 3 | 9
587 | 59 | 040-070-4P-7pt5HP | NBS_040-070_4P_7.5HP_6.85_SS | 724.1837 | 724.1837 | 1448.3673 | 2 | 1 | 3 | E | NBS_EndSuction | 4 | 3 | 4 | 6 | BranchMin4_BranchMax6 | 4,5,6 | 3 | 5 | 8 | HeaderMin5_HeaderMax8 | 5,6,8 | 3 | 9
588 | 60 | 040-095-4P-7pt5HP | NBS_040-095_4P_7.5HP_6.38_SS | 864.0628 | 864.0628 | 1728.1255 | 2 | 1 | 3 | E | NBS_EndSuction | 5 | 4 | 5 | 6 | BranchMin5_BranchMax6 | 5,6 | 2 | 6 | 10 | HeaderMin6_HeaderMax10 | 6,8,10 | 3 | 6
589 | 61 | 040-095-4P-10HP | NBS_040-095_4P_10HP_7.09_SS | 924.6022 | 924.6022 | 1849.2044 | 2 | 1 | 3 | E | NBS_EndSuction | 5 | 4 | 5 | 6 | BranchMin5_BranchMax6 | 5,6 | 2 | 6 | 10 | HeaderMin6_HeaderMax10 | 6,8,10 | 3 | 6
590 | 62 | 040-095-4P-15HP | NBS_040-095_4P_15HP_8.35_SS | 1036.8753 | 1036.8753 | 2073.7507 | 2 | 1 | 3 | E | NBS_EndSuction | 5 | 4 | 5 | 8 | BranchMin5_BranchMax8 | 5,6,8 | 3 | 6 | 10 | HeaderMin6_HeaderMax10 | 6,8,10 | 3 | 9
591 | 63 | 040-095-4P-20HP | NBS_040-095_4P_20HP_9.37_SS | 1098.4714 | 1098.4714 | 2196.9429 | 2 | 1 | 3 | E | NBS_EndSuction | 5 | 4 | 5 | 8 | BranchMin5_BranchMax8 | 5,6,8 | 3 | 6 | 10 | HeaderMin6_HeaderMax10 | 6,8,10 | 3 | 9
592 | 64 | 040-110-4P-15HP | NBS_040-110_4P_15HP_8.11_SS | 877.0156 | 877.0156 | 1754.0312 | 2 | 1 | 3 | E | NBS_EndSuction | 5 | 4 | 5 | 6 | BranchMin5_BranchMax6 | 5,6 | 2 | 6 | 10 | HeaderMin6_HeaderMax10 | 6,8,10 | 3 | 6
593 | 65 | 040-110-4P-20HP | NBS_040-110_4P_20HP_8.74_SS | 948.7162 | 948.7162 | 1897.4325 | 2 | 1 | 3 | E | NBS_EndSuction | 5 | 4 | 5 | 6 | BranchMin5_BranchMax6 | 5,6 | 2 | 6 | 10 | HeaderMin6_HeaderMax10 | 6,8,10 | 3 | 6
594 | 66 | 040-110-4P-25HP | NBS_040-110_4P_25HP_9.45_SS | 981.9574 | 981.9574 | 1963.9148 | 2 | 1 | 3 | E | NBS_EndSuction | 5 | 4 | 5 | 8 | BranchMin5_BranchMax8 | 5,6,8 | 3 | 6 | 10 | HeaderMin6_HeaderMax10 | 6,8,10 | 3 | 9
595 | 67 | 040-110-4P-30HP | NBS_040-110_4P_30HP_10.08_SS | 1058.92 | 1058.92 | 2117.8401 | 2 | 1 | 3 | E | NBS_EndSuction | 5 | 4 | 5 | 8 | BranchMin5_BranchMax8 | 5,6,8 | 3 | 6 | 10 | HeaderMin6_HeaderMax10 | 6,8,10 | 3 | 9
596 | 68 | 040-135-4P-20HP | NBS_040-135_4P_20HP_9.29_SS | 812.9455 | 812.9455 | 1625.891 | 2 | 1 | 3 | E | NBS_EndSuction | 5 | 4 | 5 | 6 | BranchMin5_BranchMax6 | 5,6 | 2 | 6 | 10 | HeaderMin6_HeaderMax10 | 6,8,10 | 3 | 6
597 | 69 | 040-135-4P-25HP | NBS_040-135_4P_25HP_10.24_SS | 894.4426 | 894.4426 | 1788.8851 | 2 | 1 | 3 | E | NBS_EndSuction | 5 | 4 | 5 | 6 | BranchMin5_BranchMax6 | 5,6 | 2 | 6 | 10 | HeaderMin6_HeaderMax10 | 6,8,10 | 3 | 6
598 | 70 | 040-135-4P-30HP | NBS_040-135_4P_30HP_10.94_SS | 958.5264 | 958.5264 | 1917.0528 | 2 | 1 | 3 | E | NBS_EndSuction | 5 | 4 | 5 | 8 | BranchMin5_BranchMax8 | 5,6,8 | 3 | 6 | 10 | HeaderMin6_HeaderMax10 | 6,8,10 | 3 | 9
599 | 71 | 040-135-4P-40HP | NBS_040-135_4P_40HP_11.81_SS | 1092.3955 | 1092.3955 | 2184.791 | 2 | 1 | 3 | E | NBS_EndSuction | 5 | 4 | 5 | 8 | BranchMin5_BranchMax8 | 5,6,8 | 3 | 6 | 10 | HeaderMin6_HeaderMax10 | 6,8,10 | 3 | 9
600 | 72 | 040-135-4P-50HP | NBS_040-135_4P_50HP_12.83_SS | 1108.1578 | 1108.1578 | 2216.3155 | 2 | 1 | 3 | E | NBS_EndSuction | 5 | 4 | 5 | 8 | BranchMin5_BranchMax8 | 5,6,8 | 3 | 6 | 10 | HeaderMin6_HeaderMax10 | 6,8,10 | 3 | 9
601 | 73 | 040-150-4P-50HP | NBS_040-150_4P_50HP_12.36_SS | 1179.7044 | 1179.7044 | 2359.4087 | 2 | 1 | 3 | E | NBS_EndSuction | 5 | 4 | 5 | 8 | BranchMin5_BranchMax8 | 5,6,8 | 3 | 6 | 10 | HeaderMin6_HeaderMax10 | 6,8,10 | 3 | 9
602 | 74 | 040-150-4P-60HP | NBS_040-150_4P_60HP_13.07_SS | 1257.8884 | 1257.8884 | 2515.7767 | 2 | 1 | 3 | E | NBS_EndSuction | 5 | 4 | 5 | 8 | BranchMin5_BranchMax8 | 5,6,8 | 3 | 6 | 12 | HeaderMin6_HeaderMax12 | 6,8,10,12 | 4 | 12
603 | 75 | 040-150-4P-75HP | NBS_040-150_4P_75HP_14.02_SS | 1397.6463 | 1397.6463 | 2795.2926 | 2 | 1 | 3 | E | NBS_EndSuction | 5 | 4 | 5 | 8 | BranchMin5_BranchMax8 | 5,6,8 | 3 | 6 | 12 | HeaderMin6_HeaderMax12 | 6,8,10,12 | 4 | 12
604 | 76 | 040-150-4P-100HP | NBS_040-150_4P_100HP_15.28_SS | 1556.5458 | 1556.5458 | 3113.0916 | 2 | 1 | 3 | E | NBS_EndSuction | 5 | 4 | 5 | 8 | BranchMin5_BranchMax8 | 5,6,8 | 3 | 6 | 12 | HeaderMin6_HeaderMax12 | 6,8,10,12 | 4 | 12
605 | 77 | 040-150-4P-125HP | NBS_040-150_4P_125HP_16.14_SS | 1658.4722 | 1658.4722 | 3316.9444 | 2 | 1 | 3 | E | NBS_EndSuction | 5 | 4 | 5 | 10 | BranchMin5_BranchMax10 | 5,6,8,10 | 4 | 6 | 12 | HeaderMin6_HeaderMax12 | 6,8,10,12 | 4 | 16
606 | 78 | 040-150-4P-150HP | NBS_040-150_4P_150HP_16.77_SS | 1749.9638 | 1749.9638 | 3499.9275 | 2 | 1 | 3 | E | NBS_EndSuction | 5 | 4 | 5 | 10 | BranchMin5_BranchMax10 | 5,6,8,10 | 4 | 6 | 12 | HeaderMin6_HeaderMax12 | 6,8,10,12 | 4 | 16
607 | 79 | 050-070-4P-3HP | NBS_050-070_4P_3HP_4.88_SS | 840.0118 | 840.0118 | 1680.0235 | 2 | 1 | 3 | E | NBS_EndSuction | 5 | 4 | 5 | 6 | BranchMin5_BranchMax6 | 5,6 | 2 | 6 | 10 | HeaderMin6_HeaderMax10 | 6,8,10 | 3 | 6
608 | 80 | 050-070-4P-5HP | NBS_050-070_4P_5HP_6.06_SS | 912.3919 | 912.3919 | 1824.7838 | 2 | 1 | 3 | E | NBS_EndSuction | 5 | 4 | 5 | 6 | BranchMin5_BranchMax6 | 5,6 | 2 | 6 | 10 | HeaderMin6_HeaderMax10 | 6,8,10 | 3 | 6
609 | 81 | 050-070-4P-7pt5HP | NBS_050-070_4P_7.5HP_6.61_SS | 963.4895 | 963.4895 | 1926.979 | 2 | 1 | 3 | E | NBS_EndSuction | 5 | 4 | 5 | 8 | BranchMin5_BranchMax8 | 5,6,8 | 3 | 6 | 10 | HeaderMin6_HeaderMax10 | 6,8,10 | 3 | 9
610 | 82 | 050-070-4P-10HP | NBS_050-070_4P_10HP_6.93_SS | 1003.339 | 1003.339 | 2006.678 | 2 | 1 | 3 | E | NBS_EndSuction | 5 | 4 | 5 | 8 | BranchMin5_BranchMax8 | 5,6,8 | 3 | 6 | 10 | HeaderMin6_HeaderMax10 | 6,8,10 | 3 | 9
611 | 83 | 050-095-4P-10HP | NBS_050-095_4P_10HP_6.46_SS | 1234.2559 | 1234.2559 | 2468.5118 | 2 | 1 | 3 | E | NBS_EndSuction | 6 | 5 | 6 | 8 | BranchMin6_BranchMax8 | 6,8 | 2 | 8 | 10 | HeaderMin8_HeaderMax10 | 8,10 | 2 | 4
612 | 84 | 050-095-4P-15HP | NBS_050-095_4P_15HP_7.40_SS | 1338.3397 | 1338.3397 | 2676.6794 | 2 | 1 | 3 | E | NBS_EndSuction | 6 | 5 | 6 | 8 | BranchMin6_BranchMax8 | 6,8 | 2 | 8 | 12 | HeaderMin8_HeaderMax12 | 8,10,12 | 3 | 6
613 | 85 | 050-095-4P-20HP | NBS_050-095_4P_20HP_8.19_SS | 1409.7542 | 1409.7542 | 2819.5084 | 2 | 1 | 3 | E | NBS_EndSuction | 6 | 5 | 6 | 8 | BranchMin6_BranchMax8 | 6,8 | 2 | 8 | 12 | HeaderMin8_HeaderMax12 | 8,10,12 | 3 | 6
614 | 86 | 050-095-4P-25HP | NBS_050-095_4P_25HP_8.74_SS | 1493.981 | 1493.981 | 2987.9621 | 2 | 1 | 3 | E | NBS_EndSuction | 6 | 5 | 6 | 8 | BranchMin6_BranchMax8 | 6,8 | 2 | 8 | 12 | HeaderMin8_HeaderMax12 | 8,10,12 | 3 | 6
615 | 87 | 050-095-4P-30HP | NBS_050-095_4P_30HP_9.13_SS | 1550.69 | 1550.69 | 3101.38 | 2 | 1 | 3 | E | NBS_EndSuction | 6 | 5 | 6 | 8 | BranchMin6_BranchMax8 | 6,8 | 2 | 8 | 12 | HeaderMin8_HeaderMax12 | 8,10,12 | 3 | 6
616 | 88 | 050-110-4P-20HP | NBS_050-110_4P_20HP_8.35_SS | 1352.693 | 1352.693 | 2705.3861 | 2 | 1 | 3 | E | NBS_EndSuction | 6 | 5 | 6 | 8 | BranchMin6_BranchMax8 | 6,8 | 2 | 8 | 12 | HeaderMin8_HeaderMax12 | 8,10,12 | 3 | 6
617 | 89 | 050-110-4P-25HP | NBS_050-110_4P_25HP_9.06_SS | 1398.703 | 1398.703 | 2797.406 | 2 | 1 | 3 | E | NBS_EndSuction | 6 | 5 | 6 | 8 | BranchMin6_BranchMax8 | 6,8 | 2 | 8 | 12 | HeaderMin8_HeaderMax12 | 8,10,12 | 3 | 6
618 | 90 | 050-110-4P-30HP | NBS_050-110_4P_30HP_9.61_SS | 1508.9068 | 1508.9068 | 3017.8135 | 2 | 1 | 3 | E | NBS_EndSuction | 6 | 5 | 6 | 8 | BranchMin6_BranchMax8 | 6,8 | 2 | 8 | 12 | HeaderMin8_HeaderMax12 | 8,10,12 | 3 | 6
619 | 91 | 050-110-4P-40HP | NBS_050-110_4P_40HP_10.63_SS | 1674.3665 | 1674.3665 | 3348.7331 | 2 | 1 | 3 | E | NBS_EndSuction | 6 | 5 | 6 | 10 | BranchMin6_BranchMax10 | 6,8,10 | 3 | 8 | 12 | HeaderMin8_HeaderMax12 | 8,10,12 | 3 | 9
620 | 92 | 050-135-4P-25HP | NBS_050-135_4P_25HP_8.86_SS | 1200.4144 | 1200.4144 | 2400.8289 | 2 | 1 | 3 | E | NBS_EndSuction | 6 | 5 | 6 | 8 | BranchMin6_BranchMax8 | 6,8 | 2 | 8 | 10 | HeaderMin8_HeaderMax10 | 8,10 | 2 | 4
621 | 93 | 050-135-4P-30HP | NBS_050-135_4P_30HP_9.49_SS | 1283.8269 | 1283.8269 | 2567.6538 | 2 | 1 | 3 | E | NBS_EndSuction | 6 | 5 | 6 | 8 | BranchMin6_BranchMax8 | 6,8 | 2 | 8 | 12 | HeaderMin8_HeaderMax12 | 8,10,12 | 3 | 6
622 | 94 | 050-135-4P-40HP | NBS_050-135_4P_40HP_10.59_SS | 1416.7849 | 1416.7849 | 2833.5698 | 2 | 1 | 3 | E | NBS_EndSuction | 6 | 5 | 6 | 8 | BranchMin6_BranchMax8 | 6,8 | 2 | 8 | 12 | HeaderMin8_HeaderMax12 | 8,10,12 | 3 | 6
623 | 95 | 050-135-4P-50HP | NBS_050-135_4P_50HP_11.30_SS | 1508.8665 | 1508.8665 | 3017.733 | 2 | 1 | 3 | E | NBS_EndSuction | 6 | 5 | 6 | 8 | BranchMin6_BranchMax8 | 6,8 | 2 | 8 | 12 | HeaderMin8_HeaderMax12 | 8,10,12 | 3 | 6
624 | 96 | 050-135-4P-60HP | NBS_050-135_4P_60HP_12.01_SS | 1598.8017 | 1598.8017 | 3197.6035 | 2 | 1 | 3 | E | NBS_EndSuction | 6 | 5 | 6 | 8 | BranchMin6_BranchMax8 | 6,8 | 2 | 8 | 12 | HeaderMin8_HeaderMax12 | 8,10,12 | 3 | 6
625 | 97 | 050-135-4P-75HP | NBS_050-135_4P_75HP_13.03_SS | 1689.4197 | 1689.4197 | 3378.8394 | 2 | 1 | 3 | E | NBS_EndSuction | 6 | 5 | 6 | 10 | BranchMin6_BranchMax10 | 6,8,10 | 3 | 8 | 12 | HeaderMin8_HeaderMax12 | 8,10,12 | 3 | 9
626 | 98 | 050-150-4P-75HP | NBS_050-150_4P_75HP_11.73_SS | 2092.9884 | 2092.9884 | 4185.9767 | 2 | 1 | 3 | E | NBS_EndSuction | 6 | 5 | 6 | 10 | BranchMin6_BranchMax10 | 6,8,10 | 3 | 8 | 14 | HeaderMin8_HeaderMax14 | 8,10,12,14 | 4 | 12
627 | 99 | 050-150-4P-100HP | NBS_050-150_4P_100HP_12.99_SS | 2346.9884 | 2346.9884 | 4693.9769 | 2 | 1 | 3 | E | NBS_EndSuction | 6 | 5 | 6 | 10 | BranchMin6_BranchMax10 | 6,8,10 | 3 | 8 | 16 | HeaderMin8_HeaderMax16 | 8,10,12,14,16 | 5 | 15
628 | 100 | 050-150-4P-125HP | NBS_050-150_4P_125HP_14.09_SS | 2529.5219 | 2529.5219 | 5059.0437 | 2 | 1 | 3 | E | NBS_EndSuction | 6 | 5 | 6 | 12 | BranchMin6_BranchMax12 | 6,8,10,12 | 4 | 8 | 16 | HeaderMin8_HeaderMax16 | 8,10,12,14,16 | 5 | 20
629 | 101 | 050-150-4P-150HP | NBS_050-150_4P_150HP_14.96_SS | 2703.7978 | 2703.7978 | 5407.5955 | 2 | 1 | 3 | E | NBS_EndSuction | 6 | 5 | 6 | 12 | BranchMin6_BranchMax12 | 6,8,10,12 | 4 | 8 | 16 | HeaderMin8_HeaderMax16 | 8,10,12,14,16 | 5 | 20
630 | 102 | 060-095-4P-15HP | NBS_060-095_4P_15HP_7.32_SS | 2169.9766 | 2169.9766 | 4339.9531 | 2 | 1 | 3 | E | NBS_EndSuction | 8 | 6 | 8 | 10 | BranchMin8_BranchMax10 | 8,10 | 2 | 10 | 16 | HeaderMin10_HeaderMax16 | 10,12,14,16 | 4 | 8
631 | 103 | 060-095-4P-20HP | NBS_060-095_4P_20HP_7.95_SS | 2284.2526 | 2284.2526 | 4568.5051 | 2 | 1 | 3 | E | NBS_EndSuction | 8 | 6 | 8 | 10 | BranchMin8_BranchMax10 | 8,10 | 2 | 10 | 16 | HeaderMin10_HeaderMax16 | 10,12,14,16 | 4 | 8
632 | 104 | 060-095-4P-25HP | NBS_060-095_4P_25HP_8.43_SS | 2385.0423 | 2385.0423 | 4770.0846 | 2 | 1 | 3 | E | NBS_EndSuction | 8 | 6 | 8 | 10 | BranchMin8_BranchMax10 | 8,10 | 2 | 10 | 16 | HeaderMin10_HeaderMax16 | 10,12,14,16 | 4 | 8
633 | 105 | 060-095-4P-30HP | NBS_060-095_4P_30HP_8.90_SS | 2493.7612 | 2493.7612 | 4987.5224 | 2 | 1 | 3 | E | NBS_EndSuction | 8 | 6 | 8 | 10 | BranchMin8_BranchMax10 | 8,10 | 2 | 10 | 16 | HeaderMin10_HeaderMax16 | 10,12,14,16 | 4 | 8
634 | 106 | 060-095-4P-40HP | NBS_060-095_4P_40HP_9.53_SS | 2617.6301 | 2617.6301 | 5235.2602 | 2 | 1 | 3 | E | NBS_EndSuction | 8 | 6 | 8 | 12 | BranchMin8_BranchMax12 | 8,10,12 | 3 | 10 | 16 | HeaderMin10_HeaderMax16 | 10,12,14,16 | 4 | 12
635 | 107 | 060-110-4P-30HP | NBS_060-110_4P_30HP_8.78_SS | 2227.2787 | 2227.2787 | 4454.5573 | 2 | 1 | 3 | E | NBS_EndSuction | 8 | 6 | 8 | 10 | BranchMin8_BranchMax10 | 8,10 | 2 | 10 | 16 | HeaderMin10_HeaderMax16 | 10,12,14,16 | 4 | 8
636 | 108 | 060-110-4P-40HP | NBS_060-110_4P_40HP_9.57_SS | 2407.488 | 2407.488 | 4814.9761 | 2 | 1 | 3 | E | NBS_EndSuction | 8 | 6 | 8 | 10 | BranchMin8_BranchMax10 | 8,10 | 2 | 10 | 16 | HeaderMin10_HeaderMax16 | 10,12,14,16 | 4 | 8
637 | 109 | 060-110-4P-50HP | NBS_060-110_4P_50HP_10.20_SS | 2508.3577 | 2508.3577 | 5016.7154 | 2 | 1 | 3 | E | NBS_EndSuction | 8 | 6 | 8 | 12 | BranchMin8_BranchMax12 | 8,10,12 | 3 | 10 | 16 | HeaderMin10_HeaderMax16 | 10,12,14,16 | 4 | 12
638 | 110 | 060-110-4P-60HP | NBS_060-110_4P_60HP_10.75_SS | 2624.9016 | 2624.9016 | 5249.8033 | 2 | 1 | 3 | E | NBS_EndSuction | 8 | 6 | 8 | 12 | BranchMin8_BranchMax12 | 8,10,12 | 3 | 10 | 16 | HeaderMin10_HeaderMax16 | 10,12,14,16 | 4 | 12
639 | 111 | 060-135-4P-40HP | NBS_060-135_4P_40HP_9.25_SS | 2111.5713 | 2111.5713 | 4223.1426 | 2 | 1 | 3 | E | NBS_EndSuction | 8 | 6 | 8 | 10 | BranchMin8_BranchMax10 | 8,10 | 2 | 10 | 14 | HeaderMin10_HeaderMax14 | 10,12,14 | 3 | 6
640 | 112 | 060-135-4P-50HP | NBS_060-135_4P_50HP_9.96_SS | 2305.4296 | 2305.4296 | 4610.8591 | 2 | 1 | 3 | E | NBS_EndSuction | 8 | 6 | 8 | 10 | BranchMin8_BranchMax10 | 8,10 | 2 | 10 | 16 | HeaderMin10_HeaderMax16 | 10,12,14,16 | 4 | 8
641 | 113 | 060-135-4P-60HP | NBS_060-135_4P_60HP_10.35_SS | 2491.2746 | 2491.2746 | 4982.5492 | 2 | 1 | 3 | E | NBS_EndSuction | 8 | 6 | 8 | 10 | BranchMin8_BranchMax10 | 8,10 | 2 | 10 | 16 | HeaderMin10_HeaderMax16 | 10,12,14,16 | 4 | 8
642 | 114 | 060-135-4P-75HP | NBS_060-135_4P_75HP_11.22_SS | 2766.6299 | 2766.6299 | 5533.2599 | 2 | 1 | 3 | E | NBS_EndSuction | 8 | 6 | 8 | 12 | BranchMin8_BranchMax12 | 8,10,12 | 3 | 10 | 16 | HeaderMin10_HeaderMax16 | 10,12,14,16 | 4 | 12
643 | 115 | 060-135-4P-100HP | NBS_060-135_4P_100HP_12.24_SS | 3069.239 | 3069.239 | 6138.4781 | 2 | 1 | 3 | E | NBS_EndSuction | 8 | 6 | 8 | 12 | BranchMin8_BranchMax12 | 8,10,12 | 3 | 10 | 18 | HeaderMin10_HeaderMax18 | 10,12,14,16,18 | 5 | 15
644 | 116 | 060-135-4P-125HP | NBS_060-135_4P_125HP_12.83_SS | 3426.3556 | 3426.3556 | 6852.7113 | 2 | 1 | 3 | E | NBS_EndSuction | 8 | 6 | 8 | 12 | BranchMin8_BranchMax12 | 8,10,12 | 3 | 10 | 18 | HeaderMin10_HeaderMax18 | 10,12,14,16,18 | 5 | 15
645 | 117 | 060-150-4P-125HP | NBS_060-150_4P_125HP_11.97_SS | 2867.819 | 2867.819 | 5735.638 | 2 | 1 | 3 | E | NBS_EndSuction | 8 | 6 | 8 | 12 | BranchMin8_BranchMax12 | 8,10,12 | 3 | 10 | 18 | HeaderMin10_HeaderMax18 | 10,12,14,16,18 | 5 | 15
646 | 118 | 060-150-4P-150HP | NBS_060-150_4P_150HP_12.83_SS | 3379.8685 | 3379.8685 | 6759.737 | 2 | 1 | 3 | E | NBS_EndSuction | 8 | 6 | 8 | 12 | BranchMin8_BranchMax12 | 8,10,12 | 3 | 10 | 18 | HeaderMin10_HeaderMax18 | 10,12,14,16,18 | 5 | 15
647 | 119 | 060-150-4P-200HP | NBS_060-150_4P_200HP_14.8_SS | 3737.7603 | 3737.7603 | 7475.5206 | 2 | 1 | 3 | E | NBS_EndSuction | 8 | 6 | 8 | 14 | BranchMin8_BranchMax14 | 8,10,12,14 | 4 | 10 | 20 | HeaderMin10_HeaderMax20 | 10,12,14,16,18,20 | 6 | 24
648 | 120 | 060-150-4P-250HP | NBS_060-150_4P_250HP_15.83_SS | 3875.064 | 3875.064 | 7750.128 | 2 | 1 | 3 | E | NBS_EndSuction | 8 | 6 | 8 | 14 | BranchMin8_BranchMax14 | 8,10,12,14 | 4 | 10 | 20 | HeaderMin10_HeaderMax20 | 10,12,14,16,18,20 | 6 | 24
649 | 121 | 080-135-4P-60HP | NBS_080-135_4P_60HP_9.84_SS | 4004.1439 | 4004.1439 | 8008.2879 | 2 | 1 | 3 | E | NBS_EndSuction | 10 | 8 | 10 | 14 | BranchMin10_BranchMax14 | 10,12,14 | 3 | 12 | 20 | HeaderMin12_HeaderMax20 | 12,14,16,18,20 | 5 | 15
650 | 122 | 080-135-4P-75HP | NBS_080-135_4P_75HP_10.31_SS | 4295.2175 | 4295.2175 | 8590.4351 | 2 | 1 | 3 | E | NBS_EndSuction | 10 | 8 | 10 | 16 | BranchMin10_BranchMax16 | 10,12,14,16 | 4 | 12 | 20 | HeaderMin12_HeaderMax20 | 12,14,16,18,20 | 5 | 20
651 | 123 | 080-135-4P-100HP | NBS_080-135_4P_100HP_11.26_SS | 4595.0968 | 4595.0968 | 9190.1937 | 2 | 1 | 3 | E | NBS_EndSuction | 10 | 8 | 10 | 16 | BranchMin10_BranchMax16 | 10,12,14,16 | 4 | 12 | 24 | HeaderMin12_HeaderMax24 | 12,14,16,18,20,24 | 6 | 24
652 | 124 | 080-135-4P-125HP | NBS_080-135_4P_125HP_11.89_SS | 4656.6379 | 4656.6379 | 9313.2758 | 2 | 1 | 3 | E | NBS_EndSuction | 10 | 8 | 10 | 16 | BranchMin10_BranchMax16 | 10,12,14,16 | 4 | 12 | 24 | HeaderMin12_HeaderMax24 | 12,14,16,18,20,24 | 6 | 24
653 | 125 | 080-135-4P-150HP | NBS_080-135_4P_150HP_12.60_SS | 4664.6626 | 4664.6626 | 9329.3252 | 2 | 1 | 3 | E | NBS_EndSuction | 10 | 8 | 10 | 16 | BranchMin10_BranchMax16 | 10,12,14,16 | 4 | 12 | 24 | HeaderMin12_HeaderMax24 | 12,14,16,18,20,24 | 6 | 24
654 | 126 | 080-150-4P-125HP | NBS_080-150_4P_125HP_12.20_SS | 3448.9864 | 3448.9864 | 6897.9727 | 2 | 1 | 3 | E | NBS_EndSuction | 10 | 8 | 10 | 12 | BranchMin10_BranchMax12 | 10,12 | 2 | 12 | 18 | HeaderMin12_HeaderMax18 | 12,14,16,18 | 4 | 8
655 | 127 | 080-150-4P-150HP | NBS_080-150_4P_150HP_12.99_SS | 3639.5425 | 3639.5425 | 7279.085 | 2 | 1 | 3 | E | NBS_EndSuction | 10 | 8 | 10 | 14 | BranchMin10_BranchMax14 | 10,12,14 | 3 | 12 | 20 | HeaderMin12_HeaderMax20 | 12,14,16,18,20 | 5 | 15
656 | 128 | 080-150-4P-200HP | NBS_080-150_4P_200HP_14.25_SS | 4042.4929 | 4042.4929 | 8084.9858 | 2 | 1 | 3 | E | NBS_EndSuction | 10 | 8 | 10 | 14 | BranchMin10_BranchMax14 | 10,12,14 | 3 | 12 | 20 | HeaderMin12_HeaderMax20 | 12,14,16,18,20 | 5 | 15
657 | 129 | 080-150-4P-250HP | NBS_080-150_4P_250HP_15.59_SS | 4332.4218 | 4332.4218 | 8664.8435 | 2 | 1 | 3 | E | NBS_EndSuction | 10 | 8 | 10 | 16 | BranchMin10_BranchMax16 | 10,12,14,16 | 4 | 12 | 20 | HeaderMin12_HeaderMax20 | 12,14,16,18,20 | 5 | 20
658 | 130 | 100-150-4P-150HP | NBS_100-150_4P_150HP_12.48_SS | 5072.7199 | 5072.7199 | 10145.4398 | 2 | 1 | 3 | E | NBS_EndSuction | 12 | 10 | 12 | 16 | BranchMin12_BranchMax16 | 12,14,16 | 3 | 14 | 24 | HeaderMin14_HeaderMax24 | 14,16,18,20,24 | 5 | 15
659 | 131 | 100-150-4P-200HP | NBS_100-150_4P_200HP_13.66_SS | 5521.0639 | 5521.0639 | 11042.1279 | 2 | 1 | 3 | E | NBS_EndSuction | 12 | 10 | 12 | 16 | BranchMin12_BranchMax16 | 12,14,16 | 3 | 14 | 24 | HeaderMin14_HeaderMax24 | 14,16,18,20,24 | 5 | 15
660 | 132 | 100-150-4P-250HP | NBS_100-150_4P_250HP_14.76_SS | 5727.2058 | 5727.2058 | 11454.4117 | 2 | 1 | 3 | E | NBS_EndSuction | 12 | 10 | 12 | 18 | BranchMin12_BranchMax18 | 12,14,16,18 | 4 | 14 | 24 | HeaderMin14_HeaderMax24 | 14,16,18,20,24 | 5 | 20
661 | 1 | 012-070-4P-1HP | NBS_012-070_4P_1HP_6.10_SS | 90.8476 | 90.8476 | 272.5428 | 3 | 1 | 4 | F | NBS_EndSuction | 2 | 1.25 | 2 | 2.5 | BranchMin2_BranchMax2.5 | 2,2.5 | 2 | 2.5 | 4 | HeaderMin2.5_HeaderMax4 | 2.5,3,4 | 3 | 6
662 | 2 | 012-070-4P-1pt5HP | NBS_012-070_4P_1.5HP_6.97_SS | 106.5592 | 106.5592 | 319.6775 | 3 | 1 | 4 | F | NBS_EndSuction | 2 | 1.25 | 2 | 2.5 | BranchMin2_BranchMax2.5 | 2,2.5 | 2 | 2.5 | 4 | HeaderMin2.5_HeaderMax4 | 2.5,3,4 | 3 | 6
663 | 3 | 015-070-4P-1HP | NBS_015-070_4P_1HP_5.12_SS | 145.3387 | 145.3387 | 436.016 | 3 | 1 | 4 | F | NBS_EndSuction | 2.5 | 1.5 | 2.5 | 3 | BranchMin2.5_BranchMax3 | 2.5,3 | 2 | 3 | 5 | HeaderMin3_HeaderMax5 | 3,4,5 | 3 | 6
664 | 4 | 015-070-4P-1pt5HP | NBS_015-070_4P_1.5HP_5.91_SS | 167.6172 | 167.6172 | 502.8515 | 3 | 1 | 4 | F | NBS_EndSuction | 2.5 | 1.5 | 2.5 | 3 | BranchMin2.5_BranchMax3 | 2.5,3 | 2 | 3 | 5 | HeaderMin3_HeaderMax5 | 3,4,5 | 3 | 6
665 | 5 | 015-070-4P-2HP | NBS_015-070_4P_2HP_6.54_SS | 188.3547 | 188.3547 | 565.064 | 3 | 1 | 4 | F | NBS_EndSuction | 2.5 | 1.5 | 2.5 | 3 | BranchMin2.5_BranchMax3 | 2.5,3 | 2 | 3 | 5 | HeaderMin3_HeaderMax5 | 3,4,5 | 3 | 6
666 | 6 | 015-070-4P-3HP | NBS_015-070_4P_3HP_6.93_SS | 202.4879 | 202.4879 | 607.4636 | 3 | 1 | 4 | F | NBS_EndSuction | 2.5 | 1.5 | 2.5 | 3 | BranchMin2.5_BranchMax3 | 2.5,3 | 2 | 3 | 5 | HeaderMin3_HeaderMax5 | 3,4,5 | 3 | 6
667 | 7 | 015-090-4P-1pt5HP | NBS_015-090_4P_1.5HP_6.69_SS | 102.972 | 102.972 | 308.9159 | 3 | 1 | 4 | F | NBS_EndSuction | 2.5 | 1.5 | 2.5 | 2.5 | BranchMin2.5_BranchMax2.5 | 2.5 | 1 | 3 | 4 | HeaderMin3_HeaderMax4 | 3,4 | 2 | 2
668 | 8 | 015-090-4P-2HP | NBS_015-090_4P_2HP_7.24_SS | 116.1429 | 116.1429 | 348.4288 | 3 | 1 | 4 | F | NBS_EndSuction | 2.5 | 1.5 | 2.5 | 2.5 | BranchMin2.5_BranchMax2.5 | 2.5 | 1 | 3 | 4 | HeaderMin3_HeaderMax4 | 3,4 | 2 | 2
669 | 9 | 015-090-4P-3HP | NBS_015-090_4P_3HP_8.11_SS | 133.8158 | 133.8158 | 401.4475 | 3 | 1 | 4 | F | NBS_EndSuction | 2.5 | 1.5 | 2.5 | 3 | BranchMin2.5_BranchMax3 | 2.5,3 | 2 | 3 | 5 | HeaderMin3_HeaderMax5 | 3,4,5 | 3 | 6
670 | 10 | 015-090-4P-5HP | NBS_015-090_4P_5HP_9.84_SS | 150.196 | 150.196 | 450.5881 | 3 | 1 | 4 | F | NBS_EndSuction | 2.5 | 1.5 | 2.5 | 3 | BranchMin2.5_BranchMax3 | 2.5,3 | 2 | 3 | 5 | HeaderMin3_HeaderMax5 | 3,4,5 | 3 | 6
671 | 11 | 015-095-4P-2HP | NBS_015-095_4P_2HP_6.54_SS | 177.561 | 177.561 | 532.683 | 3 | 1 | 4 | F | NBS_EndSuction | 2.5 | 1.5 | 2.5 | 3 | BranchMin2.5_BranchMax3 | 2.5,3 | 2 | 3 | 5 | HeaderMin3_HeaderMax5 | 3,4,5 | 3 | 6
672 | 12 | 015-095-4P-3HP | NBS_015-095_4P_3HP_7.32_SS | 194.9972 | 194.9972 | 584.9917 | 3 | 1 | 4 | F | NBS_EndSuction | 2.5 | 1.5 | 2.5 | 3 | BranchMin2.5_BranchMax3 | 2.5,3 | 2 | 3 | 5 | HeaderMin3_HeaderMax5 | 3,4,5 | 3 | 6
673 | 13 | 015-095-4P-5HP | NBS_015-095_4P_5HP_8.82_SS | 230.1371 | 230.1371 | 690.4113 | 3 | 1 | 4 | F | NBS_EndSuction | 2.5 | 1.5 | 2.5 | 4 | BranchMin2.5_BranchMax4 | 2.5,3,4 | 3 | 3 | 6 | HeaderMin3_HeaderMax6 | 3,4,5,6 | 4 | 12
674 | 14 | 015-095-4P-7pt5HP | NBS_015-095_4P_7.5HP_9.84_SS | 242.8034 | 242.8034 | 728.4101 | 3 | 1 | 4 | F | NBS_EndSuction | 2.5 | 1.5 | 2.5 | 4 | BranchMin2.5_BranchMax4 | 2.5,3,4 | 3 | 3 | 6 | HeaderMin3_HeaderMax6 | 3,4,5,6 | 4 | 12
675 | 15 | 020-095-4P-2HP | NBS_020-095_4P_2HP_5.83_SS | 178.5455 | 178.5455 | 535.6365 | 3 | 1 | 4 | F | NBS_EndSuction | 2.5 | 2 | 2.5 | 3 | BranchMin2.5_BranchMax3 | 2.5,3 | 2 | 3 | 5 | HeaderMin3_HeaderMax5 | 3,4,5 | 3 | 6
676 | 16 | 020-095-4P-3HP | NBS_020-095_4P_3HP_6.61_SS | 208.9617 | 208.9617 | 626.885 | 3 | 1 | 4 | F | NBS_EndSuction | 2.5 | 2 | 2.5 | 3 | BranchMin2.5_BranchMax3 | 2.5,3 | 2 | 3 | 5 | HeaderMin3_HeaderMax5 | 3,4,5 | 3 | 6
677 | 17 | 020-095-4P-5HP | NBS_020-095_4P_5HP_8.11_SS | 260.8895 | 260.8895 | 782.6684 | 3 | 1 | 4 | F | NBS_EndSuction | 2.5 | 2 | 2.5 | 4 | BranchMin2.5_BranchMax4 | 2.5,3,4 | 3 | 3 | 6 | HeaderMin3_HeaderMax6 | 3,4,5,6 | 4 | 12
678 | 18 | 020-095-4P-7pt5HP | NBS_020-095_4P_7.5HP_9.45_SS | 297.3228 | 297.3228 | 891.9684 | 3 | 1 | 4 | F | NBS_EndSuction | 2.5 | 2 | 2.5 | 4 | BranchMin2.5_BranchMax4 | 2.5,3,4 | 3 | 3 | 6 | HeaderMin3_HeaderMax6 | 3,4,5,6 | 4 | 12
679 | 19 | 020-110-4P-5HP | NBS_020-110_4P_5HP_8.11_SS | 273.669 | 273.669 | 821.0071 | 3 | 1 | 4 | F | NBS_EndSuction | 2.5 | 2 | 2.5 | 4 | BranchMin2.5_BranchMax4 | 2.5,3,4 | 3 | 3 | 6 | HeaderMin3_HeaderMax6 | 3,4,5,6 | 4 | 12
680 | 20 | 020-110-4P-7pt5HP | NBS_020-110_4P_7.5HP_8.98_SS | 321.881 | 321.881 | 965.6429 | 3 | 1 | 4 | F | NBS_EndSuction | 2.5 | 2 | 2.5 | 4 | BranchMin2.5_BranchMax4 | 2.5,3,4 | 3 | 3 | 8 | HeaderMin3_HeaderMax8 | 3,4,5,6,8 | 5 | 15
681 | 21 | 020-110-4P-10HP | NBS_020-110_4P_10HP_9.92_SS | 360.1978 | 360.1978 | 1080.5933 | 3 | 1 | 4 | F | NBS_EndSuction | 2.5 | 2 | 2.5 | 4 | BranchMin2.5_BranchMax4 | 2.5,3,4 | 3 | 3 | 8 | HeaderMin3_HeaderMax8 | 3,4,5,6,8 | 5 | 15
682 | 22 | 020-110-4P-15HP | NBS_020-110_4P_15HP_10.31_SS | 376.0572 | 376.0572 | 1128.1715 | 3 | 1 | 4 | F | NBS_EndSuction | 2.5 | 2 | 2.5 | 4 | BranchMin2.5_BranchMax4 | 2.5,3,4 | 3 | 3 | 8 | HeaderMin3_HeaderMax8 | 3,4,5,6,8 | 5 | 15
683 | 23 | 020-135-4P-7pt5HP | NBS_020-135_4P_7.5HP_9.29_SS | 261.6739 | 261.6739 | 785.0216 | 3 | 1 | 4 | F | NBS_EndSuction | 3 | 2 | 3 | 4 | BranchMin3_BranchMax4 | 3,4 | 2 | 4 | 6 | HeaderMin4_HeaderMax6 | 4,5,6 | 3 | 6
684 | 24 | 020-135-4P-10HP | NBS_020-135_4P_10HP_10.16_SS | 299.9456 | 299.9456 | 899.8369 | 3 | 1 | 4 | F | NBS_EndSuction | 3 | 2 | 3 | 4 | BranchMin3_BranchMax4 | 3,4 | 2 | 4 | 6 | HeaderMin4_HeaderMax6 | 4,5,6 | 3 | 6
685 | 25 | 020-135-4P-15HP | NBS_020-135_4P_15HP_11.42_SS | 365.149 | 365.149 | 1095.4471 | 3 | 1 | 4 | F | NBS_EndSuction | 3 | 2 | 3 | 4 | BranchMin3_BranchMax4 | 3,4 | 2 | 4 | 8 | HeaderMin4_HeaderMax8 | 4,5,6,8 | 4 | 8
686 | 26 | 020-135-4P-20HP | NBS_020-135_4P_20HP_12.52_SS | 403.7936 | 403.7936 | 1211.3809 | 3 | 1 | 4 | F | NBS_EndSuction | 3 | 2 | 3 | 5 | BranchMin3_BranchMax5 | 3,4,5 | 3 | 4 | 8 | HeaderMin4_HeaderMax8 | 4,5,6,8 | 4 | 12
687 | 27 | 020-135-4P-25HP | NBS_020-135_4P_25HP_13.31_SS | 402.7736 | 402.7736 | 1208.3209 | 3 | 1 | 4 | F | NBS_EndSuction | 3 | 2 | 3 | 5 | BranchMin3_BranchMax5 | 3,4,5 | 3 | 4 | 8 | HeaderMin4_HeaderMax8 | 4,5,6,8 | 4 | 12
688 | 28 | 025-070-4P-1HP | NBS_025-070_4P_1HP_4.65_SS | 183.5282 | 183.5282 | 550.5845 | 3 | 1 | 4 | F | NBS_EndSuction | 2.5 | 2 | 2.5 | 3 | BranchMin2.5_BranchMax3 | 2.5,3 | 2 | 3 | 5 | HeaderMin3_HeaderMax5 | 3,4,5 | 3 | 6
689 | 29 | 025-070-4P-1pt5HP | NBS_025-070_4P_1.5HP_5.28_SS | 235.9056 | 235.9056 | 707.7169 | 3 | 1 | 4 | F | NBS_EndSuction | 2.5 | 2 | 2.5 | 4 | BranchMin2.5_BranchMax4 | 2.5,3,4 | 3 | 3 | 6 | HeaderMin3_HeaderMax6 | 3,4,5,6 | 4 | 12
690 | 30 | 025-070-4P-2HP | NBS_025-070_4P_2HP_5.83_SS | 254.5738 | 254.5738 | 763.7214 | 3 | 1 | 4 | F | NBS_EndSuction | 2.5 | 2 | 2.5 | 4 | BranchMin2.5_BranchMax4 | 2.5,3,4 | 3 | 3 | 6 | HeaderMin3_HeaderMax6 | 3,4,5,6 | 4 | 12
691 | 31 | 025-070-4P-3HP | NBS_025-070_4P_3HP_6.61_SS | 278.649 | 278.649 | 835.9471 | 3 | 1 | 4 | F | NBS_EndSuction | 2.5 | 2 | 2.5 | 4 | BranchMin2.5_BranchMax4 | 2.5,3,4 | 3 | 3 | 6 | HeaderMin3_HeaderMax6 | 3,4,5,6 | 4 | 12
692 | 32 | 025-070-4P-5HP | NBS_025-070_4P_5HP_6.77_SS | 302.5651 | 302.5651 | 907.6952 | 3 | 1 | 4 | F | NBS_EndSuction | 2.5 | 2 | 2.5 | 4 | BranchMin2.5_BranchMax4 | 2.5,3,4 | 3 | 3 | 6 | HeaderMin3_HeaderMax6 | 3,4,5,6 | 4 | 12
693 | 33 | 025-095-4P-3HP | NBS_025-095_4P_3HP_5.98_SS | 278.138 | 278.138 | 834.4139 | 3 | 1 | 4 | F | NBS_EndSuction | 3 | 2.5 | 3 | 4 | BranchMin3_BranchMax4 | 3,4 | 2 | 4 | 6 | HeaderMin4_HeaderMax6 | 4,5,6 | 3 | 6
694 | 34 | 025-095-4P-5HP | NBS_025-095_4P_5HP_7.17_SS | 343.952 | 343.952 | 1031.8561 | 3 | 1 | 4 | F | NBS_EndSuction | 3 | 2.5 | 3 | 4 | BranchMin3_BranchMax4 | 3,4 | 2 | 4 | 8 | HeaderMin4_HeaderMax8 | 4,5,6,8 | 4 | 8
695 | 35 | 025-095-4P-7pt5HP | NBS_025-095_4P_7.5HP_8.43_SS | 398.9817 | 398.9817 | 1196.9451 | 3 | 1 | 4 | F | NBS_EndSuction | 3 | 2.5 | 3 | 4 | BranchMin3_BranchMax4 | 3,4 | 2 | 4 | 8 | HeaderMin4_HeaderMax8 | 4,5,6,8 | 4 | 8
696 | 36 | 025-095-4P-10HP | NBS_025-095_4P_10HP_9.53_SS | 427.0782 | 427.0782 | 1281.2345 | 3 | 1 | 4 | F | NBS_EndSuction | 3 | 2.5 | 3 | 5 | BranchMin3_BranchMax5 | 3,4,5 | 3 | 4 | 8 | HeaderMin4_HeaderMax8 | 4,5,6,8 | 4 | 12
697 | 37 | 025-110-4P-7pt5HP | NBS_025-110_4P_7.5HP_8.58_SS | 374.2437 | 374.2437 | 1122.7312 | 3 | 1 | 4 | F | NBS_EndSuction | 3 | 2.5 | 3 | 4 | BranchMin3_BranchMax4 | 3,4 | 2 | 4 | 8 | HeaderMin4_HeaderMax8 | 4,5,6,8 | 4 | 8
698 | 38 | 025-110-4P-10HP | NBS_025-110_4P_10HP_9.45_SS | 422.9151 | 422.9151 | 1268.7454 | 3 | 1 | 4 | F | NBS_EndSuction | 3 | 2.5 | 3 | 5 | BranchMin3_BranchMax5 | 3,4,5 | 3 | 4 | 8 | HeaderMin4_HeaderMax8 | 4,5,6,8 | 4 | 12
699 | 39 | 025-110-4P-15HP | NBS_025-110_4P_15HP_11.02_SS | 479.4087 | 479.4087 | 1438.226 | 3 | 1 | 4 | F | NBS_EndSuction | 3 | 2.5 | 3 | 5 | BranchMin3_BranchMax5 | 3,4,5 | 3 | 4 | 8 | HeaderMin4_HeaderMax8 | 4,5,6,8 | 4 | 12
700 | 40 | 030-070-4P-1pt5HP | NBS_030-070_4P_1.5HP_4.72_SS | 318.8997 | 318.8997 | 956.6991 | 3 | 1 | 4 | F | NBS_EndSuction | 3 | 2.5 | 3 | 4 | BranchMin3_BranchMax4 | 3,4 | 2 | 4 | 8 | HeaderMin4_HeaderMax8 | 4,5,6,8 | 4 | 8
701 | 41 | 030-070-4P-2HP | NBS_030-070_4P_2HP_5.20_SS | 359.467 | 359.467 | 1078.4011 | 3 | 1 | 4 | F | NBS_EndSuction | 3 | 2.5 | 3 | 4 | BranchMin3_BranchMax4 | 3,4 | 2 | 4 | 8 | HeaderMin4_HeaderMax8 | 4,5,6,8 | 4 | 8
702 | 42 | 030-070-4P-3HP | NBS_030-070_4P_3HP_5.83_SS | 413.6934 | 413.6934 | 1241.0803 | 3 | 1 | 4 | F | NBS_EndSuction | 3 | 2.5 | 3 | 5 | BranchMin3_BranchMax5 | 3,4,5 | 3 | 4 | 8 | HeaderMin4_HeaderMax8 | 4,5,6,8 | 4 | 12
703 | 43 | 030-070-4P-5HP | NBS_030-070_4P_5HP_6.85_SS | 469.9181 | 469.9181 | 1409.7542 | 3 | 1 | 4 | F | NBS_EndSuction | 3 | 2.5 | 3 | 5 | BranchMin3_BranchMax5 | 3,4,5 | 3 | 4 | 8 | HeaderMin4_HeaderMax8 | 4,5,6,8 | 4 | 12
704 | 44 | 030-095-4P-5HP | NBS_030-095_4P_5HP_6.10_SS | 576.7129 | 576.7129 | 1730.1386 | 3 | 1 | 4 | F | NBS_EndSuction | 4 | 3 | 4 | 5 | BranchMin4_BranchMax5 | 4,5 | 2 | 5 | 10 | HeaderMin5_HeaderMax10 | 5,6,8,10 | 4 | 8
705 | 45 | 030-095-4P-7pt5HP | NBS_030-095_4P_7.5HP_6.73_SS | 637.6666 | 637.6666 | 1912.9998 | 3 | 1 | 4 | F | NBS_EndSuction | 4 | 3 | 4 | 5 | BranchMin4_BranchMax5 | 4,5 | 2 | 5 | 10 | HeaderMin5_HeaderMax10 | 5,6,8,10 | 4 | 8
706 | 46 | 030-095-4P-10HP | NBS_030-095_4P_10HP_7.52_SS | 669.3599 | 669.3599 | 2008.0797 | 3 | 1 | 4 | F | NBS_EndSuction | 4 | 3 | 4 | 6 | BranchMin4_BranchMax6 | 4,5,6 | 3 | 5 | 10 | HeaderMin5_HeaderMax10 | 5,6,8,10 | 4 | 12
707 | 47 | 030-095-4P-15HP | NBS_030-095_4P_15HP_8.86_SS | 685.5374 | 685.5374 | 2056.6121 | 3 | 1 | 4 | F | NBS_EndSuction | 4 | 3 | 4 | 6 | BranchMin4_BranchMax6 | 4,5,6 | 3 | 5 | 10 | HeaderMin5_HeaderMax10 | 5,6,8,10 | 4 | 12
708 | 48 | 030-110-4P-10HP | NBS_030-110_4P_10HP_8.35_SS | 487.2856 | 487.2856 | 1461.8568 | 3 | 1 | 4 | F | NBS_EndSuction | 4 | 3 | 4 | 5 | BranchMin4_BranchMax5 | 4,5 | 2 | 5 | 8 | HeaderMin5_HeaderMax8 | 5,6,8 | 3 | 6
709 | 49 | 030-110-4P-15HP | NBS_030-110_4P_15HP_9.61_SS | 573.2974 | 573.2974 | 1719.8922 | 3 | 1 | 4 | F | NBS_EndSuction | 4 | 3 | 4 | 5 | BranchMin4_BranchMax5 | 4,5 | 2 | 5 | 10 | HeaderMin5_HeaderMax10 | 5,6,8,10 | 4 | 8
710 | 50 | 030-110-4P-20HP | NBS_030-110_4P_20HP_10.79_SS | 666.5942 | 666.5942 | 1999.7825 | 3 | 1 | 4 | F | NBS_EndSuction | 4 | 3 | 4 | 6 | BranchMin4_BranchMax6 | 4,5,6 | 3 | 5 | 10 | HeaderMin5_HeaderMax10 | 5,6,8,10 | 4 | 12
711 | 51 | 030-135-4P-15HP | NBS_030-135_4P_15HP_8.98_SS | 598.5182 | 598.5182 | 1795.5546 | 3 | 1 | 4 | F | NBS_EndSuction | 4 | 3 | 4 | 5 | BranchMin4_BranchMax5 | 4,5 | 2 | 5 | 10 | HeaderMin5_HeaderMax10 | 5,6,8,10 | 4 | 8
712 | 52 | 030-135-4P-20HP | NBS_030-135_4P_20HP_9.92_SS | 672.8213 | 672.8213 | 2018.4638 | 3 | 1 | 4 | F | NBS_EndSuction | 4 | 3 | 4 | 6 | BranchMin4_BranchMax6 | 4,5,6 | 3 | 5 | 10 | HeaderMin5_HeaderMax10 | 5,6,8,10 | 4 | 12
713 | 53 | 030-135-4P-25HP | NBS_030-135_4P_25HP_10.63_SS | 735.3325 | 735.3325 | 2205.9974 | 3 | 1 | 4 | F | NBS_EndSuction | 4 | 3 | 4 | 6 | BranchMin4_BranchMax6 | 4,5,6 | 3 | 5 | 10 | HeaderMin5_HeaderMax10 | 5,6,8,10 | 4 | 12
714 | 54 | 030-135-4P-30HP | NBS_030-135_4P_30HP_11.26_SS | 787.4175 | 787.4175 | 2362.2524 | 3 | 1 | 4 | F | NBS_EndSuction | 4 | 3 | 4 | 6 | BranchMin4_BranchMax6 | 4,5,6 | 3 | 5 | 10 | HeaderMin5_HeaderMax10 | 5,6,8,10 | 4 | 12
715 | 55 | 030-135-4P-40HP | NBS_030-135_4P_40HP_12.91_SS | 832.83 | 832.83 | 2498.4899 | 3 | 1 | 4 | F | NBS_EndSuction | 4 | 3 | 4 | 6 | BranchMin4_BranchMax6 | 4,5,6 | 3 | 5 | 10 | HeaderMin5_HeaderMax10 | 5,6,8,10 | 4 | 12
716 | 56 | 040-070-4P-2HP | NBS_040-070_4P_2HP_4.72_SS | 541.7729 | 541.7729 | 1625.3186 | 3 | 1 | 4 | F | NBS_EndSuction | 4 | 3 | 4 | 5 | BranchMin4_BranchMax5 | 4,5 | 2 | 5 | 10 | HeaderMin5_HeaderMax10 | 5,6,8,10 | 4 | 8
717 | 57 | 040-070-4P-3HP | NBS_040-070_4P_3HP_5.43_SS | 534.0678 | 534.0678 | 1602.2035 | 3 | 1 | 4 | F | NBS_EndSuction | 4 | 3 | 4 | 5 | BranchMin4_BranchMax5 | 4,5 | 2 | 5 | 10 | HeaderMin5_HeaderMax10 | 5,6,8,10 | 4 | 8
718 | 58 | 040-070-4P-5HP | NBS_040-070_4P_5HP_6.30_SS | 695.2568 | 695.2568 | 2085.7705 | 3 | 1 | 4 | F | NBS_EndSuction | 4 | 3 | 4 | 6 | BranchMin4_BranchMax6 | 4,5,6 | 3 | 5 | 10 | HeaderMin5_HeaderMax10 | 5,6,8,10 | 4 | 12
719 | 59 | 040-070-4P-7pt5HP | NBS_040-070_4P_7.5HP_6.85_SS | 724.1837 | 724.1837 | 2172.551 | 3 | 1 | 4 | F | NBS_EndSuction | 4 | 3 | 4 | 6 | BranchMin4_BranchMax6 | 4,5,6 | 3 | 5 | 10 | HeaderMin5_HeaderMax10 | 5,6,8,10 | 4 | 12
720 | 60 | 040-095-4P-7pt5HP | NBS_040-095_4P_7.5HP_6.38_SS | 864.0628 | 864.0628 | 2592.1883 | 3 | 1 | 4 | F | NBS_EndSuction | 5 | 4 | 5 | 6 | BranchMin5_BranchMax6 | 5,6 | 2 | 6 | 12 | HeaderMin6_HeaderMax12 | 6,8,10,12 | 4 | 8
721 | 61 | 040-095-4P-10HP | NBS_040-095_4P_10HP_7.09_SS | 924.6022 | 924.6022 | 2773.8066 | 3 | 1 | 4 | F | NBS_EndSuction | 5 | 4 | 5 | 6 | BranchMin5_BranchMax6 | 5,6 | 2 | 6 | 12 | HeaderMin6_HeaderMax12 | 6,8,10,12 | 4 | 8
722 | 62 | 040-095-4P-15HP | NBS_040-095_4P_15HP_8.35_SS | 1036.8753 | 1036.8753 | 3110.626 | 3 | 1 | 4 | F | NBS_EndSuction | 5 | 4 | 5 | 8 | BranchMin5_BranchMax8 | 5,6,8 | 3 | 6 | 12 | HeaderMin6_HeaderMax12 | 6,8,10,12 | 4 | 12
723 | 63 | 040-095-4P-20HP | NBS_040-095_4P_20HP_9.37_SS | 1098.4714 | 1098.4714 | 3295.4143 | 3 | 1 | 4 | F | NBS_EndSuction | 5 | 4 | 5 | 8 | BranchMin5_BranchMax8 | 5,6,8 | 3 | 6 | 12 | HeaderMin6_HeaderMax12 | 6,8,10,12 | 4 | 12
724 | 64 | 040-110-4P-15HP | NBS_040-110_4P_15HP_8.11_SS | 877.0156 | 877.0156 | 2631.0468 | 3 | 1 | 4 | F | NBS_EndSuction | 5 | 4 | 5 | 6 | BranchMin5_BranchMax6 | 5,6 | 2 | 6 | 12 | HeaderMin6_HeaderMax12 | 6,8,10,12 | 4 | 8
725 | 65 | 040-110-4P-20HP | NBS_040-110_4P_20HP_8.74_SS | 948.7162 | 948.7162 | 2846.1487 | 3 | 1 | 4 | F | NBS_EndSuction | 5 | 4 | 5 | 6 | BranchMin5_BranchMax6 | 5,6 | 2 | 6 | 12 | HeaderMin6_HeaderMax12 | 6,8,10,12 | 4 | 8
726 | 66 | 040-110-4P-25HP | NBS_040-110_4P_25HP_9.45_SS | 981.9574 | 981.9574 | 2945.8722 | 3 | 1 | 4 | F | NBS_EndSuction | 5 | 4 | 5 | 8 | BranchMin5_BranchMax8 | 5,6,8 | 3 | 6 | 12 | HeaderMin6_HeaderMax12 | 6,8,10,12 | 4 | 12
727 | 67 | 040-110-4P-30HP | NBS_040-110_4P_30HP_10.08_SS | 1058.92 | 1058.92 | 3176.7601 | 3 | 1 | 4 | F | NBS_EndSuction | 5 | 4 | 5 | 8 | BranchMin5_BranchMax8 | 5,6,8 | 3 | 6 | 12 | HeaderMin6_HeaderMax12 | 6,8,10,12 | 4 | 12
728 | 68 | 040-135-4P-20HP | NBS_040-135_4P_20HP_9.29_SS | 812.9455 | 812.9455 | 2438.8364 | 3 | 1 | 4 | F | NBS_EndSuction | 5 | 4 | 5 | 6 | BranchMin5_BranchMax6 | 5,6 | 2 | 6 | 10 | HeaderMin6_HeaderMax10 | 6,8,10 | 3 | 6
729 | 69 | 040-135-4P-25HP | NBS_040-135_4P_25HP_10.24_SS | 894.4426 | 894.4426 | 2683.3277 | 3 | 1 | 4 | F | NBS_EndSuction | 5 | 4 | 5 | 6 | BranchMin5_BranchMax6 | 5,6 | 2 | 6 | 12 | HeaderMin6_HeaderMax12 | 6,8,10,12 | 4 | 8
730 | 70 | 040-135-4P-30HP | NBS_040-135_4P_30HP_10.94_SS | 958.5264 | 958.5264 | 2875.5792 | 3 | 1 | 4 | F | NBS_EndSuction | 5 | 4 | 5 | 8 | BranchMin5_BranchMax8 | 5,6,8 | 3 | 6 | 12 | HeaderMin6_HeaderMax12 | 6,8,10,12 | 4 | 12
731 | 71 | 040-135-4P-40HP | NBS_040-135_4P_40HP_11.81_SS | 1092.3955 | 1092.3955 | 3277.1865 | 3 | 1 | 4 | F | NBS_EndSuction | 5 | 4 | 5 | 8 | BranchMin5_BranchMax8 | 5,6,8 | 3 | 6 | 12 | HeaderMin6_HeaderMax12 | 6,8,10,12 | 4 | 12
732 | 72 | 040-135-4P-50HP | NBS_040-135_4P_50HP_12.83_SS | 1108.1578 | 1108.1578 | 3324.4733 | 3 | 1 | 4 | F | NBS_EndSuction | 5 | 4 | 5 | 8 | BranchMin5_BranchMax8 | 5,6,8 | 3 | 6 | 12 | HeaderMin6_HeaderMax12 | 6,8,10,12 | 4 | 12
733 | 73 | 040-150-4P-50HP | NBS_040-150_4P_50HP_12.36_SS | 1179.7044 | 1179.7044 | 3539.1131 | 3 | 1 | 4 | F | NBS_EndSuction | 5 | 4 | 5 | 8 | BranchMin5_BranchMax8 | 5,6,8 | 3 | 6 | 12 | HeaderMin6_HeaderMax12 | 6,8,10,12 | 4 | 12
734 | 74 | 040-150-4P-60HP | NBS_040-150_4P_60HP_13.07_SS | 1257.8884 | 1257.8884 | 3773.6651 | 3 | 1 | 4 | F | NBS_EndSuction | 5 | 4 | 5 | 8 | BranchMin5_BranchMax8 | 5,6,8 | 3 | 6 | 14 | HeaderMin6_HeaderMax14 | 6,8,10,12,14 | 5 | 15
735 | 75 | 040-150-4P-75HP | NBS_040-150_4P_75HP_14.02_SS | 1397.6463 | 1397.6463 | 4192.9389 | 3 | 1 | 4 | F | NBS_EndSuction | 5 | 4 | 5 | 8 | BranchMin5_BranchMax8 | 5,6,8 | 3 | 6 | 14 | HeaderMin6_HeaderMax14 | 6,8,10,12,14 | 5 | 15
736 | 76 | 040-150-4P-100HP | NBS_040-150_4P_100HP_15.28_SS | 1556.5458 | 1556.5458 | 4669.6374 | 3 | 1 | 4 | F | NBS_EndSuction | 5 | 4 | 5 | 8 | BranchMin5_BranchMax8 | 5,6,8 | 3 | 6 | 16 | HeaderMin6_HeaderMax16 | 6,8,10,12,14,16 | 6 | 18
737 | 77 | 040-150-4P-125HP | NBS_040-150_4P_125HP_16.14_SS | 1658.4722 | 1658.4722 | 4975.4165 | 3 | 1 | 4 | F | NBS_EndSuction | 5 | 4 | 5 | 10 | BranchMin5_BranchMax10 | 5,6,8,10 | 4 | 6 | 16 | HeaderMin6_HeaderMax16 | 6,8,10,12,14,16 | 6 | 24
738 | 78 | 040-150-4P-150HP | NBS_040-150_4P_150HP_16.77_SS | 1749.9638 | 1749.9638 | 5249.8913 | 3 | 1 | 4 | F | NBS_EndSuction | 5 | 4 | 5 | 10 | BranchMin5_BranchMax10 | 5,6,8,10 | 4 | 6 | 16 | HeaderMin6_HeaderMax16 | 6,8,10,12,14,16 | 6 | 24
739 | 79 | 050-070-4P-3HP | NBS_050-070_4P_3HP_4.88_SS | 840.0118 | 840.0118 | 2520.0353 | 3 | 1 | 4 | F | NBS_EndSuction | 5 | 4 | 5 | 6 | BranchMin5_BranchMax6 | 5,6 | 2 | 6 | 12 | HeaderMin6_HeaderMax12 | 6,8,10,12 | 4 | 8
740 | 80 | 050-070-4P-5HP | NBS_050-070_4P_5HP_6.06_SS | 912.3919 | 912.3919 | 2737.1757 | 3 | 1 | 4 | F | NBS_EndSuction | 5 | 4 | 5 | 6 | BranchMin5_BranchMax6 | 5,6 | 2 | 6 | 12 | HeaderMin6_HeaderMax12 | 6,8,10,12 | 4 | 8
741 | 81 | 050-070-4P-7pt5HP | NBS_050-070_4P_7.5HP_6.61_SS | 963.4895 | 963.4895 | 2890.4686 | 3 | 1 | 4 | F | NBS_EndSuction | 5 | 4 | 5 | 8 | BranchMin5_BranchMax8 | 5,6,8 | 3 | 6 | 12 | HeaderMin6_HeaderMax12 | 6,8,10,12 | 4 | 12
742 | 82 | 050-070-4P-10HP | NBS_050-070_4P_10HP_6.93_SS | 1003.339 | 1003.339 | 3010.017 | 3 | 1 | 4 | F | NBS_EndSuction | 5 | 4 | 5 | 8 | BranchMin5_BranchMax8 | 5,6,8 | 3 | 6 | 12 | HeaderMin6_HeaderMax12 | 6,8,10,12 | 4 | 12
743 | 83 | 050-095-4P-10HP | NBS_050-095_4P_10HP_6.46_SS | 1234.2559 | 1234.2559 | 3702.7677 | 3 | 1 | 4 | F | NBS_EndSuction | 6 | 5 | 6 | 8 | BranchMin6_BranchMax8 | 6,8 | 2 | 8 | 14 | HeaderMin8_HeaderMax14 | 8,10,12,14 | 4 | 8
744 | 84 | 050-095-4P-15HP | NBS_050-095_4P_15HP_7.40_SS | 1338.3397 | 1338.3397 | 4015.019 | 3 | 1 | 4 | F | NBS_EndSuction | 6 | 5 | 6 | 8 | BranchMin6_BranchMax8 | 6,8 | 2 | 8 | 14 | HeaderMin8_HeaderMax14 | 8,10,12,14 | 4 | 8
745 | 85 | 050-095-4P-20HP | NBS_050-095_4P_20HP_8.19_SS | 1409.7542 | 1409.7542 | 4229.2626 | 3 | 1 | 4 | F | NBS_EndSuction | 6 | 5 | 6 | 8 | BranchMin6_BranchMax8 | 6,8 | 2 | 8 | 14 | HeaderMin8_HeaderMax14 | 8,10,12,14 | 4 | 8
746 | 86 | 050-095-4P-25HP | NBS_050-095_4P_25HP_8.74_SS | 1493.981 | 1493.981 | 4481.9431 | 3 | 1 | 4 | F | NBS_EndSuction | 6 | 5 | 6 | 8 | BranchMin6_BranchMax8 | 6,8 | 2 | 8 | 16 | HeaderMin8_HeaderMax16 | 8,10,12,14,16 | 5 | 10
747 | 87 | 050-095-4P-30HP | NBS_050-095_4P_30HP_9.13_SS | 1550.69 | 1550.69 | 4652.0699 | 3 | 1 | 4 | F | NBS_EndSuction | 6 | 5 | 6 | 8 | BranchMin6_BranchMax8 | 6,8 | 2 | 8 | 16 | HeaderMin8_HeaderMax16 | 8,10,12,14,16 | 5 | 10
748 | 88 | 050-110-4P-20HP | NBS_050-110_4P_20HP_8.35_SS | 1352.693 | 1352.693 | 4058.0791 | 3 | 1 | 4 | F | NBS_EndSuction | 6 | 5 | 6 | 8 | BranchMin6_BranchMax8 | 6,8 | 2 | 8 | 14 | HeaderMin8_HeaderMax14 | 8,10,12,14 | 4 | 8
749 | 89 | 050-110-4P-25HP | NBS_050-110_4P_25HP_9.06_SS | 1398.703 | 1398.703 | 4196.109 | 3 | 1 | 4 | F | NBS_EndSuction | 6 | 5 | 6 | 8 | BranchMin6_BranchMax8 | 6,8 | 2 | 8 | 14 | HeaderMin8_HeaderMax14 | 8,10,12,14 | 4 | 8
750 | 90 | 050-110-4P-30HP | NBS_050-110_4P_30HP_9.61_SS | 1508.9068 | 1508.9068 | 4526.7203 | 3 | 1 | 4 | F | NBS_EndSuction | 6 | 5 | 6 | 8 | BranchMin6_BranchMax8 | 6,8 | 2 | 8 | 16 | HeaderMin8_HeaderMax16 | 8,10,12,14,16 | 5 | 10
751 | 91 | 050-110-4P-40HP | NBS_050-110_4P_40HP_10.63_SS | 1674.3665 | 1674.3665 | 5023.0996 | 3 | 1 | 4 | F | NBS_EndSuction | 6 | 5 | 6 | 10 | BranchMin6_BranchMax10 | 6,8,10 | 3 | 8 | 16 | HeaderMin8_HeaderMax16 | 8,10,12,14,16 | 5 | 15
752 | 92 | 050-135-4P-25HP | NBS_050-135_4P_25HP_8.86_SS | 1200.4144 | 1200.4144 | 3601.2433 | 3 | 1 | 4 | F | NBS_EndSuction | 6 | 5 | 6 | 8 | BranchMin6_BranchMax8 | 6,8 | 2 | 8 | 14 | HeaderMin8_HeaderMax14 | 8,10,12,14 | 4 | 8
753 | 93 | 050-135-4P-30HP | NBS_050-135_4P_30HP_9.49_SS | 1283.8269 | 1283.8269 | 3851.4807 | 3 | 1 | 4 | F | NBS_EndSuction | 6 | 5 | 6 | 8 | BranchMin6_BranchMax8 | 6,8 | 2 | 8 | 14 | HeaderMin8_HeaderMax14 | 8,10,12,14 | 4 | 8
754 | 94 | 050-135-4P-40HP | NBS_050-135_4P_40HP_10.59_SS | 1416.7849 | 1416.7849 | 4250.3547 | 3 | 1 | 4 | F | NBS_EndSuction | 6 | 5 | 6 | 8 | BranchMin6_BranchMax8 | 6,8 | 2 | 8 | 16 | HeaderMin8_HeaderMax16 | 8,10,12,14,16 | 5 | 10
755 | 95 | 050-135-4P-50HP | NBS_050-135_4P_50HP_11.30_SS | 1508.8665 | 1508.8665 | 4526.5994 | 3 | 1 | 4 | F | NBS_EndSuction | 6 | 5 | 6 | 8 | BranchMin6_BranchMax8 | 6,8 | 2 | 8 | 16 | HeaderMin8_HeaderMax16 | 8,10,12,14,16 | 5 | 10
756 | 96 | 050-135-4P-60HP | NBS_050-135_4P_60HP_12.01_SS | 1598.8017 | 1598.8017 | 4796.4052 | 3 | 1 | 4 | F | NBS_EndSuction | 6 | 5 | 6 | 8 | BranchMin6_BranchMax8 | 6,8 | 2 | 8 | 16 | HeaderMin8_HeaderMax16 | 8,10,12,14,16 | 5 | 10
757 | 97 | 050-135-4P-75HP | NBS_050-135_4P_75HP_13.03_SS | 1689.4197 | 1689.4197 | 5068.259 | 3 | 1 | 4 | F | NBS_EndSuction | 6 | 5 | 6 | 10 | BranchMin6_BranchMax10 | 6,8,10 | 3 | 8 | 16 | HeaderMin8_HeaderMax16 | 8,10,12,14,16 | 5 | 15
758 | 98 | 050-150-4P-75HP | NBS_050-150_4P_75HP_11.73_SS | 2092.9884 | 2092.9884 | 6278.9651 | 3 | 1 | 4 | F | NBS_EndSuction | 6 | 5 | 6 | 10 | BranchMin6_BranchMax10 | 6,8,10 | 3 | 8 | 18 | HeaderMin8_HeaderMax18 | 8,10,12,14,16,18 | 6 | 18
759 | 99 | 050-150-4P-100HP | NBS_050-150_4P_100HP_12.99_SS | 2346.9884 | 2346.9884 | 7040.9653 | 3 | 1 | 4 | F | NBS_EndSuction | 6 | 5 | 6 | 10 | BranchMin6_BranchMax10 | 6,8,10 | 3 | 8 | 18 | HeaderMin8_HeaderMax18 | 8,10,12,14,16,18 | 6 | 18
760 | 100 | 050-150-4P-125HP | NBS_050-150_4P_125HP_14.09_SS | 2529.5219 | 2529.5219 | 7588.5656 | 3 | 1 | 4 | F | NBS_EndSuction | 6 | 5 | 6 | 12 | BranchMin6_BranchMax12 | 6,8,10,12 | 4 | 8 | 20 | HeaderMin8_HeaderMax20 | 8,10,12,14,16,18,20 | 7 | 28
761 | 101 | 050-150-4P-150HP | NBS_050-150_4P_150HP_14.96_SS | 2703.7978 | 2703.7978 | 8111.3933 | 3 | 1 | 4 | F | NBS_EndSuction | 6 | 5 | 6 | 12 | BranchMin6_BranchMax12 | 6,8,10,12 | 4 | 8 | 20 | HeaderMin8_HeaderMax20 | 8,10,12,14,16,18,20 | 7 | 28
762 | 102 | 060-095-4P-15HP | NBS_060-095_4P_15HP_7.32_SS | 2169.9766 | 2169.9766 | 6509.9297 | 3 | 1 | 4 | F | NBS_EndSuction | 8 | 6 | 8 | 10 | BranchMin8_BranchMax10 | 8,10 | 2 | 10 | 18 | HeaderMin10_HeaderMax18 | 10,12,14,16,18 | 5 | 10
763 | 103 | 060-095-4P-20HP | NBS_060-095_4P_20HP_7.95_SS | 2284.2526 | 2284.2526 | 6852.7577 | 3 | 1 | 4 | F | NBS_EndSuction | 8 | 6 | 8 | 10 | BranchMin8_BranchMax10 | 8,10 | 2 | 10 | 18 | HeaderMin10_HeaderMax18 | 10,12,14,16,18 | 5 | 10
764 | 104 | 060-095-4P-25HP | NBS_060-095_4P_25HP_8.43_SS | 2385.0423 | 2385.0423 | 7155.1269 | 3 | 1 | 4 | F | NBS_EndSuction | 8 | 6 | 8 | 10 | BranchMin8_BranchMax10 | 8,10 | 2 | 10 | 20 | HeaderMin10_HeaderMax20 | 10,12,14,16,18,20 | 6 | 12
765 | 105 | 060-095-4P-30HP | NBS_060-095_4P_30HP_8.90_SS | 2493.7612 | 2493.7612 | 7481.2836 | 3 | 1 | 4 | F | NBS_EndSuction | 8 | 6 | 8 | 10 | BranchMin8_BranchMax10 | 8,10 | 2 | 10 | 20 | HeaderMin10_HeaderMax20 | 10,12,14,16,18,20 | 6 | 12
766 | 106 | 060-095-4P-40HP | NBS_060-095_4P_40HP_9.53_SS | 2617.6301 | 2617.6301 | 7852.8904 | 3 | 1 | 4 | F | NBS_EndSuction | 8 | 6 | 8 | 12 | BranchMin8_BranchMax12 | 8,10,12 | 3 | 10 | 20 | HeaderMin10_HeaderMax20 | 10,12,14,16,18,20 | 6 | 18
767 | 107 | 060-110-4P-30HP | NBS_060-110_4P_30HP_8.78_SS | 2227.2787 | 2227.2787 | 6681.836 | 3 | 1 | 4 | F | NBS_EndSuction | 8 | 6 | 8 | 10 | BranchMin8_BranchMax10 | 8,10 | 2 | 10 | 18 | HeaderMin10_HeaderMax18 | 10,12,14,16,18 | 5 | 10
768 | 108 | 060-110-4P-40HP | NBS_060-110_4P_40HP_9.57_SS | 2407.488 | 2407.488 | 7222.4641 | 3 | 1 | 4 | F | NBS_EndSuction | 8 | 6 | 8 | 10 | BranchMin8_BranchMax10 | 8,10 | 2 | 10 | 20 | HeaderMin10_HeaderMax20 | 10,12,14,16,18,20 | 6 | 12
769 | 109 | 060-110-4P-50HP | NBS_060-110_4P_50HP_10.20_SS | 2508.3577 | 2508.3577 | 7525.0732 | 3 | 1 | 4 | F | NBS_EndSuction | 8 | 6 | 8 | 12 | BranchMin8_BranchMax12 | 8,10,12 | 3 | 10 | 20 | HeaderMin10_HeaderMax20 | 10,12,14,16,18,20 | 6 | 18
770 | 110 | 060-110-4P-60HP | NBS_060-110_4P_60HP_10.75_SS | 2624.9016 | 2624.9016 | 7874.7049 | 3 | 1 | 4 | F | NBS_EndSuction | 8 | 6 | 8 | 12 | BranchMin8_BranchMax12 | 8,10,12 | 3 | 10 | 20 | HeaderMin10_HeaderMax20 | 10,12,14,16,18,20 | 6 | 18
771 | 111 | 060-135-4P-40HP | NBS_060-135_4P_40HP_9.25_SS | 2111.5713 | 2111.5713 | 6334.7139 | 3 | 1 | 4 | F | NBS_EndSuction | 8 | 6 | 8 | 10 | BranchMin8_BranchMax10 | 8,10 | 2 | 10 | 18 | HeaderMin10_HeaderMax18 | 10,12,14,16,18 | 5 | 10
772 | 112 | 060-135-4P-50HP | NBS_060-135_4P_50HP_9.96_SS | 2305.4296 | 2305.4296 | 6916.2887 | 3 | 1 | 4 | F | NBS_EndSuction | 8 | 6 | 8 | 10 | BranchMin8_BranchMax10 | 8,10 | 2 | 10 | 18 | HeaderMin10_HeaderMax18 | 10,12,14,16,18 | 5 | 10
773 | 113 | 060-135-4P-60HP | NBS_060-135_4P_60HP_10.35_SS | 2491.2746 | 2491.2746 | 7473.8238 | 3 | 1 | 4 | F | NBS_EndSuction | 8 | 6 | 8 | 10 | BranchMin8_BranchMax10 | 8,10 | 2 | 10 | 20 | HeaderMin10_HeaderMax20 | 10,12,14,16,18,20 | 6 | 12
774 | 114 | 060-135-4P-75HP | NBS_060-135_4P_75HP_11.22_SS | 2766.6299 | 2766.6299 | 8299.8898 | 3 | 1 | 4 | F | NBS_EndSuction | 8 | 6 | 8 | 12 | BranchMin8_BranchMax12 | 8,10,12 | 3 | 10 | 20 | HeaderMin10_HeaderMax20 | 10,12,14,16,18,20 | 6 | 18
775 | 115 | 060-135-4P-100HP | NBS_060-135_4P_100HP_12.24_SS | 3069.239 | 3069.239 | 9207.7171 | 3 | 1 | 4 | F | NBS_EndSuction | 8 | 6 | 8 | 12 | BranchMin8_BranchMax12 | 8,10,12 | 3 | 10 | 24 | HeaderMin10_HeaderMax24 | 10,12,14,16,18,20,24 | 7 | 21
776 | 116 | 060-135-4P-125HP | NBS_060-135_4P_125HP_12.83_SS | 3426.3556 | 3426.3556 | 10279.0669 | 3 | 1 | 4 | F | NBS_EndSuction | 8 | 6 | 8 | 12 | BranchMin8_BranchMax12 | 8,10,12 | 3 | 10 | 24 | HeaderMin10_HeaderMax24 | 10,12,14,16,18,20,24 | 7 | 21
777 | 117 | 060-150-4P-125HP | NBS_060-150_4P_125HP_11.97_SS | 2867.819 | 2867.819 | 8603.4569 | 3 | 1 | 4 | F | NBS_EndSuction | 8 | 6 | 8 | 12 | BranchMin8_BranchMax12 | 8,10,12 | 3 | 10 | 20 | HeaderMin10_HeaderMax20 | 10,12,14,16,18,20 | 6 | 18
778 | 118 | 060-150-4P-150HP | NBS_060-150_4P_150HP_12.83_SS | 3379.8685 | 3379.8685 | 10139.6056 | 3 | 1 | 4 | F | NBS_EndSuction | 8 | 6 | 8 | 12 | BranchMin8_BranchMax12 | 8,10,12 | 3 | 10 | 24 | HeaderMin10_HeaderMax24 | 10,12,14,16,18,20,24 | 7 | 21
779 | 119 | 060-150-4P-200HP | NBS_060-150_4P_200HP_14.8_SS | 3737.7603 | 3737.7603 | 11213.2809 | 3 | 1 | 4 | F | NBS_EndSuction | 8 | 6 | 8 | 14 | BranchMin8_BranchMax14 | 8,10,12,14 | 4 | 10 | 24 | HeaderMin10_HeaderMax24 | 10,12,14,16,18,20,24 | 7 | 28
780 | 120 | 060-150-4P-250HP | NBS_060-150_4P_250HP_15.83_SS | 3875.064 | 3875.064 | 11625.1919 | 3 | 1 | 4 | F | NBS_EndSuction | 8 | 6 | 8 | 14 | BranchMin8_BranchMax14 | 8,10,12,14 | 4 | 10 | 24 | HeaderMin10_HeaderMax24 | 10,12,14,16,18,20,24 | 7 | 28
781 | 121 | 080-135-4P-60HP | NBS_080-135_4P_60HP_9.84_SS | 4004.1439 | 4004.1439 | 12012.4318 | 3 | 1 | 4 | F | NBS_EndSuction | 10 | 8 | 10 | 14 | BranchMin10_BranchMax14 | 10,12,14 | 3 | 12 | 24 | HeaderMin12_HeaderMax24 | 12,14,16,18,20,24 | 6 | 18
782 | 122 | 080-135-4P-75HP | NBS_080-135_4P_75HP_10.31_SS | 4295.2175 | 4295.2175 | 12885.6526 | 3 | 1 | 4 | F | NBS_EndSuction | 10 | 8 | 10 | 16 | BranchMin10_BranchMax16 | 10,12,14,16 | 4 | 12 | 24 | HeaderMin12_HeaderMax24 | 12,14,16,18,20,24 | 6 | 24
783 | 123 | 080-135-4P-100HP | NBS_080-135_4P_100HP_11.26_SS | 4595.0968 | 4595.0968 | 13785.2905 | 3 | 1 | 4 | F | NBS_EndSuction | 10 | 8 | 10 | 16 | BranchMin10_BranchMax16 | 10,12,14,16 | 4 | 12 | 24 | HeaderMin12_HeaderMax24 | 12,14,16,18,20,24 | 6 | 24
784 | 124 | 080-135-4P-125HP | NBS_080-135_4P_125HP_11.89_SS | 4656.6379 | 4656.6379 | 13969.9138 | 3 | 1 | 4 | F | NBS_EndSuction | 10 | 8 | 10 | 16 | BranchMin10_BranchMax16 | 10,12,14,16 | 4 | 12 | 24 | HeaderMin12_HeaderMax24 | 12,14,16,18,20,24 | 6 | 24
785 | 125 | 080-135-4P-150HP | NBS_080-135_4P_150HP_12.60_SS | 4664.6626 | 4664.6626 | 13993.9878 | 3 | 1 | 4 | F | NBS_EndSuction | 10 | 8 | 10 | 16 | BranchMin10_BranchMax16 | 10,12,14,16 | 4 | 12 | 24 | HeaderMin12_HeaderMax24 | 12,14,16,18,20,24 | 6 | 24
786 | 126 | 080-150-4P-125HP | NBS_080-150_4P_125HP_12.20_SS | 3448.9864 | 3448.9864 | 10346.9591 | 3 | 1 | 4 | F | NBS_EndSuction | 10 | 8 | 10 | 12 | BranchMin10_BranchMax12 | 10,12 | 2 | 12 | 24 | HeaderMin12_HeaderMax24 | 12,14,16,18,20,24 | 6 | 12
787 | 127 | 080-150-4P-150HP | NBS_080-150_4P_150HP_12.99_SS | 3639.5425 | 3639.5425 | 10918.6274 | 3 | 1 | 4 | F | NBS_EndSuction | 10 | 8 | 10 | 14 | BranchMin10_BranchMax14 | 10,12,14 | 3 | 12 | 24 | HeaderMin12_HeaderMax24 | 12,14,16,18,20,24 | 6 | 18
788 | 128 | 080-150-4P-200HP | NBS_080-150_4P_200HP_14.25_SS | 4042.4929 | 4042.4929 | 12127.4788 | 3 | 1 | 4 | F | NBS_EndSuction | 10 | 8 | 10 | 14 | BranchMin10_BranchMax14 | 10,12,14 | 3 | 12 | 24 | HeaderMin12_HeaderMax24 | 12,14,16,18,20,24 | 6 | 18
789 | 129 | 080-150-4P-250HP | NBS_080-150_4P_250HP_15.59_SS | 4332.4218 | 4332.4218 | 12997.2653 | 3 | 1 | 4 | F | NBS_EndSuction | 10 | 8 | 10 | 16 | BranchMin10_BranchMax16 | 10,12,14,16 | 4 | 12 | 24 | HeaderMin12_HeaderMax24 | 12,14,16,18,20,24 | 6 | 24
790 | 130 | 100-150-4P-150HP | NBS_100-150_4P_150HP_12.48_SS | 5072.7199 | 5072.7199 | 15218.1598 | 3 | 1 | 4 | F | NBS_EndSuction | 12 | 10 | 12 | 16 | BranchMin12_BranchMax16 | 12,14,16 | 3 | 14 | 24 | HeaderMin14_HeaderMax24 | 14,16,18,20,24 | 5 | 15
791 | 131 | 100-150-4P-200HP | NBS_100-150_4P_200HP_13.66_SS | 5521.0639 | 5521.0639 | 16563.1918 | 3 | 1 | 4 | F | NBS_EndSuction | 12 | 10 | 12 | 16 | BranchMin12_BranchMax16 | 12,14,16 | 3 | 14 | 24 | HeaderMin14_HeaderMax24 | 14,16,18,20,24 | 5 | 15
792 | 132 | 100-150-4P-250HP | NBS_100-150_4P_250HP_14.76_SS | 5727.2058 | 5727.2058 | 17181.6175 | 3 | 1 | 4 | F | NBS_EndSuction | 12 | 10 | 12 | 18 | BranchMin12_BranchMax18 | 12,14,16,18 | 4 | 14 | 24 | HeaderMin14_HeaderMax24 | 14,16,18,20,24 | 5 | 20
793 | 1 | 012-070-4P-1HP | NBS_012-070_4P_1HP_6.10_SS | 90.8476 | 90.8476 | 363.3904 | 4 | 1 | 5 | G | NBS_EndSuction | 2 | 1.25 | 2 | 2.5 | BranchMin2_BranchMax2.5 | 2,2.5 | 2 | 2.5 | 4 | HeaderMin2.5_HeaderMax4 | 2.5,3,4 | 3 | 6
794 | 2 | 012-070-4P-1pt5HP | NBS_012-070_4P_1.5HP_6.97_SS | 106.5592 | 106.5592 | 426.2366 | 4 | 1 | 5 | G | NBS_EndSuction | 2 | 1.25 | 2 | 2.5 | BranchMin2_BranchMax2.5 | 2,2.5 | 2 | 2.5 | 5 | HeaderMin2.5_HeaderMax5 | 2.5,3,4,5 | 4 | 8
795 | 3 | 015-070-4P-1HP | NBS_015-070_4P_1HP_5.12_SS | 145.3387 | 145.3387 | 581.3546 | 4 | 1 | 5 | G | NBS_EndSuction | 2.5 | 1.5 | 2.5 | 3 | BranchMin2.5_BranchMax3 | 2.5,3 | 2 | 3 | 5 | HeaderMin3_HeaderMax5 | 3,4,5 | 3 | 6
796 | 4 | 015-070-4P-1pt5HP | NBS_015-070_4P_1.5HP_5.91_SS | 167.6172 | 167.6172 | 670.4687 | 4 | 1 | 5 | G | NBS_EndSuction | 2.5 | 1.5 | 2.5 | 3 | BranchMin2.5_BranchMax3 | 2.5,3 | 2 | 3 | 6 | HeaderMin3_HeaderMax6 | 3,4,5,6 | 4 | 8
797 | 5 | 015-070-4P-2HP | NBS_015-070_4P_2HP_6.54_SS | 188.3547 | 188.3547 | 753.4187 | 4 | 1 | 5 | G | NBS_EndSuction | 2.5 | 1.5 | 2.5 | 3 | BranchMin2.5_BranchMax3 | 2.5,3 | 2 | 3 | 6 | HeaderMin3_HeaderMax6 | 3,4,5,6 | 4 | 8
798 | 6 | 015-070-4P-3HP | NBS_015-070_4P_3HP_6.93_SS | 202.4879 | 202.4879 | 809.9515 | 4 | 1 | 5 | G | NBS_EndSuction | 2.5 | 1.5 | 2.5 | 3 | BranchMin2.5_BranchMax3 | 2.5,3 | 2 | 3 | 6 | HeaderMin3_HeaderMax6 | 3,4,5,6 | 4 | 8
799 | 7 | 015-090-4P-1pt5HP | NBS_015-090_4P_1.5HP_6.69_SS | 102.972 | 102.972 | 411.8879 | 4 | 1 | 5 | G | NBS_EndSuction | 2.5 | 1.5 | 2.5 | 2.5 | BranchMin2.5_BranchMax2.5 | 2.5 | 1 | 3 | 5 | HeaderMin3_HeaderMax5 | 3,4,5 | 3 | 3
800 | 8 | 015-090-4P-2HP | NBS_015-090_4P_2HP_7.24_SS | 116.1429 | 116.1429 | 464.5717 | 4 | 1 | 5 | G | NBS_EndSuction | 2.5 | 1.5 | 2.5 | 2.5 | BranchMin2.5_BranchMax2.5 | 2.5 | 1 | 3 | 5 | HeaderMin3_HeaderMax5 | 3,4,5 | 3 | 3
801 | 9 | 015-090-4P-3HP | NBS_015-090_4P_3HP_8.11_SS | 133.8158 | 133.8158 | 535.2633 | 4 | 1 | 5 | G | NBS_EndSuction | 2.5 | 1.5 | 2.5 | 3 | BranchMin2.5_BranchMax3 | 2.5,3 | 2 | 3 | 5 | HeaderMin3_HeaderMax5 | 3,4,5 | 3 | 6
802 | 10 | 015-090-4P-5HP | NBS_015-090_4P_5HP_9.84_SS | 150.196 | 150.196 | 600.7841 | 4 | 1 | 5 | G | NBS_EndSuction | 2.5 | 1.5 | 2.5 | 3 | BranchMin2.5_BranchMax3 | 2.5,3 | 2 | 3 | 5 | HeaderMin3_HeaderMax5 | 3,4,5 | 3 | 6
803 | 11 | 015-095-4P-2HP | NBS_015-095_4P_2HP_6.54_SS | 177.561 | 177.561 | 710.244 | 4 | 1 | 5 | G | NBS_EndSuction | 2.5 | 1.5 | 2.5 | 3 | BranchMin2.5_BranchMax3 | 2.5,3 | 2 | 3 | 6 | HeaderMin3_HeaderMax6 | 3,4,5,6 | 4 | 8
804 | 12 | 015-095-4P-3HP | NBS_015-095_4P_3HP_7.32_SS | 194.9972 | 194.9972 | 779.989 | 4 | 1 | 5 | G | NBS_EndSuction | 2.5 | 1.5 | 2.5 | 3 | BranchMin2.5_BranchMax3 | 2.5,3 | 2 | 3 | 6 | HeaderMin3_HeaderMax6 | 3,4,5,6 | 4 | 8
805 | 13 | 015-095-4P-5HP | NBS_015-095_4P_5HP_8.82_SS | 230.1371 | 230.1371 | 920.5484 | 4 | 1 | 5 | G | NBS_EndSuction | 2.5 | 1.5 | 2.5 | 4 | BranchMin2.5_BranchMax4 | 2.5,3,4 | 3 | 3 | 6 | HeaderMin3_HeaderMax6 | 3,4,5,6 | 4 | 12
806 | 14 | 015-095-4P-7pt5HP | NBS_015-095_4P_7.5HP_9.84_SS | 242.8034 | 242.8034 | 971.2134 | 4 | 1 | 5 | G | NBS_EndSuction | 2.5 | 1.5 | 2.5 | 4 | BranchMin2.5_BranchMax4 | 2.5,3,4 | 3 | 3 | 8 | HeaderMin3_HeaderMax8 | 3,4,5,6,8 | 5 | 15
807 | 15 | 020-095-4P-2HP | NBS_020-095_4P_2HP_5.83_SS | 178.5455 | 178.5455 | 714.1819 | 4 | 1 | 5 | G | NBS_EndSuction | 2.5 | 2 | 2.5 | 3 | BranchMin2.5_BranchMax3 | 2.5,3 | 2 | 3 | 6 | HeaderMin3_HeaderMax6 | 3,4,5,6 | 4 | 8
808 | 16 | 020-095-4P-3HP | NBS_020-095_4P_3HP_6.61_SS | 208.9617 | 208.9617 | 835.8467 | 4 | 1 | 5 | G | NBS_EndSuction | 2.5 | 2 | 2.5 | 3 | BranchMin2.5_BranchMax3 | 2.5,3 | 2 | 3 | 6 | HeaderMin3_HeaderMax6 | 3,4,5,6 | 4 | 8
809 | 17 | 020-095-4P-5HP | NBS_020-095_4P_5HP_8.11_SS | 260.8895 | 260.8895 | 1043.5578 | 4 | 1 | 5 | G | NBS_EndSuction | 2.5 | 2 | 2.5 | 4 | BranchMin2.5_BranchMax4 | 2.5,3,4 | 3 | 3 | 8 | HeaderMin3_HeaderMax8 | 3,4,5,6,8 | 5 | 15
810 | 18 | 020-095-4P-7pt5HP | NBS_020-095_4P_7.5HP_9.45_SS | 297.3228 | 297.3228 | 1189.2912 | 4 | 1 | 5 | G | NBS_EndSuction | 2.5 | 2 | 2.5 | 4 | BranchMin2.5_BranchMax4 | 2.5,3,4 | 3 | 3 | 8 | HeaderMin3_HeaderMax8 | 3,4,5,6,8 | 5 | 15
811 | 19 | 020-110-4P-5HP | NBS_020-110_4P_5HP_8.11_SS | 273.669 | 273.669 | 1094.6762 | 4 | 1 | 5 | G | NBS_EndSuction | 2.5 | 2 | 2.5 | 4 | BranchMin2.5_BranchMax4 | 2.5,3,4 | 3 | 3 | 8 | HeaderMin3_HeaderMax8 | 3,4,5,6,8 | 5 | 15
812 | 20 | 020-110-4P-7pt5HP | NBS_020-110_4P_7.5HP_8.98_SS | 321.881 | 321.881 | 1287.5239 | 4 | 1 | 5 | G | NBS_EndSuction | 2.5 | 2 | 2.5 | 4 | BranchMin2.5_BranchMax4 | 2.5,3,4 | 3 | 3 | 8 | HeaderMin3_HeaderMax8 | 3,4,5,6,8 | 5 | 15
813 | 21 | 020-110-4P-10HP | NBS_020-110_4P_10HP_9.92_SS | 360.1978 | 360.1978 | 1440.7911 | 4 | 1 | 5 | G | NBS_EndSuction | 2.5 | 2 | 2.5 | 4 | BranchMin2.5_BranchMax4 | 2.5,3,4 | 3 | 3 | 8 | HeaderMin3_HeaderMax8 | 3,4,5,6,8 | 5 | 15
814 | 22 | 020-110-4P-15HP | NBS_020-110_4P_15HP_10.31_SS | 376.0572 | 376.0572 | 1504.2286 | 4 | 1 | 5 | G | NBS_EndSuction | 2.5 | 2 | 2.5 | 4 | BranchMin2.5_BranchMax4 | 2.5,3,4 | 3 | 3 | 8 | HeaderMin3_HeaderMax8 | 3,4,5,6,8 | 5 | 15
815 | 23 | 020-135-4P-7pt5HP | NBS_020-135_4P_7.5HP_9.29_SS | 261.6739 | 261.6739 | 1046.6955 | 4 | 1 | 5 | G | NBS_EndSuction | 3 | 2 | 3 | 4 | BranchMin3_BranchMax4 | 3,4 | 2 | 4 | 8 | HeaderMin4_HeaderMax8 | 4,5,6,8 | 4 | 8
816 | 24 | 020-135-4P-10HP | NBS_020-135_4P_10HP_10.16_SS | 299.9456 | 299.9456 | 1199.7825 | 4 | 1 | 5 | G | NBS_EndSuction | 3 | 2 | 3 | 4 | BranchMin3_BranchMax4 | 3,4 | 2 | 4 | 8 | HeaderMin4_HeaderMax8 | 4,5,6,8 | 4 | 8
817 | 25 | 020-135-4P-15HP | NBS_020-135_4P_15HP_11.42_SS | 365.149 | 365.149 | 1460.5961 | 4 | 1 | 5 | G | NBS_EndSuction | 3 | 2 | 3 | 4 | BranchMin3_BranchMax4 | 3,4 | 2 | 4 | 8 | HeaderMin4_HeaderMax8 | 4,5,6,8 | 4 | 8
818 | 26 | 020-135-4P-20HP | NBS_020-135_4P_20HP_12.52_SS | 403.7936 | 403.7936 | 1615.1746 | 4 | 1 | 5 | G | NBS_EndSuction | 3 | 2 | 3 | 5 | BranchMin3_BranchMax5 | 3,4,5 | 3 | 4 | 10 | HeaderMin4_HeaderMax10 | 4,5,6,8,10 | 5 | 15
819 | 27 | 020-135-4P-25HP | NBS_020-135_4P_25HP_13.31_SS | 402.7736 | 402.7736 | 1611.0945 | 4 | 1 | 5 | G | NBS_EndSuction | 3 | 2 | 3 | 5 | BranchMin3_BranchMax5 | 3,4,5 | 3 | 4 | 10 | HeaderMin4_HeaderMax10 | 4,5,6,8,10 | 5 | 15
820 | 28 | 025-070-4P-1HP | NBS_025-070_4P_1HP_4.65_SS | 183.5282 | 183.5282 | 734.1127 | 4 | 1 | 5 | G | NBS_EndSuction | 2.5 | 2 | 2.5 | 3 | BranchMin2.5_BranchMax3 | 2.5,3 | 2 | 3 | 6 | HeaderMin3_HeaderMax6 | 3,4,5,6 | 4 | 8
821 | 29 | 025-070-4P-1pt5HP | NBS_025-070_4P_1.5HP_5.28_SS | 235.9056 | 235.9056 | 943.6226 | 4 | 1 | 5 | G | NBS_EndSuction | 2.5 | 2 | 2.5 | 4 | BranchMin2.5_BranchMax4 | 2.5,3,4 | 3 | 3 | 6 | HeaderMin3_HeaderMax6 | 3,4,5,6 | 4 | 12
822 | 30 | 025-070-4P-2HP | NBS_025-070_4P_2HP_5.83_SS | 254.5738 | 254.5738 | 1018.2952 | 4 | 1 | 5 | G | NBS_EndSuction | 2.5 | 2 | 2.5 | 4 | BranchMin2.5_BranchMax4 | 2.5,3,4 | 3 | 3 | 8 | HeaderMin3_HeaderMax8 | 3,4,5,6,8 | 5 | 15
823 | 31 | 025-070-4P-3HP | NBS_025-070_4P_3HP_6.61_SS | 278.649 | 278.649 | 1114.5962 | 4 | 1 | 5 | G | NBS_EndSuction | 2.5 | 2 | 2.5 | 4 | BranchMin2.5_BranchMax4 | 2.5,3,4 | 3 | 3 | 8 | HeaderMin3_HeaderMax8 | 3,4,5,6,8 | 5 | 15
824 | 32 | 025-070-4P-5HP | NBS_025-070_4P_5HP_6.77_SS | 302.5651 | 302.5651 | 1210.2603 | 4 | 1 | 5 | G | NBS_EndSuction | 2.5 | 2 | 2.5 | 4 | BranchMin2.5_BranchMax4 | 2.5,3,4 | 3 | 3 | 8 | HeaderMin3_HeaderMax8 | 3,4,5,6,8 | 5 | 15
825 | 33 | 025-095-4P-3HP | NBS_025-095_4P_3HP_5.98_SS | 278.138 | 278.138 | 1112.5518 | 4 | 1 | 5 | G | NBS_EndSuction | 3 | 2.5 | 3 | 4 | BranchMin3_BranchMax4 | 3,4 | 2 | 4 | 8 | HeaderMin4_HeaderMax8 | 4,5,6,8 | 4 | 8
826 | 34 | 025-095-4P-5HP | NBS_025-095_4P_5HP_7.17_SS | 343.952 | 343.952 | 1375.8081 | 4 | 1 | 5 | G | NBS_EndSuction | 3 | 2.5 | 3 | 4 | BranchMin3_BranchMax4 | 3,4 | 2 | 4 | 8 | HeaderMin4_HeaderMax8 | 4,5,6,8 | 4 | 8
827 | 35 | 025-095-4P-7pt5HP | NBS_025-095_4P_7.5HP_8.43_SS | 398.9817 | 398.9817 | 1595.9268 | 4 | 1 | 5 | G | NBS_EndSuction | 3 | 2.5 | 3 | 4 | BranchMin3_BranchMax4 | 3,4 | 2 | 4 | 8 | HeaderMin4_HeaderMax8 | 4,5,6,8 | 4 | 8
828 | 36 | 025-095-4P-10HP | NBS_025-095_4P_10HP_9.53_SS | 427.0782 | 427.0782 | 1708.3126 | 4 | 1 | 5 | G | NBS_EndSuction | 3 | 2.5 | 3 | 5 | BranchMin3_BranchMax5 | 3,4,5 | 3 | 4 | 10 | HeaderMin4_HeaderMax10 | 4,5,6,8,10 | 5 | 15
829 | 37 | 025-110-4P-7pt5HP | NBS_025-110_4P_7.5HP_8.58_SS | 374.2437 | 374.2437 | 1496.975 | 4 | 1 | 5 | G | NBS_EndSuction | 3 | 2.5 | 3 | 4 | BranchMin3_BranchMax4 | 3,4 | 2 | 4 | 8 | HeaderMin4_HeaderMax8 | 4,5,6,8 | 4 | 8
830 | 38 | 025-110-4P-10HP | NBS_025-110_4P_10HP_9.45_SS | 422.9151 | 422.9151 | 1691.6605 | 4 | 1 | 5 | G | NBS_EndSuction | 3 | 2.5 | 3 | 5 | BranchMin3_BranchMax5 | 3,4,5 | 3 | 4 | 10 | HeaderMin4_HeaderMax10 | 4,5,6,8,10 | 5 | 15
831 | 39 | 025-110-4P-15HP | NBS_025-110_4P_15HP_11.02_SS | 479.4087 | 479.4087 | 1917.6347 | 4 | 1 | 5 | G | NBS_EndSuction | 3 | 2.5 | 3 | 5 | BranchMin3_BranchMax5 | 3,4,5 | 3 | 4 | 10 | HeaderMin4_HeaderMax10 | 4,5,6,8,10 | 5 | 15
832 | 40 | 030-070-4P-1pt5HP | NBS_030-070_4P_1.5HP_4.72_SS | 318.8997 | 318.8997 | 1275.5988 | 4 | 1 | 5 | G | NBS_EndSuction | 3 | 2.5 | 3 | 4 | BranchMin3_BranchMax4 | 3,4 | 2 | 4 | 8 | HeaderMin4_HeaderMax8 | 4,5,6,8 | 4 | 8
833 | 41 | 030-070-4P-2HP | NBS_030-070_4P_2HP_5.20_SS | 359.467 | 359.467 | 1437.8681 | 4 | 1 | 5 | G | NBS_EndSuction | 3 | 2.5 | 3 | 4 | BranchMin3_BranchMax4 | 3,4 | 2 | 4 | 8 | HeaderMin4_HeaderMax8 | 4,5,6,8 | 4 | 8
834 | 42 | 030-070-4P-3HP | NBS_030-070_4P_3HP_5.83_SS | 413.6934 | 413.6934 | 1654.7738 | 4 | 1 | 5 | G | NBS_EndSuction | 3 | 2.5 | 3 | 5 | BranchMin3_BranchMax5 | 3,4,5 | 3 | 4 | 10 | HeaderMin4_HeaderMax10 | 4,5,6,8,10 | 5 | 15
835 | 43 | 030-070-4P-5HP | NBS_030-070_4P_5HP_6.85_SS | 469.9181 | 469.9181 | 1879.6723 | 4 | 1 | 5 | G | NBS_EndSuction | 3 | 2.5 | 3 | 5 | BranchMin3_BranchMax5 | 3,4,5 | 3 | 4 | 10 | HeaderMin4_HeaderMax10 | 4,5,6,8,10 | 5 | 15
836 | 44 | 030-095-4P-5HP | NBS_030-095_4P_5HP_6.10_SS | 576.7129 | 576.7129 | 2306.8515 | 4 | 1 | 5 | G | NBS_EndSuction | 4 | 3 | 4 | 5 | BranchMin4_BranchMax5 | 4,5 | 2 | 5 | 10 | HeaderMin5_HeaderMax10 | 5,6,8,10 | 4 | 8
837 | 45 | 030-095-4P-7pt5HP | NBS_030-095_4P_7.5HP_6.73_SS | 637.6666 | 637.6666 | 2550.6665 | 4 | 1 | 5 | G | NBS_EndSuction | 4 | 3 | 4 | 5 | BranchMin4_BranchMax5 | 4,5 | 2 | 5 | 12 | HeaderMin5_HeaderMax12 | 5,6,8,10,12 | 5 | 10
838 | 46 | 030-095-4P-10HP | NBS_030-095_4P_10HP_7.52_SS | 669.3599 | 669.3599 | 2677.4396 | 4 | 1 | 5 | G | NBS_EndSuction | 4 | 3 | 4 | 6 | BranchMin4_BranchMax6 | 4,5,6 | 3 | 5 | 12 | HeaderMin5_HeaderMax12 | 5,6,8,10,12 | 5 | 15
839 | 47 | 030-095-4P-15HP | NBS_030-095_4P_15HP_8.86_SS | 685.5374 | 685.5374 | 2742.1495 | 4 | 1 | 5 | G | NBS_EndSuction | 4 | 3 | 4 | 6 | BranchMin4_BranchMax6 | 4,5,6 | 3 | 5 | 12 | HeaderMin5_HeaderMax12 | 5,6,8,10,12 | 5 | 15
840 | 48 | 030-110-4P-10HP | NBS_030-110_4P_10HP_8.35_SS | 487.2856 | 487.2856 | 1949.1425 | 4 | 1 | 5 | G | NBS_EndSuction | 4 | 3 | 4 | 5 | BranchMin4_BranchMax5 | 4,5 | 2 | 5 | 10 | HeaderMin5_HeaderMax10 | 5,6,8,10 | 4 | 8
841 | 49 | 030-110-4P-15HP | NBS_030-110_4P_15HP_9.61_SS | 573.2974 | 573.2974 | 2293.1896 | 4 | 1 | 5 | G | NBS_EndSuction | 4 | 3 | 4 | 5 | BranchMin4_BranchMax5 | 4,5 | 2 | 5 | 10 | HeaderMin5_HeaderMax10 | 5,6,8,10 | 4 | 8
842 | 50 | 030-110-4P-20HP | NBS_030-110_4P_20HP_10.79_SS | 666.5942 | 666.5942 | 2666.3766 | 4 | 1 | 5 | G | NBS_EndSuction | 4 | 3 | 4 | 6 | BranchMin4_BranchMax6 | 4,5,6 | 3 | 5 | 12 | HeaderMin5_HeaderMax12 | 5,6,8,10,12 | 5 | 15
843 | 51 | 030-135-4P-15HP | NBS_030-135_4P_15HP_8.98_SS | 598.5182 | 598.5182 | 2394.0728 | 4 | 1 | 5 | G | NBS_EndSuction | 4 | 3 | 4 | 5 | BranchMin4_BranchMax5 | 4,5 | 2 | 5 | 10 | HeaderMin5_HeaderMax10 | 5,6,8,10 | 4 | 8
844 | 52 | 030-135-4P-20HP | NBS_030-135_4P_20HP_9.92_SS | 672.8213 | 672.8213 | 2691.2851 | 4 | 1 | 5 | G | NBS_EndSuction | 4 | 3 | 4 | 6 | BranchMin4_BranchMax6 | 4,5,6 | 3 | 5 | 12 | HeaderMin5_HeaderMax12 | 5,6,8,10,12 | 5 | 15
845 | 53 | 030-135-4P-25HP | NBS_030-135_4P_25HP_10.63_SS | 735.3325 | 735.3325 | 2941.3299 | 4 | 1 | 5 | G | NBS_EndSuction | 4 | 3 | 4 | 6 | BranchMin4_BranchMax6 | 4,5,6 | 3 | 5 | 12 | HeaderMin5_HeaderMax12 | 5,6,8,10,12 | 5 | 15
846 | 54 | 030-135-4P-30HP | NBS_030-135_4P_30HP_11.26_SS | 787.4175 | 787.4175 | 3149.6699 | 4 | 1 | 5 | G | NBS_EndSuction | 4 | 3 | 4 | 6 | BranchMin4_BranchMax6 | 4,5,6 | 3 | 5 | 12 | HeaderMin5_HeaderMax12 | 5,6,8,10,12 | 5 | 15
847 | 55 | 030-135-4P-40HP | NBS_030-135_4P_40HP_12.91_SS | 832.83 | 832.83 | 3331.3199 | 4 | 1 | 5 | G | NBS_EndSuction | 4 | 3 | 4 | 6 | BranchMin4_BranchMax6 | 4,5,6 | 3 | 5 | 12 | HeaderMin5_HeaderMax12 | 5,6,8,10,12 | 5 | 15
848 | 56 | 040-070-4P-2HP | NBS_040-070_4P_2HP_4.72_SS | 541.7729 | 541.7729 | 2167.0915 | 4 | 1 | 5 | G | NBS_EndSuction | 4 | 3 | 4 | 5 | BranchMin4_BranchMax5 | 4,5 | 2 | 5 | 10 | HeaderMin5_HeaderMax10 | 5,6,8,10 | 4 | 8
849 | 57 | 040-070-4P-3HP | NBS_040-070_4P_3HP_5.43_SS | 534.0678 | 534.0678 | 2136.2714 | 4 | 1 | 5 | G | NBS_EndSuction | 4 | 3 | 4 | 5 | BranchMin4_BranchMax5 | 4,5 | 2 | 5 | 10 | HeaderMin5_HeaderMax10 | 5,6,8,10 | 4 | 8
850 | 58 | 040-070-4P-5HP | NBS_040-070_4P_5HP_6.30_SS | 695.2568 | 695.2568 | 2781.0273 | 4 | 1 | 5 | G | NBS_EndSuction | 4 | 3 | 4 | 6 | BranchMin4_BranchMax6 | 4,5,6 | 3 | 5 | 12 | HeaderMin5_HeaderMax12 | 5,6,8,10,12 | 5 | 15
851 | 59 | 040-070-4P-7pt5HP | NBS_040-070_4P_7.5HP_6.85_SS | 724.1837 | 724.1837 | 2896.7347 | 4 | 1 | 5 | G | NBS_EndSuction | 4 | 3 | 4 | 6 | BranchMin4_BranchMax6 | 4,5,6 | 3 | 5 | 12 | HeaderMin5_HeaderMax12 | 5,6,8,10,12 | 5 | 15
852 | 60 | 040-095-4P-7pt5HP | NBS_040-095_4P_7.5HP_6.38_SS | 864.0628 | 864.0628 | 3456.2511 | 4 | 1 | 5 | G | NBS_EndSuction | 5 | 4 | 5 | 6 | BranchMin5_BranchMax6 | 5,6 | 2 | 6 | 12 | HeaderMin6_HeaderMax12 | 6,8,10,12 | 4 | 8
853 | 61 | 040-095-4P-10HP | NBS_040-095_4P_10HP_7.09_SS | 924.6022 | 924.6022 | 3698.4088 | 4 | 1 | 5 | G | NBS_EndSuction | 5 | 4 | 5 | 6 | BranchMin5_BranchMax6 | 5,6 | 2 | 6 | 14 | HeaderMin6_HeaderMax14 | 6,8,10,12,14 | 5 | 10
854 | 62 | 040-095-4P-15HP | NBS_040-095_4P_15HP_8.35_SS | 1036.8753 | 1036.8753 | 4147.5013 | 4 | 1 | 5 | G | NBS_EndSuction | 5 | 4 | 5 | 8 | BranchMin5_BranchMax8 | 5,6,8 | 3 | 6 | 14 | HeaderMin6_HeaderMax14 | 6,8,10,12,14 | 5 | 15
855 | 63 | 040-095-4P-20HP | NBS_040-095_4P_20HP_9.37_SS | 1098.4714 | 1098.4714 | 4393.8858 | 4 | 1 | 5 | G | NBS_EndSuction | 5 | 4 | 5 | 8 | BranchMin5_BranchMax8 | 5,6,8 | 3 | 6 | 16 | HeaderMin6_HeaderMax16 | 6,8,10,12,14,16 | 6 | 18
856 | 64 | 040-110-4P-15HP | NBS_040-110_4P_15HP_8.11_SS | 877.0156 | 877.0156 | 3508.0625 | 4 | 1 | 5 | G | NBS_EndSuction | 5 | 4 | 5 | 6 | BranchMin5_BranchMax6 | 5,6 | 2 | 6 | 12 | HeaderMin6_HeaderMax12 | 6,8,10,12 | 4 | 8
857 | 65 | 040-110-4P-20HP | NBS_040-110_4P_20HP_8.74_SS | 948.7162 | 948.7162 | 3794.8649 | 4 | 1 | 5 | G | NBS_EndSuction | 5 | 4 | 5 | 6 | BranchMin5_BranchMax6 | 5,6 | 2 | 6 | 14 | HeaderMin6_HeaderMax14 | 6,8,10,12,14 | 5 | 10
858 | 66 | 040-110-4P-25HP | NBS_040-110_4P_25HP_9.45_SS | 981.9574 | 981.9574 | 3927.8296 | 4 | 1 | 5 | G | NBS_EndSuction | 5 | 4 | 5 | 8 | BranchMin5_BranchMax8 | 5,6,8 | 3 | 6 | 14 | HeaderMin6_HeaderMax14 | 6,8,10,12,14 | 5 | 15
859 | 67 | 040-110-4P-30HP | NBS_040-110_4P_30HP_10.08_SS | 1058.92 | 1058.92 | 4235.6802 | 4 | 1 | 5 | G | NBS_EndSuction | 5 | 4 | 5 | 8 | BranchMin5_BranchMax8 | 5,6,8 | 3 | 6 | 14 | HeaderMin6_HeaderMax14 | 6,8,10,12,14 | 5 | 15
860 | 68 | 040-135-4P-20HP | NBS_040-135_4P_20HP_9.29_SS | 812.9455 | 812.9455 | 3251.7819 | 4 | 1 | 5 | G | NBS_EndSuction | 5 | 4 | 5 | 6 | BranchMin5_BranchMax6 | 5,6 | 2 | 6 | 12 | HeaderMin6_HeaderMax12 | 6,8,10,12 | 4 | 8
861 | 69 | 040-135-4P-25HP | NBS_040-135_4P_25HP_10.24_SS | 894.4426 | 894.4426 | 3577.7702 | 4 | 1 | 5 | G | NBS_EndSuction | 5 | 4 | 5 | 6 | BranchMin5_BranchMax6 | 5,6 | 2 | 6 | 14 | HeaderMin6_HeaderMax14 | 6,8,10,12,14 | 5 | 10
862 | 70 | 040-135-4P-30HP | NBS_040-135_4P_30HP_10.94_SS | 958.5264 | 958.5264 | 3834.1056 | 4 | 1 | 5 | G | NBS_EndSuction | 5 | 4 | 5 | 8 | BranchMin5_BranchMax8 | 5,6,8 | 3 | 6 | 14 | HeaderMin6_HeaderMax14 | 6,8,10,12,14 | 5 | 15
863 | 71 | 040-135-4P-40HP | NBS_040-135_4P_40HP_11.81_SS | 1092.3955 | 1092.3955 | 4369.582 | 4 | 1 | 5 | G | NBS_EndSuction | 5 | 4 | 5 | 8 | BranchMin5_BranchMax8 | 5,6,8 | 3 | 6 | 16 | HeaderMin6_HeaderMax16 | 6,8,10,12,14,16 | 6 | 18
864 | 72 | 040-135-4P-50HP | NBS_040-135_4P_50HP_12.83_SS | 1108.1578 | 1108.1578 | 4432.631 | 4 | 1 | 5 | G | NBS_EndSuction | 5 | 4 | 5 | 8 | BranchMin5_BranchMax8 | 5,6,8 | 3 | 6 | 16 | HeaderMin6_HeaderMax16 | 6,8,10,12,14,16 | 6 | 18
865 | 73 | 040-150-4P-50HP | NBS_040-150_4P_50HP_12.36_SS | 1179.7044 | 1179.7044 | 4718.8174 | 4 | 1 | 5 | G | NBS_EndSuction | 5 | 4 | 5 | 8 | BranchMin5_BranchMax8 | 5,6,8 | 3 | 6 | 16 | HeaderMin6_HeaderMax16 | 6,8,10,12,14,16 | 6 | 18
866 | 74 | 040-150-4P-60HP | NBS_040-150_4P_60HP_13.07_SS | 1257.8884 | 1257.8884 | 5031.5535 | 4 | 1 | 5 | G | NBS_EndSuction | 5 | 4 | 5 | 8 | BranchMin5_BranchMax8 | 5,6,8 | 3 | 6 | 16 | HeaderMin6_HeaderMax16 | 6,8,10,12,14,16 | 6 | 18
867 | 75 | 040-150-4P-75HP | NBS_040-150_4P_75HP_14.02_SS | 1397.6463 | 1397.6463 | 5590.5852 | 4 | 1 | 5 | G | NBS_EndSuction | 5 | 4 | 5 | 8 | BranchMin5_BranchMax8 | 5,6,8 | 3 | 6 | 18 | HeaderMin6_HeaderMax18 | 6,8,10,12,14,16,18 | 7 | 21
868 | 76 | 040-150-4P-100HP | NBS_040-150_4P_100HP_15.28_SS | 1556.5458 | 1556.5458 | 6226.1832 | 4 | 1 | 5 | G | NBS_EndSuction | 5 | 4 | 5 | 8 | BranchMin5_BranchMax8 | 5,6,8 | 3 | 6 | 18 | HeaderMin6_HeaderMax18 | 6,8,10,12,14,16,18 | 7 | 21
869 | 77 | 040-150-4P-125HP | NBS_040-150_4P_125HP_16.14_SS | 1658.4722 | 1658.4722 | 6633.8887 | 4 | 1 | 5 | G | NBS_EndSuction | 5 | 4 | 5 | 10 | BranchMin5_BranchMax10 | 5,6,8,10 | 4 | 6 | 18 | HeaderMin6_HeaderMax18 | 6,8,10,12,14,16,18 | 7 | 28
870 | 78 | 040-150-4P-150HP | NBS_040-150_4P_150HP_16.77_SS | 1749.9638 | 1749.9638 | 6999.8551 | 4 | 1 | 5 | G | NBS_EndSuction | 5 | 4 | 5 | 10 | BranchMin5_BranchMax10 | 5,6,8,10 | 4 | 6 | 18 | HeaderMin6_HeaderMax18 | 6,8,10,12,14,16,18 | 7 | 28
871 | 79 | 050-070-4P-3HP | NBS_050-070_4P_3HP_4.88_SS | 840.0118 | 840.0118 | 3360.047 | 4 | 1 | 5 | G | NBS_EndSuction | 5 | 4 | 5 | 6 | BranchMin5_BranchMax6 | 5,6 | 2 | 6 | 12 | HeaderMin6_HeaderMax12 | 6,8,10,12 | 4 | 8
872 | 80 | 050-070-4P-5HP | NBS_050-070_4P_5HP_6.06_SS | 912.3919 | 912.3919 | 3649.5676 | 4 | 1 | 5 | G | NBS_EndSuction | 5 | 4 | 5 | 6 | BranchMin5_BranchMax6 | 5,6 | 2 | 6 | 14 | HeaderMin6_HeaderMax14 | 6,8,10,12,14 | 5 | 10
873 | 81 | 050-070-4P-7pt5HP | NBS_050-070_4P_7.5HP_6.61_SS | 963.4895 | 963.4895 | 3853.9581 | 4 | 1 | 5 | G | NBS_EndSuction | 5 | 4 | 5 | 8 | BranchMin5_BranchMax8 | 5,6,8 | 3 | 6 | 14 | HeaderMin6_HeaderMax14 | 6,8,10,12,14 | 5 | 15
874 | 82 | 050-070-4P-10HP | NBS_050-070_4P_10HP_6.93_SS | 1003.339 | 1003.339 | 4013.356 | 4 | 1 | 5 | G | NBS_EndSuction | 5 | 4 | 5 | 8 | BranchMin5_BranchMax8 | 5,6,8 | 3 | 6 | 14 | HeaderMin6_HeaderMax14 | 6,8,10,12,14 | 5 | 15
875 | 83 | 050-095-4P-10HP | NBS_050-095_4P_10HP_6.46_SS | 1234.2559 | 1234.2559 | 4937.0235 | 4 | 1 | 5 | G | NBS_EndSuction | 6 | 5 | 6 | 8 | BranchMin6_BranchMax8 | 6,8 | 2 | 8 | 16 | HeaderMin8_HeaderMax16 | 8,10,12,14,16 | 5 | 10
876 | 84 | 050-095-4P-15HP | NBS_050-095_4P_15HP_7.40_SS | 1338.3397 | 1338.3397 | 5353.3587 | 4 | 1 | 5 | G | NBS_EndSuction | 6 | 5 | 6 | 8 | BranchMin6_BranchMax8 | 6,8 | 2 | 8 | 16 | HeaderMin8_HeaderMax16 | 8,10,12,14,16 | 5 | 10
877 | 85 | 050-095-4P-20HP | NBS_050-095_4P_20HP_8.19_SS | 1409.7542 | 1409.7542 | 5639.0168 | 4 | 1 | 5 | G | NBS_EndSuction | 6 | 5 | 6 | 8 | BranchMin6_BranchMax8 | 6,8 | 2 | 8 | 18 | HeaderMin8_HeaderMax18 | 8,10,12,14,16,18 | 6 | 12
878 | 86 | 050-095-4P-25HP | NBS_050-095_4P_25HP_8.74_SS | 1493.981 | 1493.981 | 5975.9242 | 4 | 1 | 5 | G | NBS_EndSuction | 6 | 5 | 6 | 8 | BranchMin6_BranchMax8 | 6,8 | 2 | 8 | 18 | HeaderMin8_HeaderMax18 | 8,10,12,14,16,18 | 6 | 12
879 | 87 | 050-095-4P-30HP | NBS_050-095_4P_30HP_9.13_SS | 1550.69 | 1550.69 | 6202.7599 | 4 | 1 | 5 | G | NBS_EndSuction | 6 | 5 | 6 | 8 | BranchMin6_BranchMax8 | 6,8 | 2 | 8 | 18 | HeaderMin8_HeaderMax18 | 8,10,12,14,16,18 | 6 | 12
880 | 88 | 050-110-4P-20HP | NBS_050-110_4P_20HP_8.35_SS | 1352.693 | 1352.693 | 5410.7721 | 4 | 1 | 5 | G | NBS_EndSuction | 6 | 5 | 6 | 8 | BranchMin6_BranchMax8 | 6,8 | 2 | 8 | 16 | HeaderMin8_HeaderMax16 | 8,10,12,14,16 | 5 | 10
881 | 89 | 050-110-4P-25HP | NBS_050-110_4P_25HP_9.06_SS | 1398.703 | 1398.703 | 5594.812 | 4 | 1 | 5 | G | NBS_EndSuction | 6 | 5 | 6 | 8 | BranchMin6_BranchMax8 | 6,8 | 2 | 8 | 18 | HeaderMin8_HeaderMax18 | 8,10,12,14,16,18 | 6 | 12
882 | 90 | 050-110-4P-30HP | NBS_050-110_4P_30HP_9.61_SS | 1508.9068 | 1508.9068 | 6035.6271 | 4 | 1 | 5 | G | NBS_EndSuction | 6 | 5 | 6 | 8 | BranchMin6_BranchMax8 | 6,8 | 2 | 8 | 18 | HeaderMin8_HeaderMax18 | 8,10,12,14,16,18 | 6 | 12
883 | 91 | 050-110-4P-40HP | NBS_050-110_4P_40HP_10.63_SS | 1674.3665 | 1674.3665 | 6697.4661 | 4 | 1 | 5 | G | NBS_EndSuction | 6 | 5 | 6 | 10 | BranchMin6_BranchMax10 | 6,8,10 | 3 | 8 | 18 | HeaderMin8_HeaderMax18 | 8,10,12,14,16,18 | 6 | 18
884 | 92 | 050-135-4P-25HP | NBS_050-135_4P_25HP_8.86_SS | 1200.4144 | 1200.4144 | 4801.6577 | 4 | 1 | 5 | G | NBS_EndSuction | 6 | 5 | 6 | 8 | BranchMin6_BranchMax8 | 6,8 | 2 | 8 | 16 | HeaderMin8_HeaderMax16 | 8,10,12,14,16 | 5 | 10
885 | 93 | 050-135-4P-30HP | NBS_050-135_4P_30HP_9.49_SS | 1283.8269 | 1283.8269 | 5135.3076 | 4 | 1 | 5 | G | NBS_EndSuction | 6 | 5 | 6 | 8 | BranchMin6_BranchMax8 | 6,8 | 2 | 8 | 16 | HeaderMin8_HeaderMax16 | 8,10,12,14,16 | 5 | 10
886 | 94 | 050-135-4P-40HP | NBS_050-135_4P_40HP_10.59_SS | 1416.7849 | 1416.7849 | 5667.1396 | 4 | 1 | 5 | G | NBS_EndSuction | 6 | 5 | 6 | 8 | BranchMin6_BranchMax8 | 6,8 | 2 | 8 | 18 | HeaderMin8_HeaderMax18 | 8,10,12,14,16,18 | 6 | 12
887 | 95 | 050-135-4P-50HP | NBS_050-135_4P_50HP_11.30_SS | 1508.8665 | 1508.8665 | 6035.4659 | 4 | 1 | 5 | G | NBS_EndSuction | 6 | 5 | 6 | 8 | BranchMin6_BranchMax8 | 6,8 | 2 | 8 | 18 | HeaderMin8_HeaderMax18 | 8,10,12,14,16,18 | 6 | 12
888 | 96 | 050-135-4P-60HP | NBS_050-135_4P_60HP_12.01_SS | 1598.8017 | 1598.8017 | 6395.207 | 4 | 1 | 5 | G | NBS_EndSuction | 6 | 5 | 6 | 8 | BranchMin6_BranchMax8 | 6,8 | 2 | 8 | 18 | HeaderMin8_HeaderMax18 | 8,10,12,14,16,18 | 6 | 12
889 | 97 | 050-135-4P-75HP | NBS_050-135_4P_75HP_13.03_SS | 1689.4197 | 1689.4197 | 6757.6787 | 4 | 1 | 5 | G | NBS_EndSuction | 6 | 5 | 6 | 10 | BranchMin6_BranchMax10 | 6,8,10 | 3 | 8 | 18 | HeaderMin8_HeaderMax18 | 8,10,12,14,16,18 | 6 | 18
890 | 98 | 050-150-4P-75HP | NBS_050-150_4P_75HP_11.73_SS | 2092.9884 | 2092.9884 | 8371.9535 | 4 | 1 | 5 | G | NBS_EndSuction | 6 | 5 | 6 | 10 | BranchMin6_BranchMax10 | 6,8,10 | 3 | 8 | 20 | HeaderMin8_HeaderMax20 | 8,10,12,14,16,18,20 | 7 | 21
891 | 99 | 050-150-4P-100HP | NBS_050-150_4P_100HP_12.99_SS | 2346.9884 | 2346.9884 | 9387.9538 | 4 | 1 | 5 | G | NBS_EndSuction | 6 | 5 | 6 | 10 | BranchMin6_BranchMax10 | 6,8,10 | 3 | 8 | 24 | HeaderMin8_HeaderMax24 | 8,10,12,14,16,18,20,24 | 8 | 24
892 | 100 | 050-150-4P-125HP | NBS_050-150_4P_125HP_14.09_SS | 2529.5219 | 2529.5219 | 10118.0875 | 4 | 1 | 5 | G | NBS_EndSuction | 6 | 5 | 6 | 12 | BranchMin6_BranchMax12 | 6,8,10,12 | 4 | 8 | 24 | HeaderMin8_HeaderMax24 | 8,10,12,14,16,18,20,24 | 8 | 32
893 | 101 | 050-150-4P-150HP | NBS_050-150_4P_150HP_14.96_SS | 2703.7978 | 2703.7978 | 10815.191 | 4 | 1 | 5 | G | NBS_EndSuction | 6 | 5 | 6 | 12 | BranchMin6_BranchMax12 | 6,8,10,12 | 4 | 8 | 24 | HeaderMin8_HeaderMax24 | 8,10,12,14,16,18,20,24 | 8 | 32
894 | 102 | 060-095-4P-15HP | NBS_060-095_4P_15HP_7.32_SS | 2169.9766 | 2169.9766 | 8679.9063 | 4 | 1 | 5 | G | NBS_EndSuction | 8 | 6 | 8 | 10 | BranchMin8_BranchMax10 | 8,10 | 2 | 10 | 20 | HeaderMin10_HeaderMax20 | 10,12,14,16,18,20 | 6 | 12
895 | 103 | 060-095-4P-20HP | NBS_060-095_4P_20HP_7.95_SS | 2284.2526 | 2284.2526 | 9137.0102 | 4 | 1 | 5 | G | NBS_EndSuction | 8 | 6 | 8 | 10 | BranchMin8_BranchMax10 | 8,10 | 2 | 10 | 24 | HeaderMin10_HeaderMax24 | 10,12,14,16,18,20,24 | 7 | 14
896 | 104 | 060-095-4P-25HP | NBS_060-095_4P_25HP_8.43_SS | 2385.0423 | 2385.0423 | 9540.1692 | 4 | 1 | 5 | G | NBS_EndSuction | 8 | 6 | 8 | 10 | BranchMin8_BranchMax10 | 8,10 | 2 | 10 | 24 | HeaderMin10_HeaderMax24 | 10,12,14,16,18,20,24 | 7 | 14
897 | 105 | 060-095-4P-30HP | NBS_060-095_4P_30HP_8.90_SS | 2493.7612 | 2493.7612 | 9975.0448 | 4 | 1 | 5 | G | NBS_EndSuction | 8 | 6 | 8 | 10 | BranchMin8_BranchMax10 | 8,10 | 2 | 10 | 24 | HeaderMin10_HeaderMax24 | 10,12,14,16,18,20,24 | 7 | 14
898 | 106 | 060-095-4P-40HP | NBS_060-095_4P_40HP_9.53_SS | 2617.6301 | 2617.6301 | 10470.5205 | 4 | 1 | 5 | G | NBS_EndSuction | 8 | 6 | 8 | 12 | BranchMin8_BranchMax12 | 8,10,12 | 3 | 10 | 24 | HeaderMin10_HeaderMax24 | 10,12,14,16,18,20,24 | 7 | 21
899 | 107 | 060-110-4P-30HP | NBS_060-110_4P_30HP_8.78_SS | 2227.2787 | 2227.2787 | 8909.1146 | 4 | 1 | 5 | G | NBS_EndSuction | 8 | 6 | 8 | 10 | BranchMin8_BranchMax10 | 8,10 | 2 | 10 | 24 | HeaderMin10_HeaderMax24 | 10,12,14,16,18,20,24 | 7 | 14
900 | 108 | 060-110-4P-40HP | NBS_060-110_4P_40HP_9.57_SS | 2407.488 | 2407.488 | 9629.9521 | 4 | 1 | 5 | G | NBS_EndSuction | 8 | 6 | 8 | 10 | BranchMin8_BranchMax10 | 8,10 | 2 | 10 | 24 | HeaderMin10_HeaderMax24 | 10,12,14,16,18,20,24 | 7 | 14
901 | 109 | 060-110-4P-50HP | NBS_060-110_4P_50HP_10.20_SS | 2508.3577 | 2508.3577 | 10033.4309 | 4 | 1 | 5 | G | NBS_EndSuction | 8 | 6 | 8 | 12 | BranchMin8_BranchMax12 | 8,10,12 | 3 | 10 | 24 | HeaderMin10_HeaderMax24 | 10,12,14,16,18,20,24 | 7 | 21
902 | 110 | 060-110-4P-60HP | NBS_060-110_4P_60HP_10.75_SS | 2624.9016 | 2624.9016 | 10499.6065 | 4 | 1 | 5 | G | NBS_EndSuction | 8 | 6 | 8 | 12 | BranchMin8_BranchMax12 | 8,10,12 | 3 | 10 | 24 | HeaderMin10_HeaderMax24 | 10,12,14,16,18,20,24 | 7 | 21
903 | 111 | 060-135-4P-40HP | NBS_060-135_4P_40HP_9.25_SS | 2111.5713 | 2111.5713 | 8446.2852 | 4 | 1 | 5 | G | NBS_EndSuction | 8 | 6 | 8 | 10 | BranchMin8_BranchMax10 | 8,10 | 2 | 10 | 20 | HeaderMin10_HeaderMax20 | 10,12,14,16,18,20 | 6 | 12
904 | 112 | 060-135-4P-50HP | NBS_060-135_4P_50HP_9.96_SS | 2305.4296 | 2305.4296 | 9221.7182 | 4 | 1 | 5 | G | NBS_EndSuction | 8 | 6 | 8 | 10 | BranchMin8_BranchMax10 | 8,10 | 2 | 10 | 24 | HeaderMin10_HeaderMax24 | 10,12,14,16,18,20,24 | 7 | 14
905 | 113 | 060-135-4P-60HP | NBS_060-135_4P_60HP_10.35_SS | 2491.2746 | 2491.2746 | 9965.0984 | 4 | 1 | 5 | G | NBS_EndSuction | 8 | 6 | 8 | 10 | BranchMin8_BranchMax10 | 8,10 | 2 | 10 | 24 | HeaderMin10_HeaderMax24 | 10,12,14,16,18,20,24 | 7 | 14
906 | 114 | 060-135-4P-75HP | NBS_060-135_4P_75HP_11.22_SS | 2766.6299 | 2766.6299 | 11066.5198 | 4 | 1 | 5 | G | NBS_EndSuction | 8 | 6 | 8 | 12 | BranchMin8_BranchMax12 | 8,10,12 | 3 | 10 | 24 | HeaderMin10_HeaderMax24 | 10,12,14,16,18,20,24 | 7 | 21
907 | 115 | 060-135-4P-100HP | NBS_060-135_4P_100HP_12.24_SS | 3069.239 | 3069.239 | 12276.9561 | 4 | 1 | 5 | G | NBS_EndSuction | 8 | 6 | 8 | 12 | BranchMin8_BranchMax12 | 8,10,12 | 3 | 10 | 24 | HeaderMin10_HeaderMax24 | 10,12,14,16,18,20,24 | 7 | 21
908 | 116 | 060-135-4P-125HP | NBS_060-135_4P_125HP_12.83_SS | 3426.3556 | 3426.3556 | 13705.4225 | 4 | 1 | 5 | G | NBS_EndSuction | 8 | 6 | 8 | 12 | BranchMin8_BranchMax12 | 8,10,12 | 3 | 10 | 24 | HeaderMin10_HeaderMax24 | 10,12,14,16,18,20,24 | 7 | 21
909 | 117 | 060-150-4P-125HP | NBS_060-150_4P_125HP_11.97_SS | 2867.819 | 2867.819 | 11471.2759 | 4 | 1 | 5 | G | NBS_EndSuction | 8 | 6 | 8 | 12 | BranchMin8_BranchMax12 | 8,10,12 | 3 | 10 | 24 | HeaderMin10_HeaderMax24 | 10,12,14,16,18,20,24 | 7 | 21
910 | 118 | 060-150-4P-150HP | NBS_060-150_4P_150HP_12.83_SS | 3379.8685 | 3379.8685 | 13519.4741 | 4 | 1 | 5 | G | NBS_EndSuction | 8 | 6 | 8 | 12 | BranchMin8_BranchMax12 | 8,10,12 | 3 | 10 | 24 | HeaderMin10_HeaderMax24 | 10,12,14,16,18,20,24 | 7 | 21
911 | 119 | 060-150-4P-200HP | NBS_060-150_4P_200HP_14.8_SS | 3737.7603 | 3737.7603 | 14951.0411 | 4 | 1 | 5 | G | NBS_EndSuction | 8 | 6 | 8 | 14 | BranchMin8_BranchMax14 | 8,10,12,14 | 4 | 10 | 24 | HeaderMin10_HeaderMax24 | 10,12,14,16,18,20,24 | 7 | 28
912 | 120 | 060-150-4P-250HP | NBS_060-150_4P_250HP_15.83_SS | 3875.064 | 3875.064 | 15500.2559 | 4 | 1 | 5 | G | NBS_EndSuction | 8 | 6 | 8 | 14 | BranchMin8_BranchMax14 | 8,10,12,14 | 4 | 10 | 24 | HeaderMin10_HeaderMax24 | 10,12,14,16,18,20,24 | 7 | 28
913 | 121 | 080-135-4P-60HP | NBS_080-135_4P_60HP_9.84_SS | 4004.1439 | 4004.1439 | 16016.5758 | 4 | 1 | 5 | G | NBS_EndSuction | 10 | 8 | 10 | 14 | BranchMin10_BranchMax14 | 10,12,14 | 3 | 12 | 24 | HeaderMin12_HeaderMax24 | 12,14,16,18,20,24 | 6 | 18
914 | 122 | 080-135-4P-75HP | NBS_080-135_4P_75HP_10.31_SS | 4295.2175 | 4295.2175 | 17180.8701 | 4 | 1 | 5 | G | NBS_EndSuction | 10 | 8 | 10 | 16 | BranchMin10_BranchMax16 | 10,12,14,16 | 4 | 12 | 24 | HeaderMin12_HeaderMax24 | 12,14,16,18,20,24 | 6 | 24
915 | 123 | 080-135-4P-100HP | NBS_080-135_4P_100HP_11.26_SS | 4595.0968 | 4595.0968 | 18380.3874 | 4 | 1 | 5 | G | NBS_EndSuction | 10 | 8 | 10 | 16 | BranchMin10_BranchMax16 | 10,12,14,16 | 4 | 12 | 24 | HeaderMin12_HeaderMax24 | 12,14,16,18,20,24 | 6 | 24
916 | 124 | 080-135-4P-125HP | NBS_080-135_4P_125HP_11.89_SS | 4656.6379 | 4656.6379 | 18626.5517 | 4 | 1 | 5 | G | NBS_EndSuction | 10 | 8 | 10 | 16 | BranchMin10_BranchMax16 | 10,12,14,16 | 4 | 12 | 24 | HeaderMin12_HeaderMax24 | 12,14,16,18,20,24 | 6 | 24
917 | 125 | 080-135-4P-150HP | NBS_080-135_4P_150HP_12.60_SS | 4664.6626 | 4664.6626 | 18658.6504 | 4 | 1 | 5 | G | NBS_EndSuction | 10 | 8 | 10 | 16 | BranchMin10_BranchMax16 | 10,12,14,16 | 4 | 12 | 24 | HeaderMin12_HeaderMax24 | 12,14,16,18,20,24 | 6 | 24
918 | 126 | 080-150-4P-125HP | NBS_080-150_4P_125HP_12.20_SS | 3448.9864 | 3448.9864 | 13795.9455 | 4 | 1 | 5 | G | NBS_EndSuction | 10 | 8 | 10 | 12 | BranchMin10_BranchMax12 | 10,12 | 2 | 12 | 24 | HeaderMin12_HeaderMax24 | 12,14,16,18,20,24 | 6 | 12
919 | 127 | 080-150-4P-150HP | NBS_080-150_4P_150HP_12.99_SS | 3639.5425 | 3639.5425 | 14558.1699 | 4 | 1 | 5 | G | NBS_EndSuction | 10 | 8 | 10 | 14 | BranchMin10_BranchMax14 | 10,12,14 | 3 | 12 | 24 | HeaderMin12_HeaderMax24 | 12,14,16,18,20,24 | 6 | 18
920 | 128 | 080-150-4P-200HP | NBS_080-150_4P_200HP_14.25_SS | 4042.4929 | 4042.4929 | 16169.9717 | 4 | 1 | 5 | G | NBS_EndSuction | 10 | 8 | 10 | 14 | BranchMin10_BranchMax14 | 10,12,14 | 3 | 12 | 24 | HeaderMin12_HeaderMax24 | 12,14,16,18,20,24 | 6 | 18
921 | 129 | 080-150-4P-250HP | NBS_080-150_4P_250HP_15.59_SS | 4332.4218 | 4332.4218 | 17329.687 | 4 | 1 | 5 | G | NBS_EndSuction | 10 | 8 | 10 | 16 | BranchMin10_BranchMax16 | 10,12,14,16 | 4 | 12 | 24 | HeaderMin12_HeaderMax24 | 12,14,16,18,20,24 | 6 | 24
922 | 130 | 100-150-4P-150HP | NBS_100-150_4P_150HP_12.48_SS | 5072.7199 | 5072.7199 | 20290.8797 | 4 | 1 | 5 | G | NBS_EndSuction | 12 | 10 | 12 | 16 | BranchMin12_BranchMax16 | 12,14,16 | 3 | 14 | 24 | HeaderMin14_HeaderMax24 | 14,16,18,20,24 | 5 | 15
923 | 131 | 100-150-4P-200HP | NBS_100-150_4P_200HP_13.66_SS | 5521.0639 | 5521.0639 | 22084.2557 | 4 | 1 | 5 | G | NBS_EndSuction | 12 | 10 | 12 | 16 | BranchMin12_BranchMax16 | 12,14,16 | 3 | 14 | 24 | HeaderMin14_HeaderMax24 | 14,16,18,20,24 | 5 | 15
924 | 132 | 100-150-4P-250HP | NBS_100-150_4P_250HP_14.76_SS | 5727.2058 | 5727.2058 | 22908.8234 | 4 | 1 | 5 | G | NBS_EndSuction | 12 | 10 | 12 | 18 | BranchMin12_BranchMax18 | 12,14,16,18 | 4 | 14 | 24 | HeaderMin14_HeaderMax24 | 14,16,18,20,24 | 5 | 20
9998

## Sheet1 (hidden)
BranchMin2_BranchMax2.5 | 2,2.5 | 2 | HeaderMin2.5_HeaderMax3 | 2.5,3 | 2
BranchMin2.5_BranchMax3 | 2.5,3 | 2 | HeaderMin3_HeaderMax4 | 3,4 | 2
BranchMin2.5_BranchMax2.5 | 2.5 | 1 | HeaderMin3_HeaderMax5 | 3,4,5 | 3
BranchMin2.5_BranchMax4 | 2.5,3,4 | 3 | HeaderMin3_HeaderMax3 | 3 | 1
BranchMin3_BranchMax4 | 3,4 | 2 | HeaderMin3_HeaderMax6 | 3,4,5,6 | 4
BranchMin3_BranchMax5 | 3,4,5 | 3 | HeaderMin4_HeaderMax5 | 4,5 | 2
BranchMin4_BranchMax5 | 4,5 | 2 | HeaderMin4_HeaderMax6 | 4,5,6 | 3
BranchMin4_BranchMax6 | 4,5,6 | 3 | HeaderMin4_HeaderMax8 | 4,5,6,8 | 4
BranchMin5_BranchMax6 | 5,6 | 2 | HeaderMin5_HeaderMax8 | 5,6,8 | 3
BranchMin5_BranchMax8 | 5,6,8 | 3 | HeaderMin5_HeaderMax10 | 5,6,8,10 | 4
BranchMin5_BranchMax10 | 5,6,8,10 | 4 | HeaderMin6_HeaderMax10 | 6,8,10 | 3
BranchMin6_BranchMax8 | 6,8 | 2 | HeaderMin6_HeaderMax12 | 6,8,10,12 | 4
BranchMin6_BranchMax10 | 6,8,10 | 3 | HeaderMin8_HeaderMax10 | 8,10 | 2
BranchMin6_BranchMax12 | 6,8,10,12 | 4 | HeaderMin8_HeaderMax12 | 8,10,12 | 3
BranchMin8_BranchMax10 | 8,10 | 2 | HeaderMin8_HeaderMax14 | 8,10,12,14 | 4
BranchMin8_BranchMax12 | 8,10,12 | 3 | HeaderMin8_HeaderMax16 | 8,10,12,14,16 | 5
BranchMin8_BranchMax14 | 8,10,12,14 | 4 | HeaderMin10_HeaderMax16 | 10,12,14,16 | 4
BranchMin10_BranchMax14 | 10,12,14 | 3 | HeaderMin10_HeaderMax14 | 10,12,14 | 3
BranchMin10_BranchMax16 | 10,12,14,16 | 4 | HeaderMin10_HeaderMax18 | 10,12,14,16,18 | 5
BranchMin10_BranchMax12 | 10,12 | 2 | HeaderMin10_HeaderMax20 | 10,12,14,16,18,20 | 6
BranchMin12_BranchMax16 | 12,14,16 | 3 | HeaderMin12_HeaderMax20 | 12,14,16,18,20 | 5
BranchMin12_BranchMax18 | 12,14,16,18 | 4 | HeaderMin12_HeaderMax24 | 12,14,16,18,20,24 | 6
|  |  | HeaderMin12_HeaderMax18 | 12,14,16,18 | 4
|  |  | HeaderMin14_HeaderMax24 | 14,16,18,20,24 | 5
|  |  | HeaderMin2.5_HeaderMax4 | 2.5,3,4 | 3
|  |  | HeaderMin3_HeaderMax8 | 3,4,5,6,8 | 5
|  |  | HeaderMin6_HeaderMax14 | 6,8,10,12,14 | 5
|  |  | HeaderMin6_HeaderMax16 | 6,8,10,12,14,16 | 6
|  |  | HeaderMin8_HeaderMax18 | 8,10,12,14,16,18 | 6
|  |  | HeaderMin8_HeaderMax20 | 8,10,12,14,16,18,20 | 7
|  |  | HeaderMin10_HeaderMax24 | 10,12,14,16,18,20,24 | 7
|  |  | HeaderMin2.5_HeaderMax5 | 2.5,3,4,5 | 4
|  |  | HeaderMin4_HeaderMax10 | 4,5,6,8,10 | 5
|  |  | HeaderMin5_HeaderMax12 | 5,6,8,10,12 | 5
|  |  | HeaderMin6_HeaderMax18 | 6,8,10,12,14,16,18 | 7
|  |  | HeaderMin8_HeaderMax24 | 8,10,12,14,16,18,20,24 | 8
|  |  | HeaderMin2.5_HeaderMax2.5 | 2.5 | 1
|  |  | HeaderMin4_HeaderMax4 | 4 | 1
|  |  | HeaderMin5_HeaderMax5 | 5 | 1
|  |  | HeaderMin5_HeaderMax6 | 5,6 | 2
|  |  | HeaderMin6_HeaderMax6 | 6 | 1
|  |  | HeaderMin6_HeaderMax8 | 6,8 | 2
|  |  | HeaderMin8_HeaderMax8 | 8 | 1
|  |  | HeaderMin10_HeaderMax10 | 10 | 1
|  |  | HeaderMin10_HeaderMax12 | 10,12 | 2
|  |  | HeaderMin12_HeaderMax14 | 12,14 | 2
|  |  | HeaderMin12_HeaderMax16 | 12,14,16 | 3
|  |  | HeaderMin12_HeaderMax12 | 12 | 1
|  |  | HeaderMin14_HeaderMax16 | 14,16 | 2
|  |  | HeaderMin14_HeaderMax18 | 14,16,18 | 3

## Max flow to diameter (hidden)
Max Branch Flow (gpm) | Max Branch Diameter (in.) | Max Header Flow (gpm) | Max Header Diameter (in.) | Flow (gpm) | Pipe Diameter (in.)
90.8476 | 2.5 | 181.6952 | 3 | 20 | 2
106.5592 | 2.5 | 213.1183 | 3 | 25 | 2
145.3387 |  | 290.6773 |  | 30 | 2
167.6172 |  | 335.2343 |  | 35 | 2
188.3547 |  | 376.7094 |  | 40 | 2
202.4879 |  | 404.9758 |  | 45 | 2
102.972 |  | 205.9439 |  | 50 | 2
116.1429 |  | 232.2859 |  | 55 | 2
133.8158 |  | 267.6317 |  | 60 | 2
150.196 |  | 300.3921 |  | 65 | 2
177.561 |  | 355.122 |  | 70 | 2
194.9972 |  | 389.9945 |  | 75 | 2
230.1371 |  | 460.2742 |  | 80 | 2
242.8034 |  | 485.6067 |  | 85 | 2.5
178.5455 |  | 357.091 |  | 90 | 2.5
208.9617 |  | 417.9234 |  | 95 | 2.5
260.8895 |  | 521.7789 |  | 100 | 2.5
297.3228 |  | 594.6456 |  | 105 | 2.5
273.669 |  | 547.3381 |  | 110 | 2.5
321.881 |  | 643.7619 |  | 115 | 2.5
360.1978 |  | 720.3955 |  | 120 | 2.5
376.0572 |  | 752.1143 |  | 125 | 3
261.6739 |  | 523.3477 |  | 130 | 3
299.9456 |  | 599.8912 |  | 135 | 3
365.149 |  | 730.298 |  | 140 | 3
403.7936 |  | 807.5873 |  | 145 | 3
402.7736 |  | 805.5473 |  | 150 | 3
183.5282 |  | 367.0563 |  | 155 | 3
235.9056 |  | 471.8113 |  | 160 | 3
254.5738 |  | 509.1476 |  | 165 | 3
278.649 |  | 557.2981 |  | 170 | 3
302.5651 |  | 605.1301 |  | 175 | 3
278.138 |  | 556.2759 |  | 180 | 3
343.952 |  | 687.904 |  | 185 | 3
398.9817 |  | 797.9634 |  | 190 | 3
427.0782 |  | 854.1563 |  | 195 | 3
374.2437 |  | 748.4875 |  | 200 | 3
422.9151 |  | 845.8302 |  | 205 | 3
479.4087 |  | 958.8173 |  | 210 | 3
318.8997 |  | 637.7994 |  | 215 | 4
359.467 |  | 718.934 |  | 220 | 4
413.6934 |  | 827.3869 |  | 225 | 4
469.9181 |  | 939.8361 |  | 230 | 4
576.7129 |  | 1153.4258 |  | 235 | 4
637.6666 |  | 1275.3332 |  | 240 | 4
669.3599 |  | 1338.7198 |  | 245 | 4
685.5374 |  | 1371.0747 |  | 250 | 4
487.2856 |  | 974.5712 |  | 255 | 4
573.2974 |  | 1146.5948 |  | 260 | 4
666.5942 |  | 1333.1883 |  | 265 | 4
598.5182 |  | 1197.0364 |  | 270 | 4
672.8213 |  | 1345.6425 |  | 275 | 4
735.3325 |  | 1470.665 |  | 280 | 4
787.4175 |  | 1574.835 |  | 285 | 4
832.83 |  | 1665.66 |  | 290 | 4
541.7729 |  | 1083.5457 |  | 295 | 4
534.0678 |  | 1068.1357 |  | 300 | 4
695.2568 |  | 1390.5137 |  | 305 | 4
724.1837 |  | 1448.3673 |  | 310 | 4
864.0628 |  | 1728.1255 |  | 315 | 4
924.6022 |  | 1849.2044 |  | 320 | 4
1036.8753 |  | 2073.7507 |  | 325 | 4
1098.4714 |  | 2196.9429 |  | 330 | 4
877.0156 |  | 1754.0312 |  | 335 | 4
948.7162 |  | 1897.4325 |  | 340 | 4
981.9574 |  | 1963.9148 |  | 345 | 4
1058.92 |  | 2117.8401 |  | 350 | 4
812.9455 |  | 1625.891 |  | 355 | 4
894.4426 |  | 1788.8851 |  | 360 | 4
958.5264 |  | 1917.0528 |  | 365 | 4
1092.3955 |  | 2184.791 |  | 370 | 4
1108.1578 |  | 2216.3155 |  | 375 | 4
1179.7044 |  | 2359.4087 |  | 380 | 4
1257.8884 |  | 2515.7767 |  | 385 | 4
1397.6463 |  | 2795.2926 |  | 390 | 4
1556.5458 |  | 3113.0916 |  | 395 | 4
1658.4722 |  | 3316.9444 |  | 400 | 5
1749.9638 |  | 3499.9275 |  | 450 | 5
840.0118 |  | 1680.0235 |  | 500 | 5
912.3919 |  | 1824.7838 |  | 550 | 5
963.4895 |  | 1926.979 |  | 600 | 5
1003.339 |  | 2006.678 |  | 650 | 6
1234.2559 |  | 2468.5118 |  | 700 | 6
1338.3397 |  | 2676.6794 |  | 750 | 6
1409.7542 |  | 2819.5084 |  | 800 | 6
1493.981 |  | 2987.9621 |  | 850 | 6
1550.69 |  | 3101.38 |  | 900 | 6
1352.693 |  | 2705.3861 |  | 950 | 8
1398.703 |  | 2797.406 |  | 1000 | 8
1508.9068 |  | 3017.8135 |  | 1050 | 8
1674.3665 |  | 3348.7331 |  | 1100 | 8
1200.4144 |  | 2400.8289 |  | 1150 | 8
1283.8269 |  | 2567.6538 |  | 1200 | 8
1416.7849 |  | 2833.5698 |  | 1250 | 8
1508.8665 |  | 3017.733 |  | 1300 | 8
1598.8017 |  | 3197.6035 |  | 1350 | 8
1689.4197 |  | 3378.8394 |  | 1400 | 8
2092.9884 |  | 4185.9767 |  | 1450 | 8
2346.9884 |  | 4693.9769 |  | 1500 | 8
2529.5219 |  | 5059.0437 |  | 1550 | 8
2703.7978 |  | 5407.5955 |  | 1600 | 10
2169.9766 |  | 4339.9531 |  | 1650 | 10
2284.2526 |  | 4568.5051 |  | 1700 | 10
2385.0423 |  | 4770.0846 |  | 1750 | 10
2493.7612 |  | 4987.5224 |  | 1800 | 10
2617.6301 |  | 5235.2602 |  | 1850 | 10
2227.2787 |  | 4454.5573 |  | 1900 | 10
2407.488 |  | 4814.9761 |  | 1950 | 10
2508.3577 |  | 5016.7154 |  | 2000 | 10
2624.9016 |  | 5249.8033 |  | 2050 | 10
2111.5713 |  | 4223.1426 |  | 2100 | 10
2305.4296 |  | 4610.8591 |  | 2150 | 10
2491.2746 |  | 4982.5492 |  | 2200 | 10
2766.6299 |  | 5533.2599 |  | 2250 | 10
3069.239 |  | 6138.4781 |  | 2300 | 10
3426.3556 |  | 6852.7113 |  | 2350 | 10
2867.819 |  | 5735.638 |  | 2400 | 10
3379.8685 |  | 6759.737 |  | 2450 | 10
3737.7603 |  | 7475.5206 |  | 2500 | 12
3875.064 |  | 7750.128 |  | 2550 | 12
4004.1439 |  | 8008.2879 |  | 2600 | 12
4295.2175 |  | 8590.4351 |  | 2650 | 12
4595.0968 |  | 9190.1937 |  | 2700 | 12
4656.6379 |  | 9313.2758 |  | 2750 | 12
4664.6626 |  | 9329.3252 |  | 2800 | 12
3448.9864 |  | 6897.9727 |  | 2850 | 12
3639.5425 |  | 7279.085 |  | 2900 | 12
4042.4929 |  | 8084.9858 |  | 2950 | 12
4332.4218 |  | 8664.8435 |  | 3000 | 12
5072.7199 |  | 10145.4398 |  | 3050 | 12
5521.0639 |  | 11042.1279 |  | 3100 | 12
5727.2058 |  | 11454.4117 |  | 3150 | 12
90.8476 |  | 272.5428 |  | 3200 | 12
106.5592 |  | 319.6775 |  | 3250 | 12
145.3387 |  | 436.016 |  | 3300 | 12
167.6172 |  | 502.8515 |  | 3350 | 12
188.3547 |  | 565.064 |  | 3400 | 12
202.4879 |  | 607.4636 |  | 3450 | 12
102.972 |  | 308.9159 |  | 3500 | 12
116.1429 |  | 348.4288 |  | 3550 | 14
133.8158 |  | 401.4475 |  | 3600 | 14
150.196 |  | 450.5881 |  | 3650 | 14
177.561 |  | 532.683 |  | 3700 | 14
194.9972 |  | 584.9917 |  | 3750 | 14
230.1371 |  | 690.4113 |  | 3800 | 14
242.8034 |  | 728.4101 |  | 3850 | 14
178.5455 |  | 535.6365 |  | 3900 | 14
208.9617 |  | 626.885 |  | 3950 | 14
260.8895 |  | 782.6684 |  | 4000 | 14
297.3228 |  | 891.9684 |  | 4050 | 14
273.669 |  | 821.0071 |  | 4100 | 14
321.881 |  | 965.6429 |  | 4150 | 14
360.1978 |  | 1080.5933 |  | 4200 | 14
376.0572 |  | 1128.1715 |  | 4250 | 16
261.6739 |  | 785.0216 |  | 4300 | 16
299.9456 |  | 899.8369 |  | 4350 | 16
365.149 |  | 1095.4471 |  | 4400 | 16
403.7936 |  | 1211.3809 |  | 4450 | 16
402.7736 |  | 1208.3209 |  | 4500 | 16
183.5282 |  | 550.5845 |  | 4550 | 16
235.9056 |  | 707.7169 |  | 4600 | 16
254.5738 |  | 763.7214 |  | 4650 | 16
278.649 |  | 835.9471 |  | 4700 | 16
302.5651 |  | 907.6952 |  | 4750 | 16
278.138 |  | 834.4139 |  | 4800 | 16
343.952 |  | 1031.8561 |  | 4850 | 16
398.9817 |  | 1196.9451 |  | 4900 | 16
427.0782 |  | 1281.2345 |  | 4950 | 16
374.2437 |  | 1122.7312 |  | 5000 | 16
422.9151 |  | 1268.7454 |  | 5050 | 16
479.4087 |  | 1438.226 |  | 5100 | 16
318.8997 |  | 956.6991 |  | 5150 | 16
359.467 |  | 1078.4011 |  | 5200 | 16
413.6934 |  | 1241.0803 |  | 5250 | 16
469.9181 |  | 1409.7542 |  | 5300 | 16
576.7129 |  | 1730.1386 |  | 5350 | 16
637.6666 |  | 1912.9998 |  | 5400 | 16
669.3599 |  | 2008.0797 |  | 5450 | 16
685.5374 |  | 2056.6121 |  | 5500 | 16
487.2856 |  | 1461.8568 |  | 5550 | 18
573.2974 |  | 1719.8922 |  | 5600 | 18
666.5942 |  | 1999.7825 |  | 5650 | 18
598.5182 |  | 1795.5546 |  | 5700 | 18
672.8213 |  | 2018.4638 |  | 5750 | 18
735.3325 |  | 2205.9974 |  | 5800 | 18
787.4175 |  | 2362.2524 |  | 5850 | 18
832.83 |  | 2498.4899 |  | 6000 | 18
541.7729 |  | 1625.3186 |  | 6150 | 18
534.0678 |  | 1602.2035 |  | 6300 | 18
695.2568 |  | 2085.7705 |  | 6450 | 18
724.1837 |  | 2172.551 |  | 6600 | 18
864.0628 |  | 2592.1883 |  | 6750 | 18
924.6022 |  | 2773.8066 |  | 6900 | 18
1036.8753 |  | 3110.626 |  | 7050 | 20
1098.4714 |  | 3295.4143 |  | 7200 | 20
877.0156 |  | 2631.0468 |  | 7350 | 20
948.7162 |  | 2846.1487 |  | 7500 | 20
981.9574 |  | 2945.8722 |  | 7650 | 20
1058.92 |  | 3176.7601 |  | 7800 | 20
812.9455 |  | 2438.8364 |  | 7950 | 20
894.4426 |  | 2683.3277 |  | 8100 | 20
958.5264 |  | 2875.5792 |  | 8250 | 20
1092.3955 |  | 3277.1865 |  | 8400 | 20
1108.1578 |  | 3324.4733 |  | 8550 | 20
1179.7044 |  | 3539.1131 |  | 8700 | 20
1257.8884 |  | 3773.6651 |  | 8850 | 24
1397.6463 |  | 4192.9389 |  | 9000 | 24
1556.5458 |  | 4669.6374 |  | 9150 | 24
1658.4722 |  | 4975.4165 |  | 9300 | 24
1749.9638 |  | 5249.8913 |  | 9450 | 24
840.0118 |  | 2520.0353 |  | 9600 | 24
912.3919 |  | 2737.1757 |  | 9750 | 24
963.4895 |  | 2890.4686 |  | 9900 | 24
1003.339 |  | 3010.017 |  | 10050 | 24
1234.2559 |  | 3702.7677 |  | 10200 | 24
1338.3397 |  | 4015.019 |  | 10350 | 24
1409.7542 |  | 4229.2626 |  | 10500 | 24
1493.981 |  | 4481.9431 |  | 10650 | 24
1550.69 |  | 4652.0699 |  | 10800 | 24
1352.693 |  | 4058.0791 |  | 10950 | 24
1398.703 |  | 4196.109 |  | 11100 | 24
1508.9068 |  | 4526.7203 |  | 11250 | 24
1674.3665 |  | 5023.0996 |  | 11400 | 24
1200.4144 |  | 3601.2433 |  | 11550 | 24
1283.8269 |  | 3851.4807 |  | 11700 | 24
1416.7849 |  | 4250.3547 |  | 11850 | 24
1508.8665 |  | 4526.5994 |  | 12000 | 24
1598.8017 |  | 4796.4052 |  | 12150 | 24
1689.4197 |  | 5068.259 |  | 12300 | 24
2092.9884 |  | 6278.9651 |  | 12450 | 24
2346.9884 |  | 7040.9653 |  | 12600 | 24
2529.5219 |  | 7588.5656
2703.7978 |  | 8111.3933
2169.9766 |  | 6509.9297
2284.2526 |  | 6852.7577
2385.0423 |  | 7155.1269
2493.7612 |  | 7481.2836
2617.6301 |  | 7852.8904
2227.2787 |  | 6681.836
2407.488 |  | 7222.4641
2508.3577 |  | 7525.0732
2624.9016 |  | 7874.7049
2111.5713 |  | 6334.7139
2305.4296 |  | 6916.2887
2491.2746 |  | 7473.8238
2766.6299 |  | 8299.8898
3069.239 |  | 9207.7171
3426.3556 |  | 10279.0669
2867.819 |  | 8603.4569
3379.8685 |  | 10139.6056
3737.7603 |  | 11213.2809
3875.064 |  | 11625.1919
4004.1439 |  | 12012.4318
4295.2175 |  | 12885.6526
4595.0968 |  | 13785.2905
4656.6379 |  | 13969.9138
4664.6626 |  | 13993.9878
3448.9864 |  | 10346.9591
3639.5425 |  | 10918.6274
4042.4929 |  | 12127.4788
4332.4218 |  | 12997.2653
5072.7199 |  | 15218.1598
5521.0639 |  | 16563.1918
5727.2058 |  | 17181.6175
90.8476 |  | 363.3904
106.5592 |  | 426.2366
145.3387 |  | 581.3546
167.6172 |  | 670.4687
188.3547 |  | 753.4187
202.4879 |  | 809.9515
102.972 |  | 411.8879
116.1429 |  | 464.5717
133.8158 |  | 535.2633
150.196 |  | 600.7841
177.561 |  | 710.244
194.9972 |  | 779.989
230.1371 |  | 920.5484
242.8034 |  | 971.2134
178.5455 |  | 714.1819
208.9617 |  | 835.8467
260.8895 |  | 1043.5578
297.3228 |  | 1189.2912
273.669 |  | 1094.6762
321.881 |  | 1287.5239
360.1978 |  | 1440.7911
376.0572 |  | 1504.2286
261.6739 |  | 1046.6955
299.9456 |  | 1199.7825
365.149 |  | 1460.5961
403.7936 |  | 1615.1746
402.7736 |  | 1611.0945
183.5282 |  | 734.1127
235.9056 |  | 943.6226
254.5738 |  | 1018.2952
278.649 |  | 1114.5962
302.5651 |  | 1210.2603
278.138 |  | 1112.5518
343.952 |  | 1375.8081
398.9817 |  | 1595.9268
427.0782 |  | 1708.3126
374.2437 |  | 1496.975
422.9151 |  | 1691.6605
479.4087 |  | 1917.6347
318.8997 |  | 1275.5988
359.467 |  | 1437.8681
413.6934 |  | 1654.7738
469.9181 |  | 1879.6723
576.7129 |  | 2306.8515
637.6666 |  | 2550.6665
669.3599 |  | 2677.4396
685.5374 |  | 2742.1495
487.2856 |  | 1949.1425
573.2974 |  | 2293.1896
666.5942 |  | 2666.3766
598.5182 |  | 2394.0728
672.8213 |  | 2691.2851
735.3325 |  | 2941.3299
787.4175 |  | 3149.6699
832.83 |  | 3331.3199
541.7729 |  | 2167.0915
534.0678 |  | 2136.2714
695.2568 |  | 2781.0273
724.1837 |  | 2896.7347
864.0628 |  | 3456.2511
924.6022 |  | 3698.4088
1036.8753 |  | 4147.5013
1098.4714 |  | 4393.8858
877.0156 |  | 3508.0625
948.7162 |  | 3794.8649
981.9574 |  | 3927.8296
1058.92 |  | 4235.6802
812.9455 |  | 3251.7819
894.4426 |  | 3577.7702
958.5264 |  | 3834.1056
1092.3955 |  | 4369.582
1108.1578 |  | 4432.631
1179.7044 |  | 4718.8174
1257.8884 |  | 5031.5535
1397.6463 |  | 5590.5852
1556.5458 |  | 6226.1832
1658.4722 |  | 6633.8887
1749.9638 |  | 6999.8551
840.0118 |  | 3360.047
912.3919 |  | 3649.5676
963.4895 |  | 3853.9581
1003.339 |  | 4013.356
1234.2559 |  | 4937.0235
1338.3397 |  | 5353.3587
1409.7542 |  | 5639.0168
1493.981 |  | 5975.9242
1550.69 |  | 6202.7599
1352.693 |  | 5410.7721
1398.703 |  | 5594.812
1508.9068 |  | 6035.6271
1674.3665 |  | 6697.4661
1200.4144 |  | 4801.6577
1283.8269 |  | 5135.3076
1416.7849 |  | 5667.1396
1508.8665 |  | 6035.4659
1598.8017 |  | 6395.207
1689.4197 |  | 6757.6787
2092.9884 |  | 8371.9535
2346.9884 |  | 9387.9538
2529.5219 |  | 10118.0875
2703.7978 |  | 10815.191
2169.9766 |  | 8679.9063
2284.2526 |  | 9137.0102
2385.0423 |  | 9540.1692
2493.7612 |  | 9975.0448
2617.6301 |  | 10470.5205
2227.2787 |  | 8909.1146
2407.488 |  | 9629.9521
2508.3577 |  | 10033.4309
2624.9016 |  | 10499.6065
2111.5713 |  | 8446.2852
2305.4296 |  | 9221.7182
2491.2746 |  | 9965.0984
2766.6299 |  | 11066.5198
3069.239 |  | 12276.9561
3426.3556 |  | 13705.4225
2867.819 |  | 11471.2759
3379.8685 |  | 13519.4741
3737.7603 |  | 14951.0411
3875.064 |  | 15500.2559
4004.1439 |  | 16016.5758
4295.2175 |  | 17180.8701
4595.0968 |  | 18380.3874
4656.6379 |  | 18626.5517
4664.6626 |  | 18658.6504
3448.9864 |  | 13795.9455
3639.5425 |  | 14558.1699
4042.4929 |  | 16169.9717
4332.4218 |  | 17329.687
5072.7199 |  | 20290.8797
5521.0639 |  | 22084.2557
5727.2058 |  | 22908.8234
90.8476 |  | 90.8476
106.5592 |  | 106.5592
145.3387 |  | 145.3387
167.6172 |  | 167.6172
188.3547 |  | 188.3547
202.4879 |  | 202.4879
102.972 |  | 102.972
116.1429 |  | 116.1429
133.8158 |  | 133.8158
150.196 |  | 150.196
177.561 |  | 177.561
194.9972 |  | 194.9972
230.1371 |  | 230.1371
242.8034 |  | 242.8034
178.5455 |  | 178.5455
208.9617 |  | 208.9617
260.8895 |  | 260.8895
297.3228 |  | 297.3228
273.669 |  | 273.669
321.881 |  | 321.881
360.1978 |  | 360.1978
376.0572 |  | 376.0572
261.6739 |  | 261.6739
299.9456 |  | 299.9456
365.149 |  | 365.149
403.7936 |  | 403.7936
402.7736 |  | 402.7736
183.5282 |  | 183.5282
235.9056 |  | 235.9056
254.5738 |  | 254.5738
278.649 |  | 278.649
302.5651 |  | 302.5651
278.138 |  | 278.138
343.952 |  | 343.952
398.9817 |  | 398.9817
427.0782 |  | 427.0782
374.2437 |  | 374.2437
422.9151 |  | 422.9151
479.4087 |  | 479.4087
318.8997 |  | 318.8997
359.467 |  | 359.467
413.6934 |  | 413.6934
469.9181 |  | 469.9181
576.7129 |  | 576.7129
637.6666 |  | 637.6666
669.3599 |  | 669.3599
685.5374 |  | 685.5374
487.2856 |  | 487.2856
573.2974 |  | 573.2974
666.5942 |  | 666.5942
598.5182 |  | 598.5182
672.8213 |  | 672.8213
735.3325 |  | 735.3325
787.4175 |  | 787.4175
832.83 |  | 832.83
541.7729 |  | 541.7729
534.0678 |  | 534.0678
695.2568 |  | 695.2568
724.1837 |  | 724.1837
864.0628 |  | 864.0628
924.6022 |  | 924.6022
1036.8753 |  | 1036.8753
1098.4714 |  | 1098.4714
877.0156 |  | 877.0156
948.7162 |  | 948.7162
981.9574 |  | 981.9574
1058.92 |  | 1058.92
812.9455 |  | 812.9455
894.4426 |  | 894.4426
958.5264 |  | 958.5264
1092.3955 |  | 1092.3955
1108.1578 |  | 1108.1578
1179.7044 |  | 1179.7044
1257.8884 |  | 1257.8884
1397.6463 |  | 1397.6463
1556.5458 |  | 1556.5458
1658.4722 |  | 1658.4722
1749.9638 |  | 1749.9638
840.0118 |  | 840.0118
912.3919 |  | 912.3919
963.4895 |  | 963.4895
1003.339 |  | 1003.339
1234.2559 |  | 1234.2559
1338.3397 |  | 1338.3397
1409.7542 |  | 1409.7542
1493.981 |  | 1493.981
1550.69 |  | 1550.69
1352.693 |  | 1352.693
1398.703 |  | 1398.703
1508.9068 |  | 1508.9068
1674.3665 |  | 1674.3665
1200.4144 |  | 1200.4144
1283.8269 |  | 1283.8269
1416.7849 |  | 1416.7849
1508.8665 |  | 1508.8665
1598.8017 |  | 1598.8017
1689.4197 |  | 1689.4197
2092.9884 |  | 2092.9884
2346.9884 |  | 2346.9884
2529.5219 |  | 2529.5219
2703.7978 |  | 2703.7978
2169.9766 |  | 2169.9766
2284.2526 |  | 2284.2526
2385.0423 |  | 2385.0423
2493.7612 |  | 2493.7612
2617.6301 |  | 2617.6301
2227.2787 |  | 2227.2787
2407.488 |  | 2407.488
2508.3577 |  | 2508.3577
2624.9016 |  | 2624.9016
2111.5713 |  | 2111.5713
2305.4296 |  | 2305.4296
2491.2746 |  | 2491.2746
2766.6299 |  | 2766.6299
3069.239 |  | 3069.239
3426.3556 |  | 3426.3556
2867.819 |  | 2867.819
3379.8685 |  | 3379.8685
3737.7603 |  | 3737.7603
3875.064 |  | 3875.064
4004.1439 |  | 4004.1439
4295.2175 |  | 4295.2175
4595.0968 |  | 4595.0968
4656.6379 |  | 4656.6379
4664.6626 |  | 4664.6626
3448.9864 |  | 3448.9864
3639.5425 |  | 3639.5425
4042.4929 |  | 4042.4929
4332.4218 |  | 4332.4218
5072.7199 |  | 5072.7199
5521.0639 |  | 5521.0639
5727.2058 |  | 5727.2058
90.8476 |  | 181.6952
106.5592 |  | 213.1183
145.3387 |  | 290.6773
167.6172 |  | 335.2343
188.3547 |  | 376.7094
202.4879 |  | 404.9758
102.972 |  | 205.9439
116.1429 |  | 232.2859
133.8158 |  | 267.6317
150.196 |  | 300.3921
177.561 |  | 355.122
194.9972 |  | 389.9945
230.1371 |  | 460.2742
242.8034 |  | 485.6067
178.5455 |  | 357.091
208.9617 |  | 417.9234
260.8895 |  | 521.7789
297.3228 |  | 594.6456
273.669 |  | 547.3381
321.881 |  | 643.7619
360.1978 |  | 720.3955
376.0572 |  | 752.1143
261.6739 |  | 523.3477
299.9456 |  | 599.8912
365.149 |  | 730.298
403.7936 |  | 807.5873
402.7736 |  | 805.5473
183.5282 |  | 367.0563
235.9056 |  | 471.8113
254.5738 |  | 509.1476
278.649 |  | 557.2981
302.5651 |  | 605.1301
278.138 |  | 556.2759
343.952 |  | 687.904
398.9817 |  | 797.9634
427.0782 |  | 854.1563
374.2437 |  | 748.4875
422.9151 |  | 845.8302
479.4087 |  | 958.8173
318.8997 |  | 637.7994
359.467 |  | 718.934
413.6934 |  | 827.3869
469.9181 |  | 939.8361
576.7129 |  | 1153.4258
637.6666 |  | 1275.3332
669.3599 |  | 1338.7198
685.5374 |  | 1371.0747
487.2856 |  | 974.5712
573.2974 |  | 1146.5948
666.5942 |  | 1333.1883
598.5182 |  | 1197.0364
672.8213 |  | 1345.6425
735.3325 |  | 1470.665
787.4175 |  | 1574.835
832.83 |  | 1665.66
541.7729 |  | 1083.5457
534.0678 |  | 1068.1357
695.2568 |  | 1390.5137
724.1837 |  | 1448.3673
864.0628 |  | 1728.1255
924.6022 |  | 1849.2044
1036.8753 |  | 2073.7507
1098.4714 |  | 2196.9429
877.0156 |  | 1754.0312
948.7162 |  | 1897.4325
981.9574 |  | 1963.9148
1058.92 |  | 2117.8401
812.9455 |  | 1625.891
894.4426 |  | 1788.8851
958.5264 |  | 1917.0528
1092.3955 |  | 2184.791
1108.1578 |  | 2216.3155
1179.7044 |  | 2359.4087
1257.8884 |  | 2515.7767
1397.6463 |  | 2795.2926
1556.5458 |  | 3113.0916
1658.4722 |  | 3316.9444
1749.9638 |  | 3499.9275
840.0118 |  | 1680.0235
912.3919 |  | 1824.7838
963.4895 |  | 1926.979
1003.339 |  | 2006.678
1234.2559 |  | 2468.5118
1338.3397 |  | 2676.6794
1409.7542 |  | 2819.5084
1493.981 |  | 2987.9621
1550.69 |  | 3101.38
1352.693 |  | 2705.3861
1398.703 |  | 2797.406
1508.9068 |  | 3017.8135
1674.3665 |  | 3348.7331
1200.4144 |  | 2400.8289
1283.8269 |  | 2567.6538
1416.7849 |  | 2833.5698
1508.8665 |  | 3017.733
1598.8017 |  | 3197.6035
1689.4197 |  | 3378.8394
2092.9884 |  | 4185.9767
2346.9884 |  | 4693.9769
2529.5219 |  | 5059.0437
2703.7978 |  | 5407.5955
2169.9766 |  | 4339.9531
2284.2526 |  | 4568.5051
2385.0423 |  | 4770.0846
2493.7612 |  | 4987.5224
2617.6301 |  | 5235.2602
2227.2787 |  | 4454.5573
2407.488 |  | 4814.9761
2508.3577 |  | 5016.7154
2624.9016 |  | 5249.8033
2111.5713 |  | 4223.1426
2305.4296 |  | 4610.8591
2491.2746 |  | 4982.5492
2766.6299 |  | 5533.2599
3069.239 |  | 6138.4781
3426.3556 |  | 6852.7113
2867.819 |  | 5735.638
3379.8685 |  | 6759.737
3737.7603 |  | 7475.5206
3875.064 |  | 7750.128
4004.1439 |  | 8008.2879
4295.2175 |  | 8590.4351
4595.0968 |  | 9190.1937
4656.6379 |  | 9313.2758
4664.6626 |  | 9329.3252
3448.9864 |  | 6897.9727
3639.5425 |  | 7279.085
4042.4929 |  | 8084.9858
4332.4218 |  | 8664.8435
5072.7199 |  | 10145.4398
5521.0639 |  | 11042.1279
5727.2058 |  | 11454.4117
90.8476 |  | 272.5428
106.5592 |  | 319.6775
145.3387 |  | 436.016
167.6172 |  | 502.8515
188.3547 |  | 565.064
202.4879 |  | 607.4636
102.972 |  | 308.9159
116.1429 |  | 348.4288
133.8158 |  | 401.4475
150.196 |  | 450.5881
177.561 |  | 532.683
194.9972 |  | 584.9917
230.1371 |  | 690.4113
242.8034 |  | 728.4101
178.5455 |  | 535.6365
208.9617 |  | 626.885
260.8895 |  | 782.6684
297.3228 |  | 891.9684
273.669 |  | 821.0071
321.881 |  | 965.6429
360.1978 |  | 1080.5933
376.0572 |  | 1128.1715
261.6739 |  | 785.0216
299.9456 |  | 899.8369
365.149 |  | 1095.4471
403.7936 |  | 1211.3809
402.7736 |  | 1208.3209
183.5282 |  | 550.5845
235.9056 |  | 707.7169
254.5738 |  | 763.7214
278.649 |  | 835.9471
302.5651 |  | 907.6952
278.138 |  | 834.4139
343.952 |  | 1031.8561
398.9817 |  | 1196.9451
427.0782 |  | 1281.2345
374.2437 |  | 1122.7312
422.9151 |  | 1268.7454
479.4087 |  | 1438.226
318.8997 |  | 956.6991
359.467 |  | 1078.4011
413.6934 |  | 1241.0803
469.9181 |  | 1409.7542
576.7129 |  | 1730.1386
637.6666 |  | 1912.9998
669.3599 |  | 2008.0797
685.5374 |  | 2056.6121
487.2856 |  | 1461.8568
573.2974 |  | 1719.8922
666.5942 |  | 1999.7825
598.5182 |  | 1795.5546
672.8213 |  | 2018.4638
735.3325 |  | 2205.9974
787.4175 |  | 2362.2524
832.83 |  | 2498.4899
541.7729 |  | 1625.3186
534.0678 |  | 1602.2035
695.2568 |  | 2085.7705
724.1837 |  | 2172.551
864.0628 |  | 2592.1883
924.6022 |  | 2773.8066
1036.8753 |  | 3110.626
1098.4714 |  | 3295.4143
877.0156 |  | 2631.0468
948.7162 |  | 2846.1487
981.9574 |  | 2945.8722
1058.92 |  | 3176.7601
812.9455 |  | 2438.8364
894.4426 |  | 2683.3277
958.5264 |  | 2875.5792
1092.3955 |  | 3277.1865
1108.1578 |  | 3324.4733
1179.7044 |  | 3539.1131
1257.8884 |  | 3773.6651
1397.6463 |  | 4192.9389
1556.5458 |  | 4669.6374
1658.4722 |  | 4975.4165
1749.9638 |  | 5249.8913
840.0118 |  | 2520.0353
912.3919 |  | 2737.1757
963.4895 |  | 2890.4686
1003.339 |  | 3010.017
1234.2559 |  | 3702.7677
1338.3397 |  | 4015.019
1409.7542 |  | 4229.2626
1493.981 |  | 4481.9431
1550.69 |  | 4652.0699
1352.693 |  | 4058.0791
1398.703 |  | 4196.109
1508.9068 |  | 4526.7203
1674.3665 |  | 5023.0996
1200.4144 |  | 3601.2433
1283.8269 |  | 3851.4807
1416.7849 |  | 4250.3547
1508.8665 |  | 4526.5994
1598.8017 |  | 4796.4052
1689.4197 |  | 5068.259
2092.9884 |  | 6278.9651
2346.9884 |  | 7040.9653
2529.5219 |  | 7588.5656
2703.7978 |  | 8111.3933
2169.9766 |  | 6509.9297
2284.2526 |  | 6852.7577
2385.0423 |  | 7155.1269
2493.7612 |  | 7481.2836
2617.6301 |  | 7852.8904
2227.2787 |  | 6681.836
2407.488 |  | 7222.4641
2508.3577 |  | 7525.0732
2624.9016 |  | 7874.7049
2111.5713 |  | 6334.7139
2305.4296 |  | 6916.2887
2491.2746 |  | 7473.8238
2766.6299 |  | 8299.8898
3069.239 |  | 9207.7171
3426.3556 |  | 10279.0669
2867.819 |  | 8603.4569
3379.8685 |  | 10139.6056
3737.7603 |  | 11213.2809
3875.064 |  | 11625.1919
4004.1439 |  | 12012.4318
4295.2175 |  | 12885.6526
4595.0968 |  | 13785.2905
4656.6379 |  | 13969.9138
4664.6626 |  | 13993.9878
3448.9864 |  | 10346.9591
3639.5425 |  | 10918.6274
4042.4929 |  | 12127.4788
4332.4218 |  | 12997.2653
5072.7199 |  | 15218.1598
5521.0639 |  | 16563.1918
5727.2058 |  | 17181.6175
90.8476 |  | 363.3904
106.5592 |  | 426.2366
145.3387 |  | 581.3546
167.6172 |  | 670.4687
188.3547 |  | 753.4187
202.4879 |  | 809.9515
102.972 |  | 411.8879
116.1429 |  | 464.5717
133.8158 |  | 535.2633
150.196 |  | 600.7841
177.561 |  | 710.244
194.9972 |  | 779.989
230.1371 |  | 920.5484
242.8034 |  | 971.2134
178.5455 |  | 714.1819
208.9617 |  | 835.8467
260.8895 |  | 1043.5578
297.3228 |  | 1189.2912
273.669 |  | 1094.6762
321.881 |  | 1287.5239
360.1978 |  | 1440.7911
376.0572 |  | 1504.2286
261.6739 |  | 1046.6955
299.9456 |  | 1199.7825
365.149 |  | 1460.5961
403.7936 |  | 1615.1746
402.7736 |  | 1611.0945
183.5282 |  | 734.1127
235.9056 |  | 943.6226
254.5738 |  | 1018.2952
278.649 |  | 1114.5962
302.5651 |  | 1210.2603
278.138 |  | 1112.5518
343.952 |  | 1375.8081
398.9817 |  | 1595.9268
427.0782 |  | 1708.3126
374.2437 |  | 1496.975
422.9151 |  | 1691.6605
479.4087 |  | 1917.6347
318.8997 |  | 1275.5988
359.467 |  | 1437.8681
413.6934 |  | 1654.7738
469.9181 |  | 1879.6723
576.7129 |  | 2306.8515
637.6666 |  | 2550.6665
669.3599 |  | 2677.4396
685.5374 |  | 2742.1495
487.2856 |  | 1949.1425
573.2974 |  | 2293.1896
666.5942 |  | 2666.3766
598.5182 |  | 2394.0728
672.8213 |  | 2691.2851
735.3325 |  | 2941.3299
787.4175 |  | 3149.6699
832.83 |  | 3331.3199
541.7729 |  | 2167.0915
534.0678 |  | 2136.2714
695.2568 |  | 2781.0273
724.1837 |  | 2896.7347
864.0628 |  | 3456.2511
924.6022 |  | 3698.4088
1036.8753 |  | 4147.5013
1098.4714 |  | 4393.8858
877.0156 |  | 3508.0625
948.7162 |  | 3794.8649
981.9574 |  | 3927.8296
1058.92 |  | 4235.6802
812.9455 |  | 3251.7819
894.4426 |  | 3577.7702
958.5264 |  | 3834.1056
1092.3955 |  | 4369.582
1108.1578 |  | 4432.631
1179.7044 |  | 4718.8174
1257.8884 |  | 5031.5535
1397.6463 |  | 5590.5852
1556.5458 |  | 6226.1832
1658.4722 |  | 6633.8887
1749.9638 |  | 6999.8551
840.0118 |  | 3360.047
912.3919 |  | 3649.5676
963.4895 |  | 3853.9581
1003.339 |  | 4013.356
1234.2559 |  | 4937.0235
1338.3397 |  | 5353.3587
1409.7542 |  | 5639.0168
1493.981 |  | 5975.9242
1550.69 |  | 6202.7599
1352.693 |  | 5410.7721
1398.703 |  | 5594.812
1508.9068 |  | 6035.6271
1674.3665 |  | 6697.4661
1200.4144 |  | 4801.6577
1283.8269 |  | 5135.3076
1416.7849 |  | 5667.1396
1508.8665 |  | 6035.4659
1598.8017 |  | 6395.207
1689.4197 |  | 6757.6787
2092.9884 |  | 8371.9535
2346.9884 |  | 9387.9538
2529.5219 |  | 10118.0875
2703.7978 |  | 10815.191
2169.9766 |  | 8679.9063
2284.2526 |  | 9137.0102
2385.0423 |  | 9540.1692
2493.7612 |  | 9975.0448
2617.6301 |  | 10470.5205
2227.2787 |  | 8909.1146
2407.488 |  | 9629.9521
2508.3577 |  | 10033.4309
2624.9016 |  | 10499.6065
2111.5713 |  | 8446.2852
2305.4296 |  | 9221.7182
2491.2746 |  | 9965.0984
2766.6299 |  | 11066.5198
3069.239 |  | 12276.9561
3426.3556 |  | 13705.4225
2867.819 |  | 11471.2759
3379.8685 |  | 13519.4741
3737.7603 |  | 14951.0411
3875.064 |  | 15500.2559
4004.1439 |  | 16016.5758
4295.2175 |  | 17180.8701
4595.0968 |  | 18380.3874
4656.6379 |  | 18626.5517
4664.6626 |  | 18658.6504
3448.9864 |  | 13795.9455
3639.5425 |  | 14558.1699
4042.4929 |  | 16169.9717
4332.4218 |  | 17329.687
5072.7199 |  | 20290.8797
5521.0639 |  | 22084.2557
5727.2058 |  | 22908.8234

## Max flow to diameter_Completed (hidden)
Max Branch Flow (gpm) | Max Branch Diameter (in.) | Max Header Flow (gpm) | Max Header Diameter (in.)
90.8476 | 2.5 | 181.6952 | 3
106.5592 | 2.5 | 213.1183 | 3
145.3387 | 3 | 290.6773 | 4
167.6172 | 3 | 335.2343 | 4
188.3547 | 3 | 376.7094 | 4
202.4879 | 3 | 404.9758 | 5
102.972 | 2.5 | 205.9439 | 3
116.1429 | 2.5 | 232.2859 | 4
133.8158 | 3 | 267.6317 | 4
150.196 | 3 | 300.3921 | 4
177.561 | 3 | 355.122 | 4
194.9972 | 3 | 389.9945 | 4
230.1371 | 4 | 460.2742 | 5
242.8034 | 4 | 485.6067 | 5
178.5455 | 3 | 357.091 | 4
208.9617 | 3 | 417.9234 | 5
260.8895 | 4 | 521.7789 | 5
297.3228 | 4 | 594.6456 | 5
273.669 | 4 | 547.3381 | 5
321.881 | 4 | 643.7619 | 5
360.1978 | 4 | 720.3955 | 6
376.0572 | 4 | 752.1143 | 6
261.6739 | 4 | 523.3477 | 5
299.9456 | 4 | 599.8912 | 5
365.149 | 4 | 730.298 | 6
403.7936 | 5 | 807.5873 | 6
402.7736 | 5 | 805.5473 | 6
183.5282 | 3 | 367.0563 | 4
235.9056 | 4 | 471.8113 | 5
254.5738 | 4 | 509.1476 | 5
278.649 | 4 | 557.2981 | 5
302.5651 | 4 | 605.1301 | 5
278.138 | 4 | 556.2759 | 5
343.952 | 4 | 687.904 | 6
398.9817 | 4 | 797.9634 | 6
427.0782 | 5 | 854.1563 | 6
374.2437 | 4 | 748.4875 | 6
422.9151 | 5 | 845.8302 | 6
479.4087 | 5 | 958.8173 | 8
318.8997 | 4 | 637.7994 | 5
359.467 | 4 | 718.934 | 6
413.6934 | 5 | 827.3869 | 6
469.9181 | 5 | 939.8361 | 6
576.7129 | 5 | 1153.4258 | 8
637.6666 | 5 | 1275.3332 | 8
669.3599 | 6 | 1338.7198 | 8
685.5374 | 6 | 1371.0747 | 8
487.2856 | 5 | 974.5712 | 8
573.2974 | 5 | 1146.5948 | 8
666.5942 | 6 | 1333.1883 | 8
598.5182 | 5 | 1197.0364 | 8
672.8213 | 6 | 1345.6425 | 8
735.3325 | 6 | 1470.665 | 8
787.4175 | 6 | 1574.835 | 8
832.83 | 6 | 1665.66 | 10
541.7729 | 5 | 1083.5457 | 8
534.0678 | 5 | 1068.1357 | 8
695.2568 | 6 | 1390.5137 | 8
724.1837 | 6 | 1448.3673 | 8
864.0628 | 6 | 1728.1255 | 10
924.6022 | 6 | 1849.2044 | 10
1036.8753 | 8 | 2073.7507 | 10
1098.4714 | 8 | 2196.9429 | 10
877.0156 | 6 | 1754.0312 | 10
948.7162 | 6 | 1897.4325 | 10
981.9574 | 8 | 1963.9148 | 10
1058.92 | 8 | 2117.8401 | 10
812.9455 | 6 | 1625.891 | 10
894.4426 | 6 | 1788.8851 | 10
958.5264 | 8 | 1917.0528 | 10
1092.3955 | 8 | 2184.791 | 10
1108.1578 | 8 | 2216.3155 | 10
1179.7044 | 8 | 2359.4087 | 10
1257.8884 | 8 | 2515.7767 | 12
1397.6463 | 8 | 2795.2926 | 12
1556.5458 | 8 | 3113.0916 | 12
1658.4722 | 10 | 3316.9444 | 12
1749.9638 | 10 | 3499.9275 | 12
840.0118 | 6 | 1680.0235 | 10
912.3919 | 6 | 1824.7838 | 10
963.4895 | 8 | 1926.979 | 10
1003.339 | 8 | 2006.678 | 10
1234.2559 | 8 | 2468.5118 | 10
1338.3397 | 8 | 2676.6794 | 12
1409.7542 | 8 | 2819.5084 | 12
1493.981 | 8 | 2987.9621 | 12
1550.69 | 8 | 3101.38 | 12
1352.693 | 8 | 2705.3861 | 12
1398.703 | 8 | 2797.406 | 12
1508.9068 | 8 | 3017.8135 | 12
1674.3665 | 10 | 3348.7331 | 12
1200.4144 | 8 | 2400.8289 | 10
1283.8269 | 8 | 2567.6538 | 12
1416.7849 | 8 | 2833.5698 | 12
1508.8665 | 8 | 3017.733 | 12
1598.8017 | 8 | 3197.6035 | 12
1689.4197 | 10 | 3378.8394 | 12
2092.9884 | 10 | 4185.9767 | 14
2346.9884 | 10 | 4693.9769 | 16
2529.5219 | 12 | 5059.0437 | 16
2703.7978 | 12 | 5407.5955 | 16
2169.9766 | 10 | 4339.9531 | 16
2284.2526 | 10 | 4568.5051 | 16
2385.0423 | 10 | 4770.0846 | 16
2493.7612 | 10 | 4987.5224 | 16
2617.6301 | 12 | 5235.2602 | 16
2227.2787 | 10 | 4454.5573 | 16
2407.488 | 10 | 4814.9761 | 16
2508.3577 | 12 | 5016.7154 | 16
2624.9016 | 12 | 5249.8033 | 16
2111.5713 | 10 | 4223.1426 | 14
2305.4296 | 10 | 4610.8591 | 16
2491.2746 | 10 | 4982.5492 | 16
2766.6299 | 12 | 5533.2599 | 16
3069.239 | 12 | 6138.4781 | 18
3426.3556 | 12 | 6852.7113 | 18
2867.819 | 12 | 5735.638 | 18
3379.8685 | 12 | 6759.737 | 18
3737.7603 | 14 | 7475.5206 | 20
3875.064 | 14 | 7750.128 | 20
4004.1439 | 14 | 8008.2879 | 20
4295.2175 | 16 | 8590.4351 | 20
4595.0968 | 16 | 9190.1937 | 24
4656.6379 | 16 | 9313.2758 | 24
4664.6626 | 16 | 9329.3252 | 24
3448.9864 | 12 | 6897.9727 | 18
3639.5425 | 14 | 7279.085 | 20
4042.4929 | 14 | 8084.9858 | 20
4332.4218 | 16 | 8664.8435 | 20
5072.7199 | 16 | 10145.4398 | 24
5521.0639 | 16 | 11042.1279 | 24
5727.2058 | 18 | 11454.4117 | 24
90.8476 | 2.5 | 272.5428 | 4
106.5592 | 2.5 | 319.6775 | 4
145.3387 | 3 | 436.016 | 5
167.6172 | 3 | 502.8515 | 5
188.3547 | 3 | 565.064 | 5
202.4879 | 3 | 607.4636 | 5
102.972 | 2.5 | 308.9159 | 4
116.1429 | 2.5 | 348.4288 | 4
133.8158 | 3 | 401.4475 | 5
150.196 | 3 | 450.5881 | 5
177.561 | 3 | 532.683 | 5
194.9972 | 3 | 584.9917 | 5
230.1371 | 4 | 690.4113 | 6
242.8034 | 4 | 728.4101 | 6
178.5455 | 3 | 535.6365 | 5
208.9617 | 3 | 626.885 | 5
260.8895 | 4 | 782.6684 | 6
297.3228 | 4 | 891.9684 | 6
273.669 | 4 | 821.0071 | 6
321.881 | 4 | 965.6429 | 8
360.1978 | 4 | 1080.5933 | 8
376.0572 | 4 | 1128.1715 | 8
261.6739 | 4 | 785.0216 | 6
299.9456 | 4 | 899.8369 | 6
365.149 | 4 | 1095.4471 | 8
403.7936 | 5 | 1211.3809 | 8
402.7736 | 5 | 1208.3209 | 8
183.5282 | 3 | 550.5845 | 5
235.9056 | 4 | 707.7169 | 6
254.5738 | 4 | 763.7214 | 6
278.649 | 4 | 835.9471 | 6
302.5651 | 4 | 907.6952 | 6
278.138 | 4 | 834.4139 | 6
343.952 | 4 | 1031.8561 | 8
398.9817 | 4 | 1196.9451 | 8
427.0782 | 5 | 1281.2345 | 8
374.2437 | 4 | 1122.7312 | 8
422.9151 | 5 | 1268.7454 | 8
479.4087 | 5 | 1438.226 | 8
318.8997 | 4 | 956.6991 | 8
359.467 | 4 | 1078.4011 | 8
413.6934 | 5 | 1241.0803 | 8
469.9181 | 5 | 1409.7542 | 8
576.7129 | 5 | 1730.1386 | 10
637.6666 | 5 | 1912.9998 | 10
669.3599 | 6 | 2008.0797 | 10
685.5374 | 6 | 2056.6121 | 10
487.2856 | 5 | 1461.8568 | 8
573.2974 | 5 | 1719.8922 | 10
666.5942 | 6 | 1999.7825 | 10
598.5182 | 5 | 1795.5546 | 10
672.8213 | 6 | 2018.4638 | 10
735.3325 | 6 | 2205.9974 | 10
787.4175 | 6 | 2362.2524 | 10
832.83 | 6 | 2498.4899 | 10
541.7729 | 5 | 1625.3186 | 10
534.0678 | 5 | 1602.2035 | 10
695.2568 | 6 | 2085.7705 | 10
724.1837 | 6 | 2172.551 | 10
864.0628 | 6 | 2592.1883 | 12
924.6022 | 6 | 2773.8066 | 12
1036.8753 | 8 | 3110.626 | 12
1098.4714 | 8 | 3295.4143 | 12
877.0156 | 6 | 2631.0468 | 12
948.7162 | 6 | 2846.1487 | 12
981.9574 | 8 | 2945.8722 | 12
1058.92 | 8 | 3176.7601 | 12
812.9455 | 6 | 2438.8364 | 10
894.4426 | 6 | 2683.3277 | 12
958.5264 | 8 | 2875.5792 | 12
1092.3955 | 8 | 3277.1865 | 12
1108.1578 | 8 | 3324.4733 | 12
1179.7044 | 8 | 3539.1131 | 12
1257.8884 | 8 | 3773.6651 | 14
1397.6463 | 8 | 4192.9389 | 14
1556.5458 | 8 | 4669.6374 | 16
1658.4722 | 10 | 4975.4165 | 16
1749.9638 | 10 | 5249.8913 | 16
840.0118 | 6 | 2520.0353 | 12
912.3919 | 6 | 2737.1757 | 12
963.4895 | 8 | 2890.4686 | 12
1003.339 | 8 | 3010.017 | 12
1234.2559 | 8 | 3702.7677 | 14
1338.3397 | 8 | 4015.019 | 14
1409.7542 | 8 | 4229.2626 | 14
1493.981 | 8 | 4481.9431 | 16
1550.69 | 8 | 4652.0699 | 16
1352.693 | 8 | 4058.0791 | 14
1398.703 | 8 | 4196.109 | 14
1508.9068 | 8 | 4526.7203 | 16
1674.3665 | 10 | 5023.0996 | 16
1200.4144 | 8 | 3601.2433 | 14
1283.8269 | 8 | 3851.4807 | 14
1416.7849 | 8 | 4250.3547 | 16
1508.8665 | 8 | 4526.5994 | 16
1598.8017 | 8 | 4796.4052 | 16
1689.4197 | 10 | 5068.259 | 16
2092.9884 | 10 | 6278.9651 | 18
2346.9884 | 10 | 7040.9653 | 18
2529.5219 | 12 | 7588.5656 | 20
2703.7978 | 12 | 8111.3933 | 20
2169.9766 | 10 | 6509.9297 | 18
2284.2526 | 10 | 6852.7577 | 18
2385.0423 | 10 | 7155.1269 | 20
2493.7612 | 10 | 7481.2836 | 20
2617.6301 | 12 | 7852.8904 | 20
2227.2787 | 10 | 6681.836 | 18
2407.488 | 10 | 7222.4641 | 20
2508.3577 | 12 | 7525.0732 | 20
2624.9016 | 12 | 7874.7049 | 20
2111.5713 | 10 | 6334.7139 | 18
2305.4296 | 10 | 6916.2887 | 18
2491.2746 | 10 | 7473.8238 | 20
2766.6299 | 12 | 8299.8898 | 20
3069.239 | 12 | 9207.7171 | 24
3426.3556 | 12 | 10279.0669 | 24
2867.819 | 12 | 8603.4569 | 20
3379.8685 | 12 | 10139.6056 | 24
3737.7603 | 14 | 11213.2809 | 24
3875.064 | 14 | 11625.1919 | 24
4004.1439 | 14 | 12012.4318 | 24
4295.2175 | 16 | 12885.6526 | 24
4595.0968 | 16 | 13785.2905 | 24
4656.6379 | 16 | 13969.9138 | 24
4664.6626 | 16 | 13993.9878 | 24
3448.9864 | 12 | 10346.9591 | 24
3639.5425 | 14 | 10918.6274 | 24
4042.4929 | 14 | 12127.4788 | 24
4332.4218 | 16 | 12997.2653 | 24
5072.7199 | 16 | 15218.1598 | 24
5521.0639 | 16 | 16563.1918 | 24
5727.2058 | 18 | 17181.6175 | 24
90.8476 | 2.5 | 363.3904 | 4
106.5592 | 2.5 | 426.2366 | 5
145.3387 | 3 | 581.3546 | 5
167.6172 | 3 | 670.4687 | 6
188.3547 | 3 | 753.4187 | 6
202.4879 | 3 | 809.9515 | 6
102.972 | 2.5 | 411.8879 | 5
116.1429 | 2.5 | 464.5717 | 5
133.8158 | 3 | 535.2633 | 5
150.196 | 3 | 600.7841 | 5
177.561 | 3 | 710.244 | 6
194.9972 | 3 | 779.989 | 6
230.1371 | 4 | 920.5484 | 6
242.8034 | 4 | 971.2134 | 8
178.5455 | 3 | 714.1819 | 6
208.9617 | 3 | 835.8467 | 6
260.8895 | 4 | 1043.5578 | 8
297.3228 | 4 | 1189.2912 | 8
273.669 | 4 | 1094.6762 | 8
321.881 | 4 | 1287.5239 | 8
360.1978 | 4 | 1440.7911 | 8
376.0572 | 4 | 1504.2286 | 8
261.6739 | 4 | 1046.6955 | 8
299.9456 | 4 | 1199.7825 | 8
365.149 | 4 | 1460.5961 | 8
403.7936 | 5 | 1615.1746 | 10
402.7736 | 5 | 1611.0945 | 10
183.5282 | 3 | 734.1127 | 6
235.9056 | 4 | 943.6226 | 6
254.5738 | 4 | 1018.2952 | 8
278.649 | 4 | 1114.5962 | 8
302.5651 | 4 | 1210.2603 | 8
278.138 | 4 | 1112.5518 | 8
343.952 | 4 | 1375.8081 | 8
398.9817 | 4 | 1595.9268 | 8
427.0782 | 5 | 1708.3126 | 10
374.2437 | 4 | 1496.975 | 8
422.9151 | 5 | 1691.6605 | 10
479.4087 | 5 | 1917.6347 | 10
318.8997 | 4 | 1275.5988 | 8
359.467 | 4 | 1437.8681 | 8
413.6934 | 5 | 1654.7738 | 10
469.9181 | 5 | 1879.6723 | 10
576.7129 | 5 | 2306.8515 | 10
637.6666 | 5 | 2550.6665 | 12
669.3599 | 6 | 2677.4396 | 12
685.5374 | 6 | 2742.1495 | 12
487.2856 | 5 | 1949.1425 | 10
573.2974 | 5 | 2293.1896 | 10
666.5942 | 6 | 2666.3766 | 12
598.5182 | 5 | 2394.0728 | 10
672.8213 | 6 | 2691.2851 | 12
735.3325 | 6 | 2941.3299 | 12
787.4175 | 6 | 3149.6699 | 12
832.83 | 6 | 3331.3199 | 12
541.7729 | 5 | 2167.0915 | 10
534.0678 | 5 | 2136.2714 | 10
695.2568 | 6 | 2781.0273 | 12
724.1837 | 6 | 2896.7347 | 12
864.0628 | 6 | 3456.2511 | 12
924.6022 | 6 | 3698.4088 | 14
1036.8753 | 8 | 4147.5013 | 14
1098.4714 | 8 | 4393.8858 | 16
877.0156 | 6 | 3508.0625 | 12
948.7162 | 6 | 3794.8649 | 14
981.9574 | 8 | 3927.8296 | 14
1058.92 | 8 | 4235.6802 | 14
812.9455 | 6 | 3251.7819 | 12
894.4426 | 6 | 3577.7702 | 14
958.5264 | 8 | 3834.1056 | 14
1092.3955 | 8 | 4369.582 | 16
1108.1578 | 8 | 4432.631 | 16
1179.7044 | 8 | 4718.8174 | 16
1257.8884 | 8 | 5031.5535 | 16
1397.6463 | 8 | 5590.5852 | 18
1556.5458 | 8 | 6226.1832 | 18
1658.4722 | 10 | 6633.8887 | 18
1749.9638 | 10 | 6999.8551 | 18
840.0118 | 6 | 3360.047 | 12
912.3919 | 6 | 3649.5676 | 14
963.4895 | 8 | 3853.9581 | 14
1003.339 | 8 | 4013.356 | 14
1234.2559 | 8 | 4937.0235 | 16
1338.3397 | 8 | 5353.3587 | 16
1409.7542 | 8 | 5639.0168 | 18
1493.981 | 8 | 5975.9242 | 18
1550.69 | 8 | 6202.7599 | 18
1352.693 | 8 | 5410.7721 | 16
1398.703 | 8 | 5594.812 | 18
1508.9068 | 8 | 6035.6271 | 18
1674.3665 | 10 | 6697.4661 | 18
1200.4144 | 8 | 4801.6577 | 16
1283.8269 | 8 | 5135.3076 | 16
1416.7849 | 8 | 5667.1396 | 18
1508.8665 | 8 | 6035.4659 | 18
1598.8017 | 8 | 6395.207 | 18
1689.4197 | 10 | 6757.6787 | 18
2092.9884 | 10 | 8371.9535 | 20
2346.9884 | 10 | 9387.9538 | 24
2529.5219 | 12 | 10118.0875 | 24
2703.7978 | 12 | 10815.191 | 24
2169.9766 | 10 | 8679.9063 | 20
2284.2526 | 10 | 9137.0102 | 24
2385.0423 | 10 | 9540.1692 | 24
2493.7612 | 10 | 9975.0448 | 24
2617.6301 | 12 | 10470.5205 | 24
2227.2787 | 10 | 8909.1146 | 24
2407.488 | 10 | 9629.9521 | 24
2508.3577 | 12 | 10033.4309 | 24
2624.9016 | 12 | 10499.6065 | 24
2111.5713 | 10 | 8446.2852 | 20
2305.4296 | 10 | 9221.7182 | 24
2491.2746 | 10 | 9965.0984 | 24
2766.6299 | 12 | 11066.5198 | 24
3069.239 | 12 | 12276.9561 | 24
3426.3556 | 12 | 13705.4225 | 24
2867.819 | 12 | 11471.2759 | 24
3379.8685 | 12 | 13519.4741 | 24
3737.7603 | 14 | 14951.0411 | 24
3875.064 | 14 | 15500.2559 | 24
4004.1439 | 14 | 16016.5758 | 24
4295.2175 | 16 | 17180.8701 | 24
4595.0968 | 16 | 18380.3874 | 24
4656.6379 | 16 | 18626.5517 | 24
4664.6626 | 16 | 18658.6504 | 24
3448.9864 | 12 | 13795.9455 | 24
3639.5425 | 14 | 14558.1699 | 24
4042.4929 | 14 | 16169.9717 | 24
4332.4218 | 16 | 17329.687 | 24
5072.7199 | 16 | 20290.8797 | 24
5521.0639 | 16 | 22084.2557 | 24
5727.2058 | 18 | 22908.8234 | 24
90.8476 | 2.5 | 90.8476 | 2.5
106.5592 | 2.5 | 106.5592 | 2.5
145.3387 | 3 | 145.3387 | 3
167.6172 | 3 | 167.6172 | 3
188.3547 | 3 | 188.3547 | 3
202.4879 | 3 | 202.4879 | 3
102.972 | 2.5 | 102.972 | 2.5
116.1429 | 2.5 | 116.1429 | 2.5
133.8158 | 3 | 133.8158 | 3
150.196 | 3 | 150.196 | 3
177.561 | 3 | 177.561 | 3
194.9972 | 3 | 194.9972 | 3
230.1371 | 4 | 230.1371 | 4
242.8034 | 4 | 242.8034 | 4
178.5455 | 3 | 178.5455 | 3
208.9617 | 3 | 208.9617 | 3
260.8895 | 4 | 260.8895 | 4
297.3228 | 4 | 297.3228 | 4
273.669 | 4 | 273.669 | 4
321.881 | 4 | 321.881 | 4
360.1978 | 4 | 360.1978 | 4
376.0572 | 4 | 376.0572 | 4
261.6739 | 4 | 261.6739 | 4
299.9456 | 4 | 299.9456 | 4
365.149 | 4 | 365.149 | 4
403.7936 | 5 | 403.7936 | 5
402.7736 | 5 | 402.7736 | 5
183.5282 | 3 | 183.5282 | 3
235.9056 | 4 | 235.9056 | 4
254.5738 | 4 | 254.5738 | 4
278.649 | 4 | 278.649 | 4
302.5651 | 4 | 302.5651 | 4
278.138 | 4 | 278.138 | 4
343.952 | 4 | 343.952 | 4
398.9817 | 4 | 398.9817 | 4
427.0782 | 5 | 427.0782 | 5
374.2437 | 4 | 374.2437 | 4
422.9151 | 5 | 422.9151 | 5
479.4087 | 5 | 479.4087 | 5
318.8997 | 4 | 318.8997 | 4
359.467 | 4 | 359.467 | 4
413.6934 | 5 | 413.6934 | 5
469.9181 | 5 | 469.9181 | 5
576.7129 | 5 | 576.7129 | 5
637.6666 | 5 | 637.6666 | 5
669.3599 | 6 | 669.3599 | 6
685.5374 | 6 | 685.5374 | 6
487.2856 | 5 | 487.2856 | 5
573.2974 | 5 | 573.2974 | 5
666.5942 | 6 | 666.5942 | 6
598.5182 | 5 | 598.5182 | 5
672.8213 | 6 | 672.8213 | 6
735.3325 | 6 | 735.3325 | 6
787.4175 | 6 | 787.4175 | 6
832.83 | 6 | 832.83 | 6
541.7729 | 5 | 541.7729 | 5
534.0678 | 5 | 534.0678 | 5
695.2568 | 6 | 695.2568 | 6
724.1837 | 6 | 724.1837 | 6
864.0628 | 6 | 864.0628 | 6
924.6022 | 6 | 924.6022 | 6
1036.8753 | 8 | 1036.8753 | 8
1098.4714 | 8 | 1098.4714 | 8
877.0156 | 6 | 877.0156 | 6
948.7162 | 6 | 948.7162 | 6
981.9574 | 8 | 981.9574 | 8
1058.92 | 8 | 1058.92 | 8
812.9455 | 6 | 812.9455 | 6
894.4426 | 6 | 894.4426 | 6
958.5264 | 8 | 958.5264 | 8
1092.3955 | 8 | 1092.3955 | 8
1108.1578 | 8 | 1108.1578 | 8
1179.7044 | 8 | 1179.7044 | 8
1257.8884 | 8 | 1257.8884 | 8
1397.6463 | 8 | 1397.6463 | 8
1556.5458 | 8 | 1556.5458 | 8
1658.4722 | 10 | 1658.4722 | 10
1749.9638 | 10 | 1749.9638 | 10
840.0118 | 6 | 840.0118 | 6
912.3919 | 6 | 912.3919 | 6
963.4895 | 8 | 963.4895 | 8
1003.339 | 8 | 1003.339 | 8
1234.2559 | 8 | 1234.2559 | 8
1338.3397 | 8 | 1338.3397 | 8
1409.7542 | 8 | 1409.7542 | 8
1493.981 | 8 | 1493.981 | 8
1550.69 | 8 | 1550.69 | 8
1352.693 | 8 | 1352.693 | 8
1398.703 | 8 | 1398.703 | 8
1508.9068 | 8 | 1508.9068 | 8
1674.3665 | 10 | 1674.3665 | 10
1200.4144 | 8 | 1200.4144 | 8
1283.8269 | 8 | 1283.8269 | 8
1416.7849 | 8 | 1416.7849 | 8
1508.8665 | 8 | 1508.8665 | 8
1598.8017 | 8 | 1598.8017 | 8
1689.4197 | 10 | 1689.4197 | 10
2092.9884 | 10 | 2092.9884 | 10
2346.9884 | 10 | 2346.9884 | 10
2529.5219 | 12 | 2529.5219 | 12
2703.7978 | 12 | 2703.7978 | 12
2169.9766 | 10 | 2169.9766 | 10
2284.2526 | 10 | 2284.2526 | 10
2385.0423 | 10 | 2385.0423 | 10
2493.7612 | 10 | 2493.7612 | 10
2617.6301 | 12 | 2617.6301 | 12
2227.2787 | 10 | 2227.2787 | 10
2407.488 | 10 | 2407.488 | 10
2508.3577 | 12 | 2508.3577 | 12
2624.9016 | 12 | 2624.9016 | 12
2111.5713 | 10 | 2111.5713 | 10
2305.4296 | 10 | 2305.4296 | 10
2491.2746 | 10 | 2491.2746 | 10
2766.6299 | 12 | 2766.6299 | 12
3069.239 | 12 | 3069.239 | 12
3426.3556 | 12 | 3426.3556 | 12
2867.819 | 12 | 2867.819 | 12
3379.8685 | 12 | 3379.8685 | 12
3737.7603 | 14 | 3737.7603 | 14
3875.064 | 14 | 3875.064 | 14
4004.1439 | 14 | 4004.1439 | 14
4295.2175 | 16 | 4295.2175 | 16
4595.0968 | 16 | 4595.0968 | 16
4656.6379 | 16 | 4656.6379 | 16
4664.6626 | 16 | 4664.6626 | 16
3448.9864 | 12 | 3448.9864 | 12
3639.5425 | 14 | 3639.5425 | 14
4042.4929 | 14 | 4042.4929 | 14
4332.4218 | 16 | 4332.4218 | 16
5072.7199 | 16 | 5072.7199 | 16
5521.0639 | 16 | 5521.0639 | 16
5727.2058 | 18 | 5727.2058 | 18
90.8476 | 2.5 | 181.6952 | 3
106.5592 | 2.5 | 213.1183 | 3
145.3387 | 3 | 290.6773 | 4
167.6172 | 3 | 335.2343 | 4
188.3547 | 3 | 376.7094 | 4
202.4879 | 3 | 404.9758 | 5
102.972 | 2.5 | 205.9439 | 3
116.1429 | 2.5 | 232.2859 | 4
133.8158 | 3 | 267.6317 | 4
150.196 | 3 | 300.3921 | 4
177.561 | 3 | 355.122 | 4
194.9972 | 3 | 389.9945 | 4
230.1371 | 4 | 460.2742 | 5
242.8034 | 4 | 485.6067 | 5
178.5455 | 3 | 357.091 | 4
208.9617 | 3 | 417.9234 | 5
260.8895 | 4 | 521.7789 | 5
297.3228 | 4 | 594.6456 | 5
273.669 | 4 | 547.3381 | 5
321.881 | 4 | 643.7619 | 5
360.1978 | 4 | 720.3955 | 6
376.0572 | 4 | 752.1143 | 6
261.6739 | 4 | 523.3477 | 5
299.9456 | 4 | 599.8912 | 5
365.149 | 4 | 730.298 | 6
403.7936 | 5 | 807.5873 | 6
402.7736 | 5 | 805.5473 | 6
183.5282 | 3 | 367.0563 | 4
235.9056 | 4 | 471.8113 | 5
254.5738 | 4 | 509.1476 | 5
278.649 | 4 | 557.2981 | 5
302.5651 | 4 | 605.1301 | 5
278.138 | 4 | 556.2759 | 5
343.952 | 4 | 687.904 | 6
398.9817 | 4 | 797.9634 | 6
427.0782 | 5 | 854.1563 | 6
374.2437 | 4 | 748.4875 | 6
422.9151 | 5 | 845.8302 | 6
479.4087 | 5 | 958.8173 | 8
318.8997 | 4 | 637.7994 | 5
359.467 | 4 | 718.934 | 6
413.6934 | 5 | 827.3869 | 6
469.9181 | 5 | 939.8361 | 6
576.7129 | 5 | 1153.4258 | 8
637.6666 | 5 | 1275.3332 | 8
669.3599 | 6 | 1338.7198 | 8
685.5374 | 6 | 1371.0747 | 8
487.2856 | 5 | 974.5712 | 8
573.2974 | 5 | 1146.5948 | 8
666.5942 | 6 | 1333.1883 | 8
598.5182 | 5 | 1197.0364 | 8
672.8213 | 6 | 1345.6425 | 8
735.3325 | 6 | 1470.665 | 8
787.4175 | 6 | 1574.835 | 8
832.83 | 6 | 1665.66 | 10
541.7729 | 5 | 1083.5457 | 8
534.0678 | 5 | 1068.1357 | 8
695.2568 | 6 | 1390.5137 | 8
724.1837 | 6 | 1448.3673 | 8
864.0628 | 6 | 1728.1255 | 10
924.6022 | 6 | 1849.2044 | 10
1036.8753 | 8 | 2073.7507 | 10
1098.4714 | 8 | 2196.9429 | 10
877.0156 | 6 | 1754.0312 | 10
948.7162 | 6 | 1897.4325 | 10
981.9574 | 8 | 1963.9148 | 10
1058.92 | 8 | 2117.8401 | 10
812.9455 | 6 | 1625.891 | 10
894.4426 | 6 | 1788.8851 | 10
958.5264 | 8 | 1917.0528 | 10
1092.3955 | 8 | 2184.791 | 10
1108.1578 | 8 | 2216.3155 | 10
1179.7044 | 8 | 2359.4087 | 10
1257.8884 | 8 | 2515.7767 | 12
1397.6463 | 8 | 2795.2926 | 12
1556.5458 | 8 | 3113.0916 | 12
1658.4722 | 10 | 3316.9444 | 12
1749.9638 | 10 | 3499.9275 | 12
840.0118 | 6 | 1680.0235 | 10
912.3919 | 6 | 1824.7838 | 10
963.4895 | 8 | 1926.979 | 10
1003.339 | 8 | 2006.678 | 10
1234.2559 | 8 | 2468.5118 | 10
1338.3397 | 8 | 2676.6794 | 12
1409.7542 | 8 | 2819.5084 | 12
1493.981 | 8 | 2987.9621 | 12
1550.69 | 8 | 3101.38 | 12
1352.693 | 8 | 2705.3861 | 12
1398.703 | 8 | 2797.406 | 12
1508.9068 | 8 | 3017.8135 | 12
1674.3665 | 10 | 3348.7331 | 12
1200.4144 | 8 | 2400.8289 | 10
1283.8269 | 8 | 2567.6538 | 12
1416.7849 | 8 | 2833.5698 | 12
1508.8665 | 8 | 3017.733 | 12
1598.8017 | 8 | 3197.6035 | 12
1689.4197 | 10 | 3378.8394 | 12
2092.9884 | 10 | 4185.9767 | 14
2346.9884 | 10 | 4693.9769 | 16
2529.5219 | 12 | 5059.0437 | 16
2703.7978 | 12 | 5407.5955 | 16
2169.9766 | 10 | 4339.9531 | 16
2284.2526 | 10 | 4568.5051 | 16
2385.0423 | 10 | 4770.0846 | 16
2493.7612 | 10 | 4987.5224 | 16
2617.6301 | 12 | 5235.2602 | 16
2227.2787 | 10 | 4454.5573 | 16
2407.488 | 10 | 4814.9761 | 16
2508.3577 | 12 | 5016.7154 | 16
2624.9016 | 12 | 5249.8033 | 16
2111.5713 | 10 | 4223.1426 | 14
2305.4296 | 10 | 4610.8591 | 16
2491.2746 | 10 | 4982.5492 | 16
2766.6299 | 12 | 5533.2599 | 16
3069.239 | 12 | 6138.4781 | 18
3426.3556 | 12 | 6852.7113 | 18
2867.819 | 12 | 5735.638 | 18
3379.8685 | 12 | 6759.737 | 18
3737.7603 | 14 | 7475.5206 | 20
3875.064 | 14 | 7750.128 | 20
4004.1439 | 14 | 8008.2879 | 20
4295.2175 | 16 | 8590.4351 | 20
4595.0968 | 16 | 9190.1937 | 24
4656.6379 | 16 | 9313.2758 | 24
4664.6626 | 16 | 9329.3252 | 24
3448.9864 | 12 | 6897.9727 | 18
3639.5425 | 14 | 7279.085 | 20
4042.4929 | 14 | 8084.9858 | 20
4332.4218 | 16 | 8664.8435 | 20
5072.7199 | 16 | 10145.4398 | 24
5521.0639 | 16 | 11042.1279 | 24
5727.2058 | 18 | 11454.4117 | 24
90.8476 | 2.5 | 272.5428 | 4
106.5592 | 2.5 | 319.6775 | 4
145.3387 | 3 | 436.016 | 5
167.6172 | 3 | 502.8515 | 5
188.3547 | 3 | 565.064 | 5
202.4879 | 3 | 607.4636 | 5
102.972 | 2.5 | 308.9159 | 4
116.1429 | 2.5 | 348.4288 | 4
133.8158 | 3 | 401.4475 | 5
150.196 | 3 | 450.5881 | 5
177.561 | 3 | 532.683 | 5
194.9972 | 3 | 584.9917 | 5
230.1371 | 4 | 690.4113 | 6
242.8034 | 4 | 728.4101 | 6
178.5455 | 3 | 535.6365 | 5
208.9617 | 3 | 626.885 | 5
260.8895 | 4 | 782.6684 | 6
297.3228 | 4 | 891.9684 | 6
273.669 | 4 | 821.0071 | 6
321.881 | 4 | 965.6429 | 8
360.1978 | 4 | 1080.5933 | 8
376.0572 | 4 | 1128.1715 | 8
261.6739 | 4 | 785.0216 | 6
299.9456 | 4 | 899.8369 | 6
365.149 | 4 | 1095.4471 | 8
403.7936 | 5 | 1211.3809 | 8
402.7736 | 5 | 1208.3209 | 8
183.5282 | 3 | 550.5845 | 5
235.9056 | 4 | 707.7169 | 6
254.5738 | 4 | 763.7214 | 6
278.649 | 4 | 835.9471 | 6
302.5651 | 4 | 907.6952 | 6
278.138 | 4 | 834.4139 | 6
343.952 | 4 | 1031.8561 | 8
398.9817 | 4 | 1196.9451 | 8
427.0782 | 5 | 1281.2345 | 8
374.2437 | 4 | 1122.7312 | 8
422.9151 | 5 | 1268.7454 | 8
479.4087 | 5 | 1438.226 | 8
318.8997 | 4 | 956.6991 | 8
359.467 | 4 | 1078.4011 | 8
413.6934 | 5 | 1241.0803 | 8
469.9181 | 5 | 1409.7542 | 8
576.7129 | 5 | 1730.1386 | 10
637.6666 | 5 | 1912.9998 | 10
669.3599 | 6 | 2008.0797 | 10
685.5374 | 6 | 2056.6121 | 10
487.2856 | 5 | 1461.8568 | 8
573.2974 | 5 | 1719.8922 | 10
666.5942 | 6 | 1999.7825 | 10
598.5182 | 5 | 1795.5546 | 10
672.8213 | 6 | 2018.4638 | 10
735.3325 | 6 | 2205.9974 | 10
787.4175 | 6 | 2362.2524 | 10
832.83 | 6 | 2498.4899 | 10
541.7729 | 5 | 1625.3186 | 10
534.0678 | 5 | 1602.2035 | 10
695.2568 | 6 | 2085.7705 | 10
724.1837 | 6 | 2172.551 | 10
864.0628 | 6 | 2592.1883 | 12
924.6022 | 6 | 2773.8066 | 12
1036.8753 | 8 | 3110.626 | 12
1098.4714 | 8 | 3295.4143 | 12
877.0156 | 6 | 2631.0468 | 12
948.7162 | 6 | 2846.1487 | 12
981.9574 | 8 | 2945.8722 | 12
1058.92 | 8 | 3176.7601 | 12
812.9455 | 6 | 2438.8364 | 10
894.4426 | 6 | 2683.3277 | 12
958.5264 | 8 | 2875.5792 | 12
1092.3955 | 8 | 3277.1865 | 12
1108.1578 | 8 | 3324.4733 | 12
1179.7044 | 8 | 3539.1131 | 12
1257.8884 | 8 | 3773.6651 | 14
1397.6463 | 8 | 4192.9389 | 14
1556.5458 | 8 | 4669.6374 | 16
1658.4722 | 10 | 4975.4165 | 16
1749.9638 | 10 | 5249.8913 | 16
840.0118 | 6 | 2520.0353 | 12
912.3919 | 6 | 2737.1757 | 12
963.4895 | 8 | 2890.4686 | 12
1003.339 | 8 | 3010.017 | 12
1234.2559 | 8 | 3702.7677 | 14
1338.3397 | 8 | 4015.019 | 14
1409.7542 | 8 | 4229.2626 | 14
1493.981 | 8 | 4481.9431 | 16
1550.69 | 8 | 4652.0699 | 16
1352.693 | 8 | 4058.0791 | 14
1398.703 | 8 | 4196.109 | 14
1508.9068 | 8 | 4526.7203 | 16
1674.3665 | 10 | 5023.0996 | 16
1200.4144 | 8 | 3601.2433 | 14
1283.8269 | 8 | 3851.4807 | 14
1416.7849 | 8 | 4250.3547 | 16
1508.8665 | 8 | 4526.5994 | 16
1598.8017 | 8 | 4796.4052 | 16
1689.4197 | 10 | 5068.259 | 16
2092.9884 | 10 | 6278.9651 | 18
2346.9884 | 10 | 7040.9653 | 18
2529.5219 | 12 | 7588.5656 | 20
2703.7978 | 12 | 8111.3933 | 20
2169.9766 | 10 | 6509.9297 | 18
2284.2526 | 10 | 6852.7577 | 18
2385.0423 | 10 | 7155.1269 | 20
2493.7612 | 10 | 7481.2836 | 20
2617.6301 | 12 | 7852.8904 | 20
2227.2787 | 10 | 6681.836 | 18
2407.488 | 10 | 7222.4641 | 20
2508.3577 | 12 | 7525.0732 | 20
2624.9016 | 12 | 7874.7049 | 20
2111.5713 | 10 | 6334.7139 | 18
2305.4296 | 10 | 6916.2887 | 18
2491.2746 | 10 | 7473.8238 | 20
2766.6299 | 12 | 8299.8898 | 20
3069.239 | 12 | 9207.7171 | 24
3426.3556 | 12 | 10279.0669 | 24
2867.819 | 12 | 8603.4569 | 20
3379.8685 | 12 | 10139.6056 | 24
3737.7603 | 14 | 11213.2809 | 24
3875.064 | 14 | 11625.1919 | 24
4004.1439 | 14 | 12012.4318 | 24
4295.2175 | 16 | 12885.6526 | 24
4595.0968 | 16 | 13785.2905 | 24
4656.6379 | 16 | 13969.9138 | 24
4664.6626 | 16 | 13993.9878 | 24
3448.9864 | 12 | 10346.9591 | 24
3639.5425 | 14 | 10918.6274 | 24
4042.4929 | 14 | 12127.4788 | 24
4332.4218 | 16 | 12997.2653 | 24
5072.7199 | 16 | 15218.1598 | 24
5521.0639 | 16 | 16563.1918 | 24
5727.2058 | 18 | 17181.6175 | 24
90.8476 | 2.5 | 363.3904 | 4
106.5592 | 2.5 | 426.2366 | 5
145.3387 | 3 | 581.3546 | 5
167.6172 | 3 | 670.4687 | 6
188.3547 | 3 | 753.4187 | 6
202.4879 | 3 | 809.9515 | 6
102.972 | 2.5 | 411.8879 | 5
116.1429 | 2.5 | 464.5717 | 5
133.8158 | 3 | 535.2633 | 5
150.196 | 3 | 600.7841 | 5
177.561 | 3 | 710.244 | 6
194.9972 | 3 | 779.989 | 6
230.1371 | 4 | 920.5484 | 6
242.8034 | 4 | 971.2134 | 8
178.5455 | 3 | 714.1819 | 6
208.9617 | 3 | 835.8467 | 6
260.8895 | 4 | 1043.5578 | 8
297.3228 | 4 | 1189.2912 | 8
273.669 | 4 | 1094.6762 | 8
321.881 | 4 | 1287.5239 | 8
360.1978 | 4 | 1440.7911 | 8
376.0572 | 4 | 1504.2286 | 8
261.6739 | 4 | 1046.6955 | 8
299.9456 | 4 | 1199.7825 | 8
365.149 | 4 | 1460.5961 | 8
403.7936 | 5 | 1615.1746 | 10
402.7736 | 5 | 1611.0945 | 10
183.5282 | 3 | 734.1127 | 6
235.9056 | 4 | 943.6226 | 6
254.5738 | 4 | 1018.2952 | 8
278.649 | 4 | 1114.5962 | 8
302.5651 | 4 | 1210.2603 | 8
278.138 | 4 | 1112.5518 | 8
343.952 | 4 | 1375.8081 | 8
398.9817 | 4 | 1595.9268 | 8
427.0782 | 5 | 1708.3126 | 10
374.2437 | 4 | 1496.975 | 8
422.9151 | 5 | 1691.6605 | 10
479.4087 | 5 | 1917.6347 | 10
318.8997 | 4 | 1275.5988 | 8
359.467 | 4 | 1437.8681 | 8
413.6934 | 5 | 1654.7738 | 10
469.9181 | 5 | 1879.6723 | 10
576.7129 | 5 | 2306.8515 | 10
637.6666 | 5 | 2550.6665 | 12
669.3599 | 6 | 2677.4396 | 12
685.5374 | 6 | 2742.1495 | 12
487.2856 | 5 | 1949.1425 | 10
573.2974 | 5 | 2293.1896 | 10
666.5942 | 6 | 2666.3766 | 12
598.5182 | 5 | 2394.0728 | 10
672.8213 | 6 | 2691.2851 | 12
735.3325 | 6 | 2941.3299 | 12
787.4175 | 6 | 3149.6699 | 12
832.83 | 6 | 3331.3199 | 12
541.7729 | 5 | 2167.0915 | 10
534.0678 | 5 | 2136.2714 | 10
695.2568 | 6 | 2781.0273 | 12
724.1837 | 6 | 2896.7347 | 12
864.0628 | 6 | 3456.2511 | 12
924.6022 | 6 | 3698.4088 | 14
1036.8753 | 8 | 4147.5013 | 14
1098.4714 | 8 | 4393.8858 | 16
877.0156 | 6 | 3508.0625 | 12
948.7162 | 6 | 3794.8649 | 14
981.9574 | 8 | 3927.8296 | 14
1058.92 | 8 | 4235.6802 | 14
812.9455 | 6 | 3251.7819 | 12
894.4426 | 6 | 3577.7702 | 14
958.5264 | 8 | 3834.1056 | 14
1092.3955 | 8 | 4369.582 | 16
1108.1578 | 8 | 4432.631 | 16
1179.7044 | 8 | 4718.8174 | 16
1257.8884 | 8 | 5031.5535 | 16
1397.6463 | 8 | 5590.5852 | 18
1556.5458 | 8 | 6226.1832 | 18
1658.4722 | 10 | 6633.8887 | 18
1749.9638 | 10 | 6999.8551 | 18
840.0118 | 6 | 3360.047 | 12
912.3919 | 6 | 3649.5676 | 14
963.4895 | 8 | 3853.9581 | 14
1003.339 | 8 | 4013.356 | 14
1234.2559 | 8 | 4937.0235 | 16
1338.3397 | 8 | 5353.3587 | 16
1409.7542 | 8 | 5639.0168 | 18
1493.981 | 8 | 5975.9242 | 18
1550.69 | 8 | 6202.7599 | 18
1352.693 | 8 | 5410.7721 | 16
1398.703 | 8 | 5594.812 | 18
1508.9068 | 8 | 6035.6271 | 18
1674.3665 | 10 | 6697.4661 | 18
1200.4144 | 8 | 4801.6577 | 16
1283.8269 | 8 | 5135.3076 | 16
1416.7849 | 8 | 5667.1396 | 18
1508.8665 | 8 | 6035.4659 | 18
1598.8017 | 8 | 6395.207 | 18
1689.4197 | 10 | 6757.6787 | 18
2092.9884 | 10 | 8371.9535 | 20
2346.9884 | 10 | 9387.9538 | 24
2529.5219 | 12 | 10118.0875 | 24
2703.7978 | 12 | 10815.191 | 24
2169.9766 | 10 | 8679.9063 | 20
2284.2526 | 10 | 9137.0102 | 24
2385.0423 | 10 | 9540.1692 | 24
2493.7612 | 10 | 9975.0448 | 24
2617.6301 | 12 | 10470.5205 | 24
2227.2787 | 10 | 8909.1146 | 24
2407.488 | 10 | 9629.9521 | 24
2508.3577 | 12 | 10033.4309 | 24
2624.9016 | 12 | 10499.6065 | 24
2111.5713 | 10 | 8446.2852 | 20
2305.4296 | 10 | 9221.7182 | 24
2491.2746 | 10 | 9965.0984 | 24
2766.6299 | 12 | 11066.5198 | 24
3069.239 | 12 | 12276.9561 | 24
3426.3556 | 12 | 13705.4225 | 24
2867.819 | 12 | 11471.2759 | 24
3379.8685 | 12 | 13519.4741 | 24
3737.7603 | 14 | 14951.0411 | 24
3875.064 | 14 | 15500.2559 | 24
4004.1439 | 14 | 16016.5758 | 24
4295.2175 | 16 | 17180.8701 | 24
4595.0968 | 16 | 18380.3874 | 24
4656.6379 | 16 | 18626.5517 | 24
4664.6626 | 16 | 18658.6504 | 24
3448.9864 | 12 | 13795.9455 | 24
3639.5425 | 14 | 14558.1699 | 24
4042.4929 | 14 | 16169.9717 | 24
4332.4218 | 16 | 17329.687 | 24
5072.7199 | 16 | 20290.8797 | 24
5521.0639 | 16 | 22084.2557 | 24
5727.2058 | 18 | 22908.8234 | 24

## Expanded Rows
Sequencing | Pump Size ID | Pump Size | Curve | Max flow @ max speed (gpm), 1 pump | Max Branch Flow | Max Header Flow | Number of Active Pumps | Number of Backup Pumps | Number of Total Pumps | Cost Group | Cost Group Type | Suction | Discharge | Branch Minimum | Branch Maximum | Branch Range | Branch List, Numerical | Branch Possbilities | Header Minimum | Header Maximum | Header Range | Header List, Numerical | Header Possbilities | All possible branch and header combinations | Unnamed: 25 | Unnamed: 26 | Unnamed: 27 | Unnamed: 28 | Unnamed: 29 | Unnamed: 30 | Unnamed: 31 | Unnamed: 32 | Unnamed: 33 | Curve.1 | Max flow @ max speed (gpm) | Valid Combo
1 | 1 | 012-070-4P-1HP | NBS_012-070_4P_1HP_6.10_SS | 90.8476 | 90.8476 | 181.6952 | 2 | 0 | 2 | A | NBS_EndSuction | 2 | 1.25 | 2 | 2.5 | BranchMin2_BranchMax2.5 | 2 | 2 | 2.5 | 3 | HeaderMin2.5_HeaderMax3 | 2.5 | 2 | 4 |  |  |  | 2 | 2.5 |  |  |  |  | NBS_012-070_4P_1HP_6.10_SS | 90.8476
1 | 1 | 012-070-4P-1HP | NBS_012-070_4P_1HP_6.10_SS | 90.8476 | 90.8476 | 181.6952 | 2 | 0 | 2 | A | NBS_EndSuction | 2 | 1.25 | 2 | 2.5 | BranchMin2_BranchMax2.5 | 2 | 2 | 2.5 | 3 | HeaderMin2.5_HeaderMax3 | 3 | 2 | 4 |  |  |  | 2 | 2.5 |  |  |  |  | NBS_012-070_4P_1HP_6.10_SS | 90.8476
1 | 1 | 012-070-4P-1HP | NBS_012-070_4P_1HP_6.10_SS | 90.8476 | 90.8476 | 181.6952 | 2 | 0 | 2 | A | NBS_EndSuction | 2 | 1.25 | 2 | 2.5 | BranchMin2_BranchMax2.5 | 2.5 | 2 | 2.5 | 3 | HeaderMin2.5_HeaderMax3 | 2.5 | 2 | 4 |  |  |  | 2 | 2.5 |  |  |  |  | NBS_012-070_4P_1HP_6.10_SS | 90.8476 | INVALID
1 | 1 | 012-070-4P-1HP | NBS_012-070_4P_1HP_6.10_SS | 90.8476 | 90.8476 | 181.6952 | 2 | 0 | 2 | A | NBS_EndSuction | 2 | 1.25 | 2 | 2.5 | BranchMin2_BranchMax2.5 | 2.5 | 2 | 2.5 | 3 | HeaderMin2.5_HeaderMax3 | 3 | 2 | 4 |  |  |  | 2 | 2.5 |  |  |  |  | NBS_012-070_4P_1HP_6.10_SS | 90.8476
2 | 2 | 012-070-4P-1pt5HP | NBS_012-070_4P_1.5HP_6.97_SS | 106.5592 | 106.5592 | 213.1183 | 2 | 0 | 2 | A | NBS_EndSuction | 2 | 1.25 | 2 | 2.5 | BranchMin2_BranchMax2.5 | 2 | 2 | 2.5 | 3 | HeaderMin2.5_HeaderMax3 | 2.5 | 2 | 4 |  |  |  | 2.5 | 3 |  |  |  |  | NBS_012-070_4P_1.5HP_6.97_SS | 106.5592
2 | 2 | 012-070-4P-1pt5HP | NBS_012-070_4P_1.5HP_6.97_SS | 106.5592 | 106.5592 | 213.1183 | 2 | 0 | 2 | A | NBS_EndSuction | 2 | 1.25 | 2 | 2.5 | BranchMin2_BranchMax2.5 | 2 | 2 | 2.5 | 3 | HeaderMin2.5_HeaderMax3 | 3 | 2 | 4 |  |  |  | 2.5 | 3 |  |  |  |  | NBS_012-070_4P_1.5HP_6.97_SS | 106.5592
2 | 2 | 012-070-4P-1pt5HP | NBS_012-070_4P_1.5HP_6.97_SS | 106.5592 | 106.5592 | 213.1183 | 2 | 0 | 2 | A | NBS_EndSuction | 2 | 1.25 | 2 | 2.5 | BranchMin2_BranchMax2.5 | 2.5 | 2 | 2.5 | 3 | HeaderMin2.5_HeaderMax3 | 2.5 | 2 | 4 |  |  |  | 2.5 | 3 |  |  |  |  | NBS_012-070_4P_1.5HP_6.97_SS | 106.5592 | INVALID
2 | 2 | 012-070-4P-1pt5HP | NBS_012-070_4P_1.5HP_6.97_SS | 106.5592 | 106.5592 | 213.1183 | 2 | 0 | 2 | A | NBS_EndSuction | 2 | 1.25 | 2 | 2.5 | BranchMin2_BranchMax2.5 | 2.5 | 2 | 2.5 | 3 | HeaderMin2.5_HeaderMax3 | 3 | 2 | 4 |  |  |  | 2.5 | 3 |  |  |  |  | NBS_012-070_4P_1.5HP_6.97_SS | 106.5592
3 | 3 | 015-070-4P-1HP | NBS_015-070_4P_1HP_5.12_SS | 145.3387 | 145.3387 | 290.6773 | 2 | 0 | 2 | A | NBS_EndSuction | 2.5 | 1.5 | 2.5 | 3 | BranchMin2.5_BranchMax3 | 2.5 | 2 | 3 | 4 | HeaderMin3_HeaderMax4 | 3 | 2 | 4 |  |  |  | 3 | 4 |  |  |  |  | NBS_015-070_4P_1HP_5.12_SS | 145.3387
3 | 3 | 015-070-4P-1HP | NBS_015-070_4P_1HP_5.12_SS | 145.3387 | 145.3387 | 290.6773 | 2 | 0 | 2 | A | NBS_EndSuction | 2.5 | 1.5 | 2.5 | 3 | BranchMin2.5_BranchMax3 | 2.5 | 2 | 3 | 4 | HeaderMin3_HeaderMax4 | 4 | 2 | 4 |  |  |  | 3 | 4 |  |  |  |  | NBS_015-070_4P_1HP_5.12_SS | 145.3387
3 | 3 | 015-070-4P-1HP | NBS_015-070_4P_1HP_5.12_SS | 145.3387 | 145.3387 | 290.6773 | 2 | 0 | 2 | A | NBS_EndSuction | 2.5 | 1.5 | 2.5 | 3 | BranchMin2.5_BranchMax3 | 3 | 2 | 3 | 4 | HeaderMin3_HeaderMax4 | 3 | 2 | 4 |  |  |  | 3 | 4 |  |  |  |  | NBS_015-070_4P_1HP_5.12_SS | 145.3387 | INVALID
3 | 3 | 015-070-4P-1HP | NBS_015-070_4P_1HP_5.12_SS | 145.3387 | 145.3387 | 290.6773 | 2 | 0 | 2 | A | NBS_EndSuction | 2.5 | 1.5 | 2.5 | 3 | BranchMin2.5_BranchMax3 | 3 | 2 | 3 | 4 | HeaderMin3_HeaderMax4 | 4 | 2 | 4 |  |  |  | 3 | 4 |  |  |  |  | NBS_015-070_4P_1HP_5.12_SS | 145.3387
4 | 4 | 015-070-4P-1pt5HP | NBS_015-070_4P_1.5HP_5.91_SS | 167.6172 | 167.6172 | 335.2343 | 2 | 0 | 2 | A | NBS_EndSuction | 2.5 | 1.5 | 2.5 | 3 | BranchMin2.5_BranchMax3 | 2.5 | 2 | 3 | 4 | HeaderMin3_HeaderMax4 | 3 | 2 | 4 |  |  |  | 4 | 5 |  |  |  |  | NBS_015-070_4P_1.5HP_5.91_SS | 167.6172
4 | 4 | 015-070-4P-1pt5HP | NBS_015-070_4P_1.5HP_5.91_SS | 167.6172 | 167.6172 | 335.2343 | 2 | 0 | 2 | A | NBS_EndSuction | 2.5 | 1.5 | 2.5 | 3 | BranchMin2.5_BranchMax3 | 2.5 | 2 | 3 | 4 | HeaderMin3_HeaderMax4 | 4 | 2 | 4 |  |  |  | 4 | 5 |  |  |  |  | NBS_015-070_4P_1.5HP_5.91_SS | 167.6172
4 | 4 | 015-070-4P-1pt5HP | NBS_015-070_4P_1.5HP_5.91_SS | 167.6172 | 167.6172 | 335.2343 | 2 | 0 | 2 | A | NBS_EndSuction | 2.5 | 1.5 | 2.5 | 3 | BranchMin2.5_BranchMax3 | 3 | 2 | 3 | 4 | HeaderMin3_HeaderMax4 | 3 | 2 | 4 |  |  |  | 4 | 5 |  |  |  |  | NBS_015-070_4P_1.5HP_5.91_SS | 167.6172 | INVALID
4 | 4 | 015-070-4P-1pt5HP | NBS_015-070_4P_1.5HP_5.91_SS | 167.6172 | 167.6172 | 335.2343 | 2 | 0 | 2 | A | NBS_EndSuction | 2.5 | 1.5 | 2.5 | 3 | BranchMin2.5_BranchMax3 | 3 | 2 | 3 | 4 | HeaderMin3_HeaderMax4 | 4 | 2 | 4 |  |  |  | 4 | 5 |  |  |  |  | NBS_015-070_4P_1.5HP_5.91_SS | 167.6172
5 | 5 | 015-070-4P-2HP | NBS_015-070_4P_2HP_6.54_SS | 188.3547 | 188.3547 | 376.7094 | 2 | 0 | 2 | A | NBS_EndSuction | 2.5 | 1.5 | 2.5 | 3 | BranchMin2.5_BranchMax3 | 2.5 | 2 | 3 | 4 | HeaderMin3_HeaderMax4 | 3 | 2 | 4 |  |  |  | 5 | 6 |  |  |  |  | NBS_015-070_4P_2HP_6.54_SS | 188.3547
5 | 5 | 015-070-4P-2HP | NBS_015-070_4P_2HP_6.54_SS | 188.3547 | 188.3547 | 376.7094 | 2 | 0 | 2 | A | NBS_EndSuction | 2.5 | 1.5 | 2.5 | 3 | BranchMin2.5_BranchMax3 | 2.5 | 2 | 3 | 4 | HeaderMin3_HeaderMax4 | 4 | 2 | 4 |  |  |  | 5 | 6 |  |  |  |  | NBS_015-070_4P_2HP_6.54_SS | 188.3547
5 | 5 | 015-070-4P-2HP | NBS_015-070_4P_2HP_6.54_SS | 188.3547 | 188.3547 | 376.7094 | 2 | 0 | 2 | A | NBS_EndSuction | 2.5 | 1.5 | 2.5 | 3 | BranchMin2.5_BranchMax3 | 3 | 2 | 3 | 4 | HeaderMin3_HeaderMax4 | 3 | 2 | 4 |  |  |  | 5 | 6 |  |  |  |  | NBS_015-070_4P_2HP_6.54_SS | 188.3547 | INVALID
5 | 5 | 015-070-4P-2HP | NBS_015-070_4P_2HP_6.54_SS | 188.3547 | 188.3547 | 376.7094 | 2 | 0 | 2 | A | NBS_EndSuction | 2.5 | 1.5 | 2.5 | 3 | BranchMin2.5_BranchMax3 | 3 | 2 | 3 | 4 | HeaderMin3_HeaderMax4 | 4 | 2 | 4 |  |  |  | 5 | 6 |  |  |  |  | NBS_015-070_4P_2HP_6.54_SS | 188.3547
6 | 6 | 015-070-4P-3HP | NBS_015-070_4P_3HP_6.93_SS | 202.4879 | 202.4879 | 404.9758 | 2 | 0 | 2 | A | NBS_EndSuction | 2.5 | 1.5 | 2.5 | 3 | BranchMin2.5_BranchMax3 | 2.5 | 2 | 3 | 5 | HeaderMin3_HeaderMax5 | 3 | 3 | 6 |  |  |  | 6 | 8 |  |  |  |  | NBS_015-070_4P_3HP_6.93_SS | 202.4879
6 | 6 | 015-070-4P-3HP | NBS_015-070_4P_3HP_6.93_SS | 202.4879 | 202.4879 | 404.9758 | 2 | 0 | 2 | A | NBS_EndSuction | 2.5 | 1.5 | 2.5 | 3 | BranchMin2.5_BranchMax3 | 2.5 | 2 | 3 | 5 | HeaderMin3_HeaderMax5 | 4 | 3 | 6 |  |  |  | 6 | 8 |  |  |  |  | NBS_015-070_4P_3HP_6.93_SS | 202.4879
6 | 6 | 015-070-4P-3HP | NBS_015-070_4P_3HP_6.93_SS | 202.4879 | 202.4879 | 404.9758 | 2 | 0 | 2 | A | NBS_EndSuction | 2.5 | 1.5 | 2.5 | 3 | BranchMin2.5_BranchMax3 | 2.5 | 2 | 3 | 5 | HeaderMin3_HeaderMax5 | 5 | 3 | 6 |  |  |  | 6 | 8 |  |  |  |  | NBS_015-070_4P_3HP_6.93_SS | 202.4879
6 | 6 | 015-070-4P-3HP | NBS_015-070_4P_3HP_6.93_SS | 202.4879 | 202.4879 | 404.9758 | 2 | 0 | 2 | A | NBS_EndSuction | 2.5 | 1.5 | 2.5 | 3 | BranchMin2.5_BranchMax3 | 3 | 2 | 3 | 5 | HeaderMin3_HeaderMax5 | 3 | 3 | 6 |  |  |  | 6 | 8 |  |  |  |  | NBS_015-070_4P_3HP_6.93_SS | 202.4879 | INVALID
6 | 6 | 015-070-4P-3HP | NBS_015-070_4P_3HP_6.93_SS | 202.4879 | 202.4879 | 404.9758 | 2 | 0 | 2 | A | NBS_EndSuction | 2.5 | 1.5 | 2.5 | 3 | BranchMin2.5_BranchMax3 | 3 | 2 | 3 | 5 | HeaderMin3_HeaderMax5 | 4 | 3 | 6 |  |  |  | 6 | 8 |  |  |  |  | NBS_015-070_4P_3HP_6.93_SS | 202.4879
6 | 6 | 015-070-4P-3HP | NBS_015-070_4P_3HP_6.93_SS | 202.4879 | 202.4879 | 404.9758 | 2 | 0 | 2 | A | NBS_EndSuction | 2.5 | 1.5 | 2.5 | 3 | BranchMin2.5_BranchMax3 | 3 | 2 | 3 | 5 | HeaderMin3_HeaderMax5 | 5 | 3 | 6 |  |  |  | 6 | 8 |  |  |  |  | NBS_015-070_4P_3HP_6.93_SS | 202.4879
7 | 7 | 015-090-4P-1pt5HP | NBS_015-090_4P_1.5HP_6.69_SS | 102.972 | 102.972 | 205.9439 | 2 | 0 | 2 | A | NBS_EndSuction | 2.5 | 1.5 | 2.5 | 2.5 | BranchMin2.5_BranchMax2.5 | 2.5 | 1 | 3 | 3 | HeaderMin3_HeaderMax3 | 3 | 1 | 1 |  |  |  | 8 | 10 |  |  |  |  | NBS_015-090_4P_1.5HP_6.69_SS | 102.972
8 | 8 | 015-090-4P-2HP | NBS_015-090_4P_2HP_7.24_SS | 116.1429 | 116.1429 | 232.2859 | 2 | 0 | 2 | A | NBS_EndSuction | 2.5 | 1.5 | 2.5 | 2.5 | BranchMin2.5_BranchMax2.5 | 2.5 | 1 | 3 | 4 | HeaderMin3_HeaderMax4 | 3 | 2 | 2 |  |  |  | 10 | 12 |  |  |  |  | NBS_015-090_4P_2HP_7.24_SS | 116.1429
8 | 8 | 015-090-4P-2HP | NBS_015-090_4P_2HP_7.24_SS | 116.1429 | 116.1429 | 232.2859 | 2 | 0 | 2 | A | NBS_EndSuction | 2.5 | 1.5 | 2.5 | 2.5 | BranchMin2.5_BranchMax2.5 | 2.5 | 1 | 3 | 4 | HeaderMin3_HeaderMax4 | 4 | 2 | 2 |  |  |  | 10 | 12 |  |  |  |  | NBS_015-090_4P_2HP_7.24_SS | 116.1429
9 | 9 | 015-090-4P-3HP | NBS_015-090_4P_3HP_8.11_SS | 133.8158 | 133.8158 | 267.6317 | 2 | 0 | 2 | A | NBS_EndSuction | 2.5 | 1.5 | 2.5 | 3 | BranchMin2.5_BranchMax3 | 2.5 | 2 | 3 | 4 | HeaderMin3_HeaderMax4 | 3 | 2 | 4 |  |  |  | 12 | 14 |  |  |  |  | NBS_015-090_4P_3HP_8.11_SS | 133.8158
9 | 9 | 015-090-4P-3HP | NBS_015-090_4P_3HP_8.11_SS | 133.8158 | 133.8158 | 267.6317 | 2 | 0 | 2 | A | NBS_EndSuction | 2.5 | 1.5 | 2.5 | 3 | BranchMin2.5_BranchMax3 | 2.5 | 2 | 3 | 4 | HeaderMin3_HeaderMax4 | 4 | 2 | 4 |  |  |  | 12 | 14 |  |  |  |  | NBS_015-090_4P_3HP_8.11_SS | 133.8158
9 | 9 | 015-090-4P-3HP | NBS_015-090_4P_3HP_8.11_SS | 133.8158 | 133.8158 | 267.6317 | 2 | 0 | 2 | A | NBS_EndSuction | 2.5 | 1.5 | 2.5 | 3 | BranchMin2.5_BranchMax3 | 3 | 2 | 3 | 4 | HeaderMin3_HeaderMax4 | 3 | 2 | 4 |  |  |  | 12 | 14 |  |  |  |  | NBS_015-090_4P_3HP_8.11_SS | 133.8158 | INVALID
9 | 9 | 015-090-4P-3HP | NBS_015-090_4P_3HP_8.11_SS | 133.8158 | 133.8158 | 267.6317 | 2 | 0 | 2 | A | NBS_EndSuction | 2.5 | 1.5 | 2.5 | 3 | BranchMin2.5_BranchMax3 | 3 | 2 | 3 | 4 | HeaderMin3_HeaderMax4 | 4 | 2 | 4 |  |  |  | 12 | 14 |  |  |  |  | NBS_015-090_4P_3HP_8.11_SS | 133.8158
10 | 10 | 015-090-4P-5HP | NBS_015-090_4P_5HP_9.84_SS | 150.196 | 150.196 | 300.3921 | 2 | 0 | 2 | A | NBS_EndSuction | 2.5 | 1.5 | 2.5 | 3 | BranchMin2.5_BranchMax3 | 2.5 | 2 | 3 | 4 | HeaderMin3_HeaderMax4 | 3 | 2 | 4 |  |  |  | 14 | 16 |  |  |  |  | NBS_015-090_4P_5HP_9.84_SS | 150.196
10 | 10 | 015-090-4P-5HP | NBS_015-090_4P_5HP_9.84_SS | 150.196 | 150.196 | 300.3921 | 2 | 0 | 2 | A | NBS_EndSuction | 2.5 | 1.5 | 2.5 | 3 | BranchMin2.5_BranchMax3 | 2.5 | 2 | 3 | 4 | HeaderMin3_HeaderMax4 | 4 | 2 | 4 |  |  |  | 14 | 16 |  |  |  |  | NBS_015-090_4P_5HP_9.84_SS | 150.196
10 | 10 | 015-090-4P-5HP | NBS_015-090_4P_5HP_9.84_SS | 150.196 | 150.196 | 300.3921 | 2 | 0 | 2 | A | NBS_EndSuction | 2.5 | 1.5 | 2.5 | 3 | BranchMin2.5_BranchMax3 | 3 | 2 | 3 | 4 | HeaderMin3_HeaderMax4 | 3 | 2 | 4 |  |  |  | 14 | 16 |  |  |  |  | NBS_015-090_4P_5HP_9.84_SS | 150.196 | INVALID
10 | 10 | 015-090-4P-5HP | NBS_015-090_4P_5HP_9.84_SS | 150.196 | 150.196 | 300.3921 | 2 | 0 | 2 | A | NBS_EndSuction | 2.5 | 1.5 | 2.5 | 3 | BranchMin2.5_BranchMax3 | 3 | 2 | 3 | 4 | HeaderMin3_HeaderMax4 | 4 | 2 | 4 |  |  |  | 14 | 16 |  |  |  |  | NBS_015-090_4P_5HP_9.84_SS | 150.196
11 | 11 | 015-095-4P-2HP | NBS_015-095_4P_2HP_6.54_SS | 177.561 | 177.561 | 355.122 | 2 | 0 | 2 | A | NBS_EndSuction | 2.5 | 1.5 | 2.5 | 3 | BranchMin2.5_BranchMax3 | 2.5 | 2 | 3 | 4 | HeaderMin3_HeaderMax4 | 3 | 2 | 4 |  |  |  | 16 | 18 |  |  |  |  | NBS_015-095_4P_2HP_6.54_SS | 177.561
11 | 11 | 015-095-4P-2HP | NBS_015-095_4P_2HP_6.54_SS | 177.561 | 177.561 | 355.122 | 2 | 0 | 2 | A | NBS_EndSuction | 2.5 | 1.5 | 2.5 | 3 | BranchMin2.5_BranchMax3 | 2.5 | 2 | 3 | 4 | HeaderMin3_HeaderMax4 | 4 | 2 | 4 |  |  |  | 16 | 18 |  |  |  |  | NBS_015-095_4P_2HP_6.54_SS | 177.561
11 | 11 | 015-095-4P-2HP | NBS_015-095_4P_2HP_6.54_SS | 177.561 | 177.561 | 355.122 | 2 | 0 | 2 | A | NBS_EndSuction | 2.5 | 1.5 | 2.5 | 3 | BranchMin2.5_BranchMax3 | 3 | 2 | 3 | 4 | HeaderMin3_HeaderMax4 | 3 | 2 | 4 |  |  |  | 16 | 18 |  |  |  |  | NBS_015-095_4P_2HP_6.54_SS | 177.561 | INVALID
11 | 11 | 015-095-4P-2HP | NBS_015-095_4P_2HP_6.54_SS | 177.561 | 177.561 | 355.122 | 2 | 0 | 2 | A | NBS_EndSuction | 2.5 | 1.5 | 2.5 | 3 | BranchMin2.5_BranchMax3 | 3 | 2 | 3 | 4 | HeaderMin3_HeaderMax4 | 4 | 2 | 4 |  |  |  | 16 | 18 |  |  |  |  | NBS_015-095_4P_2HP_6.54_SS | 177.561
12 | 12 | 015-095-4P-3HP | NBS_015-095_4P_3HP_7.32_SS | 194.9972 | 194.9972 | 389.9945 | 2 | 0 | 2 | A | NBS_EndSuction | 2.5 | 1.5 | 2.5 | 3 | BranchMin2.5_BranchMax3 | 2.5 | 2 | 3 | 4 | HeaderMin3_HeaderMax4 | 3 | 2 | 4 |  |  |  | 18 | 20 |  |  |  |  | NBS_015-095_4P_3HP_7.32_SS | 194.9972
12 | 12 | 015-095-4P-3HP | NBS_015-095_4P_3HP_7.32_SS | 194.9972 | 194.9972 | 389.9945 | 2 | 0 | 2 | A | NBS_EndSuction | 2.5 | 1.5 | 2.5 | 3 | BranchMin2.5_BranchMax3 | 2.5 | 2 | 3 | 4 | HeaderMin3_HeaderMax4 | 4 | 2 | 4 |  |  |  | 18 | 20 |  |  |  |  | NBS_015-095_4P_3HP_7.32_SS | 194.9972
12 | 12 | 015-095-4P-3HP | NBS_015-095_4P_3HP_7.32_SS | 194.9972 | 194.9972 | 389.9945 | 2 | 0 | 2 | A | NBS_EndSuction | 2.5 | 1.5 | 2.5 | 3 | BranchMin2.5_BranchMax3 | 3 | 2 | 3 | 4 | HeaderMin3_HeaderMax4 | 3 | 2 | 4 |  |  |  | 18 | 20 |  |  |  |  | NBS_015-095_4P_3HP_7.32_SS | 194.9972 | INVALID
12 | 12 | 015-095-4P-3HP | NBS_015-095_4P_3HP_7.32_SS | 194.9972 | 194.9972 | 389.9945 | 2 | 0 | 2 | A | NBS_EndSuction | 2.5 | 1.5 | 2.5 | 3 | BranchMin2.5_BranchMax3 | 3 | 2 | 3 | 4 | HeaderMin3_HeaderMax4 | 4 | 2 | 4 |  |  |  | 18 | 20 |  |  |  |  | NBS_015-095_4P_3HP_7.32_SS | 194.9972
13 | 13 | 015-095-4P-5HP | NBS_015-095_4P_5HP_8.82_SS | 230.1371 | 230.1371 | 460.2742 | 2 | 0 | 2 | A | NBS_EndSuction | 2.5 | 1.5 | 2.5 | 4 | BranchMin2.5_BranchMax4 | 2.5 | 3 | 3 | 5 | HeaderMin3_HeaderMax5 | 3 | 3 | 9 | [9 empty] | NBS_015-095_4P_5HP_8.82_SS | 230.1371
13 | 13 | 015-095-4P-5HP | NBS_015-095_4P_5HP_8.82_SS | 230.1371 | 230.1371 | 460.2742 | 2 | 0 | 2 | A | NBS_EndSuction | 2.5 | 1.5 | 2.5 | 4 | BranchMin2.5_BranchMax4 | 2.5 | 3 | 3 | 5 | HeaderMin3_HeaderMax5 | 4 | 3 | 9 | [9 empty] | NBS_015-095_4P_5HP_8.82_SS | 230.1371
13 | 13 | 015-095-4P-5HP | NBS_015-095_4P_5HP_8.82_SS | 230.1371 | 230.1371 | 460.2742 | 2 | 0 | 2 | A | NBS_EndSuction | 2.5 | 1.5 | 2.5 | 4 | BranchMin2.5_BranchMax4 | 2.5 | 3 | 3 | 5 | HeaderMin3_HeaderMax5 | 5 | 3 | 9 | [9 empty] | NBS_015-095_4P_5HP_8.82_SS | 230.1371
13 | 13 | 015-095-4P-5HP | NBS_015-095_4P_5HP_8.82_SS | 230.1371 | 230.1371 | 460.2742 | 2 | 0 | 2 | A | NBS_EndSuction | 2.5 | 1.5 | 2.5 | 4 | BranchMin2.5_BranchMax4 | 3 | 3 | 3 | 5 | HeaderMin3_HeaderMax5 | 3 | 3 | 9 | [9 empty] | NBS_015-095_4P_5HP_8.82_SS | 230.1371 | INVALID
13 | 13 | 015-095-4P-5HP | NBS_015-095_4P_5HP_8.82_SS | 230.1371 | 230.1371 | 460.2742 | 2 | 0 | 2 | A | NBS_EndSuction | 2.5 | 1.5 | 2.5 | 4 | BranchMin2.5_BranchMax4 | 3 | 3 | 3 | 5 | HeaderMin3_HeaderMax5 | 4 | 3 | 9 | [9 empty] | NBS_015-095_4P_5HP_8.82_SS | 230.1371
13 | 13 | 015-095-4P-5HP | NBS_015-095_4P_5HP_8.82_SS | 230.1371 | 230.1371 | 460.2742 | 2 | 0 | 2 | A | NBS_EndSuction | 2.5 | 1.5 | 2.5 | 4 | BranchMin2.5_BranchMax4 | 3 | 3 | 3 | 5 | HeaderMin3_HeaderMax5 | 5 | 3 | 9 | [9 empty] | NBS_015-095_4P_5HP_8.82_SS | 230.1371
13 | 13 | 015-095-4P-5HP | NBS_015-095_4P_5HP_8.82_SS | 230.1371 | 230.1371 | 460.2742 | 2 | 0 | 2 | A | NBS_EndSuction | 2.5 | 1.5 | 2.5 | 4 | BranchMin2.5_BranchMax4 | 4 | 3 | 3 | 5 | HeaderMin3_HeaderMax5 | 3 | 3 | 9 | [9 empty] | NBS_015-095_4P_5HP_8.82_SS | 230.1371 | INVALID
13 | 13 | 015-095-4P-5HP | NBS_015-095_4P_5HP_8.82_SS | 230.1371 | 230.1371 | 460.2742 | 2 | 0 | 2 | A | NBS_EndSuction | 2.5 | 1.5 | 2.5 | 4 | BranchMin2.5_BranchMax4 | 4 | 3 | 3 | 5 | HeaderMin3_HeaderMax5 | 4 | 3 | 9 | [9 empty] | NBS_015-095_4P_5HP_8.82_SS | 230.1371 | INVALID
13 | 13 | 015-095-4P-5HP | NBS_015-095_4P_5HP_8.82_SS | 230.1371 | 230.1371 | 460.2742 | 2 | 0 | 2 | A | NBS_EndSuction | 2.5 | 1.5 | 2.5 | 4 | BranchMin2.5_BranchMax4 | 4 | 3 | 3 | 5 | HeaderMin3_HeaderMax5 | 5 | 3 | 9 | [9 empty] | NBS_015-095_4P_5HP_8.82_SS | 230.1371
14 | 14 | 015-095-4P-7pt5HP | NBS_015-095_4P_7.5HP_9.84_SS | 242.8034 | 242.8034 | 485.6067 | 2 | 0 | 2 | A | NBS_EndSuction | 2.5 | 1.5 | 2.5 | 4 | BranchMin2.5_BranchMax4 | 2.5 | 3 | 3 | 5 | HeaderMin3_HeaderMax5 | 3 | 3 | 9 | [9 empty] | NBS_015-095_4P_7.5HP_9.84_SS | 242.8034
14 | 14 | 015-095-4P-7pt5HP | NBS_015-095_4P_7.5HP_9.84_SS | 242.8034 | 242.8034 | 485.6067 | 2 | 0 | 2 | A | NBS_EndSuction | 2.5 | 1.5 | 2.5 | 4 | BranchMin2.5_BranchMax4 | 2.5 | 3 | 3 | 5 | HeaderMin3_HeaderMax5 | 4 | 3 | 9 | [9 empty] | NBS_015-095_4P_7.5HP_9.84_SS | 242.8034
14 | 14 | 015-095-4P-7pt5HP | NBS_015-095_4P_7.5HP_9.84_SS | 242.8034 | 242.8034 | 485.6067 | 2 | 0 | 2 | A | NBS_EndSuction | 2.5 | 1.5 | 2.5 | 4 | BranchMin2.5_BranchMax4 | 2.5 | 3 | 3 | 5 | HeaderMin3_HeaderMax5 | 5 | 3 | 9 | [9 empty] | NBS_015-095_4P_7.5HP_9.84_SS | 242.8034
14 | 14 | 015-095-4P-7pt5HP | NBS_015-095_4P_7.5HP_9.84_SS | 242.8034 | 242.8034 | 485.6067 | 2 | 0 | 2 | A | NBS_EndSuction | 2.5 | 1.5 | 2.5 | 4 | BranchMin2.5_BranchMax4 | 3 | 3 | 3 | 5 | HeaderMin3_HeaderMax5 | 3 | 3 | 9 | [9 empty] | NBS_015-095_4P_7.5HP_9.84_SS | 242.8034 | INVALID
14 | 14 | 015-095-4P-7pt5HP | NBS_015-095_4P_7.5HP_9.84_SS | 242.8034 | 242.8034 | 485.6067 | 2 | 0 | 2 | A | NBS_EndSuction | 2.5 | 1.5 | 2.5 | 4 | BranchMin2.5_BranchMax4 | 3 | 3 | 3 | 5 | HeaderMin3_HeaderMax5 | 4 | 3 | 9 | [9 empty] | NBS_015-095_4P_7.5HP_9.84_SS | 242.8034
14 | 14 | 015-095-4P-7pt5HP | NBS_015-095_4P_7.5HP_9.84_SS | 242.8034 | 242.8034 | 485.6067 | 2 | 0 | 2 | A | NBS_EndSuction | 2.5 | 1.5 | 2.5 | 4 | BranchMin2.5_BranchMax4 | 3 | 3 | 3 | 5 | HeaderMin3_HeaderMax5 | 5 | 3 | 9 | [9 empty] | NBS_015-095_4P_7.5HP_9.84_SS | 242.8034
14 | 14 | 015-095-4P-7pt5HP | NBS_015-095_4P_7.5HP_9.84_SS | 242.8034 | 242.8034 | 485.6067 | 2 | 0 | 2 | A | NBS_EndSuction | 2.5 | 1.5 | 2.5 | 4 | BranchMin2.5_BranchMax4 | 4 | 3 | 3 | 5 | HeaderMin3_HeaderMax5 | 3 | 3 | 9 | [9 empty] | NBS_015-095_4P_7.5HP_9.84_SS | 242.8034 | INVALID
14 | 14 | 015-095-4P-7pt5HP | NBS_015-095_4P_7.5HP_9.84_SS | 242.8034 | 242.8034 | 485.6067 | 2 | 0 | 2 | A | NBS_EndSuction | 2.5 | 1.5 | 2.5 | 4 | BranchMin2.5_BranchMax4 | 4 | 3 | 3 | 5 | HeaderMin3_HeaderMax5 | 4 | 3 | 9 | [9 empty] | NBS_015-095_4P_7.5HP_9.84_SS | 242.8034 | INVALID
14 | 14 | 015-095-4P-7pt5HP | NBS_015-095_4P_7.5HP_9.84_SS | 242.8034 | 242.8034 | 485.6067 | 2 | 0 | 2 | A | NBS_EndSuction | 2.5 | 1.5 | 2.5 | 4 | BranchMin2.5_BranchMax4 | 4 | 3 | 3 | 5 | HeaderMin3_HeaderMax5 | 5 | 3 | 9 | [9 empty] | NBS_015-095_4P_7.5HP_9.84_SS | 242.8034
15 | 15 | 020-095-4P-2HP | NBS_020-095_4P_2HP_5.83_SS | 178.5455 | 178.5455 | 357.091 | 2 | 0 | 2 | A | NBS_EndSuction | 2.5 | 2 | 2.5 | 3 | BranchMin2.5_BranchMax3 | 2.5 | 2 | 3 | 4 | HeaderMin3_HeaderMax4 | 3 | 2 | 4 | [9 empty] | NBS_020-095_4P_2HP_5.83_SS | 178.5455
15 | 15 | 020-095-4P-2HP | NBS_020-095_4P_2HP_5.83_SS | 178.5455 | 178.5455 | 357.091 | 2 | 0 | 2 | A | NBS_EndSuction | 2.5 | 2 | 2.5 | 3 | BranchMin2.5_BranchMax3 | 2.5 | 2 | 3 | 4 | HeaderMin3_HeaderMax4 | 4 | 2 | 4 | [9 empty] | NBS_020-095_4P_2HP_5.83_SS | 178.5455
15 | 15 | 020-095-4P-2HP | NBS_020-095_4P_2HP_5.83_SS | 178.5455 | 178.5455 | 357.091 | 2 | 0 | 2 | A | NBS_EndSuction | 2.5 | 2 | 2.5 | 3 | BranchMin2.5_BranchMax3 | 3 | 2 | 3 | 4 | HeaderMin3_HeaderMax4 | 3 | 2 | 4 | [9 empty] | NBS_020-095_4P_2HP_5.83_SS | 178.5455 | INVALID
15 | 15 | 020-095-4P-2HP | NBS_020-095_4P_2HP_5.83_SS | 178.5455 | 178.5455 | 357.091 | 2 | 0 | 2 | A | NBS_EndSuction | 2.5 | 2 | 2.5 | 3 | BranchMin2.5_BranchMax3 | 3 | 2 | 3 | 4 | HeaderMin3_HeaderMax4 | 4 | 2 | 4 | [9 empty] | NBS_020-095_4P_2HP_5.83_SS | 178.5455
16 | 16 | 020-095-4P-3HP | NBS_020-095_4P_3HP_6.61_SS | 208.9617 | 208.9617 | 417.9234 | 2 | 0 | 2 | A | NBS_EndSuction | 2.5 | 2 | 2.5 | 3 | BranchMin2.5_BranchMax3 | 2.5 | 2 | 3 | 5 | HeaderMin3_HeaderMax5 | 3 | 3 | 6 | [9 empty] | NBS_020-095_4P_3HP_6.61_SS | 208.9617
16 | 16 | 020-095-4P-3HP | NBS_020-095_4P_3HP_6.61_SS | 208.9617 | 208.9617 | 417.9234 | 2 | 0 | 2 | A | NBS_EndSuction | 2.5 | 2 | 2.5 | 3 | BranchMin2.5_BranchMax3 | 2.5 | 2 | 3 | 5 | HeaderMin3_HeaderMax5 | 4 | 3 | 6 | [9 empty] | NBS_020-095_4P_3HP_6.61_SS | 208.9617
16 | 16 | 020-095-4P-3HP | NBS_020-095_4P_3HP_6.61_SS | 208.9617 | 208.9617 | 417.9234 | 2 | 0 | 2 | A | NBS_EndSuction | 2.5 | 2 | 2.5 | 3 | BranchMin2.5_BranchMax3 | 2.5 | 2 | 3 | 5 | HeaderMin3_HeaderMax5 | 5 | 3 | 6 | [9 empty] | NBS_020-095_4P_3HP_6.61_SS | 208.9617
16 | 16 | 020-095-4P-3HP | NBS_020-095_4P_3HP_6.61_SS | 208.9617 | 208.9617 | 417.9234 | 2 | 0 | 2 | A | NBS_EndSuction | 2.5 | 2 | 2.5 | 3 | BranchMin2.5_BranchMax3 | 3 | 2 | 3 | 5 | HeaderMin3_HeaderMax5 | 3 | 3 | 6 | [9 empty] | NBS_020-095_4P_3HP_6.61_SS | 208.9617 | INVALID
16 | 16 | 020-095-4P-3HP | NBS_020-095_4P_3HP_6.61_SS | 208.9617 | 208.9617 | 417.9234 | 2 | 0 | 2 | A | NBS_EndSuction | 2.5 | 2 | 2.5 | 3 | BranchMin2.5_BranchMax3 | 3 | 2 | 3 | 5 | HeaderMin3_HeaderMax5 | 4 | 3 | 6 | [9 empty] | NBS_020-095_4P_3HP_6.61_SS | 208.9617
16 | 16 | 020-095-4P-3HP | NBS_020-095_4P_3HP_6.61_SS | 208.9617 | 208.9617 | 417.9234 | 2 | 0 | 2 | A | NBS_EndSuction | 2.5 | 2 | 2.5 | 3 | BranchMin2.5_BranchMax3 | 3 | 2 | 3 | 5 | HeaderMin3_HeaderMax5 | 5 | 3 | 6 | [9 empty] | NBS_020-095_4P_3HP_6.61_SS | 208.9617
17 | 17 | 020-095-4P-5HP | NBS_020-095_4P_5HP_8.11_SS | 260.8895 | 260.8895 | 521.7789 | 2 | 0 | 2 | A | NBS_EndSuction | 2.5 | 2 | 2.5 | 4 | BranchMin2.5_BranchMax4 | 2.5 | 3 | 3 | 5 | HeaderMin3_HeaderMax5 | 3 | 3 | 9 | [9 empty] | NBS_020-095_4P_5HP_8.11_SS | 260.8895
17 | 17 | 020-095-4P-5HP | NBS_020-095_4P_5HP_8.11_SS | 260.8895 | 260.8895 | 521.7789 | 2 | 0 | 2 | A | NBS_EndSuction | 2.5 | 2 | 2.5 | 4 | BranchMin2.5_BranchMax4 | 2.5 | 3 | 3 | 5 | HeaderMin3_HeaderMax5 | 4 | 3 | 9 | [9 empty] | NBS_020-095_4P_5HP_8.11_SS | 260.8895
17 | 17 | 020-095-4P-5HP | NBS_020-095_4P_5HP_8.11_SS | 260.8895 | 260.8895 | 521.7789 | 2 | 0 | 2 | A | NBS_EndSuction | 2.5 | 2 | 2.5 | 4 | BranchMin2.5_BranchMax4 | 2.5 | 3 | 3 | 5 | HeaderMin3_HeaderMax5 | 5 | 3 | 9 | [9 empty] | NBS_020-095_4P_5HP_8.11_SS | 260.8895
17 | 17 | 020-095-4P-5HP | NBS_020-095_4P_5HP_8.11_SS | 260.8895 | 260.8895 | 521.7789 | 2 | 0 | 2 | A | NBS_EndSuction | 2.5 | 2 | 2.5 | 4 | BranchMin2.5_BranchMax4 | 3 | 3 | 3 | 5 | HeaderMin3_HeaderMax5 | 3 | 3 | 9 | [9 empty] | NBS_020-095_4P_5HP_8.11_SS | 260.8895 | INVALID
17 | 17 | 020-095-4P-5HP | NBS_020-095_4P_5HP_8.11_SS | 260.8895 | 260.8895 | 521.7789 | 2 | 0 | 2 | A | NBS_EndSuction | 2.5 | 2 | 2.5 | 4 | BranchMin2.5_BranchMax4 | 3 | 3 | 3 | 5 | HeaderMin3_HeaderMax5 | 4 | 3 | 9 | [9 empty] | NBS_020-095_4P_5HP_8.11_SS | 260.8895
17 | 17 | 020-095-4P-5HP | NBS_020-095_4P_5HP_8.11_SS | 260.8895 | 260.8895 | 521.7789 | 2 | 0 | 2 | A | NBS_EndSuction | 2.5 | 2 | 2.5 | 4 | BranchMin2.5_BranchMax4 | 3 | 3 | 3 | 5 | HeaderMin3_HeaderMax5 | 5 | 3 | 9 | [9 empty] | NBS_020-095_4P_5HP_8.11_SS | 260.8895
17 | 17 | 020-095-4P-5HP | NBS_020-095_4P_5HP_8.11_SS | 260.8895 | 260.8895 | 521.7789 | 2 | 0 | 2 | A | NBS_EndSuction | 2.5 | 2 | 2.5 | 4 | BranchMin2.5_BranchMax4 | 4 | 3 | 3 | 5 | HeaderMin3_HeaderMax5 | 3 | 3 | 9 | [9 empty] | NBS_020-095_4P_5HP_8.11_SS | 260.8895 | INVALID
17 | 17 | 020-095-4P-5HP | NBS_020-095_4P_5HP_8.11_SS | 260.8895 | 260.8895 | 521.7789 | 2 | 0 | 2 | A | NBS_EndSuction | 2.5 | 2 | 2.5 | 4 | BranchMin2.5_BranchMax4 | 4 | 3 | 3 | 5 | HeaderMin3_HeaderMax5 | 4 | 3 | 9 | [9 empty] | NBS_020-095_4P_5HP_8.11_SS | 260.8895 | INVALID
17 | 17 | 020-095-4P-5HP | NBS_020-095_4P_5HP_8.11_SS | 260.8895 | 260.8895 | 521.7789 | 2 | 0 | 2 | A | NBS_EndSuction | 2.5 | 2 | 2.5 | 4 | BranchMin2.5_BranchMax4 | 4 | 3 | 3 | 5 | HeaderMin3_HeaderMax5 | 5 | 3 | 9 | [9 empty] | NBS_020-095_4P_5HP_8.11_SS | 260.8895
18 | 18 | 020-095-4P-7pt5HP | NBS_020-095_4P_7.5HP_9.45_SS | 297.3228 | 297.3228 | 594.6456 | 2 | 0 | 2 | A | NBS_EndSuction | 2.5 | 2 | 2.5 | 4 | BranchMin2.5_BranchMax4 | 2.5 | 3 | 3 | 5 | HeaderMin3_HeaderMax5 | 3 | 3 | 9 | [9 empty] | NBS_020-095_4P_7.5HP_9.45_SS | 297.3228
18 | 18 | 020-095-4P-7pt5HP | NBS_020-095_4P_7.5HP_9.45_SS | 297.3228 | 297.3228 | 594.6456 | 2 | 0 | 2 | A | NBS_EndSuction | 2.5 | 2 | 2.5 | 4 | BranchMin2.5_BranchMax4 | 2.5 | 3 | 3 | 5 | HeaderMin3_HeaderMax5 | 4 | 3 | 9 | [9 empty] | NBS_020-095_4P_7.5HP_9.45_SS | 297.3228
18 | 18 | 020-095-4P-7pt5HP | NBS_020-095_4P_7.5HP_9.45_SS | 297.3228 | 297.3228 | 594.6456 | 2 | 0 | 2 | A | NBS_EndSuction | 2.5 | 2 | 2.5 | 4 | BranchMin2.5_BranchMax4 | 2.5 | 3 | 3 | 5 | HeaderMin3_HeaderMax5 | 5 | 3 | 9 | [9 empty] | NBS_020-095_4P_7.5HP_9.45_SS | 297.3228
18 | 18 | 020-095-4P-7pt5HP | NBS_020-095_4P_7.5HP_9.45_SS | 297.3228 | 297.3228 | 594.6456 | 2 | 0 | 2 | A | NBS_EndSuction | 2.5 | 2 | 2.5 | 4 | BranchMin2.5_BranchMax4 | 3 | 3 | 3 | 5 | HeaderMin3_HeaderMax5 | 3 | 3 | 9 | [9 empty] | NBS_020-095_4P_7.5HP_9.45_SS | 297.3228 | INVALID
18 | 18 | 020-095-4P-7pt5HP | NBS_020-095_4P_7.5HP_9.45_SS | 297.3228 | 297.3228 | 594.6456 | 2 | 0 | 2 | A | NBS_EndSuction | 2.5 | 2 | 2.5 | 4 | BranchMin2.5_BranchMax4 | 3 | 3 | 3 | 5 | HeaderMin3_HeaderMax5 | 4 | 3 | 9 | [9 empty] | NBS_020-095_4P_7.5HP_9.45_SS | 297.3228
18 | 18 | 020-095-4P-7pt5HP | NBS_020-095_4P_7.5HP_9.45_SS | 297.3228 | 297.3228 | 594.6456 | 2 | 0 | 2 | A | NBS_EndSuction | 2.5 | 2 | 2.5 | 4 | BranchMin2.5_BranchMax4 | 3 | 3 | 3 | 5 | HeaderMin3_HeaderMax5 | 5 | 3 | 9 | [9 empty] | NBS_020-095_4P_7.5HP_9.45_SS | 297.3228
18 | 18 | 020-095-4P-7pt5HP | NBS_020-095_4P_7.5HP_9.45_SS | 297.3228 | 297.3228 | 594.6456 | 2 | 0 | 2 | A | NBS_EndSuction | 2.5 | 2 | 2.5 | 4 | BranchMin2.5_BranchMax4 | 4 | 3 | 3 | 5 | HeaderMin3_HeaderMax5 | 3 | 3 | 9 | [9 empty] | NBS_020-095_4P_7.5HP_9.45_SS | 297.3228 | INVALID
18 | 18 | 020-095-4P-7pt5HP | NBS_020-095_4P_7.5HP_9.45_SS | 297.3228 | 297.3228 | 594.6456 | 2 | 0 | 2 | A | NBS_EndSuction | 2.5 | 2 | 2.5 | 4 | BranchMin2.5_BranchMax4 | 4 | 3 | 3 | 5 | HeaderMin3_HeaderMax5 | 4 | 3 | 9 | [9 empty] | NBS_020-095_4P_7.5HP_9.45_SS | 297.3228 | INVALID
18 | 18 | 020-095-4P-7pt5HP | NBS_020-095_4P_7.5HP_9.45_SS | 297.3228 | 297.3228 | 594.6456 | 2 | 0 | 2 | A | NBS_EndSuction | 2.5 | 2 | 2.5 | 4 | BranchMin2.5_BranchMax4 | 4 | 3 | 3 | 5 | HeaderMin3_HeaderMax5 | 5 | 3 | 9 | [9 empty] | NBS_020-095_4P_7.5HP_9.45_SS | 297.3228
19 | 19 | 020-110-4P-5HP | NBS_020-110_4P_5HP_8.11_SS | 273.669 | 273.669 | 547.3381 | 2 | 0 | 2 | A | NBS_EndSuction | 2.5 | 2 | 2.5 | 4 | BranchMin2.5_BranchMax4 | 2.5 | 3 | 3 | 5 | HeaderMin3_HeaderMax5 | 3 | 3 | 9 | [9 empty] | NBS_020-110_4P_5HP_8.11_SS | 273.669
19 | 19 | 020-110-4P-5HP | NBS_020-110_4P_5HP_8.11_SS | 273.669 | 273.669 | 547.3381 | 2 | 0 | 2 | A | NBS_EndSuction | 2.5 | 2 | 2.5 | 4 | BranchMin2.5_BranchMax4 | 2.5 | 3 | 3 | 5 | HeaderMin3_HeaderMax5 | 4 | 3 | 9 | [9 empty] | NBS_020-110_4P_5HP_8.11_SS | 273.669
19 | 19 | 020-110-4P-5HP | NBS_020-110_4P_5HP_8.11_SS | 273.669 | 273.669 | 547.3381 | 2 | 0 | 2 | A | NBS_EndSuction | 2.5 | 2 | 2.5 | 4 | BranchMin2.5_BranchMax4 | 2.5 | 3 | 3 | 5 | HeaderMin3_HeaderMax5 | 5 | 3 | 9 | [9 empty] | NBS_020-110_4P_5HP_8.11_SS | 273.669
19 | 19 | 020-110-4P-5HP | NBS_020-110_4P_5HP_8.11_SS | 273.669 | 273.669 | 547.3381 | 2 | 0 | 2 | A | NBS_EndSuction | 2.5 | 2 | 2.5 | 4 | BranchMin2.5_BranchMax4 | 3 | 3 | 3 | 5 | HeaderMin3_HeaderMax5 | 3 | 3 | 9 | [9 empty] | NBS_020-110_4P_5HP_8.11_SS | 273.669 | INVALID
19 | 19 | 020-110-4P-5HP | NBS_020-110_4P_5HP_8.11_SS | 273.669 | 273.669 | 547.3381 | 2 | 0 | 2 | A | NBS_EndSuction | 2.5 | 2 | 2.5 | 4 | BranchMin2.5_BranchMax4 | 3 | 3 | 3 | 5 | HeaderMin3_HeaderMax5 | 4 | 3 | 9 | [9 empty] | NBS_020-110_4P_5HP_8.11_SS | 273.669
19 | 19 | 020-110-4P-5HP | NBS_020-110_4P_5HP_8.11_SS | 273.669 | 273.669 | 547.3381 | 2 | 0 | 2 | A | NBS_EndSuction | 2.5 | 2 | 2.5 | 4 | BranchMin2.5_BranchMax4 | 3 | 3 | 3 | 5 | HeaderMin3_HeaderMax5 | 5 | 3 | 9 | [9 empty] | NBS_020-110_4P_5HP_8.11_SS | 273.669
19 | 19 | 020-110-4P-5HP | NBS_020-110_4P_5HP_8.11_SS | 273.669 | 273.669 | 547.3381 | 2 | 0 | 2 | A | NBS_EndSuction | 2.5 | 2 | 2.5 | 4 | BranchMin2.5_BranchMax4 | 4 | 3 | 3 | 5 | HeaderMin3_HeaderMax5 | 3 | 3 | 9 | [9 empty] | NBS_020-110_4P_5HP_8.11_SS | 273.669 | INVALID
19 | 19 | 020-110-4P-5HP | NBS_020-110_4P_5HP_8.11_SS | 273.669 | 273.669 | 547.3381 | 2 | 0 | 2 | A | NBS_EndSuction | 2.5 | 2 | 2.5 | 4 | BranchMin2.5_BranchMax4 | 4 | 3 | 3 | 5 | HeaderMin3_HeaderMax5 | 4 | 3 | 9 | [9 empty] | NBS_020-110_4P_5HP_8.11_SS | 273.669 | INVALID
19 | 19 | 020-110-4P-5HP | NBS_020-110_4P_5HP_8.11_SS | 273.669 | 273.669 | 547.3381 | 2 | 0 | 2 | A | NBS_EndSuction | 2.5 | 2 | 2.5 | 4 | BranchMin2.5_BranchMax4 | 4 | 3 | 3 | 5 | HeaderMin3_HeaderMax5 | 5 | 3 | 9 | [9 empty] | NBS_020-110_4P_5HP_8.11_SS | 273.669
20 | 20 | 020-110-4P-7pt5HP | NBS_020-110_4P_7.5HP_8.98_SS | 321.881 | 321.881 | 643.7619 | 2 | 0 | 2 | A | NBS_EndSuction | 2.5 | 2 | 2.5 | 4 | BranchMin2.5_BranchMax4 | 2.5 | 3 | 3 | 5 | HeaderMin3_HeaderMax5 | 3 | 3 | 9 | [9 empty] | NBS_020-110_4P_7.5HP_8.98_SS | 321.881
20 | 20 | 020-110-4P-7pt5HP | NBS_020-110_4P_7.5HP_8.98_SS | 321.881 | 321.881 | 643.7619 | 2 | 0 | 2 | A | NBS_EndSuction | 2.5 | 2 | 2.5 | 4 | BranchMin2.5_BranchMax4 | 2.5 | 3 | 3 | 5 | HeaderMin3_HeaderMax5 | 4 | 3 | 9 | [9 empty] | NBS_020-110_4P_7.5HP_8.98_SS | 321.881
20 | 20 | 020-110-4P-7pt5HP | NBS_020-110_4P_7.5HP_8.98_SS | 321.881 | 321.881 | 643.7619 | 2 | 0 | 2 | A | NBS_EndSuction | 2.5 | 2 | 2.5 | 4 | BranchMin2.5_BranchMax4 | 2.5 | 3 | 3 | 5 | HeaderMin3_HeaderMax5 | 5 | 3 | 9 | [9 empty] | NBS_020-110_4P_7.5HP_8.98_SS | 321.881
20 | 20 | 020-110-4P-7pt5HP | NBS_020-110_4P_7.5HP_8.98_SS | 321.881 | 321.881 | 643.7619 | 2 | 0 | 2 | A | NBS_EndSuction | 2.5 | 2 | 2.5 | 4 | BranchMin2.5_BranchMax4 | 3 | 3 | 3 | 5 | HeaderMin3_HeaderMax5 | 3 | 3 | 9 | [9 empty] | NBS_020-110_4P_7.5HP_8.98_SS | 321.881 | INVALID
20 | 20 | 020-110-4P-7pt5HP | NBS_020-110_4P_7.5HP_8.98_SS | 321.881 | 321.881 | 643.7619 | 2 | 0 | 2 | A | NBS_EndSuction | 2.5 | 2 | 2.5 | 4 | BranchMin2.5_BranchMax4 | 3 | 3 | 3 | 5 | HeaderMin3_HeaderMax5 | 4 | 3 | 9 | [9 empty] | NBS_020-110_4P_7.5HP_8.98_SS | 321.881
20 | 20 | 020-110-4P-7pt5HP | NBS_020-110_4P_7.5HP_8.98_SS | 321.881 | 321.881 | 643.7619 | 2 | 0 | 2 | A | NBS_EndSuction | 2.5 | 2 | 2.5 | 4 | BranchMin2.5_BranchMax4 | 3 | 3 | 3 | 5 | HeaderMin3_HeaderMax5 | 5 | 3 | 9 | [9 empty] | NBS_020-110_4P_7.5HP_8.98_SS | 321.881
20 | 20 | 020-110-4P-7pt5HP | NBS_020-110_4P_7.5HP_8.98_SS | 321.881 | 321.881 | 643.7619 | 2 | 0 | 2 | A | NBS_EndSuction | 2.5 | 2 | 2.5 | 4 | BranchMin2.5_BranchMax4 | 4 | 3 | 3 | 5 | HeaderMin3_HeaderMax5 | 3 | 3 | 9 | [9 empty] | NBS_020-110_4P_7.5HP_8.98_SS | 321.881 | INVALID
20 | 20 | 020-110-4P-7pt5HP | NBS_020-110_4P_7.5HP_8.98_SS | 321.881 | 321.881 | 643.7619 | 2 | 0 | 2 | A | NBS_EndSuction | 2.5 | 2 | 2.5 | 4 | BranchMin2.5_BranchMax4 | 4 | 3 | 3 | 5 | HeaderMin3_HeaderMax5 | 4 | 3 | 9 | [9 empty] | NBS_020-110_4P_7.5HP_8.98_SS | 321.881 | INVALID
20 | 20 | 020-110-4P-7pt5HP | NBS_020-110_4P_7.5HP_8.98_SS | 321.881 | 321.881 | 643.7619 | 2 | 0 | 2 | A | NBS_EndSuction | 2.5 | 2 | 2.5 | 4 | BranchMin2.5_BranchMax4 | 4 | 3 | 3 | 5 | HeaderMin3_HeaderMax5 | 5 | 3 | 9 | [9 empty] | NBS_020-110_4P_7.5HP_8.98_SS | 321.881
21 | 21 | 020-110-4P-10HP | NBS_020-110_4P_10HP_9.92_SS | 360.1978 | 360.1978 | 720.3955 | 2 | 0 | 2 | A | NBS_EndSuction | 2.5 | 2 | 2.5 | 4 | BranchMin2.5_BranchMax4 | 2.5 | 3 | 3 | 6 | HeaderMin3_HeaderMax6 | 3 | 4 | 12 | [9 empty] | NBS_020-110_4P_10HP_9.92_SS | 360.1978
21 | 21 | 020-110-4P-10HP | NBS_020-110_4P_10HP_9.92_SS | 360.1978 | 360.1978 | 720.3955 | 2 | 0 | 2 | A | NBS_EndSuction | 2.5 | 2 | 2.5 | 4 | BranchMin2.5_BranchMax4 | 2.5 | 3 | 3 | 6 | HeaderMin3_HeaderMax6 | 4 | 4 | 12 | [9 empty] | NBS_020-110_4P_10HP_9.92_SS | 360.1978
21 | 21 | 020-110-4P-10HP | NBS_020-110_4P_10HP_9.92_SS | 360.1978 | 360.1978 | 720.3955 | 2 | 0 | 2 | A | NBS_EndSuction | 2.5 | 2 | 2.5 | 4 | BranchMin2.5_BranchMax4 | 2.5 | 3 | 3 | 6 | HeaderMin3_HeaderMax6 | 5 | 4 | 12 | [9 empty] | NBS_020-110_4P_10HP_9.92_SS | 360.1978
21 | 21 | 020-110-4P-10HP | NBS_020-110_4P_10HP_9.92_SS | 360.1978 | 360.1978 | 720.3955 | 2 | 0 | 2 | A | NBS_EndSuction | 2.5 | 2 | 2.5 | 4 | BranchMin2.5_BranchMax4 | 2.5 | 3 | 3 | 6 | HeaderMin3_HeaderMax6 | 6 | 4 | 12 | [9 empty] | NBS_020-110_4P_10HP_9.92_SS | 360.1978
21 | 21 | 020-110-4P-10HP | NBS_020-110_4P_10HP_9.92_SS | 360.1978 | 360.1978 | 720.3955 | 2 | 0 | 2 | A | NBS_EndSuction | 2.5 | 2 | 2.5 | 4 | BranchMin2.5_BranchMax4 | 3 | 3 | 3 | 6 | HeaderMin3_HeaderMax6 | 3 | 4 | 12 | [9 empty] | NBS_020-110_4P_10HP_9.92_SS | 360.1978 | INVALID
21 | 21 | 020-110-4P-10HP | NBS_020-110_4P_10HP_9.92_SS | 360.1978 | 360.1978 | 720.3955 | 2 | 0 | 2 | A | NBS_EndSuction | 2.5 | 2 | 2.5 | 4 | BranchMin2.5_BranchMax4 | 3 | 3 | 3 | 6 | HeaderMin3_HeaderMax6 | 4 | 4 | 12 | [9 empty] | NBS_020-110_4P_10HP_9.92_SS | 360.1978
21 | 21 | 020-110-4P-10HP | NBS_020-110_4P_10HP_9.92_SS | 360.1978 | 360.1978 | 720.3955 | 2 | 0 | 2 | A | NBS_EndSuction | 2.5 | 2 | 2.5 | 4 | BranchMin2.5_BranchMax4 | 3 | 3 | 3 | 6 | HeaderMin3_HeaderMax6 | 5 | 4 | 12 | [9 empty] | NBS_020-110_4P_10HP_9.92_SS | 360.1978
21 | 21 | 020-110-4P-10HP | NBS_020-110_4P_10HP_9.92_SS | 360.1978 | 360.1978 | 720.3955 | 2 | 0 | 2 | A | NBS_EndSuction | 2.5 | 2 | 2.5 | 4 | BranchMin2.5_BranchMax4 | 3 | 3 | 3 | 6 | HeaderMin3_HeaderMax6 | 6 | 4 | 12 | [9 empty] | NBS_020-110_4P_10HP_9.92_SS | 360.1978
21 | 21 | 020-110-4P-10HP | NBS_020-110_4P_10HP_9.92_SS | 360.1978 | 360.1978 | 720.3955 | 2 | 0 | 2 | A | NBS_EndSuction | 2.5 | 2 | 2.5 | 4 | BranchMin2.5_BranchMax4 | 4 | 3 | 3 | 6 | HeaderMin3_HeaderMax6 | 3 | 4 | 12 | [9 empty] | NBS_020-110_4P_10HP_9.92_SS | 360.1978 | INVALID
21 | 21 | 020-110-4P-10HP | NBS_020-110_4P_10HP_9.92_SS | 360.1978 | 360.1978 | 720.3955 | 2 | 0 | 2 | A | NBS_EndSuction | 2.5 | 2 | 2.5 | 4 | BranchMin2.5_BranchMax4 | 4 | 3 | 3 | 6 | HeaderMin3_HeaderMax6 | 4 | 4 | 12 | [9 empty] | NBS_020-110_4P_10HP_9.92_SS | 360.1978 | INVALID
21 | 21 | 020-110-4P-10HP | NBS_020-110_4P_10HP_9.92_SS | 360.1978 | 360.1978 | 720.3955 | 2 | 0 | 2 | A | NBS_EndSuction | 2.5 | 2 | 2.5 | 4 | BranchMin2.5_BranchMax4 | 4 | 3 | 3 | 6 | HeaderMin3_HeaderMax6 | 5 | 4 | 12 | [9 empty] | NBS_020-110_4P_10HP_9.92_SS | 360.1978
21 | 21 | 020-110-4P-10HP | NBS_020-110_4P_10HP_9.92_SS | 360.1978 | 360.1978 | 720.3955 | 2 | 0 | 2 | A | NBS_EndSuction | 2.5 | 2 | 2.5 | 4 | BranchMin2.5_BranchMax4 | 4 | 3 | 3 | 6 | HeaderMin3_HeaderMax6 | 6 | 4 | 12 | [9 empty] | NBS_020-110_4P_10HP_9.92_SS | 360.1978
22 | 22 | 020-110-4P-15HP | NBS_020-110_4P_15HP_10.31_SS | 376.0572 | 376.0572 | 752.1143 | 2 | 0 | 2 | A | NBS_EndSuction | 2.5 | 2 | 2.5 | 4 | BranchMin2.5_BranchMax4 | 2.5 | 3 | 3 | 6 | HeaderMin3_HeaderMax6 | 3 | 4 | 12 | [9 empty] | NBS_020-110_4P_15HP_10.31_SS | 376.0572
22 | 22 | 020-110-4P-15HP | NBS_020-110_4P_15HP_10.31_SS | 376.0572 | 376.0572 | 752.1143 | 2 | 0 | 2 | A | NBS_EndSuction | 2.5 | 2 | 2.5 | 4 | BranchMin2.5_BranchMax4 | 2.5 | 3 | 3 | 6 | HeaderMin3_HeaderMax6 | 4 | 4 | 12 | [9 empty] | NBS_020-110_4P_15HP_10.31_SS | 376.0572
22 | 22 | 020-110-4P-15HP | NBS_020-110_4P_15HP_10.31_SS | 376.0572 | 376.0572 | 752.1143 | 2 | 0 | 2 | A | NBS_EndSuction | 2.5 | 2 | 2.5 | 4 | BranchMin2.5_BranchMax4 | 2.5 | 3 | 3 | 6 | HeaderMin3_HeaderMax6 | 5 | 4 | 12 | [9 empty] | NBS_020-110_4P_15HP_10.31_SS | 376.0572
22 | 22 | 020-110-4P-15HP | NBS_020-110_4P_15HP_10.31_SS | 376.0572 | 376.0572 | 752.1143 | 2 | 0 | 2 | A | NBS_EndSuction | 2.5 | 2 | 2.5 | 4 | BranchMin2.5_BranchMax4 | 2.5 | 3 | 3 | 6 | HeaderMin3_HeaderMax6 | 6 | 4 | 12 | [9 empty] | NBS_020-110_4P_15HP_10.31_SS | 376.0572
22 | 22 | 020-110-4P-15HP | NBS_020-110_4P_15HP_10.31_SS | 376.0572 | 376.0572 | 752.1143 | 2 | 0 | 2 | A | NBS_EndSuction | 2.5 | 2 | 2.5 | 4 | BranchMin2.5_BranchMax4 | 3 | 3 | 3 | 6 | HeaderMin3_HeaderMax6 | 3 | 4 | 12 | [9 empty] | NBS_020-110_4P_15HP_10.31_SS | 376.0572 | INVALID
22 | 22 | 020-110-4P-15HP | NBS_020-110_4P_15HP_10.31_SS | 376.0572 | 376.0572 | 752.1143 | 2 | 0 | 2 | A | NBS_EndSuction | 2.5 | 2 | 2.5 | 4 | BranchMin2.5_BranchMax4 | 3 | 3 | 3 | 6 | HeaderMin3_HeaderMax6 | 4 | 4 | 12 | [9 empty] | NBS_020-110_4P_15HP_10.31_SS | 376.0572
22 | 22 | 020-110-4P-15HP | NBS_020-110_4P_15HP_10.31_SS | 376.0572 | 376.0572 | 752.1143 | 2 | 0 | 2 | A | NBS_EndSuction | 2.5 | 2 | 2.5 | 4 | BranchMin2.5_BranchMax4 | 3 | 3 | 3 | 6 | HeaderMin3_HeaderMax6 | 5 | 4 | 12 | [9 empty] | NBS_020-110_4P_15HP_10.31_SS | 376.0572
22 | 22 | 020-110-4P-15HP | NBS_020-110_4P_15HP_10.31_SS | 376.0572 | 376.0572 | 752.1143 | 2 | 0 | 2 | A | NBS_EndSuction | 2.5 | 2 | 2.5 | 4 | BranchMin2.5_BranchMax4 | 3 | 3 | 3 | 6 | HeaderMin3_HeaderMax6 | 6 | 4 | 12 | [9 empty] | NBS_020-110_4P_15HP_10.31_SS | 376.0572
22 | 22 | 020-110-4P-15HP | NBS_020-110_4P_15HP_10.31_SS | 376.0572 | 376.0572 | 752.1143 | 2 | 0 | 2 | A | NBS_EndSuction | 2.5 | 2 | 2.5 | 4 | BranchMin2.5_BranchMax4 | 4 | 3 | 3 | 6 | HeaderMin3_HeaderMax6 | 3 | 4 | 12 | [9 empty] | NBS_020-110_4P_15HP_10.31_SS | 376.0572 | INVALID
22 | 22 | 020-110-4P-15HP | NBS_020-110_4P_15HP_10.31_SS | 376.0572 | 376.0572 | 752.1143 | 2 | 0 | 2 | A | NBS_EndSuction | 2.5 | 2 | 2.5 | 4 | BranchMin2.5_BranchMax4 | 4 | 3 | 3 | 6 | HeaderMin3_HeaderMax6 | 4 | 4 | 12 | [9 empty] | NBS_020-110_4P_15HP_10.31_SS | 376.0572 | INVALID
22 | 22 | 020-110-4P-15HP | NBS_020-110_4P_15HP_10.31_SS | 376.0572 | 376.0572 | 752.1143 | 2 | 0 | 2 | A | NBS_EndSuction | 2.5 | 2 | 2.5 | 4 | BranchMin2.5_BranchMax4 | 4 | 3 | 3 | 6 | HeaderMin3_HeaderMax6 | 5 | 4 | 12 | [9 empty] | NBS_020-110_4P_15HP_10.31_SS | 376.0572
22 | 22 | 020-110-4P-15HP | NBS_020-110_4P_15HP_10.31_SS | 376.0572 | 376.0572 | 752.1143 | 2 | 0 | 2 | A | NBS_EndSuction | 2.5 | 2 | 2.5 | 4 | BranchMin2.5_BranchMax4 | 4 | 3 | 3 | 6 | HeaderMin3_HeaderMax6 | 6 | 4 | 12 | [9 empty] | NBS_020-110_4P_15HP_10.31_SS | 376.0572
23 | 23 | 020-135-4P-7pt5HP | NBS_020-135_4P_7.5HP_9.29_SS | 261.6739 | 261.6739 | 523.3477 | 2 | 0 | 2 | A | NBS_EndSuction | 3 | 2 | 3 | 4 | BranchMin3_BranchMax4 | 3 | 2 | 4 | 5 | HeaderMin4_HeaderMax5 | 4 | 2 | 4 | [9 empty] | NBS_020-135_4P_7.5HP_9.29_SS | 261.6739
23 | 23 | 020-135-4P-7pt5HP | NBS_020-135_4P_7.5HP_9.29_SS | 261.6739 | 261.6739 | 523.3477 | 2 | 0 | 2 | A | NBS_EndSuction | 3 | 2 | 3 | 4 | BranchMin3_BranchMax4 | 3 | 2 | 4 | 5 | HeaderMin4_HeaderMax5 | 5 | 2 | 4 | [9 empty] | NBS_020-135_4P_7.5HP_9.29_SS | 261.6739
23 | 23 | 020-135-4P-7pt5HP | NBS_020-135_4P_7.5HP_9.29_SS | 261.6739 | 261.6739 | 523.3477 | 2 | 0 | 2 | A | NBS_EndSuction | 3 | 2 | 3 | 4 | BranchMin3_BranchMax4 | 4 | 2 | 4 | 5 | HeaderMin4_HeaderMax5 | 4 | 2 | 4 | [9 empty] | NBS_020-135_4P_7.5HP_9.29_SS | 261.6739 | INVALID
23 | 23 | 020-135-4P-7pt5HP | NBS_020-135_4P_7.5HP_9.29_SS | 261.6739 | 261.6739 | 523.3477 | 2 | 0 | 2 | A | NBS_EndSuction | 3 | 2 | 3 | 4 | BranchMin3_BranchMax4 | 4 | 2 | 4 | 5 | HeaderMin4_HeaderMax5 | 5 | 2 | 4 | [9 empty] | NBS_020-135_4P_7.5HP_9.29_SS | 261.6739
24 | 24 | 020-135-4P-10HP | NBS_020-135_4P_10HP_10.16_SS | 299.9456 | 299.9456 | 599.8912 | 2 | 0 | 2 | A | NBS_EndSuction | 3 | 2 | 3 | 4 | BranchMin3_BranchMax4 | 3 | 2 | 4 | 5 | HeaderMin4_HeaderMax5 | 4 | 2 | 4 | [9 empty] | NBS_020-135_4P_10HP_10.16_SS | 299.9456
24 | 24 | 020-135-4P-10HP | NBS_020-135_4P_10HP_10.16_SS | 299.9456 | 299.9456 | 599.8912 | 2 | 0 | 2 | A | NBS_EndSuction | 3 | 2 | 3 | 4 | BranchMin3_BranchMax4 | 3 | 2 | 4 | 5 | HeaderMin4_HeaderMax5 | 5 | 2 | 4 | [9 empty] | NBS_020-135_4P_10HP_10.16_SS | 299.9456
24 | 24 | 020-135-4P-10HP | NBS_020-135_4P_10HP_10.16_SS | 299.9456 | 299.9456 | 599.8912 | 2 | 0 | 2 | A | NBS_EndSuction | 3 | 2 | 3 | 4 | BranchMin3_BranchMax4 | 4 | 2 | 4 | 5 | HeaderMin4_HeaderMax5 | 4 | 2 | 4 | [9 empty] | NBS_020-135_4P_10HP_10.16_SS | 299.9456 | INVALID
24 | 24 | 020-135-4P-10HP | NBS_020-135_4P_10HP_10.16_SS | 299.9456 | 299.9456 | 599.8912 | 2 | 0 | 2 | A | NBS_EndSuction | 3 | 2 | 3 | 4 | BranchMin3_BranchMax4 | 4 | 2 | 4 | 5 | HeaderMin4_HeaderMax5 | 5 | 2 | 4 | [9 empty] | NBS_020-135_4P_10HP_10.16_SS | 299.9456
25 | 25 | 020-135-4P-15HP | NBS_020-135_4P_15HP_11.42_SS | 365.149 | 365.149 | 730.298 | 2 | 0 | 2 | A | NBS_EndSuction | 3 | 2 | 3 | 4 | BranchMin3_BranchMax4 | 3 | 2 | 4 | 6 | HeaderMin4_HeaderMax6 | 4 | 3 | 6 | [9 empty] | NBS_020-135_4P_15HP_11.42_SS | 365.149
25 | 25 | 020-135-4P-15HP | NBS_020-135_4P_15HP_11.42_SS | 365.149 | 365.149 | 730.298 | 2 | 0 | 2 | A | NBS_EndSuction | 3 | 2 | 3 | 4 | BranchMin3_BranchMax4 | 3 | 2 | 4 | 6 | HeaderMin4_HeaderMax6 | 5 | 3 | 6 | [9 empty] | NBS_020-135_4P_15HP_11.42_SS | 365.149
25 | 25 | 020-135-4P-15HP | NBS_020-135_4P_15HP_11.42_SS | 365.149 | 365.149 | 730.298 | 2 | 0 | 2 | A | NBS_EndSuction | 3 | 2 | 3 | 4 | BranchMin3_BranchMax4 | 3 | 2 | 4 | 6 | HeaderMin4_HeaderMax6 | 6 | 3 | 6 | [9 empty] | NBS_020-135_4P_15HP_11.42_SS | 365.149
25 | 25 | 020-135-4P-15HP | NBS_020-135_4P_15HP_11.42_SS | 365.149 | 365.149 | 730.298 | 2 | 0 | 2 | A | NBS_EndSuction | 3 | 2 | 3 | 4 | BranchMin3_BranchMax4 | 4 | 2 | 4 | 6 | HeaderMin4_HeaderMax6 | 4 | 3 | 6 | [9 empty] | NBS_020-135_4P_15HP_11.42_SS | 365.149 | INVALID
25 | 25 | 020-135-4P-15HP | NBS_020-135_4P_15HP_11.42_SS | 365.149 | 365.149 | 730.298 | 2 | 0 | 2 | A | NBS_EndSuction | 3 | 2 | 3 | 4 | BranchMin3_BranchMax4 | 4 | 2 | 4 | 6 | HeaderMin4_HeaderMax6 | 5 | 3 | 6 | [9 empty] | NBS_020-135_4P_15HP_11.42_SS | 365.149
25 | 25 | 020-135-4P-15HP | NBS_020-135_4P_15HP_11.42_SS | 365.149 | 365.149 | 730.298 | 2 | 0 | 2 | A | NBS_EndSuction | 3 | 2 | 3 | 4 | BranchMin3_BranchMax4 | 4 | 2 | 4 | 6 | HeaderMin4_HeaderMax6 | 6 | 3 | 6 | [9 empty] | NBS_020-135_4P_15HP_11.42_SS | 365.149
26 | 26 | 020-135-4P-20HP | NBS_020-135_4P_20HP_12.52_SS | 403.7936 | 403.7936 | 807.5873 | 2 | 0 | 2 | A | NBS_EndSuction | 3 | 2 | 3 | 5 | BranchMin3_BranchMax5 | 3 | 3 | 4 | 6 | HeaderMin4_HeaderMax6 | 4 | 3 | 9 | [9 empty] | NBS_020-135_4P_20HP_12.52_SS | 403.7936
26 | 26 | 020-135-4P-20HP | NBS_020-135_4P_20HP_12.52_SS | 403.7936 | 403.7936 | 807.5873 | 2 | 0 | 2 | A | NBS_EndSuction | 3 | 2 | 3 | 5 | BranchMin3_BranchMax5 | 3 | 3 | 4 | 6 | HeaderMin4_HeaderMax6 | 5 | 3 | 9 | [9 empty] | NBS_020-135_4P_20HP_12.52_SS | 403.7936
26 | 26 | 020-135-4P-20HP | NBS_020-135_4P_20HP_12.52_SS | 403.7936 | 403.7936 | 807.5873 | 2 | 0 | 2 | A | NBS_EndSuction | 3 | 2 | 3 | 5 | BranchMin3_BranchMax5 | 3 | 3 | 4 | 6 | HeaderMin4_HeaderMax6 | 6 | 3 | 9 | [9 empty] | NBS_020-135_4P_20HP_12.52_SS | 403.7936
26 | 26 | 020-135-4P-20HP | NBS_020-135_4P_20HP_12.52_SS | 403.7936 | 403.7936 | 807.5873 | 2 | 0 | 2 | A | NBS_EndSuction | 3 | 2 | 3 | 5 | BranchMin3_BranchMax5 | 4 | 3 | 4 | 6 | HeaderMin4_HeaderMax6 | 4 | 3 | 9 | [9 empty] | NBS_020-135_4P_20HP_12.52_SS | 403.7936 | INVALID
26 | 26 | 020-135-4P-20HP | NBS_020-135_4P_20HP_12.52_SS | 403.7936 | 403.7936 | 807.5873 | 2 | 0 | 2 | A | NBS_EndSuction | 3 | 2 | 3 | 5 | BranchMin3_BranchMax5 | 4 | 3 | 4 | 6 | HeaderMin4_HeaderMax6 | 5 | 3 | 9 | [9 empty] | NBS_020-135_4P_20HP_12.52_SS | 403.7936
26 | 26 | 020-135-4P-20HP | NBS_020-135_4P_20HP_12.52_SS | 403.7936 | 403.7936 | 807.5873 | 2 | 0 | 2 | A | NBS_EndSuction | 3 | 2 | 3 | 5 | BranchMin3_BranchMax5 | 4 | 3 | 4 | 6 | HeaderMin4_HeaderMax6 | 6 | 3 | 9 | [9 empty] | NBS_020-135_4P_20HP_12.52_SS | 403.7936
26 | 26 | 020-135-4P-20HP | NBS_020-135_4P_20HP_12.52_SS | 403.7936 | 403.7936 | 807.5873 | 2 | 0 | 2 | A | NBS_EndSuction | 3 | 2 | 3 | 5 | BranchMin3_BranchMax5 | 5 | 3 | 4 | 6 | HeaderMin4_HeaderMax6 | 4 | 3 | 9 | [9 empty] | NBS_020-135_4P_20HP_12.52_SS | 403.7936 | INVALID
26 | 26 | 020-135-4P-20HP | NBS_020-135_4P_20HP_12.52_SS | 403.7936 | 403.7936 | 807.5873 | 2 | 0 | 2 | A | NBS_EndSuction | 3 | 2 | 3 | 5 | BranchMin3_BranchMax5 | 5 | 3 | 4 | 6 | HeaderMin4_HeaderMax6 | 5 | 3 | 9 | [9 empty] | NBS_020-135_4P_20HP_12.52_SS | 403.7936 | INVALID
26 | 26 | 020-135-4P-20HP | NBS_020-135_4P_20HP_12.52_SS | 403.7936 | 403.7936 | 807.5873 | 2 | 0 | 2 | A | NBS_EndSuction | 3 | 2 | 3 | 5 | BranchMin3_BranchMax5 | 5 | 3 | 4 | 6 | HeaderMin4_HeaderMax6 | 6 | 3 | 9 | [9 empty] | NBS_020-135_4P_20HP_12.52_SS | 403.7936
27 | 27 | 020-135-4P-25HP | NBS_020-135_4P_25HP_13.31_SS | 402.7736 | 402.7736 | 805.5473 | 2 | 0 | 2 | A | NBS_EndSuction | 3 | 2 | 3 | 5 | BranchMin3_BranchMax5 | 3 | 3 | 4 | 6 | HeaderMin4_HeaderMax6 | 4 | 3 | 9 | [9 empty] | NBS_020-135_4P_25HP_13.31_SS | 402.7736
27 | 27 | 020-135-4P-25HP | NBS_020-135_4P_25HP_13.31_SS | 402.7736 | 402.7736 | 805.5473 | 2 | 0 | 2 | A | NBS_EndSuction | 3 | 2 | 3 | 5 | BranchMin3_BranchMax5 | 3 | 3 | 4 | 6 | HeaderMin4_HeaderMax6 | 5 | 3 | 9 | [9 empty] | NBS_020-135_4P_25HP_13.31_SS | 402.7736
27 | 27 | 020-135-4P-25HP | NBS_020-135_4P_25HP_13.31_SS | 402.7736 | 402.7736 | 805.5473 | 2 | 0 | 2 | A | NBS_EndSuction | 3 | 2 | 3 | 5 | BranchMin3_BranchMax5 | 3 | 3 | 4 | 6 | HeaderMin4_HeaderMax6 | 6 | 3 | 9 | [9 empty] | NBS_020-135_4P_25HP_13.31_SS | 402.7736
27 | 27 | 020-135-4P-25HP | NBS_020-135_4P_25HP_13.31_SS | 402.7736 | 402.7736 | 805.5473 | 2 | 0 | 2 | A | NBS_EndSuction | 3 | 2 | 3 | 5 | BranchMin3_BranchMax5 | 4 | 3 | 4 | 6 | HeaderMin4_HeaderMax6 | 4 | 3 | 9 | [9 empty] | NBS_020-135_4P_25HP_13.31_SS | 402.7736 | INVALID
27 | 27 | 020-135-4P-25HP | NBS_020-135_4P_25HP_13.31_SS | 402.7736 | 402.7736 | 805.5473 | 2 | 0 | 2 | A | NBS_EndSuction | 3 | 2 | 3 | 5 | BranchMin3_BranchMax5 | 4 | 3 | 4 | 6 | HeaderMin4_HeaderMax6 | 5 | 3 | 9 | [9 empty] | NBS_020-135_4P_25HP_13.31_SS | 402.7736
27 | 27 | 020-135-4P-25HP | NBS_020-135_4P_25HP_13.31_SS | 402.7736 | 402.7736 | 805.5473 | 2 | 0 | 2 | A | NBS_EndSuction | 3 | 2 | 3 | 5 | BranchMin3_BranchMax5 | 4 | 3 | 4 | 6 | HeaderMin4_HeaderMax6 | 6 | 3 | 9 | [9 empty] | NBS_020-135_4P_25HP_13.31_SS | 402.7736
27 | 27 | 020-135-4P-25HP | NBS_020-135_4P_25HP_13.31_SS | 402.7736 | 402.7736 | 805.5473 | 2 | 0 | 2 | A | NBS_EndSuction | 3 | 2 | 3 | 5 | BranchMin3_BranchMax5 | 5 | 3 | 4 | 6 | HeaderMin4_HeaderMax6 | 4 | 3 | 9 | [9 empty] | NBS_020-135_4P_25HP_13.31_SS | 402.7736 | INVALID
27 | 27 | 020-135-4P-25HP | NBS_020-135_4P_25HP_13.31_SS | 402.7736 | 402.7736 | 805.5473 | 2 | 0 | 2 | A | NBS_EndSuction | 3 | 2 | 3 | 5 | BranchMin3_BranchMax5 | 5 | 3 | 4 | 6 | HeaderMin4_HeaderMax6 | 5 | 3 | 9 | [9 empty] | NBS_020-135_4P_25HP_13.31_SS | 402.7736 | INVALID
27 | 27 | 020-135-4P-25HP | NBS_020-135_4P_25HP_13.31_SS | 402.7736 | 402.7736 | 805.5473 | 2 | 0 | 2 | A | NBS_EndSuction | 3 | 2 | 3 | 5 | BranchMin3_BranchMax5 | 5 | 3 | 4 | 6 | HeaderMin4_HeaderMax6 | 6 | 3 | 9 | [9 empty] | NBS_020-135_4P_25HP_13.31_SS | 402.7736
28 | 28 | 025-070-4P-1HP | NBS_025-070_4P_1HP_4.65_SS | 183.5282 | 183.5282 | 367.0563 | 2 | 0 | 2 | A | NBS_EndSuction | 2.5 | 2 | 2.5 | 3 | BranchMin2.5_BranchMax3 | 2.5 | 2 | 3 | 4 | HeaderMin3_HeaderMax4 | 3 | 2 | 4 | [9 empty] | NBS_025-070_4P_1HP_4.65_SS | 183.5282
28 | 28 | 025-070-4P-1HP | NBS_025-070_4P_1HP_4.65_SS | 183.5282 | 183.5282 | 367.0563 | 2 | 0 | 2 | A | NBS_EndSuction | 2.5 | 2 | 2.5 | 3 | BranchMin2.5_BranchMax3 | 2.5 | 2 | 3 | 4 | HeaderMin3_HeaderMax4 | 4 | 2 | 4 | [9 empty] | NBS_025-070_4P_1HP_4.65_SS | 183.5282
28 | 28 | 025-070-4P-1HP | NBS_025-070_4P_1HP_4.65_SS | 183.5282 | 183.5282 | 367.0563 | 2 | 0 | 2 | A | NBS_EndSuction | 2.5 | 2 | 2.5 | 3 | BranchMin2.5_BranchMax3 | 3 | 2 | 3 | 4 | HeaderMin3_HeaderMax4 | 3 | 2 | 4 | [9 empty] | NBS_025-070_4P_1HP_4.65_SS | 183.5282 | INVALID
28 | 28 | 025-070-4P-1HP | NBS_025-070_4P_1HP_4.65_SS | 183.5282 | 183.5282 | 367.0563 | 2 | 0 | 2 | A | NBS_EndSuction | 2.5 | 2 | 2.5 | 3 | BranchMin2.5_BranchMax3 | 3 | 2 | 3 | 4 | HeaderMin3_HeaderMax4 | 4 | 2 | 4 | [9 empty] | NBS_025-070_4P_1HP_4.65_SS | 183.5282
29 | 29 | 025-070-4P-1pt5HP | NBS_025-070_4P_1.5HP_5.28_SS | 235.9056 | 235.9056 | 471.8113 | 2 | 0 | 2 | A | NBS_EndSuction | 2.5 | 2 | 2.5 | 4 | BranchMin2.5_BranchMax4 | 2.5 | 3 | 3 | 5 | HeaderMin3_HeaderMax5 | 3 | 3 | 9 | [9 empty] | NBS_025-070_4P_1.5HP_5.28_SS | 235.9056
29 | 29 | 025-070-4P-1pt5HP | NBS_025-070_4P_1.5HP_5.28_SS | 235.9056 | 235.9056 | 471.8113 | 2 | 0 | 2 | A | NBS_EndSuction | 2.5 | 2 | 2.5 | 4 | BranchMin2.5_BranchMax4 | 2.5 | 3 | 3 | 5 | HeaderMin3_HeaderMax5 | 4 | 3 | 9 | [9 empty] | NBS_025-070_4P_1.5HP_5.28_SS | 235.9056
29 | 29 | 025-070-4P-1pt5HP | NBS_025-070_4P_1.5HP_5.28_SS | 235.9056 | 235.9056 | 471.8113 | 2 | 0 | 2 | A | NBS_EndSuction | 2.5 | 2 | 2.5 | 4 | BranchMin2.5_BranchMax4 | 2.5 | 3 | 3 | 5 | HeaderMin3_HeaderMax5 | 5 | 3 | 9 | [9 empty] | NBS_025-070_4P_1.5HP_5.28_SS | 235.9056
29 | 29 | 025-070-4P-1pt5HP | NBS_025-070_4P_1.5HP_5.28_SS | 235.9056 | 235.9056 | 471.8113 | 2 | 0 | 2 | A | NBS_EndSuction | 2.5 | 2 | 2.5 | 4 | BranchMin2.5_BranchMax4 | 3 | 3 | 3 | 5 | HeaderMin3_HeaderMax5 | 3 | 3 | 9 | [9 empty] | NBS_025-070_4P_1.5HP_5.28_SS | 235.9056 | INVALID
29 | 29 | 025-070-4P-1pt5HP | NBS_025-070_4P_1.5HP_5.28_SS | 235.9056 | 235.9056 | 471.8113 | 2 | 0 | 2 | A | NBS_EndSuction | 2.5 | 2 | 2.5 | 4 | BranchMin2.5_BranchMax4 | 3 | 3 | 3 | 5 | HeaderMin3_HeaderMax5 | 4 | 3 | 9 | [9 empty] | NBS_025-070_4P_1.5HP_5.28_SS | 235.9056
29 | 29 | 025-070-4P-1pt5HP | NBS_025-070_4P_1.5HP_5.28_SS | 235.9056 | 235.9056 | 471.8113 | 2 | 0 | 2 | A | NBS_EndSuction | 2.5 | 2 | 2.5 | 4 | BranchMin2.5_BranchMax4 | 3 | 3 | 3 | 5 | HeaderMin3_HeaderMax5 | 5 | 3 | 9 | [9 empty] | NBS_025-070_4P_1.5HP_5.28_SS | 235.9056
29 | 29 | 025-070-4P-1pt5HP | NBS_025-070_4P_1.5HP_5.28_SS | 235.9056 | 235.9056 | 471.8113 | 2 | 0 | 2 | A | NBS_EndSuction | 2.5 | 2 | 2.5 | 4 | BranchMin2.5_BranchMax4 | 4 | 3 | 3 | 5 | HeaderMin3_HeaderMax5 | 3 | 3 | 9 | [9 empty] | NBS_025-070_4P_1.5HP_5.28_SS | 235.9056 | INVALID
29 | 29 | 025-070-4P-1pt5HP | NBS_025-070_4P_1.5HP_5.28_SS | 235.9056 | 235.9056 | 471.8113 | 2 | 0 | 2 | A | NBS_EndSuction | 2.5 | 2 | 2.5 | 4 | BranchMin2.5_BranchMax4 | 4 | 3 | 3 | 5 | HeaderMin3_HeaderMax5 | 4 | 3 | 9 | [9 empty] | NBS_025-070_4P_1.5HP_5.28_SS | 235.9056 | INVALID
29 | 29 | 025-070-4P-1pt5HP | NBS_025-070_4P_1.5HP_5.28_SS | 235.9056 | 235.9056 | 471.8113 | 2 | 0 | 2 | A | NBS_EndSuction | 2.5 | 2 | 2.5 | 4 | BranchMin2.5_BranchMax4 | 4 | 3 | 3 | 5 | HeaderMin3_HeaderMax5 | 5 | 3 | 9 | [9 empty] | NBS_025-070_4P_1.5HP_5.28_SS | 235.9056
30 | 30 | 025-070-4P-2HP | NBS_025-070_4P_2HP_5.83_SS | 254.5738 | 254.5738 | 509.1476 | 2 | 0 | 2 | A | NBS_EndSuction | 2.5 | 2 | 2.5 | 4 | BranchMin2.5_BranchMax4 | 2.5 | 3 | 3 | 5 | HeaderMin3_HeaderMax5 | 3 | 3 | 9 | [9 empty] | NBS_025-070_4P_2HP_5.83_SS | 254.5738
30 | 30 | 025-070-4P-2HP | NBS_025-070_4P_2HP_5.83_SS | 254.5738 | 254.5738 | 509.1476 | 2 | 0 | 2 | A | NBS_EndSuction | 2.5 | 2 | 2.5 | 4 | BranchMin2.5_BranchMax4 | 2.5 | 3 | 3 | 5 | HeaderMin3_HeaderMax5 | 4 | 3 | 9 | [9 empty] | NBS_025-070_4P_2HP_5.83_SS | 254.5738
30 | 30 | 025-070-4P-2HP | NBS_025-070_4P_2HP_5.83_SS | 254.5738 | 254.5738 | 509.1476 | 2 | 0 | 2 | A | NBS_EndSuction | 2.5 | 2 | 2.5 | 4 | BranchMin2.5_BranchMax4 | 2.5 | 3 | 3 | 5 | HeaderMin3_HeaderMax5 | 5 | 3 | 9 | [9 empty] | NBS_025-070_4P_2HP_5.83_SS | 254.5738
30 | 30 | 025-070-4P-2HP | NBS_025-070_4P_2HP_5.83_SS | 254.5738 | 254.5738 | 509.1476 | 2 | 0 | 2 | A | NBS_EndSuction | 2.5 | 2 | 2.5 | 4 | BranchMin2.5_BranchMax4 | 3 | 3 | 3 | 5 | HeaderMin3_HeaderMax5 | 3 | 3 | 9 | [9 empty] | NBS_025-070_4P_2HP_5.83_SS | 254.5738 | INVALID
30 | 30 | 025-070-4P-2HP | NBS_025-070_4P_2HP_5.83_SS | 254.5738 | 254.5738 | 509.1476 | 2 | 0 | 2 | A | NBS_EndSuction | 2.5 | 2 | 2.5 | 4 | BranchMin2.5_BranchMax4 | 3 | 3 | 3 | 5 | HeaderMin3_HeaderMax5 | 4 | 3 | 9 | [9 empty] | NBS_025-070_4P_2HP_5.83_SS | 254.5738
30 | 30 | 025-070-4P-2HP | NBS_025-070_4P_2HP_5.83_SS | 254.5738 | 254.5738 | 509.1476 | 2 | 0 | 2 | A | NBS_EndSuction | 2.5 | 2 | 2.5 | 4 | BranchMin2.5_BranchMax4 | 3 | 3 | 3 | 5 | HeaderMin3_HeaderMax5 | 5 | 3 | 9 | [9 empty] | NBS_025-070_4P_2HP_5.83_SS | 254.5738
30 | 30 | 025-070-4P-2HP | NBS_025-070_4P_2HP_5.83_SS | 254.5738 | 254.5738 | 509.1476 | 2 | 0 | 2 | A | NBS_EndSuction | 2.5 | 2 | 2.5 | 4 | BranchMin2.5_BranchMax4 | 4 | 3 | 3 | 5 | HeaderMin3_HeaderMax5 | 3 | 3 | 9 | [9 empty] | NBS_025-070_4P_2HP_5.83_SS | 254.5738 | INVALID
30 | 30 | 025-070-4P-2HP | NBS_025-070_4P_2HP_5.83_SS | 254.5738 | 254.5738 | 509.1476 | 2 | 0 | 2 | A | NBS_EndSuction | 2.5 | 2 | 2.5 | 4 | BranchMin2.5_BranchMax4 | 4 | 3 | 3 | 5 | HeaderMin3_HeaderMax5 | 4 | 3 | 9 | [9 empty] | NBS_025-070_4P_2HP_5.83_SS | 254.5738 | INVALID
30 | 30 | 025-070-4P-2HP | NBS_025-070_4P_2HP_5.83_SS | 254.5738 | 254.5738 | 509.1476 | 2 | 0 | 2 | A | NBS_EndSuction | 2.5 | 2 | 2.5 | 4 | BranchMin2.5_BranchMax4 | 4 | 3 | 3 | 5 | HeaderMin3_HeaderMax5 | 5 | 3 | 9 | [9 empty] | NBS_025-070_4P_2HP_5.83_SS | 254.5738
31 | 31 | 025-070-4P-3HP | NBS_025-070_4P_3HP_6.61_SS | 278.649 | 278.649 | 557.2981 | 2 | 0 | 2 | A | NBS_EndSuction | 2.5 | 2 | 2.5 | 4 | BranchMin2.5_BranchMax4 | 2.5 | 3 | 3 | 5 | HeaderMin3_HeaderMax5 | 3 | 3 | 9 | [9 empty] | NBS_025-070_4P_3HP_6.61_SS | 278.649
31 | 31 | 025-070-4P-3HP | NBS_025-070_4P_3HP_6.61_SS | 278.649 | 278.649 | 557.2981 | 2 | 0 | 2 | A | NBS_EndSuction | 2.5 | 2 | 2.5 | 4 | BranchMin2.5_BranchMax4 | 2.5 | 3 | 3 | 5 | HeaderMin3_HeaderMax5 | 4 | 3 | 9 | [9 empty] | NBS_025-070_4P_3HP_6.61_SS | 278.649
31 | 31 | 025-070-4P-3HP | NBS_025-070_4P_3HP_6.61_SS | 278.649 | 278.649 | 557.2981 | 2 | 0 | 2 | A | NBS_EndSuction | 2.5 | 2 | 2.5 | 4 | BranchMin2.5_BranchMax4 | 2.5 | 3 | 3 | 5 | HeaderMin3_HeaderMax5 | 5 | 3 | 9 | [9 empty] | NBS_025-070_4P_3HP_6.61_SS | 278.649
31 | 31 | 025-070-4P-3HP | NBS_025-070_4P_3HP_6.61_SS | 278.649 | 278.649 | 557.2981 | 2 | 0 | 2 | A | NBS_EndSuction | 2.5 | 2 | 2.5 | 4 | BranchMin2.5_BranchMax4 | 3 | 3 | 3 | 5 | HeaderMin3_HeaderMax5 | 3 | 3 | 9 | [9 empty] | NBS_025-070_4P_3HP_6.61_SS | 278.649 | INVALID
31 | 31 | 025-070-4P-3HP | NBS_025-070_4P_3HP_6.61_SS | 278.649 | 278.649 | 557.2981 | 2 | 0 | 2 | A | NBS_EndSuction | 2.5 | 2 | 2.5 | 4 | BranchMin2.5_BranchMax4 | 3 | 3 | 3 | 5 | HeaderMin3_HeaderMax5 | 4 | 3 | 9 | [9 empty] | NBS_025-070_4P_3HP_6.61_SS | 278.649
31 | 31 | 025-070-4P-3HP | NBS_025-070_4P_3HP_6.61_SS | 278.649 | 278.649 | 557.2981 | 2 | 0 | 2 | A | NBS_EndSuction | 2.5 | 2 | 2.5 | 4 | BranchMin2.5_BranchMax4 | 3 | 3 | 3 | 5 | HeaderMin3_HeaderMax5 | 5 | 3 | 9 | [9 empty] | NBS_025-070_4P_3HP_6.61_SS | 278.649
31 | 31 | 025-070-4P-3HP | NBS_025-070_4P_3HP_6.61_SS | 278.649 | 278.649 | 557.2981 | 2 | 0 | 2 | A | NBS_EndSuction | 2.5 | 2 | 2.5 | 4 | BranchMin2.5_BranchMax4 | 4 | 3 | 3 | 5 | HeaderMin3_HeaderMax5 | 3 | 3 | 9 | [9 empty] | NBS_025-070_4P_3HP_6.61_SS | 278.649 | INVALID
31 | 31 | 025-070-4P-3HP | NBS_025-070_4P_3HP_6.61_SS | 278.649 | 278.649 | 557.2981 | 2 | 0 | 2 | A | NBS_EndSuction | 2.5 | 2 | 2.5 | 4 | BranchMin2.5_BranchMax4 | 4 | 3 | 3 | 5 | HeaderMin3_HeaderMax5 | 4 | 3 | 9 | [9 empty] | NBS_025-070_4P_3HP_6.61_SS | 278.649 | INVALID
31 | 31 | 025-070-4P-3HP | NBS_025-070_4P_3HP_6.61_SS | 278.649 | 278.649 | 557.2981 | 2 | 0 | 2 | A | NBS_EndSuction | 2.5 | 2 | 2.5 | 4 | BranchMin2.5_BranchMax4 | 4 | 3 | 3 | 5 | HeaderMin3_HeaderMax5 | 5 | 3 | 9 | [9 empty] | NBS_025-070_4P_3HP_6.61_SS | 278.649
32 | 32 | 025-070-4P-5HP | NBS_025-070_4P_5HP_6.77_SS | 302.5651 | 302.5651 | 605.1301 | 2 | 0 | 2 | A | NBS_EndSuction | 2.5 | 2 | 2.5 | 4 | BranchMin2.5_BranchMax4 | 2.5 | 3 | 3 | 5 | HeaderMin3_HeaderMax5 | 3 | 3 | 9 | [9 empty] | NBS_025-070_4P_5HP_6.77_SS | 302.5651
32 | 32 | 025-070-4P-5HP | NBS_025-070_4P_5HP_6.77_SS | 302.5651 | 302.5651 | 605.1301 | 2 | 0 | 2 | A | NBS_EndSuction | 2.5 | 2 | 2.5 | 4 | BranchMin2.5_BranchMax4 | 2.5 | 3 | 3 | 5 | HeaderMin3_HeaderMax5 | 4 | 3 | 9 | [9 empty] | NBS_025-070_4P_5HP_6.77_SS | 302.5651
32 | 32 | 025-070-4P-5HP | NBS_025-070_4P_5HP_6.77_SS | 302.5651 | 302.5651 | 605.1301 | 2 | 0 | 2 | A | NBS_EndSuction | 2.5 | 2 | 2.5 | 4 | BranchMin2.5_BranchMax4 | 2.5 | 3 | 3 | 5 | HeaderMin3_HeaderMax5 | 5 | 3 | 9 | [9 empty] | NBS_025-070_4P_5HP_6.77_SS | 302.5651
32 | 32 | 025-070-4P-5HP | NBS_025-070_4P_5HP_6.77_SS | 302.5651 | 302.5651 | 605.1301 | 2 | 0 | 2 | A | NBS_EndSuction | 2.5 | 2 | 2.5 | 4 | BranchMin2.5_BranchMax4 | 3 | 3 | 3 | 5 | HeaderMin3_HeaderMax5 | 3 | 3 | 9 | [9 empty] | NBS_025-070_4P_5HP_6.77_SS | 302.5651 | INVALID
32 | 32 | 025-070-4P-5HP | NBS_025-070_4P_5HP_6.77_SS | 302.5651 | 302.5651 | 605.1301 | 2 | 0 | 2 | A | NBS_EndSuction | 2.5 | 2 | 2.5 | 4 | BranchMin2.5_BranchMax4 | 3 | 3 | 3 | 5 | HeaderMin3_HeaderMax5 | 4 | 3 | 9 | [9 empty] | NBS_025-070_4P_5HP_6.77_SS | 302.5651
32 | 32 | 025-070-4P-5HP | NBS_025-070_4P_5HP_6.77_SS | 302.5651 | 302.5651 | 605.1301 | 2 | 0 | 2 | A | NBS_EndSuction | 2.5 | 2 | 2.5 | 4 | BranchMin2.5_BranchMax4 | 3 | 3 | 3 | 5 | HeaderMin3_HeaderMax5 | 5 | 3 | 9 | [9 empty] | NBS_025-070_4P_5HP_6.77_SS | 302.5651
32 | 32 | 025-070-4P-5HP | NBS_025-070_4P_5HP_6.77_SS | 302.5651 | 302.5651 | 605.1301 | 2 | 0 | 2 | A | NBS_EndSuction | 2.5 | 2 | 2.5 | 4 | BranchMin2.5_BranchMax4 | 4 | 3 | 3 | 5 | HeaderMin3_HeaderMax5 | 3 | 3 | 9 | [9 empty] | NBS_025-070_4P_5HP_6.77_SS | 302.5651 | INVALID
32 | 32 | 025-070-4P-5HP | NBS_025-070_4P_5HP_6.77_SS | 302.5651 | 302.5651 | 605.1301 | 2 | 0 | 2 | A | NBS_EndSuction | 2.5 | 2 | 2.5 | 4 | BranchMin2.5_BranchMax4 | 4 | 3 | 3 | 5 | HeaderMin3_HeaderMax5 | 4 | 3 | 9 | [9 empty] | NBS_025-070_4P_5HP_6.77_SS | 302.5651 | INVALID
32 | 32 | 025-070-4P-5HP | NBS_025-070_4P_5HP_6.77_SS | 302.5651 | 302.5651 | 605.1301 | 2 | 0 | 2 | A | NBS_EndSuction | 2.5 | 2 | 2.5 | 4 | BranchMin2.5_BranchMax4 | 4 | 3 | 3 | 5 | HeaderMin3_HeaderMax5 | 5 | 3 | 9 | [9 empty] | NBS_025-070_4P_5HP_6.77_SS | 302.5651
33 | 33 | 025-095-4P-3HP | NBS_025-095_4P_3HP_5.98_SS | 278.138 | 278.138 | 556.2759 | 2 | 0 | 2 | A | NBS_EndSuction | 3 | 2.5 | 3 | 4 | BranchMin3_BranchMax4 | 3 | 2 | 4 | 5 | HeaderMin4_HeaderMax5 | 4 | 2 | 4 | [9 empty] | NBS_025-095_4P_3HP_5.98_SS | 278.138
33 | 33 | 025-095-4P-3HP | NBS_025-095_4P_3HP_5.98_SS | 278.138 | 278.138 | 556.2759 | 2 | 0 | 2 | A | NBS_EndSuction | 3 | 2.5 | 3 | 4 | BranchMin3_BranchMax4 | 3 | 2 | 4 | 5 | HeaderMin4_HeaderMax5 | 5 | 2 | 4 | [9 empty] | NBS_025-095_4P_3HP_5.98_SS | 278.138
33 | 33 | 025-095-4P-3HP | NBS_025-095_4P_3HP_5.98_SS | 278.138 | 278.138 | 556.2759 | 2 | 0 | 2 | A | NBS_EndSuction | 3 | 2.5 | 3 | 4 | BranchMin3_BranchMax4 | 4 | 2 | 4 | 5 | HeaderMin4_HeaderMax5 | 4 | 2 | 4 | [9 empty] | NBS_025-095_4P_3HP_5.98_SS | 278.138 | INVALID
33 | 33 | 025-095-4P-3HP | NBS_025-095_4P_3HP_5.98_SS | 278.138 | 278.138 | 556.2759 | 2 | 0 | 2 | A | NBS_EndSuction | 3 | 2.5 | 3 | 4 | BranchMin3_BranchMax4 | 4 | 2 | 4 | 5 | HeaderMin4_HeaderMax5 | 5 | 2 | 4 | [9 empty] | NBS_025-095_4P_3HP_5.98_SS | 278.138
34 | 34 | 025-095-4P-5HP | NBS_025-095_4P_5HP_7.17_SS | 343.952 | 343.952 | 687.904 | 2 | 0 | 2 | A | NBS_EndSuction | 3 | 2.5 | 3 | 4 | BranchMin3_BranchMax4 | 3 | 2 | 4 | 6 | HeaderMin4_HeaderMax6 | 4 | 3 | 6 | [9 empty] | NBS_025-095_4P_5HP_7.17_SS | 343.952
34 | 34 | 025-095-4P-5HP | NBS_025-095_4P_5HP_7.17_SS | 343.952 | 343.952 | 687.904 | 2 | 0 | 2 | A | NBS_EndSuction | 3 | 2.5 | 3 | 4 | BranchMin3_BranchMax4 | 3 | 2 | 4 | 6 | HeaderMin4_HeaderMax6 | 5 | 3 | 6 | [9 empty] | NBS_025-095_4P_5HP_7.17_SS | 343.952
34 | 34 | 025-095-4P-5HP | NBS_025-095_4P_5HP_7.17_SS | 343.952 | 343.952 | 687.904 | 2 | 0 | 2 | A | NBS_EndSuction | 3 | 2.5 | 3 | 4 | BranchMin3_BranchMax4 | 3 | 2 | 4 | 6 | HeaderMin4_HeaderMax6 | 6 | 3 | 6 | [9 empty] | NBS_025-095_4P_5HP_7.17_SS | 343.952
34 | 34 | 025-095-4P-5HP | NBS_025-095_4P_5HP_7.17_SS | 343.952 | 343.952 | 687.904 | 2 | 0 | 2 | A | NBS_EndSuction | 3 | 2.5 | 3 | 4 | BranchMin3_BranchMax4 | 4 | 2 | 4 | 6 | HeaderMin4_HeaderMax6 | 4 | 3 | 6 | [9 empty] | NBS_025-095_4P_5HP_7.17_SS | 343.952 | INVALID
34 | 34 | 025-095-4P-5HP | NBS_025-095_4P_5HP_7.17_SS | 343.952 | 343.952 | 687.904 | 2 | 0 | 2 | A | NBS_EndSuction | 3 | 2.5 | 3 | 4 | BranchMin3_BranchMax4 | 4 | 2 | 4 | 6 | HeaderMin4_HeaderMax6 | 5 | 3 | 6 | [9 empty] | NBS_025-095_4P_5HP_7.17_SS | 343.952
34 | 34 | 025-095-4P-5HP | NBS_025-095_4P_5HP_7.17_SS | 343.952 | 343.952 | 687.904 | 2 | 0 | 2 | A | NBS_EndSuction | 3 | 2.5 | 3 | 4 | BranchMin3_BranchMax4 | 4 | 2 | 4 | 6 | HeaderMin4_HeaderMax6 | 6 | 3 | 6 | [9 empty] | NBS_025-095_4P_5HP_7.17_SS | 343.952
35 | 35 | 025-095-4P-7pt5HP | NBS_025-095_4P_7.5HP_8.43_SS | 398.9817 | 398.9817 | 797.9634 | 2 | 0 | 2 | A | NBS_EndSuction | 3 | 2.5 | 3 | 4 | BranchMin3_BranchMax4 | 3 | 2 | 4 | 6 | HeaderMin4_HeaderMax6 | 4 | 3 | 6 | [9 empty] | NBS_025-095_4P_7.5HP_8.43_SS | 398.9817
35 | 35 | 025-095-4P-7pt5HP | NBS_025-095_4P_7.5HP_8.43_SS | 398.9817 | 398.9817 | 797.9634 | 2 | 0 | 2 | A | NBS_EndSuction | 3 | 2.5 | 3 | 4 | BranchMin3_BranchMax4 | 3 | 2 | 4 | 6 | HeaderMin4_HeaderMax6 | 5 | 3 | 6 | [9 empty] | NBS_025-095_4P_7.5HP_8.43_SS | 398.9817
35 | 35 | 025-095-4P-7pt5HP | NBS_025-095_4P_7.5HP_8.43_SS | 398.9817 | 398.9817 | 797.9634 | 2 | 0 | 2 | A | NBS_EndSuction | 3 | 2.5 | 3 | 4 | BranchMin3_BranchMax4 | 3 | 2 | 4 | 6 | HeaderMin4_HeaderMax6 | 6 | 3 | 6 | [9 empty] | NBS_025-095_4P_7.5HP_8.43_SS | 398.9817
35 | 35 | 025-095-4P-7pt5HP | NBS_025-095_4P_7.5HP_8.43_SS | 398.9817 | 398.9817 | 797.9634 | 2 | 0 | 2 | A | NBS_EndSuction | 3 | 2.5 | 3 | 4 | BranchMin3_BranchMax4 | 4 | 2 | 4 | 6 | HeaderMin4_HeaderMax6 | 4 | 3 | 6 | [9 empty] | NBS_025-095_4P_7.5HP_8.43_SS | 398.9817 | INVALID
35 | 35 | 025-095-4P-7pt5HP | NBS_025-095_4P_7.5HP_8.43_SS | 398.9817 | 398.9817 | 797.9634 | 2 | 0 | 2 | A | NBS_EndSuction | 3 | 2.5 | 3 | 4 | BranchMin3_BranchMax4 | 4 | 2 | 4 | 6 | HeaderMin4_HeaderMax6 | 5 | 3 | 6 | [9 empty] | NBS_025-095_4P_7.5HP_8.43_SS | 398.9817
35 | 35 | 025-095-4P-7pt5HP | NBS_025-095_4P_7.5HP_8.43_SS | 398.9817 | 398.9817 | 797.9634 | 2 | 0 | 2 | A | NBS_EndSuction | 3 | 2.5 | 3 | 4 | BranchMin3_BranchMax4 | 4 | 2 | 4 | 6 | HeaderMin4_HeaderMax6 | 6 | 3 | 6 | [9 empty] | NBS_025-095_4P_7.5HP_8.43_SS | 398.9817
36 | 36 | 025-095-4P-10HP | NBS_025-095_4P_10HP_9.53_SS | 427.0782 | 427.0782 | 854.1563 | 2 | 0 | 2 | A | NBS_EndSuction | 3 | 2.5 | 3 | 5 | BranchMin3_BranchMax5 | 3 | 3 | 4 | 6 | HeaderMin4_HeaderMax6 | 4 | 3 | 9 | [9 empty] | NBS_025-095_4P_10HP_9.53_SS | 427.0782
36 | 36 | 025-095-4P-10HP | NBS_025-095_4P_10HP_9.53_SS | 427.0782 | 427.0782 | 854.1563 | 2 | 0 | 2 | A | NBS_EndSuction | 3 | 2.5 | 3 | 5 | BranchMin3_BranchMax5 | 3 | 3 | 4 | 6 | HeaderMin4_HeaderMax6 | 5 | 3 | 9 | [9 empty] | NBS_025-095_4P_10HP_9.53_SS | 427.0782
36 | 36 | 025-095-4P-10HP | NBS_025-095_4P_10HP_9.53_SS | 427.0782 | 427.0782 | 854.1563 | 2 | 0 | 2 | A | NBS_EndSuction | 3 | 2.5 | 3 | 5 | BranchMin3_BranchMax5 | 3 | 3 | 4 | 6 | HeaderMin4_HeaderMax6 | 6 | 3 | 9 | [9 empty] | NBS_025-095_4P_10HP_9.53_SS | 427.0782
36 | 36 | 025-095-4P-10HP | NBS_025-095_4P_10HP_9.53_SS | 427.0782 | 427.0782 | 854.1563 | 2 | 0 | 2 | A | NBS_EndSuction | 3 | 2.5 | 3 | 5 | BranchMin3_BranchMax5 | 4 | 3 | 4 | 6 | HeaderMin4_HeaderMax6 | 4 | 3 | 9 | [9 empty] | NBS_025-095_4P_10HP_9.53_SS | 427.0782 | INVALID
36 | 36 | 025-095-4P-10HP | NBS_025-095_4P_10HP_9.53_SS | 427.0782 | 427.0782 | 854.1563 | 2 | 0 | 2 | A | NBS_EndSuction | 3 | 2.5 | 3 | 5 | BranchMin3_BranchMax5 | 4 | 3 | 4 | 6 | HeaderMin4_HeaderMax6 | 5 | 3 | 9 | [9 empty] | NBS_025-095_4P_10HP_9.53_SS | 427.0782
36 | 36 | 025-095-4P-10HP | NBS_025-095_4P_10HP_9.53_SS | 427.0782 | 427.0782 | 854.1563 | 2 | 0 | 2 | A | NBS_EndSuction | 3 | 2.5 | 3 | 5 | BranchMin3_BranchMax5 | 4 | 3 | 4 | 6 | HeaderMin4_HeaderMax6 | 6 | 3 | 9 | [9 empty] | NBS_025-095_4P_10HP_9.53_SS | 427.0782
36 | 36 | 025-095-4P-10HP | NBS_025-095_4P_10HP_9.53_SS | 427.0782 | 427.0782 | 854.1563 | 2 | 0 | 2 | A | NBS_EndSuction | 3 | 2.5 | 3 | 5 | BranchMin3_BranchMax5 | 5 | 3 | 4 | 6 | HeaderMin4_HeaderMax6 | 4 | 3 | 9 | [9 empty] | NBS_025-095_4P_10HP_9.53_SS | 427.0782 | INVALID
36 | 36 | 025-095-4P-10HP | NBS_025-095_4P_10HP_9.53_SS | 427.0782 | 427.0782 | 854.1563 | 2 | 0 | 2 | A | NBS_EndSuction | 3 | 2.5 | 3 | 5 | BranchMin3_BranchMax5 | 5 | 3 | 4 | 6 | HeaderMin4_HeaderMax6 | 5 | 3 | 9 | [9 empty] | NBS_025-095_4P_10HP_9.53_SS | 427.0782 | INVALID
36 | 36 | 025-095-4P-10HP | NBS_025-095_4P_10HP_9.53_SS | 427.0782 | 427.0782 | 854.1563 | 2 | 0 | 2 | A | NBS_EndSuction | 3 | 2.5 | 3 | 5 | BranchMin3_BranchMax5 | 5 | 3 | 4 | 6 | HeaderMin4_HeaderMax6 | 6 | 3 | 9 | [9 empty] | NBS_025-095_4P_10HP_9.53_SS | 427.0782
37 | 37 | 025-110-4P-7pt5HP | NBS_025-110_4P_7.5HP_8.58_SS | 374.2437 | 374.2437 | 748.4875 | 2 | 0 | 2 | A | NBS_EndSuction | 3 | 2.5 | 3 | 4 | BranchMin3_BranchMax4 | 3 | 2 | 4 | 6 | HeaderMin4_HeaderMax6 | 4 | 3 | 6 | [9 empty] | NBS_025-110_4P_7.5HP_8.58_SS | 374.2437
37 | 37 | 025-110-4P-7pt5HP | NBS_025-110_4P_7.5HP_8.58_SS | 374.2437 | 374.2437 | 748.4875 | 2 | 0 | 2 | A | NBS_EndSuction | 3 | 2.5 | 3 | 4 | BranchMin3_BranchMax4 | 3 | 2 | 4 | 6 | HeaderMin4_HeaderMax6 | 5 | 3 | 6 | [9 empty] | NBS_025-110_4P_7.5HP_8.58_SS | 374.2437
37 | 37 | 025-110-4P-7pt5HP | NBS_025-110_4P_7.5HP_8.58_SS | 374.2437 | 374.2437 | 748.4875 | 2 | 0 | 2 | A | NBS_EndSuction | 3 | 2.5 | 3 | 4 | BranchMin3_BranchMax4 | 3 | 2 | 4 | 6 | HeaderMin4_HeaderMax6 | 6 | 3 | 6 | [9 empty] | NBS_025-110_4P_7.5HP_8.58_SS | 374.2437
37 | 37 | 025-110-4P-7pt5HP | NBS_025-110_4P_7.5HP_8.58_SS | 374.2437 | 374.2437 | 748.4875 | 2 | 0 | 2 | A | NBS_EndSuction | 3 | 2.5 | 3 | 4 | BranchMin3_BranchMax4 | 4 | 2 | 4 | 6 | HeaderMin4_HeaderMax6 | 4 | 3 | 6 | [9 empty] | NBS_025-110_4P_7.5HP_8.58_SS | 374.2437 | INVALID
37 | 37 | 025-110-4P-7pt5HP | NBS_025-110_4P_7.5HP_8.58_SS | 374.2437 | 374.2437 | 748.4875 | 2 | 0 | 2 | A | NBS_EndSuction | 3 | 2.5 | 3 | 4 | BranchMin3_BranchMax4 | 4 | 2 | 4 | 6 | HeaderMin4_HeaderMax6 | 5 | 3 | 6 | [9 empty] | NBS_025-110_4P_7.5HP_8.58_SS | 374.2437
37 | 37 | 025-110-4P-7pt5HP | NBS_025-110_4P_7.5HP_8.58_SS | 374.2437 | 374.2437 | 748.4875 | 2 | 0 | 2 | A | NBS_EndSuction | 3 | 2.5 | 3 | 4 | BranchMin3_BranchMax4 | 4 | 2 | 4 | 6 | HeaderMin4_HeaderMax6 | 6 | 3 | 6 | [9 empty] | NBS_025-110_4P_7.5HP_8.58_SS | 374.2437
38 | 38 | 025-110-4P-10HP | NBS_025-110_4P_10HP_9.45_SS | 422.9151 | 422.9151 | 845.8302 | 2 | 0 | 2 | A | NBS_EndSuction | 3 | 2.5 | 3 | 5 | BranchMin3_BranchMax5 | 3 | 3 | 4 | 6 | HeaderMin4_HeaderMax6 | 4 | 3 | 9 | [9 empty] | NBS_025-110_4P_10HP_9.45_SS | 422.9151
38 | 38 | 025-110-4P-10HP | NBS_025-110_4P_10HP_9.45_SS | 422.9151 | 422.9151 | 845.8302 | 2 | 0 | 2 | A | NBS_EndSuction | 3 | 2.5 | 3 | 5 | BranchMin3_BranchMax5 | 3 | 3 | 4 | 6 | HeaderMin4_HeaderMax6 | 5 | 3 | 9 | [9 empty] | NBS_025-110_4P_10HP_9.45_SS | 422.9151
38 | 38 | 025-110-4P-10HP | NBS_025-110_4P_10HP_9.45_SS | 422.9151 | 422.9151 | 845.8302 | 2 | 0 | 2 | A | NBS_EndSuction | 3 | 2.5 | 3 | 5 | BranchMin3_BranchMax5 | 3 | 3 | 4 | 6 | HeaderMin4_HeaderMax6 | 6 | 3 | 9 | [9 empty] | NBS_025-110_4P_10HP_9.45_SS | 422.9151
38 | 38 | 025-110-4P-10HP | NBS_025-110_4P_10HP_9.45_SS | 422.9151 | 422.9151 | 845.8302 | 2 | 0 | 2 | A | NBS_EndSuction | 3 | 2.5 | 3 | 5 | BranchMin3_BranchMax5 | 4 | 3 | 4 | 6 | HeaderMin4_HeaderMax6 | 4 | 3 | 9 | [9 empty] | NBS_025-110_4P_10HP_9.45_SS | 422.9151 | INVALID
38 | 38 | 025-110-4P-10HP | NBS_025-110_4P_10HP_9.45_SS | 422.9151 | 422.9151 | 845.8302 | 2 | 0 | 2 | A | NBS_EndSuction | 3 | 2.5 | 3 | 5 | BranchMin3_BranchMax5 | 4 | 3 | 4 | 6 | HeaderMin4_HeaderMax6 | 5 | 3 | 9 | [9 empty] | NBS_025-110_4P_10HP_9.45_SS | 422.9151
38 | 38 | 025-110-4P-10HP | NBS_025-110_4P_10HP_9.45_SS | 422.9151 | 422.9151 | 845.8302 | 2 | 0 | 2 | A | NBS_EndSuction | 3 | 2.5 | 3 | 5 | BranchMin3_BranchMax5 | 4 | 3 | 4 | 6 | HeaderMin4_HeaderMax6 | 6 | 3 | 9 | [9 empty] | NBS_025-110_4P_10HP_9.45_SS | 422.9151
38 | 38 | 025-110-4P-10HP | NBS_025-110_4P_10HP_9.45_SS | 422.9151 | 422.9151 | 845.8302 | 2 | 0 | 2 | A | NBS_EndSuction | 3 | 2.5 | 3 | 5 | BranchMin3_BranchMax5 | 5 | 3 | 4 | 6 | HeaderMin4_HeaderMax6 | 4 | 3 | 9 | [9 empty] | NBS_025-110_4P_10HP_9.45_SS | 422.9151 | INVALID
38 | 38 | 025-110-4P-10HP | NBS_025-110_4P_10HP_9.45_SS | 422.9151 | 422.9151 | 845.8302 | 2 | 0 | 2 | A | NBS_EndSuction | 3 | 2.5 | 3 | 5 | BranchMin3_BranchMax5 | 5 | 3 | 4 | 6 | HeaderMin4_HeaderMax6 | 5 | 3 | 9 | [9 empty] | NBS_025-110_4P_10HP_9.45_SS | 422.9151 | INVALID
38 | 38 | 025-110-4P-10HP | NBS_025-110_4P_10HP_9.45_SS | 422.9151 | 422.9151 | 845.8302 | 2 | 0 | 2 | A | NBS_EndSuction | 3 | 2.5 | 3 | 5 | BranchMin3_BranchMax5 | 5 | 3 | 4 | 6 | HeaderMin4_HeaderMax6 | 6 | 3 | 9 | [9 empty] | NBS_025-110_4P_10HP_9.45_SS | 422.9151
39 | 39 | 025-110-4P-15HP | NBS_025-110_4P_15HP_11.02_SS | 479.4087 | 479.4087 | 958.8173 | 2 | 0 | 2 | A | NBS_EndSuction | 3 | 2.5 | 3 | 5 | BranchMin3_BranchMax5 | 3 | 3 | 4 | 8 | HeaderMin4_HeaderMax8 | 4 | 4 | 12 | [9 empty] | NBS_025-110_4P_15HP_11.02_SS | 479.4087
39 | 39 | 025-110-4P-15HP | NBS_025-110_4P_15HP_11.02_SS | 479.4087 | 479.4087 | 958.8173 | 2 | 0 | 2 | A | NBS_EndSuction | 3 | 2.5 | 3 | 5 | BranchMin3_BranchMax5 | 3 | 3 | 4 | 8 | HeaderMin4_HeaderMax8 | 5 | 4 | 12 | [9 empty] | NBS_025-110_4P_15HP_11.02_SS | 479.4087
39 | 39 | 025-110-4P-15HP | NBS_025-110_4P_15HP_11.02_SS | 479.4087 | 479.4087 | 958.8173 | 2 | 0 | 2 | A | NBS_EndSuction | 3 | 2.5 | 3 | 5 | BranchMin3_BranchMax5 | 3 | 3 | 4 | 8 | HeaderMin4_HeaderMax8 | 6 | 4 | 12 | [9 empty] | NBS_025-110_4P_15HP_11.02_SS | 479.4087
39 | 39 | 025-110-4P-15HP | NBS_025-110_4P_15HP_11.02_SS | 479.4087 | 479.4087 | 958.8173 | 2 | 0 | 2 | A | NBS_EndSuction | 3 | 2.5 | 3 | 5 | BranchMin3_BranchMax5 | 3 | 3 | 4 | 8 | HeaderMin4_HeaderMax8 | 8 | 4 | 12 | [9 empty] | NBS_025-110_4P_15HP_11.02_SS | 479.4087
39 | 39 | 025-110-4P-15HP | NBS_025-110_4P_15HP_11.02_SS | 479.4087 | 479.4087 | 958.8173 | 2 | 0 | 2 | A | NBS_EndSuction | 3 | 2.5 | 3 | 5 | BranchMin3_BranchMax5 | 4 | 3 | 4 | 8 | HeaderMin4_HeaderMax8 | 4 | 4 | 12 | [9 empty] | NBS_025-110_4P_15HP_11.02_SS | 479.4087 | INVALID
39 | 39 | 025-110-4P-15HP | NBS_025-110_4P_15HP_11.02_SS | 479.4087 | 479.4087 | 958.8173 | 2 | 0 | 2 | A | NBS_EndSuction | 3 | 2.5 | 3 | 5 | BranchMin3_BranchMax5 | 4 | 3 | 4 | 8 | HeaderMin4_HeaderMax8 | 5 | 4 | 12 | [9 empty] | NBS_025-110_4P_15HP_11.02_SS | 479.4087
39 | 39 | 025-110-4P-15HP | NBS_025-110_4P_15HP_11.02_SS | 479.4087 | 479.4087 | 958.8173 | 2 | 0 | 2 | A | NBS_EndSuction | 3 | 2.5 | 3 | 5 | BranchMin3_BranchMax5 | 4 | 3 | 4 | 8 | HeaderMin4_HeaderMax8 | 6 | 4 | 12 | [9 empty] | NBS_025-110_4P_15HP_11.02_SS | 479.4087
39 | 39 | 025-110-4P-15HP | NBS_025-110_4P_15HP_11.02_SS | 479.4087 | 479.4087 | 958.8173 | 2 | 0 | 2 | A | NBS_EndSuction | 3 | 2.5 | 3 | 5 | BranchMin3_BranchMax5 | 4 | 3 | 4 | 8 | HeaderMin4_HeaderMax8 | 8 | 4 | 12 | [9 empty] | NBS_025-110_4P_15HP_11.02_SS | 479.4087
39 | 39 | 025-110-4P-15HP | NBS_025-110_4P_15HP_11.02_SS | 479.4087 | 479.4087 | 958.8173 | 2 | 0 | 2 | A | NBS_EndSuction | 3 | 2.5 | 3 | 5 | BranchMin3_BranchMax5 | 5 | 3 | 4 | 8 | HeaderMin4_HeaderMax8 | 4 | 4 | 12 | [9 empty] | NBS_025-110_4P_15HP_11.02_SS | 479.4087 | INVALID
39 | 39 | 025-110-4P-15HP | NBS_025-110_4P_15HP_11.02_SS | 479.4087 | 479.4087 | 958.8173 | 2 | 0 | 2 | A | NBS_EndSuction | 3 | 2.5 | 3 | 5 | BranchMin3_BranchMax5 | 5 | 3 | 4 | 8 | HeaderMin4_HeaderMax8 | 5 | 4 | 12 | [9 empty] | NBS_025-110_4P_15HP_11.02_SS | 479.4087 | INVALID
39 | 39 | 025-110-4P-15HP | NBS_025-110_4P_15HP_11.02_SS | 479.4087 | 479.4087 | 958.8173 | 2 | 0 | 2 | A | NBS_EndSuction | 3 | 2.5 | 3 | 5 | BranchMin3_BranchMax5 | 5 | 3 | 4 | 8 | HeaderMin4_HeaderMax8 | 6 | 4 | 12 | [9 empty] | NBS_025-110_4P_15HP_11.02_SS | 479.4087
39 | 39 | 025-110-4P-15HP | NBS_025-110_4P_15HP_11.02_SS | 479.4087 | 479.4087 | 958.8173 | 2 | 0 | 2 | A | NBS_EndSuction | 3 | 2.5 | 3 | 5 | BranchMin3_BranchMax5 | 5 | 3 | 4 | 8 | HeaderMin4_HeaderMax8 | 8 | 4 | 12 | [9 empty] | NBS_025-110_4P_15HP_11.02_SS | 479.4087
40 | 40 | 030-070-4P-1pt5HP | NBS_030-070_4P_1.5HP_4.72_SS | 318.8997 | 318.8997 | 637.7994 | 2 | 0 | 2 | A | NBS_EndSuction | 3 | 2.5 | 3 | 4 | BranchMin3_BranchMax4 | 3 | 2 | 4 | 5 | HeaderMin4_HeaderMax5 | 4 | 2 | 4 | [9 empty] | NBS_030-070_4P_1.5HP_4.72_SS | 318.8997
40 | 40 | 030-070-4P-1pt5HP | NBS_030-070_4P_1.5HP_4.72_SS | 318.8997 | 318.8997 | 637.7994 | 2 | 0 | 2 | A | NBS_EndSuction | 3 | 2.5 | 3 | 4 | BranchMin3_BranchMax4 | 3 | 2 | 4 | 5 | HeaderMin4_HeaderMax5 | 5 | 2 | 4 | [9 empty] | NBS_030-070_4P_1.5HP_4.72_SS | 318.8997
40 | 40 | 030-070-4P-1pt5HP | NBS_030-070_4P_1.5HP_4.72_SS | 318.8997 | 318.8997 | 637.7994 | 2 | 0 | 2 | A | NBS_EndSuction | 3 | 2.5 | 3 | 4 | BranchMin3_BranchMax4 | 4 | 2 | 4 | 5 | HeaderMin4_HeaderMax5 | 4 | 2 | 4 | [9 empty] | NBS_030-070_4P_1.5HP_4.72_SS | 318.8997 | INVALID
40 | 40 | 030-070-4P-1pt5HP | NBS_030-070_4P_1.5HP_4.72_SS | 318.8997 | 318.8997 | 637.7994 | 2 | 0 | 2 | A | NBS_EndSuction | 3 | 2.5 | 3 | 4 | BranchMin3_BranchMax4 | 4 | 2 | 4 | 5 | HeaderMin4_HeaderMax5 | 5 | 2 | 4 | [9 empty] | NBS_030-070_4P_1.5HP_4.72_SS | 318.8997
41 | 41 | 030-070-4P-2HP | NBS_030-070_4P_2HP_5.20_SS | 359.467 | 359.467 | 718.934 | 2 | 0 | 2 | A | NBS_EndSuction | 3 | 2.5 | 3 | 4 | BranchMin3_BranchMax4 | 3 | 2 | 4 | 6 | HeaderMin4_HeaderMax6 | 4 | 3 | 6 | [9 empty] | NBS_030-070_4P_2HP_5.20_SS | 359.467
41 | 41 | 030-070-4P-2HP | NBS_030-070_4P_2HP_5.20_SS | 359.467 | 359.467 | 718.934 | 2 | 0 | 2 | A | NBS_EndSuction | 3 | 2.5 | 3 | 4 | BranchMin3_BranchMax4 | 3 | 2 | 4 | 6 | HeaderMin4_HeaderMax6 | 5 | 3 | 6 | [9 empty] | NBS_030-070_4P_2HP_5.20_SS | 359.467
41 | 41 | 030-070-4P-2HP | NBS_030-070_4P_2HP_5.20_SS | 359.467 | 359.467 | 718.934 | 2 | 0 | 2 | A | NBS_EndSuction | 3 | 2.5 | 3 | 4 | BranchMin3_BranchMax4 | 3 | 2 | 4 | 6 | HeaderMin4_HeaderMax6 | 6 | 3 | 6 | [9 empty] | NBS_030-070_4P_2HP_5.20_SS | 359.467
41 | 41 | 030-070-4P-2HP | NBS_030-070_4P_2HP_5.20_SS | 359.467 | 359.467 | 718.934 | 2 | 0 | 2 | A | NBS_EndSuction | 3 | 2.5 | 3 | 4 | BranchMin3_BranchMax4 | 4 | 2 | 4 | 6 | HeaderMin4_HeaderMax6 | 4 | 3 | 6 | [9 empty] | NBS_030-070_4P_2HP_5.20_SS | 359.467 | INVALID
41 | 41 | 030-070-4P-2HP | NBS_030-070_4P_2HP_5.20_SS | 359.467 | 359.467 | 718.934 | 2 | 0 | 2 | A | NBS_EndSuction | 3 | 2.5 | 3 | 4 | BranchMin3_BranchMax4 | 4 | 2 | 4 | 6 | HeaderMin4_HeaderMax6 | 5 | 3 | 6 | [9 empty] | NBS_030-070_4P_2HP_5.20_SS | 359.467
41 | 41 | 030-070-4P-2HP | NBS_030-070_4P_2HP_5.20_SS | 359.467 | 359.467 | 718.934 | 2 | 0 | 2 | A | NBS_EndSuction | 3 | 2.5 | 3 | 4 | BranchMin3_BranchMax4 | 4 | 2 | 4 | 6 | HeaderMin4_HeaderMax6 | 6 | 3 | 6 | [9 empty] | NBS_030-070_4P_2HP_5.20_SS | 359.467
42 | 42 | 030-070-4P-3HP | NBS_030-070_4P_3HP_5.83_SS | 413.6934 | 413.6934 | 827.3869 | 2 | 0 | 2 | A | NBS_EndSuction | 3 | 2.5 | 3 | 5 | BranchMin3_BranchMax5 | 3 | 3 | 4 | 6 | HeaderMin4_HeaderMax6 | 4 | 3 | 9 | [9 empty] | NBS_030-070_4P_3HP_5.83_SS | 413.6934
42 | 42 | 030-070-4P-3HP | NBS_030-070_4P_3HP_5.83_SS | 413.6934 | 413.6934 | 827.3869 | 2 | 0 | 2 | A | NBS_EndSuction | 3 | 2.5 | 3 | 5 | BranchMin3_BranchMax5 | 3 | 3 | 4 | 6 | HeaderMin4_HeaderMax6 | 5 | 3 | 9 | [9 empty] | NBS_030-070_4P_3HP_5.83_SS | 413.6934
42 | 42 | 030-070-4P-3HP | NBS_030-070_4P_3HP_5.83_SS | 413.6934 | 413.6934 | 827.3869 | 2 | 0 | 2 | A | NBS_EndSuction | 3 | 2.5 | 3 | 5 | BranchMin3_BranchMax5 | 3 | 3 | 4 | 6 | HeaderMin4_HeaderMax6 | 6 | 3 | 9 | [9 empty] | NBS_030-070_4P_3HP_5.83_SS | 413.6934
42 | 42 | 030-070-4P-3HP | NBS_030-070_4P_3HP_5.83_SS | 413.6934 | 413.6934 | 827.3869 | 2 | 0 | 2 | A | NBS_EndSuction | 3 | 2.5 | 3 | 5 | BranchMin3_BranchMax5 | 4 | 3 | 4 | 6 | HeaderMin4_HeaderMax6 | 4 | 3 | 9 | [9 empty] | NBS_030-070_4P_3HP_5.83_SS | 413.6934 | INVALID
42 | 42 | 030-070-4P-3HP | NBS_030-070_4P_3HP_5.83_SS | 413.6934 | 413.6934 | 827.3869 | 2 | 0 | 2 | A | NBS_EndSuction | 3 | 2.5 | 3 | 5 | BranchMin3_BranchMax5 | 4 | 3 | 4 | 6 | HeaderMin4_HeaderMax6 | 5 | 3 | 9 | [9 empty] | NBS_030-070_4P_3HP_5.83_SS | 413.6934
42 | 42 | 030-070-4P-3HP | NBS_030-070_4P_3HP_5.83_SS | 413.6934 | 413.6934 | 827.3869 | 2 | 0 | 2 | A | NBS_EndSuction | 3 | 2.5 | 3 | 5 | BranchMin3_BranchMax5 | 4 | 3 | 4 | 6 | HeaderMin4_HeaderMax6 | 6 | 3 | 9 | [9 empty] | NBS_030-070_4P_3HP_5.83_SS | 413.6934
42 | 42 | 030-070-4P-3HP | NBS_030-070_4P_3HP_5.83_SS | 413.6934 | 413.6934 | 827.3869 | 2 | 0 | 2 | A | NBS_EndSuction | 3 | 2.5 | 3 | 5 | BranchMin3_BranchMax5 | 5 | 3 | 4 | 6 | HeaderMin4_HeaderMax6 | 4 | 3 | 9 | [9 empty] | NBS_030-070_4P_3HP_5.83_SS | 413.6934 | INVALID
42 | 42 | 030-070-4P-3HP | NBS_030-070_4P_3HP_5.83_SS | 413.6934 | 413.6934 | 827.3869 | 2 | 0 | 2 | A | NBS_EndSuction | 3 | 2.5 | 3 | 5 | BranchMin3_BranchMax5 | 5 | 3 | 4 | 6 | HeaderMin4_HeaderMax6 | 5 | 3 | 9 | [9 empty] | NBS_030-070_4P_3HP_5.83_SS | 413.6934 | INVALID
42 | 42 | 030-070-4P-3HP | NBS_030-070_4P_3HP_5.83_SS | 413.6934 | 413.6934 | 827.3869 | 2 | 0 | 2 | A | NBS_EndSuction | 3 | 2.5 | 3 | 5 | BranchMin3_BranchMax5 | 5 | 3 | 4 | 6 | HeaderMin4_HeaderMax6 | 6 | 3 | 9 | [9 empty] | NBS_030-070_4P_3HP_5.83_SS | 413.6934
43 | 43 | 030-070-4P-5HP | NBS_030-070_4P_5HP_6.85_SS | 469.9181 | 469.9181 | 939.8361 | 2 | 0 | 2 | A | NBS_EndSuction | 3 | 2.5 | 3 | 5 | BranchMin3_BranchMax5 | 3 | 3 | 4 | 6 | HeaderMin4_HeaderMax6 | 4 | 3 | 9 | [9 empty] | NBS_030-070_4P_5HP_6.85_SS | 469.9181
43 | 43 | 030-070-4P-5HP | NBS_030-070_4P_5HP_6.85_SS | 469.9181 | 469.9181 | 939.8361 | 2 | 0 | 2 | A | NBS_EndSuction | 3 | 2.5 | 3 | 5 | BranchMin3_BranchMax5 | 3 | 3 | 4 | 6 | HeaderMin4_HeaderMax6 | 5 | 3 | 9 | [9 empty] | NBS_030-070_4P_5HP_6.85_SS | 469.9181
43 | 43 | 030-070-4P-5HP | NBS_030-070_4P_5HP_6.85_SS | 469.9181 | 469.9181 | 939.8361 | 2 | 0 | 2 | A | NBS_EndSuction | 3 | 2.5 | 3 | 5 | BranchMin3_BranchMax5 | 3 | 3 | 4 | 6 | HeaderMin4_HeaderMax6 | 6 | 3 | 9 | [9 empty] | NBS_030-070_4P_5HP_6.85_SS | 469.9181
43 | 43 | 030-070-4P-5HP | NBS_030-070_4P_5HP_6.85_SS | 469.9181 | 469.9181 | 939.8361 | 2 | 0 | 2 | A | NBS_EndSuction | 3 | 2.5 | 3 | 5 | BranchMin3_BranchMax5 | 4 | 3 | 4 | 6 | HeaderMin4_HeaderMax6 | 4 | 3 | 9 | [9 empty] | NBS_030-070_4P_5HP_6.85_SS | 469.9181 | INVALID
43 | 43 | 030-070-4P-5HP | NBS_030-070_4P_5HP_6.85_SS | 469.9181 | 469.9181 | 939.8361 | 2 | 0 | 2 | A | NBS_EndSuction | 3 | 2.5 | 3 | 5 | BranchMin3_BranchMax5 | 4 | 3 | 4 | 6 | HeaderMin4_HeaderMax6 | 5 | 3 | 9 | [9 empty] | NBS_030-070_4P_5HP_6.85_SS | 469.9181
43 | 43 | 030-070-4P-5HP | NBS_030-070_4P_5HP_6.85_SS | 469.9181 | 469.9181 | 939.8361 | 2 | 0 | 2 | A | NBS_EndSuction | 3 | 2.5 | 3 | 5 | BranchMin3_BranchMax5 | 4 | 3 | 4 | 6 | HeaderMin4_HeaderMax6 | 6 | 3 | 9 | [9 empty] | NBS_030-070_4P_5HP_6.85_SS | 469.9181
43 | 43 | 030-070-4P-5HP | NBS_030-070_4P_5HP_6.85_SS | 469.9181 | 469.9181 | 939.8361 | 2 | 0 | 2 | A | NBS_EndSuction | 3 | 2.5 | 3 | 5 | BranchMin3_BranchMax5 | 5 | 3 | 4 | 6 | HeaderMin4_HeaderMax6 | 4 | 3 | 9 | [9 empty] | NBS_030-070_4P_5HP_6.85_SS | 469.9181 | INVALID
43 | 43 | 030-070-4P-5HP | NBS_030-070_4P_5HP_6.85_SS | 469.9181 | 469.9181 | 939.8361 | 2 | 0 | 2 | A | NBS_EndSuction | 3 | 2.5 | 3 | 5 | BranchMin3_BranchMax5 | 5 | 3 | 4 | 6 | HeaderMin4_HeaderMax6 | 5 | 3 | 9 | [9 empty] | NBS_030-070_4P_5HP_6.85_SS | 469.9181 | INVALID
43 | 43 | 030-070-4P-5HP | NBS_030-070_4P_5HP_6.85_SS | 469.9181 | 469.9181 | 939.8361 | 2 | 0 | 2 | A | NBS_EndSuction | 3 | 2.5 | 3 | 5 | BranchMin3_BranchMax5 | 5 | 3 | 4 | 6 | HeaderMin4_HeaderMax6 | 6 | 3 | 9 | [9 empty] | NBS_030-070_4P_5HP_6.85_SS | 469.9181
44 | 44 | 030-095-4P-5HP | NBS_030-095_4P_5HP_6.10_SS | 576.7129 | 576.7129 | 1153.4258 | 2 | 0 | 2 | A | NBS_EndSuction | 4 | 3 | 4 | 5 | BranchMin4_BranchMax5 | 4 | 2 | 5 | 8 | HeaderMin5_HeaderMax8 | 5 | 3 | 6 | [9 empty] | NBS_030-095_4P_5HP_6.10_SS | 576.7129
44 | 44 | 030-095-4P-5HP | NBS_030-095_4P_5HP_6.10_SS | 576.7129 | 576.7129 | 1153.4258 | 2 | 0 | 2 | A | NBS_EndSuction | 4 | 3 | 4 | 5 | BranchMin4_BranchMax5 | 4 | 2 | 5 | 8 | HeaderMin5_HeaderMax8 | 6 | 3 | 6 | [9 empty] | NBS_030-095_4P_5HP_6.10_SS | 576.7129
44 | 44 | 030-095-4P-5HP | NBS_030-095_4P_5HP_6.10_SS | 576.7129 | 576.7129 | 1153.4258 | 2 | 0 | 2 | A | NBS_EndSuction | 4 | 3 | 4 | 5 | BranchMin4_BranchMax5 | 4 | 2 | 5 | 8 | HeaderMin5_HeaderMax8 | 8 | 3 | 6 | [9 empty] | NBS_030-095_4P_5HP_6.10_SS | 576.7129
44 | 44 | 030-095-4P-5HP | NBS_030-095_4P_5HP_6.10_SS | 576.7129 | 576.7129 | 1153.4258 | 2 | 0 | 2 | A | NBS_EndSuction | 4 | 3 | 4 | 5 | BranchMin4_BranchMax5 | 5 | 2 | 5 | 8 | HeaderMin5_HeaderMax8 | 5 | 3 | 6 | [9 empty] | NBS_030-095_4P_5HP_6.10_SS | 576.7129 | INVALID
44 | 44 | 030-095-4P-5HP | NBS_030-095_4P_5HP_6.10_SS | 576.7129 | 576.7129 | 1153.4258 | 2 | 0 | 2 | A | NBS_EndSuction | 4 | 3 | 4 | 5 | BranchMin4_BranchMax5 | 5 | 2 | 5 | 8 | HeaderMin5_HeaderMax8 | 6 | 3 | 6 | [9 empty] | NBS_030-095_4P_5HP_6.10_SS | 576.7129
44 | 44 | 030-095-4P-5HP | NBS_030-095_4P_5HP_6.10_SS | 576.7129 | 576.7129 | 1153.4258 | 2 | 0 | 2 | A | NBS_EndSuction | 4 | 3 | 4 | 5 | BranchMin4_BranchMax5 | 5 | 2 | 5 | 8 | HeaderMin5_HeaderMax8 | 8 | 3 | 6 | [9 empty] | NBS_030-095_4P_5HP_6.10_SS | 576.7129
45 | 45 | 030-095-4P-7pt5HP | NBS_030-095_4P_7.5HP_6.73_SS | 637.6666 | 637.6666 | 1275.3332 | 2 | 0 | 2 | A | NBS_EndSuction | 4 | 3 | 4 | 5 | BranchMin4_BranchMax5 | 4 | 2 | 5 | 8 | HeaderMin5_HeaderMax8 | 5 | 3 | 6 | [9 empty] | NBS_030-095_4P_7.5HP_6.73_SS | 637.6666
45 | 45 | 030-095-4P-7pt5HP | NBS_030-095_4P_7.5HP_6.73_SS | 637.6666 | 637.6666 | 1275.3332 | 2 | 0 | 2 | A | NBS_EndSuction | 4 | 3 | 4 | 5 | BranchMin4_BranchMax5 | 4 | 2 | 5 | 8 | HeaderMin5_HeaderMax8 | 6 | 3 | 6 | [9 empty] | NBS_030-095_4P_7.5HP_6.73_SS | 637.6666
45 | 45 | 030-095-4P-7pt5HP | NBS_030-095_4P_7.5HP_6.73_SS | 637.6666 | 637.6666 | 1275.3332 | 2 | 0 | 2 | A | NBS_EndSuction | 4 | 3 | 4 | 5 | BranchMin4_BranchMax5 | 4 | 2 | 5 | 8 | HeaderMin5_HeaderMax8 | 8 | 3 | 6 | [9 empty] | NBS_030-095_4P_7.5HP_6.73_SS | 637.6666
45 | 45 | 030-095-4P-7pt5HP | NBS_030-095_4P_7.5HP_6.73_SS | 637.6666 | 637.6666 | 1275.3332 | 2 | 0 | 2 | A | NBS_EndSuction | 4 | 3 | 4 | 5 | BranchMin4_BranchMax5 | 5 | 2 | 5 | 8 | HeaderMin5_HeaderMax8 | 5 | 3 | 6 | [9 empty] | NBS_030-095_4P_7.5HP_6.73_SS | 637.6666 | INVALID
45 | 45 | 030-095-4P-7pt5HP | NBS_030-095_4P_7.5HP_6.73_SS | 637.6666 | 637.6666 | 1275.3332 | 2 | 0 | 2 | A | NBS_EndSuction | 4 | 3 | 4 | 5 | BranchMin4_BranchMax5 | 5 | 2 | 5 | 8 | HeaderMin5_HeaderMax8 | 6 | 3 | 6 | [9 empty] | NBS_030-095_4P_7.5HP_6.73_SS | 637.6666
45 | 45 | 030-095-4P-7pt5HP | NBS_030-095_4P_7.5HP_6.73_SS | 637.6666 | 637.6666 | 1275.3332 | 2 | 0 | 2 | A | NBS_EndSuction | 4 | 3 | 4 | 5 | BranchMin4_BranchMax5 | 5 | 2 | 5 | 8 | HeaderMin5_HeaderMax8 | 8 | 3 | 6 | [9 empty] | NBS_030-095_4P_7.5HP_6.73_SS | 637.6666
46 | 46 | 030-095-4P-10HP | NBS_030-095_4P_10HP_7.52_SS | 669.3599 | 669.3599 | 1338.7198 | 2 | 0 | 2 | A | NBS_EndSuction | 4 | 3 | 4 | 6 | BranchMin4_BranchMax6 | 4 | 3 | 5 | 8 | HeaderMin5_HeaderMax8 | 5 | 3 | 9 | [9 empty] | NBS_030-095_4P_10HP_7.52_SS | 669.3599
46 | 46 | 030-095-4P-10HP | NBS_030-095_4P_10HP_7.52_SS | 669.3599 | 669.3599 | 1338.7198 | 2 | 0 | 2 | A | NBS_EndSuction | 4 | 3 | 4 | 6 | BranchMin4_BranchMax6 | 4 | 3 | 5 | 8 | HeaderMin5_HeaderMax8 | 6 | 3 | 9 | [9 empty] | NBS_030-095_4P_10HP_7.52_SS | 669.3599
46 | 46 | 030-095-4P-10HP | NBS_030-095_4P_10HP_7.52_SS | 669.3599 | 669.3599 | 1338.7198 | 2 | 0 | 2 | A | NBS_EndSuction | 4 | 3 | 4 | 6 | BranchMin4_BranchMax6 | 4 | 3 | 5 | 8 | HeaderMin5_HeaderMax8 | 8 | 3 | 9 | [9 empty] | NBS_030-095_4P_10HP_7.52_SS | 669.3599
46 | 46 | 030-095-4P-10HP | NBS_030-095_4P_10HP_7.52_SS | 669.3599 | 669.3599 | 1338.7198 | 2 | 0 | 2 | A | NBS_EndSuction | 4 | 3 | 4 | 6 | BranchMin4_BranchMax6 | 5 | 3 | 5 | 8 | HeaderMin5_HeaderMax8 | 5 | 3 | 9 | [9 empty] | NBS_030-095_4P_10HP_7.52_SS | 669.3599 | INVALID
46 | 46 | 030-095-4P-10HP | NBS_030-095_4P_10HP_7.52_SS | 669.3599 | 669.3599 | 1338.7198 | 2 | 0 | 2 | A | NBS_EndSuction | 4 | 3 | 4 | 6 | BranchMin4_BranchMax6 | 5 | 3 | 5 | 8 | HeaderMin5_HeaderMax8 | 6 | 3 | 9 | [9 empty] | NBS_030-095_4P_10HP_7.52_SS | 669.3599
46 | 46 | 030-095-4P-10HP | NBS_030-095_4P_10HP_7.52_SS | 669.3599 | 669.3599 | 1338.7198 | 2 | 0 | 2 | A | NBS_EndSuction | 4 | 3 | 4 | 6 | BranchMin4_BranchMax6 | 5 | 3 | 5 | 8 | HeaderMin5_HeaderMax8 | 8 | 3 | 9 | [9 empty] | NBS_030-095_4P_10HP_7.52_SS | 669.3599
46 | 46 | 030-095-4P-10HP | NBS_030-095_4P_10HP_7.52_SS | 669.3599 | 669.3599 | 1338.7198 | 2 | 0 | 2 | A | NBS_EndSuction | 4 | 3 | 4 | 6 | BranchMin4_BranchMax6 | 6 | 3 | 5 | 8 | HeaderMin5_HeaderMax8 | 5 | 3 | 9 | [9 empty] | NBS_030-095_4P_10HP_7.52_SS | 669.3599 | INVALID
46 | 46 | 030-095-4P-10HP | NBS_030-095_4P_10HP_7.52_SS | 669.3599 | 669.3599 | 1338.7198 | 2 | 0 | 2 | A | NBS_EndSuction | 4 | 3 | 4 | 6 | BranchMin4_BranchMax6 | 6 | 3 | 5 | 8 | HeaderMin5_HeaderMax8 | 6 | 3 | 9 | [9 empty] | NBS_030-095_4P_10HP_7.52_SS | 669.3599 | INVALID
46 | 46 | 030-095-4P-10HP | NBS_030-095_4P_10HP_7.52_SS | 669.3599 | 669.3599 | 1338.7198 | 2 | 0 | 2 | A | NBS_EndSuction | 4 | 3 | 4 | 6 | BranchMin4_BranchMax6 | 6 | 3 | 5 | 8 | HeaderMin5_HeaderMax8 | 8 | 3 | 9 | [9 empty] | NBS_030-095_4P_10HP_7.52_SS | 669.3599
47 | 47 | 030-095-4P-15HP | NBS_030-095_4P_15HP_8.86_SS | 685.5374 | 685.5374 | 1371.0747 | 2 | 0 | 2 | A | NBS_EndSuction | 4 | 3 | 4 | 6 | BranchMin4_BranchMax6 | 4 | 3 | 5 | 8 | HeaderMin5_HeaderMax8 | 5 | 3 | 9 | [9 empty] | NBS_030-095_4P_15HP_8.86_SS | 685.5374
47 | 47 | 030-095-4P-15HP | NBS_030-095_4P_15HP_8.86_SS | 685.5374 | 685.5374 | 1371.0747 | 2 | 0 | 2 | A | NBS_EndSuction | 4 | 3 | 4 | 6 | BranchMin4_BranchMax6 | 4 | 3 | 5 | 8 | HeaderMin5_HeaderMax8 | 6 | 3 | 9 | [9 empty] | NBS_030-095_4P_15HP_8.86_SS | 685.5374
47 | 47 | 030-095-4P-15HP | NBS_030-095_4P_15HP_8.86_SS | 685.5374 | 685.5374 | 1371.0747 | 2 | 0 | 2 | A | NBS_EndSuction | 4 | 3 | 4 | 6 | BranchMin4_BranchMax6 | 4 | 3 | 5 | 8 | HeaderMin5_HeaderMax8 | 8 | 3 | 9 | [9 empty] | NBS_030-095_4P_15HP_8.86_SS | 685.5374
47 | 47 | 030-095-4P-15HP | NBS_030-095_4P_15HP_8.86_SS | 685.5374 | 685.5374 | 1371.0747 | 2 | 0 | 2 | A | NBS_EndSuction | 4 | 3 | 4 | 6 | BranchMin4_BranchMax6 | 5 | 3 | 5 | 8 | HeaderMin5_HeaderMax8 | 5 | 3 | 9 | [9 empty] | NBS_030-095_4P_15HP_8.86_SS | 685.5374 | INVALID
47 | 47 | 030-095-4P-15HP | NBS_030-095_4P_15HP_8.86_SS | 685.5374 | 685.5374 | 1371.0747 | 2 | 0 | 2 | A | NBS_EndSuction | 4 | 3 | 4 | 6 | BranchMin4_BranchMax6 | 5 | 3 | 5 | 8 | HeaderMin5_HeaderMax8 | 6 | 3 | 9 | [9 empty] | NBS_030-095_4P_15HP_8.86_SS | 685.5374
47 | 47 | 030-095-4P-15HP | NBS_030-095_4P_15HP_8.86_SS | 685.5374 | 685.5374 | 1371.0747 | 2 | 0 | 2 | A | NBS_EndSuction | 4 | 3 | 4 | 6 | BranchMin4_BranchMax6 | 5 | 3 | 5 | 8 | HeaderMin5_HeaderMax8 | 8 | 3 | 9 | [9 empty] | NBS_030-095_4P_15HP_8.86_SS | 685.5374
47 | 47 | 030-095-4P-15HP | NBS_030-095_4P_15HP_8.86_SS | 685.5374 | 685.5374 | 1371.0747 | 2 | 0 | 2 | A | NBS_EndSuction | 4 | 3 | 4 | 6 | BranchMin4_BranchMax6 | 6 | 3 | 5 | 8 | HeaderMin5_HeaderMax8 | 5 | 3 | 9 | [9 empty] | NBS_030-095_4P_15HP_8.86_SS | 685.5374 | INVALID
47 | 47 | 030-095-4P-15HP | NBS_030-095_4P_15HP_8.86_SS | 685.5374 | 685.5374 | 1371.0747 | 2 | 0 | 2 | A | NBS_EndSuction | 4 | 3 | 4 | 6 | BranchMin4_BranchMax6 | 6 | 3 | 5 | 8 | HeaderMin5_HeaderMax8 | 6 | 3 | 9 | [9 empty] | NBS_030-095_4P_15HP_8.86_SS | 685.5374 | INVALID
47 | 47 | 030-095-4P-15HP | NBS_030-095_4P_15HP_8.86_SS | 685.5374 | 685.5374 | 1371.0747 | 2 | 0 | 2 | A | NBS_EndSuction | 4 | 3 | 4 | 6 | BranchMin4_BranchMax6 | 6 | 3 | 5 | 8 | HeaderMin5_HeaderMax8 | 8 | 3 | 9 | [9 empty] | NBS_030-095_4P_15HP_8.86_SS | 685.5374
48 | 48 | 030-110-4P-10HP | NBS_030-110_4P_10HP_8.35_SS | 487.2856 | 487.2856 | 974.5712 | 2 | 0 | 2 | A | NBS_EndSuction | 4 | 3 | 4 | 5 | BranchMin4_BranchMax5 | 4 | 2 | 5 | 8 | HeaderMin5_HeaderMax8 | 5 | 3 | 6 | [9 empty] | NBS_030-110_4P_10HP_8.35_SS | 487.2856
48 | 48 | 030-110-4P-10HP | NBS_030-110_4P_10HP_8.35_SS | 487.2856 | 487.2856 | 974.5712 | 2 | 0 | 2 | A | NBS_EndSuction | 4 | 3 | 4 | 5 | BranchMin4_BranchMax5 | 4 | 2 | 5 | 8 | HeaderMin5_HeaderMax8 | 6 | 3 | 6 | [9 empty] | NBS_030-110_4P_10HP_8.35_SS | 487.2856
48 | 48 | 030-110-4P-10HP | NBS_030-110_4P_10HP_8.35_SS | 487.2856 | 487.2856 | 974.5712 | 2 | 0 | 2 | A | NBS_EndSuction | 4 | 3 | 4 | 5 | BranchMin4_BranchMax5 | 4 | 2 | 5 | 8 | HeaderMin5_HeaderMax8 | 8 | 3 | 6 | [9 empty] | NBS_030-110_4P_10HP_8.35_SS | 487.2856
48 | 48 | 030-110-4P-10HP | NBS_030-110_4P_10HP_8.35_SS | 487.2856 | 487.2856 | 974.5712 | 2 | 0 | 2 | A | NBS_EndSuction | 4 | 3 | 4 | 5 | BranchMin4_BranchMax5 | 5 | 2 | 5 | 8 | HeaderMin5_HeaderMax8 | 5 | 3 | 6 | [9 empty] | NBS_030-110_4P_10HP_8.35_SS | 487.2856 | INVALID
48 | 48 | 030-110-4P-10HP | NBS_030-110_4P_10HP_8.35_SS | 487.2856 | 487.2856 | 974.5712 | 2 | 0 | 2 | A | NBS_EndSuction | 4 | 3 | 4 | 5 | BranchMin4_BranchMax5 | 5 | 2 | 5 | 8 | HeaderMin5_HeaderMax8 | 6 | 3 | 6 | [9 empty] | NBS_030-110_4P_10HP_8.35_SS | 487.2856
48 | 48 | 030-110-4P-10HP | NBS_030-110_4P_10HP_8.35_SS | 487.2856 | 487.2856 | 974.5712 | 2 | 0 | 2 | A | NBS_EndSuction | 4 | 3 | 4 | 5 | BranchMin4_BranchMax5 | 5 | 2 | 5 | 8 | HeaderMin5_HeaderMax8 | 8 | 3 | 6 | [9 empty] | NBS_030-110_4P_10HP_8.35_SS | 487.2856
49 | 49 | 030-110-4P-15HP | NBS_030-110_4P_15HP_9.61_SS | 573.2974 | 573.2974 | 1146.5948 | 2 | 0 | 2 | A | NBS_EndSuction | 4 | 3 | 4 | 5 | BranchMin4_BranchMax5 | 4 | 2 | 5 | 8 | HeaderMin5_HeaderMax8 | 5 | 3 | 6 | [9 empty] | NBS_030-110_4P_15HP_9.61_SS | 573.2974
49 | 49 | 030-110-4P-15HP | NBS_030-110_4P_15HP_9.61_SS | 573.2974 | 573.2974 | 1146.5948 | 2 | 0 | 2 | A | NBS_EndSuction | 4 | 3 | 4 | 5 | BranchMin4_BranchMax5 | 4 | 2 | 5 | 8 | HeaderMin5_HeaderMax8 | 6 | 3 | 6 | [9 empty] | NBS_030-110_4P_15HP_9.61_SS | 573.2974
49 | 49 | 030-110-4P-15HP | NBS_030-110_4P_15HP_9.61_SS | 573.2974 | 573.2974 | 1146.5948 | 2 | 0 | 2 | A | NBS_EndSuction | 4 | 3 | 4 | 5 | BranchMin4_BranchMax5 | 4 | 2 | 5 | 8 | HeaderMin5_HeaderMax8 | 8 | 3 | 6 | [9 empty] | NBS_030-110_4P_15HP_9.61_SS | 573.2974
49 | 49 | 030-110-4P-15HP | NBS_030-110_4P_15HP_9.61_SS | 573.2974 | 573.2974 | 1146.5948 | 2 | 0 | 2 | A | NBS_EndSuction | 4 | 3 | 4 | 5 | BranchMin4_BranchMax5 | 5 | 2 | 5 | 8 | HeaderMin5_HeaderMax8 | 5 | 3 | 6 | [9 empty] | NBS_030-110_4P_15HP_9.61_SS | 573.2974 | INVALID
49 | 49 | 030-110-4P-15HP | NBS_030-110_4P_15HP_9.61_SS | 573.2974 | 573.2974 | 1146.5948 | 2 | 0 | 2 | A | NBS_EndSuction | 4 | 3 | 4 | 5 | BranchMin4_BranchMax5 | 5 | 2 | 5 | 8 | HeaderMin5_HeaderMax8 | 6 | 3 | 6 | [9 empty] | NBS_030-110_4P_15HP_9.61_SS | 573.2974
49 | 49 | 030-110-4P-15HP | NBS_030-110_4P_15HP_9.61_SS | 573.2974 | 573.2974 | 1146.5948 | 2 | 0 | 2 | A | NBS_EndSuction | 4 | 3 | 4 | 5 | BranchMin4_BranchMax5 | 5 | 2 | 5 | 8 | HeaderMin5_HeaderMax8 | 8 | 3 | 6 | [9 empty] | NBS_030-110_4P_15HP_9.61_SS | 573.2974
50 | 50 | 030-110-4P-20HP | NBS_030-110_4P_20HP_10.79_SS | 666.5942 | 666.5942 | 1333.1883 | 2 | 0 | 2 | A | NBS_EndSuction | 4 | 3 | 4 | 6 | BranchMin4_BranchMax6 | 4 | 3 | 5 | 8 | HeaderMin5_HeaderMax8 | 5 | 3 | 9 | [9 empty] | NBS_030-110_4P_20HP_10.79_SS | 666.5942
50 | 50 | 030-110-4P-20HP | NBS_030-110_4P_20HP_10.79_SS | 666.5942 | 666.5942 | 1333.1883 | 2 | 0 | 2 | A | NBS_EndSuction | 4 | 3 | 4 | 6 | BranchMin4_BranchMax6 | 4 | 3 | 5 | 8 | HeaderMin5_HeaderMax8 | 6 | 3 | 9 | [9 empty] | NBS_030-110_4P_20HP_10.79_SS | 666.5942
50 | 50 | 030-110-4P-20HP | NBS_030-110_4P_20HP_10.79_SS | 666.5942 | 666.5942 | 1333.1883 | 2 | 0 | 2 | A | NBS_EndSuction | 4 | 3 | 4 | 6 | BranchMin4_BranchMax6 | 4 | 3 | 5 | 8 | HeaderMin5_HeaderMax8 | 8 | 3 | 9 | [9 empty] | NBS_030-110_4P_20HP_10.79_SS | 666.5942
50 | 50 | 030-110-4P-20HP | NBS_030-110_4P_20HP_10.79_SS | 666.5942 | 666.5942 | 1333.1883 | 2 | 0 | 2 | A | NBS_EndSuction | 4 | 3 | 4 | 6 | BranchMin4_BranchMax6 | 5 | 3 | 5 | 8 | HeaderMin5_HeaderMax8 | 5 | 3 | 9 | [9 empty] | NBS_030-110_4P_20HP_10.79_SS | 666.5942 | INVALID
50 | 50 | 030-110-4P-20HP | NBS_030-110_4P_20HP_10.79_SS | 666.5942 | 666.5942 | 1333.1883 | 2 | 0 | 2 | A | NBS_EndSuction | 4 | 3 | 4 | 6 | BranchMin4_BranchMax6 | 5 | 3 | 5 | 8 | HeaderMin5_HeaderMax8 | 6 | 3 | 9 | [9 empty] | NBS_030-110_4P_20HP_10.79_SS | 666.5942
50 | 50 | 030-110-4P-20HP | NBS_030-110_4P_20HP_10.79_SS | 666.5942 | 666.5942 | 1333.1883 | 2 | 0 | 2 | A | NBS_EndSuction | 4 | 3 | 4 | 6 | BranchMin4_BranchMax6 | 5 | 3 | 5 | 8 | HeaderMin5_HeaderMax8 | 8 | 3 | 9 | [9 empty] | NBS_030-110_4P_20HP_10.79_SS | 666.5942
50 | 50 | 030-110-4P-20HP | NBS_030-110_4P_20HP_10.79_SS | 666.5942 | 666.5942 | 1333.1883 | 2 | 0 | 2 | A | NBS_EndSuction | 4 | 3 | 4 | 6 | BranchMin4_BranchMax6 | 6 | 3 | 5 | 8 | HeaderMin5_HeaderMax8 | 5 | 3 | 9 | [9 empty] | NBS_030-110_4P_20HP_10.79_SS | 666.5942 | INVALID
50 | 50 | 030-110-4P-20HP | NBS_030-110_4P_20HP_10.79_SS | 666.5942 | 666.5942 | 1333.1883 | 2 | 0 | 2 | A | NBS_EndSuction | 4 | 3 | 4 | 6 | BranchMin4_BranchMax6 | 6 | 3 | 5 | 8 | HeaderMin5_HeaderMax8 | 6 | 3 | 9 | [9 empty] | NBS_030-110_4P_20HP_10.79_SS | 666.5942 | INVALID
50 | 50 | 030-110-4P-20HP | NBS_030-110_4P_20HP_10.79_SS | 666.5942 | 666.5942 | 1333.1883 | 2 | 0 | 2 | A | NBS_EndSuction | 4 | 3 | 4 | 6 | BranchMin4_BranchMax6 | 6 | 3 | 5 | 8 | HeaderMin5_HeaderMax8 | 8 | 3 | 9 | [9 empty] | NBS_030-110_4P_20HP_10.79_SS | 666.5942
51 | 51 | 030-135-4P-15HP | NBS_030-135_4P_15HP_8.98_SS | 598.5182 | 598.5182 | 1197.0364 | 2 | 0 | 2 | A | NBS_EndSuction | 4 | 3 | 4 | 5 | BranchMin4_BranchMax5 | 4 | 2 | 5 | 8 | HeaderMin5_HeaderMax8 | 5 | 3 | 6 | [9 empty] | NBS_030-135_4P_15HP_8.98_SS | 598.5182
51 | 51 | 030-135-4P-15HP | NBS_030-135_4P_15HP_8.98_SS | 598.5182 | 598.5182 | 1197.0364 | 2 | 0 | 2 | A | NBS_EndSuction | 4 | 3 | 4 | 5 | BranchMin4_BranchMax5 | 4 | 2 | 5 | 8 | HeaderMin5_HeaderMax8 | 6 | 3 | 6 | [9 empty] | NBS_030-135_4P_15HP_8.98_SS | 598.5182
51 | 51 | 030-135-4P-15HP | NBS_030-135_4P_15HP_8.98_SS | 598.5182 | 598.5182 | 1197.0364 | 2 | 0 | 2 | A | NBS_EndSuction | 4 | 3 | 4 | 5 | BranchMin4_BranchMax5 | 4 | 2 | 5 | 8 | HeaderMin5_HeaderMax8 | 8 | 3 | 6 | [9 empty] | NBS_030-135_4P_15HP_8.98_SS | 598.5182
51 | 51 | 030-135-4P-15HP | NBS_030-135_4P_15HP_8.98_SS | 598.5182 | 598.5182 | 1197.0364 | 2 | 0 | 2 | A | NBS_EndSuction | 4 | 3 | 4 | 5 | BranchMin4_BranchMax5 | 5 | 2 | 5 | 8 | HeaderMin5_HeaderMax8 | 5 | 3 | 6 | [9 empty] | NBS_030-135_4P_15HP_8.98_SS | 598.5182 | INVALID
51 | 51 | 030-135-4P-15HP | NBS_030-135_4P_15HP_8.98_SS | 598.5182 | 598.5182 | 1197.0364 | 2 | 0 | 2 | A | NBS_EndSuction | 4 | 3 | 4 | 5 | BranchMin4_BranchMax5 | 5 | 2 | 5 | 8 | HeaderMin5_HeaderMax8 | 6 | 3 | 6 | [9 empty] | NBS_030-135_4P_15HP_8.98_SS | 598.5182
51 | 51 | 030-135-4P-15HP | NBS_030-135_4P_15HP_8.98_SS | 598.5182 | 598.5182 | 1197.0364 | 2 | 0 | 2 | A | NBS_EndSuction | 4 | 3 | 4 | 5 | BranchMin4_BranchMax5 | 5 | 2 | 5 | 8 | HeaderMin5_HeaderMax8 | 8 | 3 | 6 | [9 empty] | NBS_030-135_4P_15HP_8.98_SS | 598.5182
52 | 52 | 030-135-4P-20HP | NBS_030-135_4P_20HP_9.92_SS | 672.8213 | 672.8213 | 1345.6425 | 2 | 0 | 2 | A | NBS_EndSuction | 4 | 3 | 4 | 6 | BranchMin4_BranchMax6 | 4 | 3 | 5 | 8 | HeaderMin5_HeaderMax8 | 5 | 3 | 9 | [9 empty] | NBS_030-135_4P_20HP_9.92_SS | 672.8213
52 | 52 | 030-135-4P-20HP | NBS_030-135_4P_20HP_9.92_SS | 672.8213 | 672.8213 | 1345.6425 | 2 | 0 | 2 | A | NBS_EndSuction | 4 | 3 | 4 | 6 | BranchMin4_BranchMax6 | 4 | 3 | 5 | 8 | HeaderMin5_HeaderMax8 | 6 | 3 | 9 | [9 empty] | NBS_030-135_4P_20HP_9.92_SS | 672.8213
52 | 52 | 030-135-4P-20HP | NBS_030-135_4P_20HP_9.92_SS | 672.8213 | 672.8213 | 1345.6425 | 2 | 0 | 2 | A | NBS_EndSuction | 4 | 3 | 4 | 6 | BranchMin4_BranchMax6 | 4 | 3 | 5 | 8 | HeaderMin5_HeaderMax8 | 8 | 3 | 9 | [9 empty] | NBS_030-135_4P_20HP_9.92_SS | 672.8213
52 | 52 | 030-135-4P-20HP | NBS_030-135_4P_20HP_9.92_SS | 672.8213 | 672.8213 | 1345.6425 | 2 | 0 | 2 | A | NBS_EndSuction | 4 | 3 | 4 | 6 | BranchMin4_BranchMax6 | 5 | 3 | 5 | 8 | HeaderMin5_HeaderMax8 | 5 | 3 | 9 | [9 empty] | NBS_030-135_4P_20HP_9.92_SS | 672.8213 | INVALID
52 | 52 | 030-135-4P-20HP | NBS_030-135_4P_20HP_9.92_SS | 672.8213 | 672.8213 | 1345.6425 | 2 | 0 | 2 | A | NBS_EndSuction | 4 | 3 | 4 | 6 | BranchMin4_BranchMax6 | 5 | 3 | 5 | 8 | HeaderMin5_HeaderMax8 | 6 | 3 | 9 | [9 empty] | NBS_030-135_4P_20HP_9.92_SS | 672.8213
52 | 52 | 030-135-4P-20HP | NBS_030-135_4P_20HP_9.92_SS | 672.8213 | 672.8213 | 1345.6425 | 2 | 0 | 2 | A | NBS_EndSuction | 4 | 3 | 4 | 6 | BranchMin4_BranchMax6 | 5 | 3 | 5 | 8 | HeaderMin5_HeaderMax8 | 8 | 3 | 9 | [9 empty] | NBS_030-135_4P_20HP_9.92_SS | 672.8213
52 | 52 | 030-135-4P-20HP | NBS_030-135_4P_20HP_9.92_SS | 672.8213 | 672.8213 | 1345.6425 | 2 | 0 | 2 | A | NBS_EndSuction | 4 | 3 | 4 | 6 | BranchMin4_BranchMax6 | 6 | 3 | 5 | 8 | HeaderMin5_HeaderMax8 | 5 | 3 | 9 | [9 empty] | NBS_030-135_4P_20HP_9.92_SS | 672.8213 | INVALID
52 | 52 | 030-135-4P-20HP | NBS_030-135_4P_20HP_9.92_SS | 672.8213 | 672.8213 | 1345.6425 | 2 | 0 | 2 | A | NBS_EndSuction | 4 | 3 | 4 | 6 | BranchMin4_BranchMax6 | 6 | 3 | 5 | 8 | HeaderMin5_HeaderMax8 | 6 | 3 | 9 | [9 empty] | NBS_030-135_4P_20HP_9.92_SS | 672.8213 | INVALID
52 | 52 | 030-135-4P-20HP | NBS_030-135_4P_20HP_9.92_SS | 672.8213 | 672.8213 | 1345.6425 | 2 | 0 | 2 | A | NBS_EndSuction | 4 | 3 | 4 | 6 | BranchMin4_BranchMax6 | 6 | 3 | 5 | 8 | HeaderMin5_HeaderMax8 | 8 | 3 | 9 | [9 empty] | NBS_030-135_4P_20HP_9.92_SS | 672.8213
53 | 53 | 030-135-4P-25HP | NBS_030-135_4P_25HP_10.63_SS | 735.3325 | 735.3325 | 1470.665 | 2 | 0 | 2 | A | NBS_EndSuction | 4 | 3 | 4 | 6 | BranchMin4_BranchMax6 | 4 | 3 | 5 | 8 | HeaderMin5_HeaderMax8 | 5 | 3 | 9 | [9 empty] | NBS_030-135_4P_25HP_10.63_SS | 735.3325
53 | 53 | 030-135-4P-25HP | NBS_030-135_4P_25HP_10.63_SS | 735.3325 | 735.3325 | 1470.665 | 2 | 0 | 2 | A | NBS_EndSuction | 4 | 3 | 4 | 6 | BranchMin4_BranchMax6 | 4 | 3 | 5 | 8 | HeaderMin5_HeaderMax8 | 6 | 3 | 9 | [9 empty] | NBS_030-135_4P_25HP_10.63_SS | 735.3325
53 | 53 | 030-135-4P-25HP | NBS_030-135_4P_25HP_10.63_SS | 735.3325 | 735.3325 | 1470.665 | 2 | 0 | 2 | A | NBS_EndSuction | 4 | 3 | 4 | 6 | BranchMin4_BranchMax6 | 4 | 3 | 5 | 8 | HeaderMin5_HeaderMax8 | 8 | 3 | 9 | [9 empty] | NBS_030-135_4P_25HP_10.63_SS | 735.3325
53 | 53 | 030-135-4P-25HP | NBS_030-135_4P_25HP_10.63_SS | 735.3325 | 735.3325 | 1470.665 | 2 | 0 | 2 | A | NBS_EndSuction | 4 | 3 | 4 | 6 | BranchMin4_BranchMax6 | 5 | 3 | 5 | 8 | HeaderMin5_HeaderMax8 | 5 | 3 | 9 | [9 empty] | NBS_030-135_4P_25HP_10.63_SS | 735.3325 | INVALID
53 | 53 | 030-135-4P-25HP | NBS_030-135_4P_25HP_10.63_SS | 735.3325 | 735.3325 | 1470.665 | 2 | 0 | 2 | A | NBS_EndSuction | 4 | 3 | 4 | 6 | BranchMin4_BranchMax6 | 5 | 3 | 5 | 8 | HeaderMin5_HeaderMax8 | 6 | 3 | 9 | [9 empty] | NBS_030-135_4P_25HP_10.63_SS | 735.3325
53 | 53 | 030-135-4P-25HP | NBS_030-135_4P_25HP_10.63_SS | 735.3325 | 735.3325 | 1470.665 | 2 | 0 | 2 | A | NBS_EndSuction | 4 | 3 | 4 | 6 | BranchMin4_BranchMax6 | 5 | 3 | 5 | 8 | HeaderMin5_HeaderMax8 | 8 | 3 | 9 | [9 empty] | NBS_030-135_4P_25HP_10.63_SS | 735.3325
53 | 53 | 030-135-4P-25HP | NBS_030-135_4P_25HP_10.63_SS | 735.3325 | 735.3325 | 1470.665 | 2 | 0 | 2 | A | NBS_EndSuction | 4 | 3 | 4 | 6 | BranchMin4_BranchMax6 | 6 | 3 | 5 | 8 | HeaderMin5_HeaderMax8 | 5 | 3 | 9 | [9 empty] | NBS_030-135_4P_25HP_10.63_SS | 735.3325 | INVALID
53 | 53 | 030-135-4P-25HP | NBS_030-135_4P_25HP_10.63_SS | 735.3325 | 735.3325 | 1470.665 | 2 | 0 | 2 | A | NBS_EndSuction | 4 | 3 | 4 | 6 | BranchMin4_BranchMax6 | 6 | 3 | 5 | 8 | HeaderMin5_HeaderMax8 | 6 | 3 | 9 | [9 empty] | NBS_030-135_4P_25HP_10.63_SS | 735.3325 | INVALID
53 | 53 | 030-135-4P-25HP | NBS_030-135_4P_25HP_10.63_SS | 735.3325 | 735.3325 | 1470.665 | 2 | 0 | 2 | A | NBS_EndSuction | 4 | 3 | 4 | 6 | BranchMin4_BranchMax6 | 6 | 3 | 5 | 8 | HeaderMin5_HeaderMax8 | 8 | 3 | 9 | [9 empty] | NBS_030-135_4P_25HP_10.63_SS | 735.3325
54 | 54 | 030-135-4P-30HP | NBS_030-135_4P_30HP_11.26_SS | 787.4175 | 787.4175 | 1574.835 | 2 | 0 | 2 | A | NBS_EndSuction | 4 | 3 | 4 | 6 | BranchMin4_BranchMax6 | 4 | 3 | 5 | 8 | HeaderMin5_HeaderMax8 | 5 | 3 | 9 | [9 empty] | NBS_030-135_4P_30HP_11.26_SS | 787.4175
54 | 54 | 030-135-4P-30HP | NBS_030-135_4P_30HP_11.26_SS | 787.4175 | 787.4175 | 1574.835 | 2 | 0 | 2 | A | NBS_EndSuction | 4 | 3 | 4 | 6 | BranchMin4_BranchMax6 | 4 | 3 | 5 | 8 | HeaderMin5_HeaderMax8 | 6 | 3 | 9 | [9 empty] | NBS_030-135_4P_30HP_11.26_SS | 787.4175
54 | 54 | 030-135-4P-30HP | NBS_030-135_4P_30HP_11.26_SS | 787.4175 | 787.4175 | 1574.835 | 2 | 0 | 2 | A | NBS_EndSuction | 4 | 3 | 4 | 6 | BranchMin4_BranchMax6 | 4 | 3 | 5 | 8 | HeaderMin5_HeaderMax8 | 8 | 3 | 9 | [9 empty] | NBS_030-135_4P_30HP_11.26_SS | 787.4175
54 | 54 | 030-135-4P-30HP | NBS_030-135_4P_30HP_11.26_SS | 787.4175 | 787.4175 | 1574.835 | 2 | 0 | 2 | A | NBS_EndSuction | 4 | 3 | 4 | 6 | BranchMin4_BranchMax6 | 5 | 3 | 5 | 8 | HeaderMin5_HeaderMax8 | 5 | 3 | 9 | [9 empty] | NBS_030-135_4P_30HP_11.26_SS | 787.4175 | INVALID
54 | 54 | 030-135-4P-30HP | NBS_030-135_4P_30HP_11.26_SS | 787.4175 | 787.4175 | 1574.835 | 2 | 0 | 2 | A | NBS_EndSuction | 4 | 3 | 4 | 6 | BranchMin4_BranchMax6 | 5 | 3 | 5 | 8 | HeaderMin5_HeaderMax8 | 6 | 3 | 9 | [9 empty] | NBS_030-135_4P_30HP_11.26_SS | 787.4175
54 | 54 | 030-135-4P-30HP | NBS_030-135_4P_30HP_11.26_SS | 787.4175 | 787.4175 | 1574.835 | 2 | 0 | 2 | A | NBS_EndSuction | 4 | 3 | 4 | 6 | BranchMin4_BranchMax6 | 5 | 3 | 5 | 8 | HeaderMin5_HeaderMax8 | 8 | 3 | 9 | [9 empty] | NBS_030-135_4P_30HP_11.26_SS | 787.4175
54 | 54 | 030-135-4P-30HP | NBS_030-135_4P_30HP_11.26_SS | 787.4175 | 787.4175 | 1574.835 | 2 | 0 | 2 | A | NBS_EndSuction | 4 | 3 | 4 | 6 | BranchMin4_BranchMax6 | 6 | 3 | 5 | 8 | HeaderMin5_HeaderMax8 | 5 | 3 | 9 | [9 empty] | NBS_030-135_4P_30HP_11.26_SS | 787.4175 | INVALID
54 | 54 | 030-135-4P-30HP | NBS_030-135_4P_30HP_11.26_SS | 787.4175 | 787.4175 | 1574.835 | 2 | 0 | 2 | A | NBS_EndSuction | 4 | 3 | 4 | 6 | BranchMin4_BranchMax6 | 6 | 3 | 5 | 8 | HeaderMin5_HeaderMax8 | 6 | 3 | 9 | [9 empty] | NBS_030-135_4P_30HP_11.26_SS | 787.4175 | INVALID
54 | 54 | 030-135-4P-30HP | NBS_030-135_4P_30HP_11.26_SS | 787.4175 | 787.4175 | 1574.835 | 2 | 0 | 2 | A | NBS_EndSuction | 4 | 3 | 4 | 6 | BranchMin4_BranchMax6 | 6 | 3 | 5 | 8 | HeaderMin5_HeaderMax8 | 8 | 3 | 9 | [9 empty] | NBS_030-135_4P_30HP_11.26_SS | 787.4175
55 | 55 | 030-135-4P-40HP | NBS_030-135_4P_40HP_12.91_SS | 832.83 | 832.83 | 1665.66 | 2 | 0 | 2 | A | NBS_EndSuction | 4 | 3 | 4 | 6 | BranchMin4_BranchMax6 | 4 | 3 | 5 | 10 | HeaderMin5_HeaderMax10 | 5 | 4 | 12 | [9 empty] | NBS_030-135_4P_40HP_12.91_SS | 832.83
55 | 55 | 030-135-4P-40HP | NBS_030-135_4P_40HP_12.91_SS | 832.83 | 832.83 | 1665.66 | 2 | 0 | 2 | A | NBS_EndSuction | 4 | 3 | 4 | 6 | BranchMin4_BranchMax6 | 4 | 3 | 5 | 10 | HeaderMin5_HeaderMax10 | 6 | 4 | 12 | [9 empty] | NBS_030-135_4P_40HP_12.91_SS | 832.83
55 | 55 | 030-135-4P-40HP | NBS_030-135_4P_40HP_12.91_SS | 832.83 | 832.83 | 1665.66 | 2 | 0 | 2 | A | NBS_EndSuction | 4 | 3 | 4 | 6 | BranchMin4_BranchMax6 | 4 | 3 | 5 | 10 | HeaderMin5_HeaderMax10 | 8 | 4 | 12 | [9 empty] | NBS_030-135_4P_40HP_12.91_SS | 832.83
55 | 55 | 030-135-4P-40HP | NBS_030-135_4P_40HP_12.91_SS | 832.83 | 832.83 | 1665.66 | 2 | 0 | 2 | A | NBS_EndSuction | 4 | 3 | 4 | 6 | BranchMin4_BranchMax6 | 4 | 3 | 5 | 10 | HeaderMin5_HeaderMax10 | 10 | 4 | 12 | [9 empty] | NBS_030-135_4P_40HP_12.91_SS | 832.83
55 | 55 | 030-135-4P-40HP | NBS_030-135_4P_40HP_12.91_SS | 832.83 | 832.83 | 1665.66 | 2 | 0 | 2 | A | NBS_EndSuction | 4 | 3 | 4 | 6 | BranchMin4_BranchMax6 | 5 | 3 | 5 | 10 | HeaderMin5_HeaderMax10 | 5 | 4 | 12 | [9 empty] | NBS_030-135_4P_40HP_12.91_SS | 832.83 | INVALID
55 | 55 | 030-135-4P-40HP | NBS_030-135_4P_40HP_12.91_SS | 832.83 | 832.83 | 1665.66 | 2 | 0 | 2 | A | NBS_EndSuction | 4 | 3 | 4 | 6 | BranchMin4_BranchMax6 | 5 | 3 | 5 | 10 | HeaderMin5_HeaderMax10 | 6 | 4 | 12 | [9 empty] | NBS_030-135_4P_40HP_12.91_SS | 832.83
55 | 55 | 030-135-4P-40HP | NBS_030-135_4P_40HP_12.91_SS | 832.83 | 832.83 | 1665.66 | 2 | 0 | 2 | A | NBS_EndSuction | 4 | 3 | 4 | 6 | BranchMin4_BranchMax6 | 5 | 3 | 5 | 10 | HeaderMin5_HeaderMax10 | 8 | 4 | 12 | [9 empty] | NBS_030-135_4P_40HP_12.91_SS | 832.83
55 | 55 | 030-135-4P-40HP | NBS_030-135_4P_40HP_12.91_SS | 832.83 | 832.83 | 1665.66 | 2 | 0 | 2 | A | NBS_EndSuction | 4 | 3 | 4 | 6 | BranchMin4_BranchMax6 | 5 | 3 | 5 | 10 | HeaderMin5_HeaderMax10 | 10 | 4 | 12 | [9 empty] | NBS_030-135_4P_40HP_12.91_SS | 832.83
55 | 55 | 030-135-4P-40HP | NBS_030-135_4P_40HP_12.91_SS | 832.83 | 832.83 | 1665.66 | 2 | 0 | 2 | A | NBS_EndSuction | 4 | 3 | 4 | 6 | BranchMin4_BranchMax6 | 6 | 3 | 5 | 10 | HeaderMin5_HeaderMax10 | 5 | 4 | 12 | [9 empty] | NBS_030-135_4P_40HP_12.91_SS | 832.83 | INVALID
55 | 55 | 030-135-4P-40HP | NBS_030-135_4P_40HP_12.91_SS | 832.83 | 832.83 | 1665.66 | 2 | 0 | 2 | A | NBS_EndSuction | 4 | 3 | 4 | 6 | BranchMin4_BranchMax6 | 6 | 3 | 5 | 10 | HeaderMin5_HeaderMax10 | 6 | 4 | 12 | [9 empty] | NBS_030-135_4P_40HP_12.91_SS | 832.83 | INVALID
55 | 55 | 030-135-4P-40HP | NBS_030-135_4P_40HP_12.91_SS | 832.83 | 832.83 | 1665.66 | 2 | 0 | 2 | A | NBS_EndSuction | 4 | 3 | 4 | 6 | BranchMin4_BranchMax6 | 6 | 3 | 5 | 10 | HeaderMin5_HeaderMax10 | 8 | 4 | 12 | [9 empty] | NBS_030-135_4P_40HP_12.91_SS | 832.83
55 | 55 | 030-135-4P-40HP | NBS_030-135_4P_40HP_12.91_SS | 832.83 | 832.83 | 1665.66 | 2 | 0 | 2 | A | NBS_EndSuction | 4 | 3 | 4 | 6 | BranchMin4_BranchMax6 | 6 | 3 | 5 | 10 | HeaderMin5_HeaderMax10 | 10 | 4 | 12 | [9 empty] | NBS_030-135_4P_40HP_12.91_SS | 832.83
56 | 56 | 040-070-4P-2HP | NBS_040-070_4P_2HP_4.72_SS | 541.7729 | 541.7729 | 1083.5457 | 2 | 0 | 2 | A | NBS_EndSuction | 4 | 3 | 4 | 5 | BranchMin4_BranchMax5 | 4 | 2 | 5 | 8 | HeaderMin5_HeaderMax8 | 5 | 3 | 6 | [9 empty] | NBS_040-070_4P_2HP_4.72_SS | 541.7729
56 | 56 | 040-070-4P-2HP | NBS_040-070_4P_2HP_4.72_SS | 541.7729 | 541.7729 | 1083.5457 | 2 | 0 | 2 | A | NBS_EndSuction | 4 | 3 | 4 | 5 | BranchMin4_BranchMax5 | 4 | 2 | 5 | 8 | HeaderMin5_HeaderMax8 | 6 | 3 | 6 | [9 empty] | NBS_040-070_4P_2HP_4.72_SS | 541.7729
56 | 56 | 040-070-4P-2HP | NBS_040-070_4P_2HP_4.72_SS | 541.7729 | 541.7729 | 1083.5457 | 2 | 0 | 2 | A | NBS_EndSuction | 4 | 3 | 4 | 5 | BranchMin4_BranchMax5 | 4 | 2 | 5 | 8 | HeaderMin5_HeaderMax8 | 8 | 3 | 6 | [9 empty] | NBS_040-070_4P_2HP_4.72_SS | 541.7729
56 | 56 | 040-070-4P-2HP | NBS_040-070_4P_2HP_4.72_SS | 541.7729 | 541.7729 | 1083.5457 | 2 | 0 | 2 | A | NBS_EndSuction | 4 | 3 | 4 | 5 | BranchMin4_BranchMax5 | 5 | 2 | 5 | 8 | HeaderMin5_HeaderMax8 | 5 | 3 | 6 | [9 empty] | NBS_040-070_4P_2HP_4.72_SS | 541.7729 | INVALID
56 | 56 | 040-070-4P-2HP | NBS_040-070_4P_2HP_4.72_SS | 541.7729 | 541.7729 | 1083.5457 | 2 | 0 | 2 | A | NBS_EndSuction | 4 | 3 | 4 | 5 | BranchMin4_BranchMax5 | 5 | 2 | 5 | 8 | HeaderMin5_HeaderMax8 | 6 | 3 | 6 | [9 empty] | NBS_040-070_4P_2HP_4.72_SS | 541.7729
56 | 56 | 040-070-4P-2HP | NBS_040-070_4P_2HP_4.72_SS | 541.7729 | 541.7729 | 1083.5457 | 2 | 0 | 2 | A | NBS_EndSuction | 4 | 3 | 4 | 5 | BranchMin4_BranchMax5 | 5 | 2 | 5 | 8 | HeaderMin5_HeaderMax8 | 8 | 3 | 6 | [9 empty] | NBS_040-070_4P_2HP_4.72_SS | 541.7729
57 | 57 | 040-070-4P-3HP | NBS_040-070_4P_3HP_5.43_SS | 534.0678 | 534.0678 | 1068.1357 | 2 | 0 | 2 | A | NBS_EndSuction | 4 | 3 | 4 | 5 | BranchMin4_BranchMax5 | 4 | 2 | 5 | 8 | HeaderMin5_HeaderMax8 | 5 | 3 | 6 | [9 empty] | NBS_040-070_4P_3HP_5.43_SS | 534.0678
57 | 57 | 040-070-4P-3HP | NBS_040-070_4P_3HP_5.43_SS | 534.0678 | 534.0678 | 1068.1357 | 2 | 0 | 2 | A | NBS_EndSuction | 4 | 3 | 4 | 5 | BranchMin4_BranchMax5 | 4 | 2 | 5 | 8 | HeaderMin5_HeaderMax8 | 6 | 3 | 6 | [9 empty] | NBS_040-070_4P_3HP_5.43_SS | 534.0678
57 | 57 | 040-070-4P-3HP | NBS_040-070_4P_3HP_5.43_SS | 534.0678 | 534.0678 | 1068.1357 | 2 | 0 | 2 | A | NBS_EndSuction | 4 | 3 | 4 | 5 | BranchMin4_BranchMax5 | 4 | 2 | 5 | 8 | HeaderMin5_HeaderMax8 | 8 | 3 | 6 | [9 empty] | NBS_040-070_4P_3HP_5.43_SS | 534.0678
57 | 57 | 040-070-4P-3HP | NBS_040-070_4P_3HP_5.43_SS | 534.0678 | 534.0678 | 1068.1357 | 2 | 0 | 2 | A | NBS_EndSuction | 4 | 3 | 4 | 5 | BranchMin4_BranchMax5 | 5 | 2 | 5 | 8 | HeaderMin5_HeaderMax8 | 5 | 3 | 6 | [9 empty] | NBS_040-070_4P_3HP_5.43_SS | 534.0678 | INVALID
57 | 57 | 040-070-4P-3HP | NBS_040-070_4P_3HP_5.43_SS | 534.0678 | 534.0678 | 1068.1357 | 2 | 0 | 2 | A | NBS_EndSuction | 4 | 3 | 4 | 5 | BranchMin4_BranchMax5 | 5 | 2 | 5 | 8 | HeaderMin5_HeaderMax8 | 6 | 3 | 6 | [9 empty] | NBS_040-070_4P_3HP_5.43_SS | 534.0678
57 | 57 | 040-070-4P-3HP | NBS_040-070_4P_3HP_5.43_SS | 534.0678 | 534.0678 | 1068.1357 | 2 | 0 | 2 | A | NBS_EndSuction | 4 | 3 | 4 | 5 | BranchMin4_BranchMax5 | 5 | 2 | 5 | 8 | HeaderMin5_HeaderMax8 | 8 | 3 | 6 | [9 empty] | NBS_040-070_4P_3HP_5.43_SS | 534.0678
58 | 58 | 040-070-4P-5HP | NBS_040-070_4P_5HP_6.30_SS | 695.2568 | 695.2568 | 1390.5137 | 2 | 0 | 2 | A | NBS_EndSuction | 4 | 3 | 4 | 6 | BranchMin4_BranchMax6 | 4 | 3 | 5 | 8 | HeaderMin5_HeaderMax8 | 5 | 3 | 9 | [9 empty] | NBS_040-070_4P_5HP_6.30_SS | 695.2568
58 | 58 | 040-070-4P-5HP | NBS_040-070_4P_5HP_6.30_SS | 695.2568 | 695.2568 | 1390.5137 | 2 | 0 | 2 | A | NBS_EndSuction | 4 | 3 | 4 | 6 | BranchMin4_BranchMax6 | 4 | 3 | 5 | 8 | HeaderMin5_HeaderMax8 | 6 | 3 | 9 | [9 empty] | NBS_040-070_4P_5HP_6.30_SS | 695.2568
58 | 58 | 040-070-4P-5HP | NBS_040-070_4P_5HP_6.30_SS | 695.2568 | 695.2568 | 1390.5137 | 2 | 0 | 2 | A | NBS_EndSuction | 4 | 3 | 4 | 6 | BranchMin4_BranchMax6 | 4 | 3 | 5 | 8 | HeaderMin5_HeaderMax8 | 8 | 3 | 9 | [9 empty] | NBS_040-070_4P_5HP_6.30_SS | 695.2568
58 | 58 | 040-070-4P-5HP | NBS_040-070_4P_5HP_6.30_SS | 695.2568 | 695.2568 | 1390.5137 | 2 | 0 | 2 | A | NBS_EndSuction | 4 | 3 | 4 | 6 | BranchMin4_BranchMax6 | 5 | 3 | 5 | 8 | HeaderMin5_HeaderMax8 | 5 | 3 | 9 | [9 empty] | NBS_040-070_4P_5HP_6.30_SS | 695.2568 | INVALID
58 | 58 | 040-070-4P-5HP | NBS_040-070_4P_5HP_6.30_SS | 695.2568 | 695.2568 | 1390.5137 | 2 | 0 | 2 | A | NBS_EndSuction | 4 | 3 | 4 | 6 | BranchMin4_BranchMax6 | 5 | 3 | 5 | 8 | HeaderMin5_HeaderMax8 | 6 | 3 | 9 | [9 empty] | NBS_040-070_4P_5HP_6.30_SS | 695.2568
58 | 58 | 040-070-4P-5HP | NBS_040-070_4P_5HP_6.30_SS | 695.2568 | 695.2568 | 1390.5137 | 2 | 0 | 2 | A | NBS_EndSuction | 4 | 3 | 4 | 6 | BranchMin4_BranchMax6 | 5 | 3 | 5 | 8 | HeaderMin5_HeaderMax8 | 8 | 3 | 9 | [9 empty] | NBS_040-070_4P_5HP_6.30_SS | 695.2568
58 | 58 | 040-070-4P-5HP | NBS_040-070_4P_5HP_6.30_SS | 695.2568 | 695.2568 | 1390.5137 | 2 | 0 | 2 | A | NBS_EndSuction | 4 | 3 | 4 | 6 | BranchMin4_BranchMax6 | 6 | 3 | 5 | 8 | HeaderMin5_HeaderMax8 | 5 | 3 | 9 | [9 empty] | NBS_040-070_4P_5HP_6.30_SS | 695.2568 | INVALID
58 | 58 | 040-070-4P-5HP | NBS_040-070_4P_5HP_6.30_SS | 695.2568 | 695.2568 | 1390.5137 | 2 | 0 | 2 | A | NBS_EndSuction | 4 | 3 | 4 | 6 | BranchMin4_BranchMax6 | 6 | 3 | 5 | 8 | HeaderMin5_HeaderMax8 | 6 | 3 | 9 | [9 empty] | NBS_040-070_4P_5HP_6.30_SS | 695.2568 | INVALID
58 | 58 | 040-070-4P-5HP | NBS_040-070_4P_5HP_6.30_SS | 695.2568 | 695.2568 | 1390.5137 | 2 | 0 | 2 | A | NBS_EndSuction | 4 | 3 | 4 | 6 | BranchMin4_BranchMax6 | 6 | 3 | 5 | 8 | HeaderMin5_HeaderMax8 | 8 | 3 | 9 | [9 empty] | NBS_040-070_4P_5HP_6.30_SS | 695.2568
59 | 59 | 040-070-4P-7pt5HP | NBS_040-070_4P_7.5HP_6.85_SS | 724.1837 | 724.1837 | 1448.3673 | 2 | 0 | 2 | A | NBS_EndSuction | 4 | 3 | 4 | 6 | BranchMin4_BranchMax6 | 4 | 3 | 5 | 8 | HeaderMin5_HeaderMax8 | 5 | 3 | 9 | [9 empty] | NBS_040-070_4P_7.5HP_6.85_SS | 724.1837
59 | 59 | 040-070-4P-7pt5HP | NBS_040-070_4P_7.5HP_6.85_SS | 724.1837 | 724.1837 | 1448.3673 | 2 | 0 | 2 | A | NBS_EndSuction | 4 | 3 | 4 | 6 | BranchMin4_BranchMax6 | 4 | 3 | 5 | 8 | HeaderMin5_HeaderMax8 | 6 | 3 | 9 | [9 empty] | NBS_040-070_4P_7.5HP_6.85_SS | 724.1837
59 | 59 | 040-070-4P-7pt5HP | NBS_040-070_4P_7.5HP_6.85_SS | 724.1837 | 724.1837 | 1448.3673 | 2 | 0 | 2 | A | NBS_EndSuction | 4 | 3 | 4 | 6 | BranchMin4_BranchMax6 | 4 | 3 | 5 | 8 | HeaderMin5_HeaderMax8 | 8 | 3 | 9 | [9 empty] | NBS_040-070_4P_7.5HP_6.85_SS | 724.1837
59 | 59 | 040-070-4P-7pt5HP | NBS_040-070_4P_7.5HP_6.85_SS | 724.1837 | 724.1837 | 1448.3673 | 2 | 0 | 2 | A | NBS_EndSuction | 4 | 3 | 4 | 6 | BranchMin4_BranchMax6 | 5 | 3 | 5 | 8 | HeaderMin5_HeaderMax8 | 5 | 3 | 9 | [9 empty] | NBS_040-070_4P_7.5HP_6.85_SS | 724.1837 | INVALID
59 | 59 | 040-070-4P-7pt5HP | NBS_040-070_4P_7.5HP_6.85_SS | 724.1837 | 724.1837 | 1448.3673 | 2 | 0 | 2 | A | NBS_EndSuction | 4 | 3 | 4 | 6 | BranchMin4_BranchMax6 | 5 | 3 | 5 | 8 | HeaderMin5_HeaderMax8 | 6 | 3 | 9 | [9 empty] | NBS_040-070_4P_7.5HP_6.85_SS | 724.1837
59 | 59 | 040-070-4P-7pt5HP | NBS_040-070_4P_7.5HP_6.85_SS | 724.1837 | 724.1837 | 1448.3673 | 2 | 0 | 2 | A | NBS_EndSuction | 4 | 3 | 4 | 6 | BranchMin4_BranchMax6 | 5 | 3 | 5 | 8 | HeaderMin5_HeaderMax8 | 8 | 3 | 9 | [9 empty] | NBS_040-070_4P_7.5HP_6.85_SS | 724.1837
59 | 59 | 040-070-4P-7pt5HP | NBS_040-070_4P_7.5HP_6.85_SS | 724.1837 | 724.1837 | 1448.3673 | 2 | 0 | 2 | A | NBS_EndSuction | 4 | 3 | 4 | 6 | BranchMin4_BranchMax6 | 6 | 3 | 5 | 8 | HeaderMin5_HeaderMax8 | 5 | 3 | 9 | [9 empty] | NBS_040-070_4P_7.5HP_6.85_SS | 724.1837 | INVALID
59 | 59 | 040-070-4P-7pt5HP | NBS_040-070_4P_7.5HP_6.85_SS | 724.1837 | 724.1837 | 1448.3673 | 2 | 0 | 2 | A | NBS_EndSuction | 4 | 3 | 4 | 6 | BranchMin4_BranchMax6 | 6 | 3 | 5 | 8 | HeaderMin5_HeaderMax8 | 6 | 3 | 9 | [9 empty] | NBS_040-070_4P_7.5HP_6.85_SS | 724.1837 | INVALID
59 | 59 | 040-070-4P-7pt5HP | NBS_040-070_4P_7.5HP_6.85_SS | 724.1837 | 724.1837 | 1448.3673 | 2 | 0 | 2 | A | NBS_EndSuction | 4 | 3 | 4 | 6 | BranchMin4_BranchMax6 | 6 | 3 | 5 | 8 | HeaderMin5_HeaderMax8 | 8 | 3 | 9 | [9 empty] | NBS_040-070_4P_7.5HP_6.85_SS | 724.1837
60 | 60 | 040-095-4P-7pt5HP | NBS_040-095_4P_7.5HP_6.38_SS | 864.0628 | 864.0628 | 1728.1255 | 2 | 0 | 2 | A | NBS_EndSuction | 5 | 4 | 5 | 6 | BranchMin5_BranchMax6 | 5 | 2 | 6 | 10 | HeaderMin6_HeaderMax10 | 6 | 3 | 6 | [9 empty] | NBS_040-095_4P_7.5HP_6.38_SS | 864.0628
60 | 60 | 040-095-4P-7pt5HP | NBS_040-095_4P_7.5HP_6.38_SS | 864.0628 | 864.0628 | 1728.1255 | 2 | 0 | 2 | A | NBS_EndSuction | 5 | 4 | 5 | 6 | BranchMin5_BranchMax6 | 5 | 2 | 6 | 10 | HeaderMin6_HeaderMax10 | 8 | 3 | 6 | [9 empty] | NBS_040-095_4P_7.5HP_6.38_SS | 864.0628
60 | 60 | 040-095-4P-7pt5HP | NBS_040-095_4P_7.5HP_6.38_SS | 864.0628 | 864.0628 | 1728.1255 | 2 | 0 | 2 | A | NBS_EndSuction | 5 | 4 | 5 | 6 | BranchMin5_BranchMax6 | 5 | 2 | 6 | 10 | HeaderMin6_HeaderMax10 | 10 | 3 | 6 | [9 empty] | NBS_040-095_4P_7.5HP_6.38_SS | 864.0628
60 | 60 | 040-095-4P-7pt5HP | NBS_040-095_4P_7.5HP_6.38_SS | 864.0628 | 864.0628 | 1728.1255 | 2 | 0 | 2 | A | NBS_EndSuction | 5 | 4 | 5 | 6 | BranchMin5_BranchMax6 | 6 | 2 | 6 | 10 | HeaderMin6_HeaderMax10 | 6 | 3 | 6 | [9 empty] | NBS_040-095_4P_7.5HP_6.38_SS | 864.0628 | INVALID
60 | 60 | 040-095-4P-7pt5HP | NBS_040-095_4P_7.5HP_6.38_SS | 864.0628 | 864.0628 | 1728.1255 | 2 | 0 | 2 | A | NBS_EndSuction | 5 | 4 | 5 | 6 | BranchMin5_BranchMax6 | 6 | 2 | 6 | 10 | HeaderMin6_HeaderMax10 | 8 | 3 | 6 | [9 empty] | NBS_040-095_4P_7.5HP_6.38_SS | 864.0628
60 | 60 | 040-095-4P-7pt5HP | NBS_040-095_4P_7.5HP_6.38_SS | 864.0628 | 864.0628 | 1728.1255 | 2 | 0 | 2 | A | NBS_EndSuction | 5 | 4 | 5 | 6 | BranchMin5_BranchMax6 | 6 | 2 | 6 | 10 | HeaderMin6_HeaderMax10 | 10 | 3 | 6 | [9 empty] | NBS_040-095_4P_7.5HP_6.38_SS | 864.0628
61 | 61 | 040-095-4P-10HP | NBS_040-095_4P_10HP_7.09_SS | 924.6022 | 924.6022 | 1849.2044 | 2 | 0 | 2 | A | NBS_EndSuction | 5 | 4 | 5 | 6 | BranchMin5_BranchMax6 | 5 | 2 | 6 | 10 | HeaderMin6_HeaderMax10 | 6 | 3 | 6 | [9 empty] | NBS_040-095_4P_10HP_7.09_SS | 924.6022
61 | 61 | 040-095-4P-10HP | NBS_040-095_4P_10HP_7.09_SS | 924.6022 | 924.6022 | 1849.2044 | 2 | 0 | 2 | A | NBS_EndSuction | 5 | 4 | 5 | 6 | BranchMin5_BranchMax6 | 5 | 2 | 6 | 10 | HeaderMin6_HeaderMax10 | 8 | 3 | 6 | [9 empty] | NBS_040-095_4P_10HP_7.09_SS | 924.6022
61 | 61 | 040-095-4P-10HP | NBS_040-095_4P_10HP_7.09_SS | 924.6022 | 924.6022 | 1849.2044 | 2 | 0 | 2 | A | NBS_EndSuction | 5 | 4 | 5 | 6 | BranchMin5_BranchMax6 | 5 | 2 | 6 | 10 | HeaderMin6_HeaderMax10 | 10 | 3 | 6 | [9 empty] | NBS_040-095_4P_10HP_7.09_SS | 924.6022
61 | 61 | 040-095-4P-10HP | NBS_040-095_4P_10HP_7.09_SS | 924.6022 | 924.6022 | 1849.2044 | 2 | 0 | 2 | A | NBS_EndSuction | 5 | 4 | 5 | 6 | BranchMin5_BranchMax6 | 6 | 2 | 6 | 10 | HeaderMin6_HeaderMax10 | 6 | 3 | 6 | [9 empty] | NBS_040-095_4P_10HP_7.09_SS | 924.6022 | INVALID
61 | 61 | 040-095-4P-10HP | NBS_040-095_4P_10HP_7.09_SS | 924.6022 | 924.6022 | 1849.2044 | 2 | 0 | 2 | A | NBS_EndSuction | 5 | 4 | 5 | 6 | BranchMin5_BranchMax6 | 6 | 2 | 6 | 10 | HeaderMin6_HeaderMax10 | 8 | 3 | 6 | [9 empty] | NBS_040-095_4P_10HP_7.09_SS | 924.6022
61 | 61 | 040-095-4P-10HP | NBS_040-095_4P_10HP_7.09_SS | 924.6022 | 924.6022 | 1849.2044 | 2 | 0 | 2 | A | NBS_EndSuction | 5 | 4 | 5 | 6 | BranchMin5_BranchMax6 | 6 | 2 | 6 | 10 | HeaderMin6_HeaderMax10 | 10 | 3 | 6 | [9 empty] | NBS_040-095_4P_10HP_7.09_SS | 924.6022
62 | 62 | 040-095-4P-15HP | NBS_040-095_4P_15HP_8.35_SS | 1036.8753 | 1036.8753 | 2073.7507 | 2 | 0 | 2 | A | NBS_EndSuction | 5 | 4 | 5 | 8 | BranchMin5_BranchMax8 | 5 | 3 | 6 | 10 | HeaderMin6_HeaderMax10 | 6 | 3 | 9 | [9 empty] | NBS_040-095_4P_15HP_8.35_SS | 1036.8753
62 | 62 | 040-095-4P-15HP | NBS_040-095_4P_15HP_8.35_SS | 1036.8753 | 1036.8753 | 2073.7507 | 2 | 0 | 2 | A | NBS_EndSuction | 5 | 4 | 5 | 8 | BranchMin5_BranchMax8 | 5 | 3 | 6 | 10 | HeaderMin6_HeaderMax10 | 8 | 3 | 9 | [9 empty] | NBS_040-095_4P_15HP_8.35_SS | 1036.8753
62 | 62 | 040-095-4P-15HP | NBS_040-095_4P_15HP_8.35_SS | 1036.8753 | 1036.8753 | 2073.7507 | 2 | 0 | 2 | A | NBS_EndSuction | 5 | 4 | 5 | 8 | BranchMin5_BranchMax8 | 5 | 3 | 6 | 10 | HeaderMin6_HeaderMax10 | 10 | 3 | 9 | [9 empty] | NBS_040-095_4P_15HP_8.35_SS | 1036.8753
62 | 62 | 040-095-4P-15HP | NBS_040-095_4P_15HP_8.35_SS | 1036.8753 | 1036.8753 | 2073.7507 | 2 | 0 | 2 | A | NBS_EndSuction | 5 | 4 | 5 | 8 | BranchMin5_BranchMax8 | 6 | 3 | 6 | 10 | HeaderMin6_HeaderMax10 | 6 | 3 | 9 | [9 empty] | NBS_040-095_4P_15HP_8.35_SS | 1036.8753 | INVALID
62 | 62 | 040-095-4P-15HP | NBS_040-095_4P_15HP_8.35_SS | 1036.8753 | 1036.8753 | 2073.7507 | 2 | 0 | 2 | A | NBS_EndSuction | 5 | 4 | 5 | 8 | BranchMin5_BranchMax8 | 6 | 3 | 6 | 10 | HeaderMin6_HeaderMax10 | 8 | 3 | 9 | [9 empty] | NBS_040-095_4P_15HP_8.35_SS | 1036.8753
62 | 62 | 040-095-4P-15HP | NBS_040-095_4P_15HP_8.35_SS | 1036.8753 | 1036.8753 | 2073.7507 | 2 | 0 | 2 | A | NBS_EndSuction | 5 | 4 | 5 | 8 | BranchMin5_BranchMax8 | 6 | 3 | 6 | 10 | HeaderMin6_HeaderMax10 | 10 | 3 | 9 | [9 empty] | NBS_040-095_4P_15HP_8.35_SS | 1036.8753
62 | 62 | 040-095-4P-15HP | NBS_040-095_4P_15HP_8.35_SS | 1036.8753 | 1036.8753 | 2073.7507 | 2 | 0 | 2 | A | NBS_EndSuction | 5 | 4 | 5 | 8 | BranchMin5_BranchMax8 | 8 | 3 | 6 | 10 | HeaderMin6_HeaderMax10 | 6 | 3 | 9 | [9 empty] | NBS_040-095_4P_15HP_8.35_SS | 1036.8753 | INVALID
62 | 62 | 040-095-4P-15HP | NBS_040-095_4P_15HP_8.35_SS | 1036.8753 | 1036.8753 | 2073.7507 | 2 | 0 | 2 | A | NBS_EndSuction | 5 | 4 | 5 | 8 | BranchMin5_BranchMax8 | 8 | 3 | 6 | 10 | HeaderMin6_HeaderMax10 | 8 | 3 | 9 | [9 empty] | NBS_040-095_4P_15HP_8.35_SS | 1036.8753 | INVALID
62 | 62 | 040-095-4P-15HP | NBS_040-095_4P_15HP_8.35_SS | 1036.8753 | 1036.8753 | 2073.7507 | 2 | 0 | 2 | A | NBS_EndSuction | 5 | 4 | 5 | 8 | BranchMin5_BranchMax8 | 8 | 3 | 6 | 10 | HeaderMin6_HeaderMax10 | 10 | 3 | 9 | [9 empty] | NBS_040-095_4P_15HP_8.35_SS | 1036.8753
63 | 63 | 040-095-4P-20HP | NBS_040-095_4P_20HP_9.37_SS | 1098.4714 | 1098.4714 | 2196.9429 | 2 | 0 | 2 | A | NBS_EndSuction | 5 | 4 | 5 | 8 | BranchMin5_BranchMax8 | 5 | 3 | 6 | 10 | HeaderMin6_HeaderMax10 | 6 | 3 | 9 | [9 empty] | NBS_040-095_4P_20HP_9.37_SS | 1098.4714
63 | 63 | 040-095-4P-20HP | NBS_040-095_4P_20HP_9.37_SS | 1098.4714 | 1098.4714 | 2196.9429 | 2 | 0 | 2 | A | NBS_EndSuction | 5 | 4 | 5 | 8 | BranchMin5_BranchMax8 | 5 | 3 | 6 | 10 | HeaderMin6_HeaderMax10 | 8 | 3 | 9 | [9 empty] | NBS_040-095_4P_20HP_9.37_SS | 1098.4714
63 | 63 | 040-095-4P-20HP | NBS_040-095_4P_20HP_9.37_SS | 1098.4714 | 1098.4714 | 2196.9429 | 2 | 0 | 2 | A | NBS_EndSuction | 5 | 4 | 5 | 8 | BranchMin5_BranchMax8 | 5 | 3 | 6 | 10 | HeaderMin6_HeaderMax10 | 10 | 3 | 9 | [9 empty] | NBS_040-095_4P_20HP_9.37_SS | 1098.4714
63 | 63 | 040-095-4P-20HP | NBS_040-095_4P_20HP_9.37_SS | 1098.4714 | 1098.4714 | 2196.9429 | 2 | 0 | 2 | A | NBS_EndSuction | 5 | 4 | 5 | 8 | BranchMin5_BranchMax8 | 6 | 3 | 6 | 10 | HeaderMin6_HeaderMax10 | 6 | 3 | 9 | [9 empty] | NBS_040-095_4P_20HP_9.37_SS | 1098.4714 | INVALID
63 | 63 | 040-095-4P-20HP | NBS_040-095_4P_20HP_9.37_SS | 1098.4714 | 1098.4714 | 2196.9429 | 2 | 0 | 2 | A | NBS_EndSuction | 5 | 4 | 5 | 8 | BranchMin5_BranchMax8 | 6 | 3 | 6 | 10 | HeaderMin6_HeaderMax10 | 8 | 3 | 9 | [9 empty] | NBS_040-095_4P_20HP_9.37_SS | 1098.4714
63 | 63 | 040-095-4P-20HP | NBS_040-095_4P_20HP_9.37_SS | 1098.4714 | 1098.4714 | 2196.9429 | 2 | 0 | 2 | A | NBS_EndSuction | 5 | 4 | 5 | 8 | BranchMin5_BranchMax8 | 6 | 3 | 6 | 10 | HeaderMin6_HeaderMax10 | 10 | 3 | 9 | [9 empty] | NBS_040-095_4P_20HP_9.37_SS | 1098.4714
63 | 63 | 040-095-4P-20HP | NBS_040-095_4P_20HP_9.37_SS | 1098.4714 | 1098.4714 | 2196.9429 | 2 | 0 | 2 | A | NBS_EndSuction | 5 | 4 | 5 | 8 | BranchMin5_BranchMax8 | 8 | 3 | 6 | 10 | HeaderMin6_HeaderMax10 | 6 | 3 | 9 | [9 empty] | NBS_040-095_4P_20HP_9.37_SS | 1098.4714 | INVALID
63 | 63 | 040-095-4P-20HP | NBS_040-095_4P_20HP_9.37_SS | 1098.4714 | 1098.4714 | 2196.9429 | 2 | 0 | 2 | A | NBS_EndSuction | 5 | 4 | 5 | 8 | BranchMin5_BranchMax8 | 8 | 3 | 6 | 10 | HeaderMin6_HeaderMax10 | 8 | 3 | 9 | [9 empty] | NBS_040-095_4P_20HP_9.37_SS | 1098.4714 | INVALID
63 | 63 | 040-095-4P-20HP | NBS_040-095_4P_20HP_9.37_SS | 1098.4714 | 1098.4714 | 2196.9429 | 2 | 0 | 2 | A | NBS_EndSuction | 5 | 4 | 5 | 8 | BranchMin5_BranchMax8 | 8 | 3 | 6 | 10 | HeaderMin6_HeaderMax10 | 10 | 3 | 9 | [9 empty] | NBS_040-095_4P_20HP_9.37_SS | 1098.4714
64 | 64 | 040-110-4P-15HP | NBS_040-110_4P_15HP_8.11_SS | 877.0156 | 877.0156 | 1754.0312 | 2 | 0 | 2 | A | NBS_EndSuction | 5 | 4 | 5 | 6 | BranchMin5_BranchMax6 | 5 | 2 | 6 | 10 | HeaderMin6_HeaderMax10 | 6 | 3 | 6 | [9 empty] | NBS_040-110_4P_15HP_8.11_SS | 877.0156
64 | 64 | 040-110-4P-15HP | NBS_040-110_4P_15HP_8.11_SS | 877.0156 | 877.0156 | 1754.0312 | 2 | 0 | 2 | A | NBS_EndSuction | 5 | 4 | 5 | 6 | BranchMin5_BranchMax6 | 5 | 2 | 6 | 10 | HeaderMin6_HeaderMax10 | 8 | 3 | 6 | [9 empty] | NBS_040-110_4P_15HP_8.11_SS | 877.0156
64 | 64 | 040-110-4P-15HP | NBS_040-110_4P_15HP_8.11_SS | 877.0156 | 877.0156 | 1754.0312 | 2 | 0 | 2 | A | NBS_EndSuction | 5 | 4 | 5 | 6 | BranchMin5_BranchMax6 | 5 | 2 | 6 | 10 | HeaderMin6_HeaderMax10 | 10 | 3 | 6 | [9 empty] | NBS_040-110_4P_15HP_8.11_SS | 877.0156
64 | 64 | 040-110-4P-15HP | NBS_040-110_4P_15HP_8.11_SS | 877.0156 | 877.0156 | 1754.0312 | 2 | 0 | 2 | A | NBS_EndSuction | 5 | 4 | 5 | 6 | BranchMin5_BranchMax6 | 6 | 2 | 6 | 10 | HeaderMin6_HeaderMax10 | 6 | 3 | 6 | [9 empty] | NBS_040-110_4P_15HP_8.11_SS | 877.0156 | INVALID
64 | 64 | 040-110-4P-15HP | NBS_040-110_4P_15HP_8.11_SS | 877.0156 | 877.0156 | 1754.0312 | 2 | 0 | 2 | A | NBS_EndSuction | 5 | 4 | 5 | 6 | BranchMin5_BranchMax6 | 6 | 2 | 6 | 10 | HeaderMin6_HeaderMax10 | 8 | 3 | 6 | [9 empty] | NBS_040-110_4P_15HP_8.11_SS | 877.0156
64 | 64 | 040-110-4P-15HP | NBS_040-110_4P_15HP_8.11_SS | 877.0156 | 877.0156 | 1754.0312 | 2 | 0 | 2 | A | NBS_EndSuction | 5 | 4 | 5 | 6 | BranchMin5_BranchMax6 | 6 | 2 | 6 | 10 | HeaderMin6_HeaderMax10 | 10 | 3 | 6 | [9 empty] | NBS_040-110_4P_15HP_8.11_SS | 877.0156
65 | 65 | 040-110-4P-20HP | NBS_040-110_4P_20HP_8.74_SS | 948.7162 | 948.7162 | 1897.4325 | 2 | 0 | 2 | A | NBS_EndSuction | 5 | 4 | 5 | 6 | BranchMin5_BranchMax6 | 5 | 2 | 6 | 10 | HeaderMin6_HeaderMax10 | 6 | 3 | 6 | [9 empty] | NBS_040-110_4P_20HP_8.74_SS | 948.7162
65 | 65 | 040-110-4P-20HP | NBS_040-110_4P_20HP_8.74_SS | 948.7162 | 948.7162 | 1897.4325 | 2 | 0 | 2 | A | NBS_EndSuction | 5 | 4 | 5 | 6 | BranchMin5_BranchMax6 | 5 | 2 | 6 | 10 | HeaderMin6_HeaderMax10 | 8 | 3 | 6 | [9 empty] | NBS_040-110_4P_20HP_8.74_SS | 948.7162
65 | 65 | 040-110-4P-20HP | NBS_040-110_4P_20HP_8.74_SS | 948.7162 | 948.7162 | 1897.4325 | 2 | 0 | 2 | A | NBS_EndSuction | 5 | 4 | 5 | 6 | BranchMin5_BranchMax6 | 5 | 2 | 6 | 10 | HeaderMin6_HeaderMax10 | 10 | 3 | 6 | [9 empty] | NBS_040-110_4P_20HP_8.74_SS | 948.7162
65 | 65 | 040-110-4P-20HP | NBS_040-110_4P_20HP_8.74_SS | 948.7162 | 948.7162 | 1897.4325 | 2 | 0 | 2 | A | NBS_EndSuction | 5 | 4 | 5 | 6 | BranchMin5_BranchMax6 | 6 | 2 | 6 | 10 | HeaderMin6_HeaderMax10 | 6 | 3 | 6 | [9 empty] | NBS_040-110_4P_20HP_8.74_SS | 948.7162 | INVALID
65 | 65 | 040-110-4P-20HP | NBS_040-110_4P_20HP_8.74_SS | 948.7162 | 948.7162 | 1897.4325 | 2 | 0 | 2 | A | NBS_EndSuction | 5 | 4 | 5 | 6 | BranchMin5_BranchMax6 | 6 | 2 | 6 | 10 | HeaderMin6_HeaderMax10 | 8 | 3 | 6 | [9 empty] | NBS_040-110_4P_20HP_8.74_SS | 948.7162
65 | 65 | 040-110-4P-20HP | NBS_040-110_4P_20HP_8.74_SS | 948.7162 | 948.7162 | 1897.4325 | 2 | 0 | 2 | A | NBS_EndSuction | 5 | 4 | 5 | 6 | BranchMin5_BranchMax6 | 6 | 2 | 6 | 10 | HeaderMin6_HeaderMax10 | 10 | 3 | 6 | [9 empty] | NBS_040-110_4P_20HP_8.74_SS | 948.7162
66 | 66 | 040-110-4P-25HP | NBS_040-110_4P_25HP_9.45_SS | 981.9574 | 981.9574 | 1963.9148 | 2 | 0 | 2 | A | NBS_EndSuction | 5 | 4 | 5 | 8 | BranchMin5_BranchMax8 | 5 | 3 | 6 | 10 | HeaderMin6_HeaderMax10 | 6 | 3 | 9 | [9 empty] | NBS_040-110_4P_25HP_9.45_SS | 981.9574
66 | 66 | 040-110-4P-25HP | NBS_040-110_4P_25HP_9.45_SS | 981.9574 | 981.9574 | 1963.9148 | 2 | 0 | 2 | A | NBS_EndSuction | 5 | 4 | 5 | 8 | BranchMin5_BranchMax8 | 5 | 3 | 6 | 10 | HeaderMin6_HeaderMax10 | 8 | 3 | 9 | [9 empty] | NBS_040-110_4P_25HP_9.45_SS | 981.9574
66 | 66 | 040-110-4P-25HP | NBS_040-110_4P_25HP_9.45_SS | 981.9574 | 981.9574 | 1963.9148 | 2 | 0 | 2 | A | NBS_EndSuction | 5 | 4 | 5 | 8 | BranchMin5_BranchMax8 | 5 | 3 | 6 | 10 | HeaderMin6_HeaderMax10 | 10 | 3 | 9 | [9 empty] | NBS_040-110_4P_25HP_9.45_SS | 981.9574
66 | 66 | 040-110-4P-25HP | NBS_040-110_4P_25HP_9.45_SS | 981.9574 | 981.9574 | 1963.9148 | 2 | 0 | 2 | A | NBS_EndSuction | 5 | 4 | 5 | 8 | BranchMin5_BranchMax8 | 6 | 3 | 6 | 10 | HeaderMin6_HeaderMax10 | 6 | 3 | 9 | [9 empty] | NBS_040-110_4P_25HP_9.45_SS | 981.9574 | INVALID
66 | 66 | 040-110-4P-25HP | NBS_040-110_4P_25HP_9.45_SS | 981.9574 | 981.9574 | 1963.9148 | 2 | 0 | 2 | A | NBS_EndSuction | 5 | 4 | 5 | 8 | BranchMin5_BranchMax8 | 6 | 3 | 6 | 10 | HeaderMin6_HeaderMax10 | 8 | 3 | 9 | [9 empty] | NBS_040-110_4P_25HP_9.45_SS | 981.9574
66 | 66 | 040-110-4P-25HP | NBS_040-110_4P_25HP_9.45_SS | 981.9574 | 981.9574 | 1963.9148 | 2 | 0 | 2 | A | NBS_EndSuction | 5 | 4 | 5 | 8 | BranchMin5_BranchMax8 | 6 | 3 | 6 | 10 | HeaderMin6_HeaderMax10 | 10 | 3 | 9 | [9 empty] | NBS_040-110_4P_25HP_9.45_SS | 981.9574
66 | 66 | 040-110-4P-25HP | NBS_040-110_4P_25HP_9.45_SS | 981.9574 | 981.9574 | 1963.9148 | 2 | 0 | 2 | A | NBS_EndSuction | 5 | 4 | 5 | 8 | BranchMin5_BranchMax8 | 8 | 3 | 6 | 10 | HeaderMin6_HeaderMax10 | 6 | 3 | 9 | [9 empty] | NBS_040-110_4P_25HP_9.45_SS | 981.9574 | INVALID
66 | 66 | 040-110-4P-25HP | NBS_040-110_4P_25HP_9.45_SS | 981.9574 | 981.9574 | 1963.9148 | 2 | 0 | 2 | A | NBS_EndSuction | 5 | 4 | 5 | 8 | BranchMin5_BranchMax8 | 8 | 3 | 6 | 10 | HeaderMin6_HeaderMax10 | 8 | 3 | 9 | [9 empty] | NBS_040-110_4P_25HP_9.45_SS | 981.9574 | INVALID
66 | 66 | 040-110-4P-25HP | NBS_040-110_4P_25HP_9.45_SS | 981.9574 | 981.9574 | 1963.9148 | 2 | 0 | 2 | A | NBS_EndSuction | 5 | 4 | 5 | 8 | BranchMin5_BranchMax8 | 8 | 3 | 6 | 10 | HeaderMin6_HeaderMax10 | 10 | 3 | 9 | [9 empty] | NBS_040-110_4P_25HP_9.45_SS | 981.9574
67 | 67 | 040-110-4P-30HP | NBS_040-110_4P_30HP_10.08_SS | 1058.92 | 1058.92 | 2117.8401 | 2 | 0 | 2 | A | NBS_EndSuction | 5 | 4 | 5 | 8 | BranchMin5_BranchMax8 | 5 | 3 | 6 | 10 | HeaderMin6_HeaderMax10 | 6 | 3 | 9 | [9 empty] | NBS_040-110_4P_30HP_10.08_SS | 1058.92
67 | 67 | 040-110-4P-30HP | NBS_040-110_4P_30HP_10.08_SS | 1058.92 | 1058.92 | 2117.8401 | 2 | 0 | 2 | A | NBS_EndSuction | 5 | 4 | 5 | 8 | BranchMin5_BranchMax8 | 5 | 3 | 6 | 10 | HeaderMin6_HeaderMax10 | 8 | 3 | 9 | [9 empty] | NBS_040-110_4P_30HP_10.08_SS | 1058.92
67 | 67 | 040-110-4P-30HP | NBS_040-110_4P_30HP_10.08_SS | 1058.92 | 1058.92 | 2117.8401 | 2 | 0 | 2 | A | NBS_EndSuction | 5 | 4 | 5 | 8 | BranchMin5_BranchMax8 | 5 | 3 | 6 | 10 | HeaderMin6_HeaderMax10 | 10 | 3 | 9 | [9 empty] | NBS_040-110_4P_30HP_10.08_SS | 1058.92
67 | 67 | 040-110-4P-30HP | NBS_040-110_4P_30HP_10.08_SS | 1058.92 | 1058.92 | 2117.8401 | 2 | 0 | 2 | A | NBS_EndSuction | 5 | 4 | 5 | 8 | BranchMin5_BranchMax8 | 6 | 3 | 6 | 10 | HeaderMin6_HeaderMax10 | 6 | 3 | 9 | [9 empty] | NBS_040-110_4P_30HP_10.08_SS | 1058.92 | INVALID
67 | 67 | 040-110-4P-30HP | NBS_040-110_4P_30HP_10.08_SS | 1058.92 | 1058.92 | 2117.8401 | 2 | 0 | 2 | A | NBS_EndSuction | 5 | 4 | 5 | 8 | BranchMin5_BranchMax8 | 6 | 3 | 6 | 10 | HeaderMin6_HeaderMax10 | 8 | 3 | 9 | [9 empty] | NBS_040-110_4P_30HP_10.08_SS | 1058.92
67 | 67 | 040-110-4P-30HP | NBS_040-110_4P_30HP_10.08_SS | 1058.92 | 1058.92 | 2117.8401 | 2 | 0 | 2 | A | NBS_EndSuction | 5 | 4 | 5 | 8 | BranchMin5_BranchMax8 | 6 | 3 | 6 | 10 | HeaderMin6_HeaderMax10 | 10 | 3 | 9 | [9 empty] | NBS_040-110_4P_30HP_10.08_SS | 1058.92
67 | 67 | 040-110-4P-30HP | NBS_040-110_4P_30HP_10.08_SS | 1058.92 | 1058.92 | 2117.8401 | 2 | 0 | 2 | A | NBS_EndSuction | 5 | 4 | 5 | 8 | BranchMin5_BranchMax8 | 8 | 3 | 6 | 10 | HeaderMin6_HeaderMax10 | 6 | 3 | 9 | [9 empty] | NBS_040-110_4P_30HP_10.08_SS | 1058.92 | INVALID
67 | 67 | 040-110-4P-30HP | NBS_040-110_4P_30HP_10.08_SS | 1058.92 | 1058.92 | 2117.8401 | 2 | 0 | 2 | A | NBS_EndSuction | 5 | 4 | 5 | 8 | BranchMin5_BranchMax8 | 8 | 3 | 6 | 10 | HeaderMin6_HeaderMax10 | 8 | 3 | 9 | [9 empty] | NBS_040-110_4P_30HP_10.08_SS | 1058.92 | INVALID
67 | 67 | 040-110-4P-30HP | NBS_040-110_4P_30HP_10.08_SS | 1058.92 | 1058.92 | 2117.8401 | 2 | 0 | 2 | A | NBS_EndSuction | 5 | 4 | 5 | 8 | BranchMin5_BranchMax8 | 8 | 3 | 6 | 10 | HeaderMin6_HeaderMax10 | 10 | 3 | 9 | [9 empty] | NBS_040-110_4P_30HP_10.08_SS | 1058.92
68 | 68 | 040-135-4P-20HP | NBS_040-135_4P_20HP_9.29_SS | 812.9455 | 812.9455 | 1625.891 | 2 | 0 | 2 | A | NBS_EndSuction | 5 | 4 | 5 | 6 | BranchMin5_BranchMax6 | 5 | 2 | 6 | 10 | HeaderMin6_HeaderMax10 | 6 | 3 | 6 | [9 empty] | NBS_040-135_4P_20HP_9.29_SS | 812.9455
68 | 68 | 040-135-4P-20HP | NBS_040-135_4P_20HP_9.29_SS | 812.9455 | 812.9455 | 1625.891 | 2 | 0 | 2 | A | NBS_EndSuction | 5 | 4 | 5 | 6 | BranchMin5_BranchMax6 | 5 | 2 | 6 | 10 | HeaderMin6_HeaderMax10 | 8 | 3 | 6 | [9 empty] | NBS_040-135_4P_20HP_9.29_SS | 812.9455
68 | 68 | 040-135-4P-20HP | NBS_040-135_4P_20HP_9.29_SS | 812.9455 | 812.9455 | 1625.891 | 2 | 0 | 2 | A | NBS_EndSuction | 5 | 4 | 5 | 6 | BranchMin5_BranchMax6 | 5 | 2 | 6 | 10 | HeaderMin6_HeaderMax10 | 10 | 3 | 6 | [9 empty] | NBS_040-135_4P_20HP_9.29_SS | 812.9455
68 | 68 | 040-135-4P-20HP | NBS_040-135_4P_20HP_9.29_SS | 812.9455 | 812.9455 | 1625.891 | 2 | 0 | 2 | A | NBS_EndSuction | 5 | 4 | 5 | 6 | BranchMin5_BranchMax6 | 6 | 2 | 6 | 10 | HeaderMin6_HeaderMax10 | 6 | 3 | 6 | [9 empty] | NBS_040-135_4P_20HP_9.29_SS | 812.9455 | INVALID
68 | 68 | 040-135-4P-20HP | NBS_040-135_4P_20HP_9.29_SS | 812.9455 | 812.9455 | 1625.891 | 2 | 0 | 2 | A | NBS_EndSuction | 5 | 4 | 5 | 6 | BranchMin5_BranchMax6 | 6 | 2 | 6 | 10 | HeaderMin6_HeaderMax10 | 8 | 3 | 6 | [9 empty] | NBS_040-135_4P_20HP_9.29_SS | 812.9455
68 | 68 | 040-135-4P-20HP | NBS_040-135_4P_20HP_9.29_SS | 812.9455 | 812.9455 | 1625.891 | 2 | 0 | 2 | A | NBS_EndSuction | 5 | 4 | 5 | 6 | BranchMin5_BranchMax6 | 6 | 2 | 6 | 10 | HeaderMin6_HeaderMax10 | 10 | 3 | 6 | [9 empty] | NBS_040-135_4P_20HP_9.29_SS | 812.9455
69 | 69 | 040-135-4P-25HP | NBS_040-135_4P_25HP_10.24_SS | 894.4426 | 894.4426 | 1788.8851 | 2 | 0 | 2 | A | NBS_EndSuction | 5 | 4 | 5 | 6 | BranchMin5_BranchMax6 | 5 | 2 | 6 | 10 | HeaderMin6_HeaderMax10 | 6 | 3 | 6 | [9 empty] | NBS_040-135_4P_25HP_10.24_SS | 894.4426
69 | 69 | 040-135-4P-25HP | NBS_040-135_4P_25HP_10.24_SS | 894.4426 | 894.4426 | 1788.8851 | 2 | 0 | 2 | A | NBS_EndSuction | 5 | 4 | 5 | 6 | BranchMin5_BranchMax6 | 5 | 2 | 6 | 10 | HeaderMin6_HeaderMax10 | 8 | 3 | 6 | [9 empty] | NBS_040-135_4P_25HP_10.24_SS | 894.4426
69 | 69 | 040-135-4P-25HP | NBS_040-135_4P_25HP_10.24_SS | 894.4426 | 894.4426 | 1788.8851 | 2 | 0 | 2 | A | NBS_EndSuction | 5 | 4 | 5 | 6 | BranchMin5_BranchMax6 | 5 | 2 | 6 | 10 | HeaderMin6_HeaderMax10 | 10 | 3 | 6 | [9 empty] | NBS_040-135_4P_25HP_10.24_SS | 894.4426
69 | 69 | 040-135-4P-25HP | NBS_040-135_4P_25HP_10.24_SS | 894.4426 | 894.4426 | 1788.8851 | 2 | 0 | 2 | A | NBS_EndSuction | 5 | 4 | 5 | 6 | BranchMin5_BranchMax6 | 6 | 2 | 6 | 10 | HeaderMin6_HeaderMax10 | 6 | 3 | 6 | [9 empty] | NBS_040-135_4P_25HP_10.24_SS | 894.4426 | INVALID
69 | 69 | 040-135-4P-25HP | NBS_040-135_4P_25HP_10.24_SS | 894.4426 | 894.4426 | 1788.8851 | 2 | 0 | 2 | A | NBS_EndSuction | 5 | 4 | 5 | 6 | BranchMin5_BranchMax6 | 6 | 2 | 6 | 10 | HeaderMin6_HeaderMax10 | 8 | 3 | 6 | [9 empty] | NBS_040-135_4P_25HP_10.24_SS | 894.4426
69 | 69 | 040-135-4P-25HP | NBS_040-135_4P_25HP_10.24_SS | 894.4426 | 894.4426 | 1788.8851 | 2 | 0 | 2 | A | NBS_EndSuction | 5 | 4 | 5 | 6 | BranchMin5_BranchMax6 | 6 | 2 | 6 | 10 | HeaderMin6_HeaderMax10 | 10 | 3 | 6 | [9 empty] | NBS_040-135_4P_25HP_10.24_SS | 894.4426
70 | 70 | 040-135-4P-30HP | NBS_040-135_4P_30HP_10.94_SS | 958.5264 | 958.5264 | 1917.0528 | 2 | 0 | 2 | A | NBS_EndSuction | 5 | 4 | 5 | 8 | BranchMin5_BranchMax8 | 5 | 3 | 6 | 10 | HeaderMin6_HeaderMax10 | 6 | 3 | 9 | [9 empty] | NBS_040-135_4P_30HP_10.94_SS | 958.5264
70 | 70 | 040-135-4P-30HP | NBS_040-135_4P_30HP_10.94_SS | 958.5264 | 958.5264 | 1917.0528 | 2 | 0 | 2 | A | NBS_EndSuction | 5 | 4 | 5 | 8 | BranchMin5_BranchMax8 | 5 | 3 | 6 | 10 | HeaderMin6_HeaderMax10 | 8 | 3 | 9 | [9 empty] | NBS_040-135_4P_30HP_10.94_SS | 958.5264
70 | 70 | 040-135-4P-30HP | NBS_040-135_4P_30HP_10.94_SS | 958.5264 | 958.5264 | 1917.0528 | 2 | 0 | 2 | A | NBS_EndSuction | 5 | 4 | 5 | 8 | BranchMin5_BranchMax8 | 5 | 3 | 6 | 10 | HeaderMin6_HeaderMax10 | 10 | 3 | 9 | [9 empty] | NBS_040-135_4P_30HP_10.94_SS | 958.5264
70 | 70 | 040-135-4P-30HP | NBS_040-135_4P_30HP_10.94_SS | 958.5264 | 958.5264 | 1917.0528 | 2 | 0 | 2 | A | NBS_EndSuction | 5 | 4 | 5 | 8 | BranchMin5_BranchMax8 | 6 | 3 | 6 | 10 | HeaderMin6_HeaderMax10 | 6 | 3 | 9 | [9 empty] | NBS_040-135_4P_30HP_10.94_SS | 958.5264 | INVALID
70 | 70 | 040-135-4P-30HP | NBS_040-135_4P_30HP_10.94_SS | 958.5264 | 958.5264 | 1917.0528 | 2 | 0 | 2 | A | NBS_EndSuction | 5 | 4 | 5 | 8 | BranchMin5_BranchMax8 | 6 | 3 | 6 | 10 | HeaderMin6_HeaderMax10 | 8 | 3 | 9 | [9 empty] | NBS_040-135_4P_30HP_10.94_SS | 958.5264
70 | 70 | 040-135-4P-30HP | NBS_040-135_4P_30HP_10.94_SS | 958.5264 | 958.5264 | 1917.0528 | 2 | 0 | 2 | A | NBS_EndSuction | 5 | 4 | 5 | 8 | BranchMin5_BranchMax8 | 6 | 3 | 6 | 10 | HeaderMin6_HeaderMax10 | 10 | 3 | 9 | [9 empty] | NBS_040-135_4P_30HP_10.94_SS | 958.5264
70 | 70 | 040-135-4P-30HP | NBS_040-135_4P_30HP_10.94_SS | 958.5264 | 958.5264 | 1917.0528 | 2 | 0 | 2 | A | NBS_EndSuction | 5 | 4 | 5 | 8 | BranchMin5_BranchMax8 | 8 | 3 | 6 | 10 | HeaderMin6_HeaderMax10 | 6 | 3 | 9 | [9 empty] | NBS_040-135_4P_30HP_10.94_SS | 958.5264 | INVALID
70 | 70 | 040-135-4P-30HP | NBS_040-135_4P_30HP_10.94_SS | 958.5264 | 958.5264 | 1917.0528 | 2 | 0 | 2 | A | NBS_EndSuction | 5 | 4 | 5 | 8 | BranchMin5_BranchMax8 | 8 | 3 | 6 | 10 | HeaderMin6_HeaderMax10 | 8 | 3 | 9 | [9 empty] | NBS_040-135_4P_30HP_10.94_SS | 958.5264 | INVALID
70 | 70 | 040-135-4P-30HP | NBS_040-135_4P_30HP_10.94_SS | 958.5264 | 958.5264 | 1917.0528 | 2 | 0 | 2 | A | NBS_EndSuction | 5 | 4 | 5 | 8 | BranchMin5_BranchMax8 | 8 | 3 | 6 | 10 | HeaderMin6_HeaderMax10 | 10 | 3 | 9 | [9 empty] | NBS_040-135_4P_30HP_10.94_SS | 958.5264
71 | 71 | 040-135-4P-40HP | NBS_040-135_4P_40HP_11.81_SS | 1092.3955 | 1092.3955 | 2184.791 | 2 | 0 | 2 | A | NBS_EndSuction | 5 | 4 | 5 | 8 | BranchMin5_BranchMax8 | 5 | 3 | 6 | 10 | HeaderMin6_HeaderMax10 | 6 | 3 | 9 | [9 empty] | NBS_040-135_4P_40HP_11.81_SS | 1092.3955
71 | 71 | 040-135-4P-40HP | NBS_040-135_4P_40HP_11.81_SS | 1092.3955 | 1092.3955 | 2184.791 | 2 | 0 | 2 | A | NBS_EndSuction | 5 | 4 | 5 | 8 | BranchMin5_BranchMax8 | 5 | 3 | 6 | 10 | HeaderMin6_HeaderMax10 | 8 | 3 | 9 | [9 empty] | NBS_040-135_4P_40HP_11.81_SS | 1092.3955
71 | 71 | 040-135-4P-40HP | NBS_040-135_4P_40HP_11.81_SS | 1092.3955 | 1092.3955 | 2184.791 | 2 | 0 | 2 | A | NBS_EndSuction | 5 | 4 | 5 | 8 | BranchMin5_BranchMax8 | 5 | 3 | 6 | 10 | HeaderMin6_HeaderMax10 | 10 | 3 | 9 | [9 empty] | NBS_040-135_4P_40HP_11.81_SS | 1092.3955
71 | 71 | 040-135-4P-40HP | NBS_040-135_4P_40HP_11.81_SS | 1092.3955 | 1092.3955 | 2184.791 | 2 | 0 | 2 | A | NBS_EndSuction | 5 | 4 | 5 | 8 | BranchMin5_BranchMax8 | 6 | 3 | 6 | 10 | HeaderMin6_HeaderMax10 | 6 | 3 | 9 | [9 empty] | NBS_040-135_4P_40HP_11.81_SS | 1092.3955 | INVALID
71 | 71 | 040-135-4P-40HP | NBS_040-135_4P_40HP_11.81_SS | 1092.3955 | 1092.3955 | 2184.791 | 2 | 0 | 2 | A | NBS_EndSuction | 5 | 4 | 5 | 8 | BranchMin5_BranchMax8 | 6 | 3 | 6 | 10 | HeaderMin6_HeaderMax10 | 8 | 3 | 9 | [9 empty] | NBS_040-135_4P_40HP_11.81_SS | 1092.3955
71 | 71 | 040-135-4P-40HP | NBS_040-135_4P_40HP_11.81_SS | 1092.3955 | 1092.3955 | 2184.791 | 2 | 0 | 2 | A | NBS_EndSuction | 5 | 4 | 5 | 8 | BranchMin5_BranchMax8 | 6 | 3 | 6 | 10 | HeaderMin6_HeaderMax10 | 10 | 3 | 9 | [9 empty] | NBS_040-135_4P_40HP_11.81_SS | 1092.3955
71 | 71 | 040-135-4P-40HP | NBS_040-135_4P_40HP_11.81_SS | 1092.3955 | 1092.3955 | 2184.791 | 2 | 0 | 2 | A | NBS_EndSuction | 5 | 4 | 5 | 8 | BranchMin5_BranchMax8 | 8 | 3 | 6 | 10 | HeaderMin6_HeaderMax10 | 6 | 3 | 9 | [9 empty] | NBS_040-135_4P_40HP_11.81_SS | 1092.3955 | INVALID
71 | 71 | 040-135-4P-40HP | NBS_040-135_4P_40HP_11.81_SS | 1092.3955 | 1092.3955 | 2184.791 | 2 | 0 | 2 | A | NBS_EndSuction | 5 | 4 | 5 | 8 | BranchMin5_BranchMax8 | 8 | 3 | 6 | 10 | HeaderMin6_HeaderMax10 | 8 | 3 | 9 | [9 empty] | NBS_040-135_4P_40HP_11.81_SS | 1092.3955 | INVALID
71 | 71 | 040-135-4P-40HP | NBS_040-135_4P_40HP_11.81_SS | 1092.3955 | 1092.3955 | 2184.791 | 2 | 0 | 2 | A | NBS_EndSuction | 5 | 4 | 5 | 8 | BranchMin5_BranchMax8 | 8 | 3 | 6 | 10 | HeaderMin6_HeaderMax10 | 10 | 3 | 9 | [9 empty] | NBS_040-135_4P_40HP_11.81_SS | 1092.3955
72 | 72 | 040-135-4P-50HP | NBS_040-135_4P_50HP_12.83_SS | 1108.1578 | 1108.1578 | 2216.3155 | 2 | 0 | 2 | A | NBS_EndSuction | 5 | 4 | 5 | 8 | BranchMin5_BranchMax8 | 5 | 3 | 6 | 10 | HeaderMin6_HeaderMax10 | 6 | 3 | 9 | [9 empty] | NBS_040-135_4P_50HP_12.83_SS | 1108.1578
72 | 72 | 040-135-4P-50HP | NBS_040-135_4P_50HP_12.83_SS | 1108.1578 | 1108.1578 | 2216.3155 | 2 | 0 | 2 | A | NBS_EndSuction | 5 | 4 | 5 | 8 | BranchMin5_BranchMax8 | 5 | 3 | 6 | 10 | HeaderMin6_HeaderMax10 | 8 | 3 | 9 | [9 empty] | NBS_040-135_4P_50HP_12.83_SS | 1108.1578
72 | 72 | 040-135-4P-50HP | NBS_040-135_4P_50HP_12.83_SS | 1108.1578 | 1108.1578 | 2216.3155 | 2 | 0 | 2 | A | NBS_EndSuction | 5 | 4 | 5 | 8 | BranchMin5_BranchMax8 | 5 | 3 | 6 | 10 | HeaderMin6_HeaderMax10 | 10 | 3 | 9 | [9 empty] | NBS_040-135_4P_50HP_12.83_SS | 1108.1578
72 | 72 | 040-135-4P-50HP | NBS_040-135_4P_50HP_12.83_SS | 1108.1578 | 1108.1578 | 2216.3155 | 2 | 0 | 2 | A | NBS_EndSuction | 5 | 4 | 5 | 8 | BranchMin5_BranchMax8 | 6 | 3 | 6 | 10 | HeaderMin6_HeaderMax10 | 6 | 3 | 9 | [9 empty] | NBS_040-135_4P_50HP_12.83_SS | 1108.1578 | INVALID
72 | 72 | 040-135-4P-50HP | NBS_040-135_4P_50HP_12.83_SS | 1108.1578 | 1108.1578 | 2216.3155 | 2 | 0 | 2 | A | NBS_EndSuction | 5 | 4 | 5 | 8 | BranchMin5_BranchMax8 | 6 | 3 | 6 | 10 | HeaderMin6_HeaderMax10 | 8 | 3 | 9 | [9 empty] | NBS_040-135_4P_50HP_12.83_SS | 1108.1578
72 | 72 | 040-135-4P-50HP | NBS_040-135_4P_50HP_12.83_SS | 1108.1578 | 1108.1578 | 2216.3155 | 2 | 0 | 2 | A | NBS_EndSuction | 5 | 4 | 5 | 8 | BranchMin5_BranchMax8 | 6 | 3 | 6 | 10 | HeaderMin6_HeaderMax10 | 10 | 3 | 9 | [9 empty] | NBS_040-135_4P_50HP_12.83_SS | 1108.1578
72 | 72 | 040-135-4P-50HP | NBS_040-135_4P_50HP_12.83_SS | 1108.1578 | 1108.1578 | 2216.3155 | 2 | 0 | 2 | A | NBS_EndSuction | 5 | 4 | 5 | 8 | BranchMin5_BranchMax8 | 8 | 3 | 6 | 10 | HeaderMin6_HeaderMax10 | 6 | 3 | 9 | [9 empty] | NBS_040-135_4P_50HP_12.83_SS | 1108.1578 | INVALID
72 | 72 | 040-135-4P-50HP | NBS_040-135_4P_50HP_12.83_SS | 1108.1578 | 1108.1578 | 2216.3155 | 2 | 0 | 2 | A | NBS_EndSuction | 5 | 4 | 5 | 8 | BranchMin5_BranchMax8 | 8 | 3 | 6 | 10 | HeaderMin6_HeaderMax10 | 8 | 3 | 9 | [9 empty] | NBS_040-135_4P_50HP_12.83_SS | 1108.1578 | INVALID
72 | 72 | 040-135-4P-50HP | NBS_040-135_4P_50HP_12.83_SS | 1108.1578 | 1108.1578 | 2216.3155 | 2 | 0 | 2 | A | NBS_EndSuction | 5 | 4 | 5 | 8 | BranchMin5_BranchMax8 | 8 | 3 | 6 | 10 | HeaderMin6_HeaderMax10 | 10 | 3 | 9 | [9 empty] | NBS_040-135_4P_50HP_12.83_SS | 1108.1578
73 | 73 | 040-150-4P-50HP | NBS_040-150_4P_50HP_12.36_SS | 1179.7044 | 1179.7044 | 2359.4087 | 2 | 0 | 2 | A | NBS_EndSuction | 5 | 4 | 5 | 8 | BranchMin5_BranchMax8 | 5 | 3 | 6 | 10 | HeaderMin6_HeaderMax10 | 6 | 3 | 9 | [9 empty] | NBS_040-150_4P_50HP_12.36_SS | 1179.7044
73 | 73 | 040-150-4P-50HP | NBS_040-150_4P_50HP_12.36_SS | 1179.7044 | 1179.7044 | 2359.4087 | 2 | 0 | 2 | A | NBS_EndSuction | 5 | 4 | 5 | 8 | BranchMin5_BranchMax8 | 5 | 3 | 6 | 10 | HeaderMin6_HeaderMax10 | 8 | 3 | 9 | [9 empty] | NBS_040-150_4P_50HP_12.36_SS | 1179.7044
73 | 73 | 040-150-4P-50HP | NBS_040-150_4P_50HP_12.36_SS | 1179.7044 | 1179.7044 | 2359.4087 | 2 | 0 | 2 | A | NBS_EndSuction | 5 | 4 | 5 | 8 | BranchMin5_BranchMax8 | 5 | 3 | 6 | 10 | HeaderMin6_HeaderMax10 | 10 | 3 | 9 | [9 empty] | NBS_040-150_4P_50HP_12.36_SS | 1179.7044
73 | 73 | 040-150-4P-50HP | NBS_040-150_4P_50HP_12.36_SS | 1179.7044 | 1179.7044 | 2359.4087 | 2 | 0 | 2 | A | NBS_EndSuction | 5 | 4 | 5 | 8 | BranchMin5_BranchMax8 | 6 | 3 | 6 | 10 | HeaderMin6_HeaderMax10 | 6 | 3 | 9 | [9 empty] | NBS_040-150_4P_50HP_12.36_SS | 1179.7044 | INVALID
73 | 73 | 040-150-4P-50HP | NBS_040-150_4P_50HP_12.36_SS | 1179.7044 | 1179.7044 | 2359.4087 | 2 | 0 | 2 | A | NBS_EndSuction | 5 | 4 | 5 | 8 | BranchMin5_BranchMax8 | 6 | 3 | 6 | 10 | HeaderMin6_HeaderMax10 | 8 | 3 | 9 | [9 empty] | NBS_040-150_4P_50HP_12.36_SS | 1179.7044
73 | 73 | 040-150-4P-50HP | NBS_040-150_4P_50HP_12.36_SS | 1179.7044 | 1179.7044 | 2359.4087 | 2 | 0 | 2 | A | NBS_EndSuction | 5 | 4 | 5 | 8 | BranchMin5_BranchMax8 | 6 | 3 | 6 | 10 | HeaderMin6_HeaderMax10 | 10 | 3 | 9 | [9 empty] | NBS_040-150_4P_50HP_12.36_SS | 1179.7044
73 | 73 | 040-150-4P-50HP | NBS_040-150_4P_50HP_12.36_SS | 1179.7044 | 1179.7044 | 2359.4087 | 2 | 0 | 2 | A | NBS_EndSuction | 5 | 4 | 5 | 8 | BranchMin5_BranchMax8 | 8 | 3 | 6 | 10 | HeaderMin6_HeaderMax10 | 6 | 3 | 9 | [9 empty] | NBS_040-150_4P_50HP_12.36_SS | 1179.7044 | INVALID
73 | 73 | 040-150-4P-50HP | NBS_040-150_4P_50HP_12.36_SS | 1179.7044 | 1179.7044 | 2359.4087 | 2 | 0 | 2 | A | NBS_EndSuction | 5 | 4 | 5 | 8 | BranchMin5_BranchMax8 | 8 | 3 | 6 | 10 | HeaderMin6_HeaderMax10 | 8 | 3 | 9 | [9 empty] | NBS_040-150_4P_50HP_12.36_SS | 1179.7044 | INVALID
73 | 73 | 040-150-4P-50HP | NBS_040-150_4P_50HP_12.36_SS | 1179.7044 | 1179.7044 | 2359.4087 | 2 | 0 | 2 | A | NBS_EndSuction | 5 | 4 | 5 | 8 | BranchMin5_BranchMax8 | 8 | 3 | 6 | 10 | HeaderMin6_HeaderMax10 | 10 | 3 | 9 | [9 empty] | NBS_040-150_4P_50HP_12.36_SS | 1179.7044
74 | 74 | 040-150-4P-60HP | NBS_040-150_4P_60HP_13.07_SS | 1257.8884 | 1257.8884 | 2515.7767 | 2 | 0 | 2 | A | NBS_EndSuction | 5 | 4 | 5 | 8 | BranchMin5_BranchMax8 | 5 | 3 | 6 | 12 | HeaderMin6_HeaderMax12 | 6 | 4 | 12 | [9 empty] | NBS_040-150_4P_60HP_13.07_SS | 1257.8884
74 | 74 | 040-150-4P-60HP | NBS_040-150_4P_60HP_13.07_SS | 1257.8884 | 1257.8884 | 2515.7767 | 2 | 0 | 2 | A | NBS_EndSuction | 5 | 4 | 5 | 8 | BranchMin5_BranchMax8 | 5 | 3 | 6 | 12 | HeaderMin6_HeaderMax12 | 8 | 4 | 12 | [9 empty] | NBS_040-150_4P_60HP_13.07_SS | 1257.8884
74 | 74 | 040-150-4P-60HP | NBS_040-150_4P_60HP_13.07_SS | 1257.8884 | 1257.8884 | 2515.7767 | 2 | 0 | 2 | A | NBS_EndSuction | 5 | 4 | 5 | 8 | BranchMin5_BranchMax8 | 5 | 3 | 6 | 12 | HeaderMin6_HeaderMax12 | 10 | 4 | 12 | [9 empty] | NBS_040-150_4P_60HP_13.07_SS | 1257.8884
74 | 74 | 040-150-4P-60HP | NBS_040-150_4P_60HP_13.07_SS | 1257.8884 | 1257.8884 | 2515.7767 | 2 | 0 | 2 | A | NBS_EndSuction | 5 | 4 | 5 | 8 | BranchMin5_BranchMax8 | 5 | 3 | 6 | 12 | HeaderMin6_HeaderMax12 | 12 | 4 | 12 | [9 empty] | NBS_040-150_4P_60HP_13.07_SS | 1257.8884
74 | 74 | 040-150-4P-60HP | NBS_040-150_4P_60HP_13.07_SS | 1257.8884 | 1257.8884 | 2515.7767 | 2 | 0 | 2 | A | NBS_EndSuction | 5 | 4 | 5 | 8 | BranchMin5_BranchMax8 | 6 | 3 | 6 | 12 | HeaderMin6_HeaderMax12 | 6 | 4 | 12 | [9 empty] | NBS_040-150_4P_60HP_13.07_SS | 1257.8884 | INVALID
74 | 74 | 040-150-4P-60HP | NBS_040-150_4P_60HP_13.07_SS | 1257.8884 | 1257.8884 | 2515.7767 | 2 | 0 | 2 | A | NBS_EndSuction | 5 | 4 | 5 | 8 | BranchMin5_BranchMax8 | 6 | 3 | 6 | 12 | HeaderMin6_HeaderMax12 | 8 | 4 | 12 | [9 empty] | NBS_040-150_4P_60HP_13.07_SS | 1257.8884
74 | 74 | 040-150-4P-60HP | NBS_040-150_4P_60HP_13.07_SS | 1257.8884 | 1257.8884 | 2515.7767 | 2 | 0 | 2 | A | NBS_EndSuction | 5 | 4 | 5 | 8 | BranchMin5_BranchMax8 | 6 | 3 | 6 | 12 | HeaderMin6_HeaderMax12 | 10 | 4 | 12 | [9 empty] | NBS_040-150_4P_60HP_13.07_SS | 1257.8884
74 | 74 | 040-150-4P-60HP | NBS_040-150_4P_60HP_13.07_SS | 1257.8884 | 1257.8884 | 2515.7767 | 2 | 0 | 2 | A | NBS_EndSuction | 5 | 4 | 5 | 8 | BranchMin5_BranchMax8 | 6 | 3 | 6 | 12 | HeaderMin6_HeaderMax12 | 12 | 4 | 12 | [9 empty] | NBS_040-150_4P_60HP_13.07_SS | 1257.8884
74 | 74 | 040-150-4P-60HP | NBS_040-150_4P_60HP_13.07_SS | 1257.8884 | 1257.8884 | 2515.7767 | 2 | 0 | 2 | A | NBS_EndSuction | 5 | 4 | 5 | 8 | BranchMin5_BranchMax8 | 8 | 3 | 6 | 12 | HeaderMin6_HeaderMax12 | 6 | 4 | 12 | [9 empty] | NBS_040-150_4P_60HP_13.07_SS | 1257.8884 | INVALID
74 | 74 | 040-150-4P-60HP | NBS_040-150_4P_60HP_13.07_SS | 1257.8884 | 1257.8884 | 2515.7767 | 2 | 0 | 2 | A | NBS_EndSuction | 5 | 4 | 5 | 8 | BranchMin5_BranchMax8 | 8 | 3 | 6 | 12 | HeaderMin6_HeaderMax12 | 8 | 4 | 12 | [9 empty] | NBS_040-150_4P_60HP_13.07_SS | 1257.8884 | INVALID
74 | 74 | 040-150-4P-60HP | NBS_040-150_4P_60HP_13.07_SS | 1257.8884 | 1257.8884 | 2515.7767 | 2 | 0 | 2 | A | NBS_EndSuction | 5 | 4 | 5 | 8 | BranchMin5_BranchMax8 | 8 | 3 | 6 | 12 | HeaderMin6_HeaderMax12 | 10 | 4 | 12 | [9 empty] | NBS_040-150_4P_60HP_13.07_SS | 1257.8884
74 | 74 | 040-150-4P-60HP | NBS_040-150_4P_60HP_13.07_SS | 1257.8884 | 1257.8884 | 2515.7767 | 2 | 0 | 2 | A | NBS_EndSuction | 5 | 4 | 5 | 8 | BranchMin5_BranchMax8 | 8 | 3 | 6 | 12 | HeaderMin6_HeaderMax12 | 12 | 4 | 12 | [9 empty] | NBS_040-150_4P_60HP_13.07_SS | 1257.8884
75 | 75 | 040-150-4P-75HP | NBS_040-150_4P_75HP_14.02_SS | 1397.6463 | 1397.6463 | 2795.2926 | 2 | 0 | 2 | A | NBS_EndSuction | 5 | 4 | 5 | 8 | BranchMin5_BranchMax8 | 5 | 3 | 6 | 12 | HeaderMin6_HeaderMax12 | 6 | 4 | 12 | [9 empty] | NBS_040-150_4P_75HP_14.02_SS | 1397.6463
75 | 75 | 040-150-4P-75HP | NBS_040-150_4P_75HP_14.02_SS | 1397.6463 | 1397.6463 | 2795.2926 | 2 | 0 | 2 | A | NBS_EndSuction | 5 | 4 | 5 | 8 | BranchMin5_BranchMax8 | 5 | 3 | 6 | 12 | HeaderMin6_HeaderMax12 | 8 | 4 | 12 | [9 empty] | NBS_040-150_4P_75HP_14.02_SS | 1397.6463
75 | 75 | 040-150-4P-75HP | NBS_040-150_4P_75HP_14.02_SS | 1397.6463 | 1397.6463 | 2795.2926 | 2 | 0 | 2 | A | NBS_EndSuction | 5 | 4 | 5 | 8 | BranchMin5_BranchMax8 | 5 | 3 | 6 | 12 | HeaderMin6_HeaderMax12 | 10 | 4 | 12 | [9 empty] | NBS_040-150_4P_75HP_14.02_SS | 1397.6463
75 | 75 | 040-150-4P-75HP | NBS_040-150_4P_75HP_14.02_SS | 1397.6463 | 1397.6463 | 2795.2926 | 2 | 0 | 2 | A | NBS_EndSuction | 5 | 4 | 5 | 8 | BranchMin5_BranchMax8 | 5 | 3 | 6 | 12 | HeaderMin6_HeaderMax12 | 12 | 4 | 12 | [9 empty] | NBS_040-150_4P_75HP_14.02_SS | 1397.6463
75 | 75 | 040-150-4P-75HP | NBS_040-150_4P_75HP_14.02_SS | 1397.6463 | 1397.6463 | 2795.2926 | 2 | 0 | 2 | A | NBS_EndSuction | 5 | 4 | 5 | 8 | BranchMin5_BranchMax8 | 6 | 3 | 6 | 12 | HeaderMin6_HeaderMax12 | 6 | 4 | 12 | [9 empty] | NBS_040-150_4P_75HP_14.02_SS | 1397.6463 | INVALID
75 | 75 | 040-150-4P-75HP | NBS_040-150_4P_75HP_14.02_SS | 1397.6463 | 1397.6463 | 2795.2926 | 2 | 0 | 2 | A | NBS_EndSuction | 5 | 4 | 5 | 8 | BranchMin5_BranchMax8 | 6 | 3 | 6 | 12 | HeaderMin6_HeaderMax12 | 8 | 4 | 12 | [9 empty] | NBS_040-150_4P_75HP_14.02_SS | 1397.6463
75 | 75 | 040-150-4P-75HP | NBS_040-150_4P_75HP_14.02_SS | 1397.6463 | 1397.6463 | 2795.2926 | 2 | 0 | 2 | A | NBS_EndSuction | 5 | 4 | 5 | 8 | BranchMin5_BranchMax8 | 6 | 3 | 6 | 12 | HeaderMin6_HeaderMax12 | 10 | 4 | 12 | [9 empty] | NBS_040-150_4P_75HP_14.02_SS | 1397.6463
75 | 75 | 040-150-4P-75HP | NBS_040-150_4P_75HP_14.02_SS | 1397.6463 | 1397.6463 | 2795.2926 | 2 | 0 | 2 | A | NBS_EndSuction | 5 | 4 | 5 | 8 | BranchMin5_BranchMax8 | 6 | 3 | 6 | 12 | HeaderMin6_HeaderMax12 | 12 | 4 | 12 | [9 empty] | NBS_040-150_4P_75HP_14.02_SS | 1397.6463
75 | 75 | 040-150-4P-75HP | NBS_040-150_4P_75HP_14.02_SS | 1397.6463 | 1397.6463 | 2795.2926 | 2 | 0 | 2 | A | NBS_EndSuction | 5 | 4 | 5 | 8 | BranchMin5_BranchMax8 | 8 | 3 | 6 | 12 | HeaderMin6_HeaderMax12 | 6 | 4 | 12 | [9 empty] | NBS_040-150_4P_75HP_14.02_SS | 1397.6463 | INVALID
75 | 75 | 040-150-4P-75HP | NBS_040-150_4P_75HP_14.02_SS | 1397.6463 | 1397.6463 | 2795.2926 | 2 | 0 | 2 | A | NBS_EndSuction | 5 | 4 | 5 | 8 | BranchMin5_BranchMax8 | 8 | 3 | 6 | 12 | HeaderMin6_HeaderMax12 | 8 | 4 | 12 | [9 empty] | NBS_040-150_4P_75HP_14.02_SS | 1397.6463 | INVALID
75 | 75 | 040-150-4P-75HP | NBS_040-150_4P_75HP_14.02_SS | 1397.6463 | 1397.6463 | 2795.2926 | 2 | 0 | 2 | A | NBS_EndSuction | 5 | 4 | 5 | 8 | BranchMin5_BranchMax8 | 8 | 3 | 6 | 12 | HeaderMin6_HeaderMax12 | 10 | 4 | 12 | [9 empty] | NBS_040-150_4P_75HP_14.02_SS | 1397.6463
75 | 75 | 040-150-4P-75HP | NBS_040-150_4P_75HP_14.02_SS | 1397.6463 | 1397.6463 | 2795.2926 | 2 | 0 | 2 | A | NBS_EndSuction | 5 | 4 | 5 | 8 | BranchMin5_BranchMax8 | 8 | 3 | 6 | 12 | HeaderMin6_HeaderMax12 | 12 | 4 | 12 | [9 empty] | NBS_040-150_4P_75HP_14.02_SS | 1397.6463
76 | 76 | 040-150-4P-100HP | NBS_040-150_4P_100HP_15.28_SS | 1556.5458 | 1556.5458 | 3113.0916 | 2 | 0 | 2 | A | NBS_EndSuction | 5 | 4 | 5 | 8 | BranchMin5_BranchMax8 | 5 | 3 | 6 | 12 | HeaderMin6_HeaderMax12 | 6 | 4 | 12 | [9 empty] | NBS_040-150_4P_100HP_15.28_SS | 1556.5458
76 | 76 | 040-150-4P-100HP | NBS_040-150_4P_100HP_15.28_SS | 1556.5458 | 1556.5458 | 3113.0916 | 2 | 0 | 2 | A | NBS_EndSuction | 5 | 4 | 5 | 8 | BranchMin5_BranchMax8 | 5 | 3 | 6 | 12 | HeaderMin6_HeaderMax12 | 8 | 4 | 12 | [9 empty] | NBS_040-150_4P_100HP_15.28_SS | 1556.5458
76 | 76 | 040-150-4P-100HP | NBS_040-150_4P_100HP_15.28_SS | 1556.5458 | 1556.5458 | 3113.0916 | 2 | 0 | 2 | A | NBS_EndSuction | 5 | 4 | 5 | 8 | BranchMin5_BranchMax8 | 5 | 3 | 6 | 12 | HeaderMin6_HeaderMax12 | 10 | 4 | 12 | [9 empty] | NBS_040-150_4P_100HP_15.28_SS | 1556.5458
76 | 76 | 040-150-4P-100HP | NBS_040-150_4P_100HP_15.28_SS | 1556.5458 | 1556.5458 | 3113.0916 | 2 | 0 | 2 | A | NBS_EndSuction | 5 | 4 | 5 | 8 | BranchMin5_BranchMax8 | 5 | 3 | 6 | 12 | HeaderMin6_HeaderMax12 | 12 | 4 | 12 | [9 empty] | NBS_040-150_4P_100HP_15.28_SS | 1556.5458
76 | 76 | 040-150-4P-100HP | NBS_040-150_4P_100HP_15.28_SS | 1556.5458 | 1556.5458 | 3113.0916 | 2 | 0 | 2 | A | NBS_EndSuction | 5 | 4 | 5 | 8 | BranchMin5_BranchMax8 | 6 | 3 | 6 | 12 | HeaderMin6_HeaderMax12 | 6 | 4 | 12 | [9 empty] | NBS_040-150_4P_100HP_15.28_SS | 1556.5458 | INVALID
76 | 76 | 040-150-4P-100HP | NBS_040-150_4P_100HP_15.28_SS | 1556.5458 | 1556.5458 | 3113.0916 | 2 | 0 | 2 | A | NBS_EndSuction | 5 | 4 | 5 | 8 | BranchMin5_BranchMax8 | 6 | 3 | 6 | 12 | HeaderMin6_HeaderMax12 | 8 | 4 | 12 | [9 empty] | NBS_040-150_4P_100HP_15.28_SS | 1556.5458
76 | 76 | 040-150-4P-100HP | NBS_040-150_4P_100HP_15.28_SS | 1556.5458 | 1556.5458 | 3113.0916 | 2 | 0 | 2 | A | NBS_EndSuction | 5 | 4 | 5 | 8 | BranchMin5_BranchMax8 | 6 | 3 | 6 | 12 | HeaderMin6_HeaderMax12 | 10 | 4 | 12 | [9 empty] | NBS_040-150_4P_100HP_15.28_SS | 1556.5458
76 | 76 | 040-150-4P-100HP | NBS_040-150_4P_100HP_15.28_SS | 1556.5458 | 1556.5458 | 3113.0916 | 2 | 0 | 2 | A | NBS_EndSuction | 5 | 4 | 5 | 8 | BranchMin5_BranchMax8 | 6 | 3 | 6 | 12 | HeaderMin6_HeaderMax12 | 12 | 4 | 12 | [9 empty] | NBS_040-150_4P_100HP_15.28_SS | 1556.5458
76 | 76 | 040-150-4P-100HP | NBS_040-150_4P_100HP_15.28_SS | 1556.5458 | 1556.5458 | 3113.0916 | 2 | 0 | 2 | A | NBS_EndSuction | 5 | 4 | 5 | 8 | BranchMin5_BranchMax8 | 8 | 3 | 6 | 12 | HeaderMin6_HeaderMax12 | 6 | 4 | 12 | [9 empty] | NBS_040-150_4P_100HP_15.28_SS | 1556.5458 | INVALID
76 | 76 | 040-150-4P-100HP | NBS_040-150_4P_100HP_15.28_SS | 1556.5458 | 1556.5458 | 3113.0916 | 2 | 0 | 2 | A | NBS_EndSuction | 5 | 4 | 5 | 8 | BranchMin5_BranchMax8 | 8 | 3 | 6 | 12 | HeaderMin6_HeaderMax12 | 8 | 4 | 12 | [9 empty] | NBS_040-150_4P_100HP_15.28_SS | 1556.5458 | INVALID
76 | 76 | 040-150-4P-100HP | NBS_040-150_4P_100HP_15.28_SS | 1556.5458 | 1556.5458 | 3113.0916 | 2 | 0 | 2 | A | NBS_EndSuction | 5 | 4 | 5 | 8 | BranchMin5_BranchMax8 | 8 | 3 | 6 | 12 | HeaderMin6_HeaderMax12 | 10 | 4 | 12 | [9 empty] | NBS_040-150_4P_100HP_15.28_SS | 1556.5458
76 | 76 | 040-150-4P-100HP | NBS_040-150_4P_100HP_15.28_SS | 1556.5458 | 1556.5458 | 3113.0916 | 2 | 0 | 2 | A | NBS_EndSuction | 5 | 4 | 5 | 8 | BranchMin5_BranchMax8 | 8 | 3 | 6 | 12 | HeaderMin6_HeaderMax12 | 12 | 4 | 12 | [9 empty] | NBS_040-150_4P_100HP_15.28_SS | 1556.5458
77 | 77 | 040-150-4P-125HP | NBS_040-150_4P_125HP_16.14_SS | 1658.4722 | 1658.4722 | 3316.9444 | 2 | 0 | 2 | A | NBS_EndSuction | 5 | 4 | 5 | 10 | BranchMin5_BranchMax10 | 5 | 4 | 6 | 12 | HeaderMin6_HeaderMax12 | 6 | 4 | 16 | [9 empty] | NBS_040-150_4P_125HP_16.14_SS | 1658.4722
77 | 77 | 040-150-4P-125HP | NBS_040-150_4P_125HP_16.14_SS | 1658.4722 | 1658.4722 | 3316.9444 | 2 | 0 | 2 | A | NBS_EndSuction | 5 | 4 | 5 | 10 | BranchMin5_BranchMax10 | 5 | 4 | 6 | 12 | HeaderMin6_HeaderMax12 | 8 | 4 | 16 | [9 empty] | NBS_040-150_4P_125HP_16.14_SS | 1658.4722
77 | 77 | 040-150-4P-125HP | NBS_040-150_4P_125HP_16.14_SS | 1658.4722 | 1658.4722 | 3316.9444 | 2 | 0 | 2 | A | NBS_EndSuction | 5 | 4 | 5 | 10 | BranchMin5_BranchMax10 | 5 | 4 | 6 | 12 | HeaderMin6_HeaderMax12 | 10 | 4 | 16 | [9 empty] | NBS_040-150_4P_125HP_16.14_SS | 1658.4722
77 | 77 | 040-150-4P-125HP | NBS_040-150_4P_125HP_16.14_SS | 1658.4722 | 1658.4722 | 3316.9444 | 2 | 0 | 2 | A | NBS_EndSuction | 5 | 4 | 5 | 10 | BranchMin5_BranchMax10 | 5 | 4 | 6 | 12 | HeaderMin6_HeaderMax12 | 12 | 4 | 16 | [9 empty] | NBS_040-150_4P_125HP_16.14_SS | 1658.4722
77 | 77 | 040-150-4P-125HP | NBS_040-150_4P_125HP_16.14_SS | 1658.4722 | 1658.4722 | 3316.9444 | 2 | 0 | 2 | A | NBS_EndSuction | 5 | 4 | 5 | 10 | BranchMin5_BranchMax10 | 6 | 4 | 6 | 12 | HeaderMin6_HeaderMax12 | 6 | 4 | 16 | [9 empty] | NBS_040-150_4P_125HP_16.14_SS | 1658.4722 | INVALID
77 | 77 | 040-150-4P-125HP | NBS_040-150_4P_125HP_16.14_SS | 1658.4722 | 1658.4722 | 3316.9444 | 2 | 0 | 2 | A | NBS_EndSuction | 5 | 4 | 5 | 10 | BranchMin5_BranchMax10 | 6 | 4 | 6 | 12 | HeaderMin6_HeaderMax12 | 8 | 4 | 16 | [9 empty] | NBS_040-150_4P_125HP_16.14_SS | 1658.4722
77 | 77 | 040-150-4P-125HP | NBS_040-150_4P_125HP_16.14_SS | 1658.4722 | 1658.4722 | 3316.9444 | 2 | 0 | 2 | A | NBS_EndSuction | 5 | 4 | 5 | 10 | BranchMin5_BranchMax10 | 6 | 4 | 6 | 12 | HeaderMin6_HeaderMax12 | 10 | 4 | 16 | [9 empty] | NBS_040-150_4P_125HP_16.14_SS | 1658.4722
77 | 77 | 040-150-4P-125HP | NBS_040-150_4P_125HP_16.14_SS | 1658.4722 | 1658.4722 | 3316.9444 | 2 | 0 | 2 | A | NBS_EndSuction | 5 | 4 | 5 | 10 | BranchMin5_BranchMax10 | 6 | 4 | 6 | 12 | HeaderMin6_HeaderMax12 | 12 | 4 | 16 | [9 empty] | NBS_040-150_4P_125HP_16.14_SS | 1658.4722
77 | 77 | 040-150-4P-125HP | NBS_040-150_4P_125HP_16.14_SS | 1658.4722 | 1658.4722 | 3316.9444 | 2 | 0 | 2 | A | NBS_EndSuction | 5 | 4 | 5 | 10 | BranchMin5_BranchMax10 | 8 | 4 | 6 | 12 | HeaderMin6_HeaderMax12 | 6 | 4 | 16 | [9 empty] | NBS_040-150_4P_125HP_16.14_SS | 1658.4722 | INVALID
77 | 77 | 040-150-4P-125HP | NBS_040-150_4P_125HP_16.14_SS | 1658.4722 | 1658.4722 | 3316.9444 | 2 | 0 | 2 | A | NBS_EndSuction | 5 | 4 | 5 | 10 | BranchMin5_BranchMax10 | 8 | 4 | 6 | 12 | HeaderMin6_HeaderMax12 | 8 | 4 | 16 | [9 empty] | NBS_040-150_4P_125HP_16.14_SS | 1658.4722 | INVALID
77 | 77 | 040-150-4P-125HP | NBS_040-150_4P_125HP_16.14_SS | 1658.4722 | 1658.4722 | 3316.9444 | 2 | 0 | 2 | A | NBS_EndSuction | 5 | 4 | 5 | 10 | BranchMin5_BranchMax10 | 8 | 4 | 6 | 12 | HeaderMin6_HeaderMax12 | 10 | 4 | 16 | [9 empty] | NBS_040-150_4P_125HP_16.14_SS | 1658.4722
77 | 77 | 040-150-4P-125HP | NBS_040-150_4P_125HP_16.14_SS | 1658.4722 | 1658.4722 | 3316.9444 | 2 | 0 | 2 | A | NBS_EndSuction | 5 | 4 | 5 | 10 | BranchMin5_BranchMax10 | 8 | 4 | 6 | 12 | HeaderMin6_HeaderMax12 | 12 | 4 | 16 | [9 empty] | NBS_040-150_4P_125HP_16.14_SS | 1658.4722
77 | 77 | 040-150-4P-125HP | NBS_040-150_4P_125HP_16.14_SS | 1658.4722 | 1658.4722 | 3316.9444 | 2 | 0 | 2 | A | NBS_EndSuction | 5 | 4 | 5 | 10 | BranchMin5_BranchMax10 | 10 | 4 | 6 | 12 | HeaderMin6_HeaderMax12 | 6 | 4 | 16 | [9 empty] | NBS_040-150_4P_125HP_16.14_SS | 1658.4722 | INVALID
77 | 77 | 040-150-4P-125HP | NBS_040-150_4P_125HP_16.14_SS | 1658.4722 | 1658.4722 | 3316.9444 | 2 | 0 | 2 | A | NBS_EndSuction | 5 | 4 | 5 | 10 | BranchMin5_BranchMax10 | 10 | 4 | 6 | 12 | HeaderMin6_HeaderMax12 | 8 | 4 | 16 | [9 empty] | NBS_040-150_4P_125HP_16.14_SS | 1658.4722 | INVALID
77 | 77 | 040-150-4P-125HP | NBS_040-150_4P_125HP_16.14_SS | 1658.4722 | 1658.4722 | 3316.9444 | 2 | 0 | 2 | A | NBS_EndSuction | 5 | 4 | 5 | 10 | BranchMin5_BranchMax10 | 10 | 4 | 6 | 12 | HeaderMin6_HeaderMax12 | 10 | 4 | 16 | [9 empty] | NBS_040-150_4P_125HP_16.14_SS | 1658.4722 | INVALID
77 | 77 | 040-150-4P-125HP | NBS_040-150_4P_125HP_16.14_SS | 1658.4722 | 1658.4722 | 3316.9444 | 2 | 0 | 2 | A | NBS_EndSuction | 5 | 4 | 5 | 10 | BranchMin5_BranchMax10 | 10 | 4 | 6 | 12 | HeaderMin6_HeaderMax12 | 12 | 4 | 16 | [9 empty] | NBS_040-150_4P_125HP_16.14_SS | 1658.4722
78 | 78 | 040-150-4P-150HP | NBS_040-150_4P_150HP_16.77_SS | 1749.9638 | 1749.9638 | 3499.9275 | 2 | 0 | 2 | A | NBS_EndSuction | 5 | 4 | 5 | 10 | BranchMin5_BranchMax10 | 5 | 4 | 6 | 12 | HeaderMin6_HeaderMax12 | 6 | 4 | 16 | [9 empty] | NBS_040-150_4P_150HP_16.77_SS | 1749.9638
78 | 78 | 040-150-4P-150HP | NBS_040-150_4P_150HP_16.77_SS | 1749.9638 | 1749.9638 | 3499.9275 | 2 | 0 | 2 | A | NBS_EndSuction | 5 | 4 | 5 | 10 | BranchMin5_BranchMax10 | 5 | 4 | 6 | 12 | HeaderMin6_HeaderMax12 | 8 | 4 | 16 | [9 empty] | NBS_040-150_4P_150HP_16.77_SS | 1749.9638
78 | 78 | 040-150-4P-150HP | NBS_040-150_4P_150HP_16.77_SS | 1749.9638 | 1749.9638 | 3499.9275 | 2 | 0 | 2 | A | NBS_EndSuction | 5 | 4 | 5 | 10 | BranchMin5_BranchMax10 | 5 | 4 | 6 | 12 | HeaderMin6_HeaderMax12 | 10 | 4 | 16 | [9 empty] | NBS_040-150_4P_150HP_16.77_SS | 1749.9638
78 | 78 | 040-150-4P-150HP | NBS_040-150_4P_150HP_16.77_SS | 1749.9638 | 1749.9638 | 3499.9275 | 2 | 0 | 2 | A | NBS_EndSuction | 5 | 4 | 5 | 10 | BranchMin5_BranchMax10 | 5 | 4 | 6 | 12 | HeaderMin6_HeaderMax12 | 12 | 4 | 16 | [9 empty] | NBS_040-150_4P_150HP_16.77_SS | 1749.9638
78 | 78 | 040-150-4P-150HP | NBS_040-150_4P_150HP_16.77_SS | 1749.9638 | 1749.9638 | 3499.9275 | 2 | 0 | 2 | A | NBS_EndSuction | 5 | 4 | 5 | 10 | BranchMin5_BranchMax10 | 6 | 4 | 6 | 12 | HeaderMin6_HeaderMax12 | 6 | 4 | 16 | [9 empty] | NBS_040-150_4P_150HP_16.77_SS | 1749.9638 | INVALID
78 | 78 | 040-150-4P-150HP | NBS_040-150_4P_150HP_16.77_SS | 1749.9638 | 1749.9638 | 3499.9275 | 2 | 0 | 2 | A | NBS_EndSuction | 5 | 4 | 5 | 10 | BranchMin5_BranchMax10 | 6 | 4 | 6 | 12 | HeaderMin6_HeaderMax12 | 8 | 4 | 16 | [9 empty] | NBS_040-150_4P_150HP_16.77_SS | 1749.9638
78 | 78 | 040-150-4P-150HP | NBS_040-150_4P_150HP_16.77_SS | 1749.9638 | 1749.9638 | 3499.9275 | 2 | 0 | 2 | A | NBS_EndSuction | 5 | 4 | 5 | 10 | BranchMin5_BranchMax10 | 6 | 4 | 6 | 12 | HeaderMin6_HeaderMax12 | 10 | 4 | 16 | [9 empty] | NBS_040-150_4P_150HP_16.77_SS | 1749.9638
78 | 78 | 040-150-4P-150HP | NBS_040-150_4P_150HP_16.77_SS | 1749.9638 | 1749.9638 | 3499.9275 | 2 | 0 | 2 | A | NBS_EndSuction | 5 | 4 | 5 | 10 | BranchMin5_BranchMax10 | 6 | 4 | 6 | 12 | HeaderMin6_HeaderMax12 | 12 | 4 | 16 | [9 empty] | NBS_040-150_4P_150HP_16.77_SS | 1749.9638
78 | 78 | 040-150-4P-150HP | NBS_040-150_4P_150HP_16.77_SS | 1749.9638 | 1749.9638 | 3499.9275 | 2 | 0 | 2 | A | NBS_EndSuction | 5 | 4 | 5 | 10 | BranchMin5_BranchMax10 | 8 | 4 | 6 | 12 | HeaderMin6_HeaderMax12 | 6 | 4 | 16 | [9 empty] | NBS_040-150_4P_150HP_16.77_SS | 1749.9638 | INVALID
78 | 78 | 040-150-4P-150HP | NBS_040-150_4P_150HP_16.77_SS | 1749.9638 | 1749.9638 | 3499.9275 | 2 | 0 | 2 | A | NBS_EndSuction | 5 | 4 | 5 | 10 | BranchMin5_BranchMax10 | 8 | 4 | 6 | 12 | HeaderMin6_HeaderMax12 | 8 | 4 | 16 | [9 empty] | NBS_040-150_4P_150HP_16.77_SS | 1749.9638 | INVALID
78 | 78 | 040-150-4P-150HP | NBS_040-150_4P_150HP_16.77_SS | 1749.9638 | 1749.9638 | 3499.9275 | 2 | 0 | 2 | A | NBS_EndSuction | 5 | 4 | 5 | 10 | BranchMin5_BranchMax10 | 8 | 4 | 6 | 12 | HeaderMin6_HeaderMax12 | 10 | 4 | 16 | [9 empty] | NBS_040-150_4P_150HP_16.77_SS | 1749.9638
78 | 78 | 040-150-4P-150HP | NBS_040-150_4P_150HP_16.77_SS | 1749.9638 | 1749.9638 | 3499.9275 | 2 | 0 | 2 | A | NBS_EndSuction | 5 | 4 | 5 | 10 | BranchMin5_BranchMax10 | 8 | 4 | 6 | 12 | HeaderMin6_HeaderMax12 | 12 | 4 | 16 | [9 empty] | NBS_040-150_4P_150HP_16.77_SS | 1749.9638
78 | 78 | 040-150-4P-150HP | NBS_040-150_4P_150HP_16.77_SS | 1749.9638 | 1749.9638 | 3499.9275 | 2 | 0 | 2 | A | NBS_EndSuction | 5 | 4 | 5 | 10 | BranchMin5_BranchMax10 | 10 | 4 | 6 | 12 | HeaderMin6_HeaderMax12 | 6 | 4 | 16 | [9 empty] | NBS_040-150_4P_150HP_16.77_SS | 1749.9638 | INVALID
78 | 78 | 040-150-4P-150HP | NBS_040-150_4P_150HP_16.77_SS | 1749.9638 | 1749.9638 | 3499.9275 | 2 | 0 | 2 | A | NBS_EndSuction | 5 | 4 | 5 | 10 | BranchMin5_BranchMax10 | 10 | 4 | 6 | 12 | HeaderMin6_HeaderMax12 | 8 | 4 | 16 | [9 empty] | NBS_040-150_4P_150HP_16.77_SS | 1749.9638 | INVALID
78 | 78 | 040-150-4P-150HP | NBS_040-150_4P_150HP_16.77_SS | 1749.9638 | 1749.9638 | 3499.9275 | 2 | 0 | 2 | A | NBS_EndSuction | 5 | 4 | 5 | 10 | BranchMin5_BranchMax10 | 10 | 4 | 6 | 12 | HeaderMin6_HeaderMax12 | 10 | 4 | 16 | [9 empty] | NBS_040-150_4P_150HP_16.77_SS | 1749.9638 | INVALID
78 | 78 | 040-150-4P-150HP | NBS_040-150_4P_150HP_16.77_SS | 1749.9638 | 1749.9638 | 3499.9275 | 2 | 0 | 2 | A | NBS_EndSuction | 5 | 4 | 5 | 10 | BranchMin5_BranchMax10 | 10 | 4 | 6 | 12 | HeaderMin6_HeaderMax12 | 12 | 4 | 16 | [9 empty] | NBS_040-150_4P_150HP_16.77_SS | 1749.9638
79 | 79 | 050-070-4P-3HP | NBS_050-070_4P_3HP_4.88_SS | 840.0118 | 840.0118 | 1680.0235 | 2 | 0 | 2 | A | NBS_EndSuction | 5 | 4 | 5 | 6 | BranchMin5_BranchMax6 | 5 | 2 | 6 | 10 | HeaderMin6_HeaderMax10 | 6 | 3 | 6 | [9 empty] | NBS_050-070_4P_3HP_4.88_SS | 840.0118
79 | 79 | 050-070-4P-3HP | NBS_050-070_4P_3HP_4.88_SS | 840.0118 | 840.0118 | 1680.0235 | 2 | 0 | 2 | A | NBS_EndSuction | 5 | 4 | 5 | 6 | BranchMin5_BranchMax6 | 5 | 2 | 6 | 10 | HeaderMin6_HeaderMax10 | 8 | 3 | 6 | [9 empty] | NBS_050-070_4P_3HP_4.88_SS | 840.0118
79 | 79 | 050-070-4P-3HP | NBS_050-070_4P_3HP_4.88_SS | 840.0118 | 840.0118 | 1680.0235 | 2 | 0 | 2 | A | NBS_EndSuction | 5 | 4 | 5 | 6 | BranchMin5_BranchMax6 | 5 | 2 | 6 | 10 | HeaderMin6_HeaderMax10 | 10 | 3 | 6 | [9 empty] | NBS_050-070_4P_3HP_4.88_SS | 840.0118
79 | 79 | 050-070-4P-3HP | NBS_050-070_4P_3HP_4.88_SS | 840.0118 | 840.0118 | 1680.0235 | 2 | 0 | 2 | A | NBS_EndSuction | 5 | 4 | 5 | 6 | BranchMin5_BranchMax6 | 6 | 2 | 6 | 10 | HeaderMin6_HeaderMax10 | 6 | 3 | 6 | [9 empty] | NBS_050-070_4P_3HP_4.88_SS | 840.0118 | INVALID
79 | 79 | 050-070-4P-3HP | NBS_050-070_4P_3HP_4.88_SS | 840.0118 | 840.0118 | 1680.0235 | 2 | 0 | 2 | A | NBS_EndSuction | 5 | 4 | 5 | 6 | BranchMin5_BranchMax6 | 6 | 2 | 6 | 10 | HeaderMin6_HeaderMax10 | 8 | 3 | 6 | [9 empty] | NBS_050-070_4P_3HP_4.88_SS | 840.0118
79 | 79 | 050-070-4P-3HP | NBS_050-070_4P_3HP_4.88_SS | 840.0118 | 840.0118 | 1680.0235 | 2 | 0 | 2 | A | NBS_EndSuction | 5 | 4 | 5 | 6 | BranchMin5_BranchMax6 | 6 | 2 | 6 | 10 | HeaderMin6_HeaderMax10 | 10 | 3 | 6 | [9 empty] | NBS_050-070_4P_3HP_4.88_SS | 840.0118
80 | 80 | 050-070-4P-5HP | NBS_050-070_4P_5HP_6.06_SS | 912.3919 | 912.3919 | 1824.7838 | 2 | 0 | 2 | A | NBS_EndSuction | 5 | 4 | 5 | 6 | BranchMin5_BranchMax6 | 5 | 2 | 6 | 10 | HeaderMin6_HeaderMax10 | 6 | 3 | 6 | [9 empty] | NBS_050-070_4P_5HP_6.06_SS | 912.3919
80 | 80 | 050-070-4P-5HP | NBS_050-070_4P_5HP_6.06_SS | 912.3919 | 912.3919 | 1824.7838 | 2 | 0 | 2 | A | NBS_EndSuction | 5 | 4 | 5 | 6 | BranchMin5_BranchMax6 | 5 | 2 | 6 | 10 | HeaderMin6_HeaderMax10 | 8 | 3 | 6 | [9 empty] | NBS_050-070_4P_5HP_6.06_SS | 912.3919
80 | 80 | 050-070-4P-5HP | NBS_050-070_4P_5HP_6.06_SS | 912.3919 | 912.3919 | 1824.7838 | 2 | 0 | 2 | A | NBS_EndSuction | 5 | 4 | 5 | 6 | BranchMin5_BranchMax6 | 5 | 2 | 6 | 10 | HeaderMin6_HeaderMax10 | 10 | 3 | 6 | [9 empty] | NBS_050-070_4P_5HP_6.06_SS | 912.3919
80 | 80 | 050-070-4P-5HP | NBS_050-070_4P_5HP_6.06_SS | 912.3919 | 912.3919 | 1824.7838 | 2 | 0 | 2 | A | NBS_EndSuction | 5 | 4 | 5 | 6 | BranchMin5_BranchMax6 | 6 | 2 | 6 | 10 | HeaderMin6_HeaderMax10 | 6 | 3 | 6 | [9 empty] | NBS_050-070_4P_5HP_6.06_SS | 912.3919 | INVALID
80 | 80 | 050-070-4P-5HP | NBS_050-070_4P_5HP_6.06_SS | 912.3919 | 912.3919 | 1824.7838 | 2 | 0 | 2 | A | NBS_EndSuction | 5 | 4 | 5 | 6 | BranchMin5_BranchMax6 | 6 | 2 | 6 | 10 | HeaderMin6_HeaderMax10 | 8 | 3 | 6 | [9 empty] | NBS_050-070_4P_5HP_6.06_SS | 912.3919
80 | 80 | 050-070-4P-5HP | NBS_050-070_4P_5HP_6.06_SS | 912.3919 | 912.3919 | 1824.7838 | 2 | 0 | 2 | A | NBS_EndSuction | 5 | 4 | 5 | 6 | BranchMin5_BranchMax6 | 6 | 2 | 6 | 10 | HeaderMin6_HeaderMax10 | 10 | 3 | 6 | [9 empty] | NBS_050-070_4P_5HP_6.06_SS | 912.3919
81 | 81 | 050-070-4P-7pt5HP | NBS_050-070_4P_7.5HP_6.61_SS | 963.4895 | 963.4895 | 1926.979 | 2 | 0 | 2 | A | NBS_EndSuction | 5 | 4 | 5 | 8 | BranchMin5_BranchMax8 | 5 | 3 | 6 | 10 | HeaderMin6_HeaderMax10 | 6 | 3 | 9 | [9 empty] | NBS_050-070_4P_7.5HP_6.61_SS | 963.4895
81 | 81 | 050-070-4P-7pt5HP | NBS_050-070_4P_7.5HP_6.61_SS | 963.4895 | 963.4895 | 1926.979 | 2 | 0 | 2 | A | NBS_EndSuction | 5 | 4 | 5 | 8 | BranchMin5_BranchMax8 | 5 | 3 | 6 | 10 | HeaderMin6_HeaderMax10 | 8 | 3 | 9 | [9 empty] | NBS_050-070_4P_7.5HP_6.61_SS | 963.4895
81 | 81 | 050-070-4P-7pt5HP | NBS_050-070_4P_7.5HP_6.61_SS | 963.4895 | 963.4895 | 1926.979 | 2 | 0 | 2 | A | NBS_EndSuction | 5 | 4 | 5 | 8 | BranchMin5_BranchMax8 | 5 | 3 | 6 | 10 | HeaderMin6_HeaderMax10 | 10 | 3 | 9 | [9 empty] | NBS_050-070_4P_7.5HP_6.61_SS | 963.4895
81 | 81 | 050-070-4P-7pt5HP | NBS_050-070_4P_7.5HP_6.61_SS | 963.4895 | 963.4895 | 1926.979 | 2 | 0 | 2 | A | NBS_EndSuction | 5 | 4 | 5 | 8 | BranchMin5_BranchMax8 | 6 | 3 | 6 | 10 | HeaderMin6_HeaderMax10 | 6 | 3 | 9 | [9 empty] | NBS_050-070_4P_7.5HP_6.61_SS | 963.4895 | INVALID
81 | 81 | 050-070-4P-7pt5HP | NBS_050-070_4P_7.5HP_6.61_SS | 963.4895 | 963.4895 | 1926.979 | 2 | 0 | 2 | A | NBS_EndSuction | 5 | 4 | 5 | 8 | BranchMin5_BranchMax8 | 6 | 3 | 6 | 10 | HeaderMin6_HeaderMax10 | 8 | 3 | 9 | [9 empty] | NBS_050-070_4P_7.5HP_6.61_SS | 963.4895
81 | 81 | 050-070-4P-7pt5HP | NBS_050-070_4P_7.5HP_6.61_SS | 963.4895 | 963.4895 | 1926.979 | 2 | 0 | 2 | A | NBS_EndSuction | 5 | 4 | 5 | 8 | BranchMin5_BranchMax8 | 6 | 3 | 6 | 10 | HeaderMin6_HeaderMax10 | 10 | 3 | 9 | [9 empty] | NBS_050-070_4P_7.5HP_6.61_SS | 963.4895
81 | 81 | 050-070-4P-7pt5HP | NBS_050-070_4P_7.5HP_6.61_SS | 963.4895 | 963.4895 | 1926.979 | 2 | 0 | 2 | A | NBS_EndSuction | 5 | 4 | 5 | 8 | BranchMin5_BranchMax8 | 8 | 3 | 6 | 10 | HeaderMin6_HeaderMax10 | 6 | 3 | 9 | [9 empty] | NBS_050-070_4P_7.5HP_6.61_SS | 963.4895 | INVALID
81 | 81 | 050-070-4P-7pt5HP | NBS_050-070_4P_7.5HP_6.61_SS | 963.4895 | 963.4895 | 1926.979 | 2 | 0 | 2 | A | NBS_EndSuction | 5 | 4 | 5 | 8 | BranchMin5_BranchMax8 | 8 | 3 | 6 | 10 | HeaderMin6_HeaderMax10 | 8 | 3 | 9 | [9 empty] | NBS_050-070_4P_7.5HP_6.61_SS | 963.4895 | INVALID
81 | 81 | 050-070-4P-7pt5HP | NBS_050-070_4P_7.5HP_6.61_SS | 963.4895 | 963.4895 | 1926.979 | 2 | 0 | 2 | A | NBS_EndSuction | 5 | 4 | 5 | 8 | BranchMin5_BranchMax8 | 8 | 3 | 6 | 10 | HeaderMin6_HeaderMax10 | 10 | 3 | 9 | [9 empty] | NBS_050-070_4P_7.5HP_6.61_SS | 963.4895
82 | 82 | 050-070-4P-10HP | NBS_050-070_4P_10HP_6.93_SS | 1003.339 | 1003.339 | 2006.678 | 2 | 0 | 2 | A | NBS_EndSuction | 5 | 4 | 5 | 8 | BranchMin5_BranchMax8 | 5 | 3 | 6 | 10 | HeaderMin6_HeaderMax10 | 6 | 3 | 9 | [9 empty] | NBS_050-070_4P_10HP_6.93_SS | 1003.339
82 | 82 | 050-070-4P-10HP | NBS_050-070_4P_10HP_6.93_SS | 1003.339 | 1003.339 | 2006.678 | 2 | 0 | 2 | A | NBS_EndSuction | 5 | 4 | 5 | 8 | BranchMin5_BranchMax8 | 5 | 3 | 6 | 10 | HeaderMin6_HeaderMax10 | 8 | 3 | 9 | [9 empty] | NBS_050-070_4P_10HP_6.93_SS | 1003.339
82 | 82 | 050-070-4P-10HP | NBS_050-070_4P_10HP_6.93_SS | 1003.339 | 1003.339 | 2006.678 | 2 | 0 | 2 | A | NBS_EndSuction | 5 | 4 | 5 | 8 | BranchMin5_BranchMax8 | 5 | 3 | 6 | 10 | HeaderMin6_HeaderMax10 | 10 | 3 | 9 | [9 empty] | NBS_050-070_4P_10HP_6.93_SS | 1003.339
82 | 82 | 050-070-4P-10HP | NBS_050-070_4P_10HP_6.93_SS | 1003.339 | 1003.339 | 2006.678 | 2 | 0 | 2 | A | NBS_EndSuction | 5 | 4 | 5 | 8 | BranchMin5_BranchMax8 | 6 | 3 | 6 | 10 | HeaderMin6_HeaderMax10 | 6 | 3 | 9 | [9 empty] | NBS_050-070_4P_10HP_6.93_SS | 1003.339 | INVALID
82 | 82 | 050-070-4P-10HP | NBS_050-070_4P_10HP_6.93_SS | 1003.339 | 1003.339 | 2006.678 | 2 | 0 | 2 | A | NBS_EndSuction | 5 | 4 | 5 | 8 | BranchMin5_BranchMax8 | 6 | 3 | 6 | 10 | HeaderMin6_HeaderMax10 | 8 | 3 | 9 | [9 empty] | NBS_050-070_4P_10HP_6.93_SS | 1003.339
82 | 82 | 050-070-4P-10HP | NBS_050-070_4P_10HP_6.93_SS | 1003.339 | 1003.339 | 2006.678 | 2 | 0 | 2 | A | NBS_EndSuction | 5 | 4 | 5 | 8 | BranchMin5_BranchMax8 | 6 | 3 | 6 | 10 | HeaderMin6_HeaderMax10 | 10 | 3 | 9 | [9 empty] | NBS_050-070_4P_10HP_6.93_SS | 1003.339
82 | 82 | 050-070-4P-10HP | NBS_050-070_4P_10HP_6.93_SS | 1003.339 | 1003.339 | 2006.678 | 2 | 0 | 2 | A | NBS_EndSuction | 5 | 4 | 5 | 8 | BranchMin5_BranchMax8 | 8 | 3 | 6 | 10 | HeaderMin6_HeaderMax10 | 6 | 3 | 9 | [9 empty] | NBS_050-070_4P_10HP_6.93_SS | 1003.339 | INVALID
82 | 82 | 050-070-4P-10HP | NBS_050-070_4P_10HP_6.93_SS | 1003.339 | 1003.339 | 2006.678 | 2 | 0 | 2 | A | NBS_EndSuction | 5 | 4 | 5 | 8 | BranchMin5_BranchMax8 | 8 | 3 | 6 | 10 | HeaderMin6_HeaderMax10 | 8 | 3 | 9 | [9 empty] | NBS_050-070_4P_10HP_6.93_SS | 1003.339 | INVALID
82 | 82 | 050-070-4P-10HP | NBS_050-070_4P_10HP_6.93_SS | 1003.339 | 1003.339 | 2006.678 | 2 | 0 | 2 | A | NBS_EndSuction | 5 | 4 | 5 | 8 | BranchMin5_BranchMax8 | 8 | 3 | 6 | 10 | HeaderMin6_HeaderMax10 | 10 | 3 | 9 | [9 empty] | NBS_050-070_4P_10HP_6.93_SS | 1003.339
83 | 83 | 050-095-4P-10HP | NBS_050-095_4P_10HP_6.46_SS | 1234.2559 | 1234.2559 | 2468.5118 | 2 | 0 | 2 | A | NBS_EndSuction | 6 | 5 | 6 | 8 | BranchMin6_BranchMax8 | 6 | 2 | 8 | 10 | HeaderMin8_HeaderMax10 | 8 | 2 | 4 | [9 empty] | NBS_050-095_4P_10HP_6.46_SS | 1234.2559
83 | 83 | 050-095-4P-10HP | NBS_050-095_4P_10HP_6.46_SS | 1234.2559 | 1234.2559 | 2468.5118 | 2 | 0 | 2 | A | NBS_EndSuction | 6 | 5 | 6 | 8 | BranchMin6_BranchMax8 | 6 | 2 | 8 | 10 | HeaderMin8_HeaderMax10 | 10 | 2 | 4 | [9 empty] | NBS_050-095_4P_10HP_6.46_SS | 1234.2559
83 | 83 | 050-095-4P-10HP | NBS_050-095_4P_10HP_6.46_SS | 1234.2559 | 1234.2559 | 2468.5118 | 2 | 0 | 2 | A | NBS_EndSuction | 6 | 5 | 6 | 8 | BranchMin6_BranchMax8 | 8 | 2 | 8 | 10 | HeaderMin8_HeaderMax10 | 8 | 2 | 4 | [9 empty] | NBS_050-095_4P_10HP_6.46_SS | 1234.2559 | INVALID
83 | 83 | 050-095-4P-10HP | NBS_050-095_4P_10HP_6.46_SS | 1234.2559 | 1234.2559 | 2468.5118 | 2 | 0 | 2 | A | NBS_EndSuction | 6 | 5 | 6 | 8 | BranchMin6_BranchMax8 | 8 | 2 | 8 | 10 | HeaderMin8_HeaderMax10 | 10 | 2 | 4 | [9 empty] | NBS_050-095_4P_10HP_6.46_SS | 1234.2559
84 | 84 | 050-095-4P-15HP | NBS_050-095_4P_15HP_7.40_SS | 1338.3397 | 1338.3397 | 2676.6794 | 2 | 0 | 2 | A | NBS_EndSuction | 6 | 5 | 6 | 8 | BranchMin6_BranchMax8 | 6 | 2 | 8 | 12 | HeaderMin8_HeaderMax12 | 8 | 3 | 6 | [9 empty] | NBS_050-095_4P_15HP_7.40_SS | 1338.3397
84 | 84 | 050-095-4P-15HP | NBS_050-095_4P_15HP_7.40_SS | 1338.3397 | 1338.3397 | 2676.6794 | 2 | 0 | 2 | A | NBS_EndSuction | 6 | 5 | 6 | 8 | BranchMin6_BranchMax8 | 6 | 2 | 8 | 12 | HeaderMin8_HeaderMax12 | 10 | 3 | 6 | [9 empty] | NBS_050-095_4P_15HP_7.40_SS | 1338.3397
84 | 84 | 050-095-4P-15HP | NBS_050-095_4P_15HP_7.40_SS | 1338.3397 | 1338.3397 | 2676.6794 | 2 | 0 | 2 | A | NBS_EndSuction | 6 | 5 | 6 | 8 | BranchMin6_BranchMax8 | 6 | 2 | 8 | 12 | HeaderMin8_HeaderMax12 | 12 | 3 | 6 | [9 empty] | NBS_050-095_4P_15HP_7.40_SS | 1338.3397
84 | 84 | 050-095-4P-15HP | NBS_050-095_4P_15HP_7.40_SS | 1338.3397 | 1338.3397 | 2676.6794 | 2 | 0 | 2 | A | NBS_EndSuction | 6 | 5 | 6 | 8 | BranchMin6_BranchMax8 | 8 | 2 | 8 | 12 | HeaderMin8_HeaderMax12 | 8 | 3 | 6 | [9 empty] | NBS_050-095_4P_15HP_7.40_SS | 1338.3397 | INVALID
84 | 84 | 050-095-4P-15HP | NBS_050-095_4P_15HP_7.40_SS | 1338.3397 | 1338.3397 | 2676.6794 | 2 | 0 | 2 | A | NBS_EndSuction | 6 | 5 | 6 | 8 | BranchMin6_BranchMax8 | 8 | 2 | 8 | 12 | HeaderMin8_HeaderMax12 | 10 | 3 | 6 | [9 empty] | NBS_050-095_4P_15HP_7.40_SS | 1338.3397
84 | 84 | 050-095-4P-15HP | NBS_050-095_4P_15HP_7.40_SS | 1338.3397 | 1338.3397 | 2676.6794 | 2 | 0 | 2 | A | NBS_EndSuction | 6 | 5 | 6 | 8 | BranchMin6_BranchMax8 | 8 | 2 | 8 | 12 | HeaderMin8_HeaderMax12 | 12 | 3 | 6 | [9 empty] | NBS_050-095_4P_15HP_7.40_SS | 1338.3397
85 | 85 | 050-095-4P-20HP | NBS_050-095_4P_20HP_8.19_SS | 1409.7542 | 1409.7542 | 2819.5084 | 2 | 0 | 2 | A | NBS_EndSuction | 6 | 5 | 6 | 8 | BranchMin6_BranchMax8 | 6 | 2 | 8 | 12 | HeaderMin8_HeaderMax12 | 8 | 3 | 6 | [9 empty] | NBS_050-095_4P_20HP_8.19_SS | 1409.7542
85 | 85 | 050-095-4P-20HP | NBS_050-095_4P_20HP_8.19_SS | 1409.7542 | 1409.7542 | 2819.5084 | 2 | 0 | 2 | A | NBS_EndSuction | 6 | 5 | 6 | 8 | BranchMin6_BranchMax8 | 6 | 2 | 8 | 12 | HeaderMin8_HeaderMax12 | 10 | 3 | 6 | [9 empty] | NBS_050-095_4P_20HP_8.19_SS | 1409.7542
85 | 85 | 050-095-4P-20HP | NBS_050-095_4P_20HP_8.19_SS | 1409.7542 | 1409.7542 | 2819.5084 | 2 | 0 | 2 | A | NBS_EndSuction | 6 | 5 | 6 | 8 | BranchMin6_BranchMax8 | 6 | 2 | 8 | 12 | HeaderMin8_HeaderMax12 | 12 | 3 | 6 | [9 empty] | NBS_050-095_4P_20HP_8.19_SS | 1409.7542
85 | 85 | 050-095-4P-20HP | NBS_050-095_4P_20HP_8.19_SS | 1409.7542 | 1409.7542 | 2819.5084 | 2 | 0 | 2 | A | NBS_EndSuction | 6 | 5 | 6 | 8 | BranchMin6_BranchMax8 | 8 | 2 | 8 | 12 | HeaderMin8_HeaderMax12 | 8 | 3 | 6 | [9 empty] | NBS_050-095_4P_20HP_8.19_SS | 1409.7542 | INVALID
85 | 85 | 050-095-4P-20HP | NBS_050-095_4P_20HP_8.19_SS | 1409.7542 | 1409.7542 | 2819.5084 | 2 | 0 | 2 | A | NBS_EndSuction | 6 | 5 | 6 | 8 | BranchMin6_BranchMax8 | 8 | 2 | 8 | 12 | HeaderMin8_HeaderMax12 | 10 | 3 | 6 | [9 empty] | NBS_050-095_4P_20HP_8.19_SS | 1409.7542
85 | 85 | 050-095-4P-20HP | NBS_050-095_4P_20HP_8.19_SS | 1409.7542 | 1409.7542 | 2819.5084 | 2 | 0 | 2 | A | NBS_EndSuction | 6 | 5 | 6 | 8 | BranchMin6_BranchMax8 | 8 | 2 | 8 | 12 | HeaderMin8_HeaderMax12 | 12 | 3 | 6 | [9 empty] | NBS_050-095_4P_20HP_8.19_SS | 1409.7542
86 | 86 | 050-095-4P-25HP | NBS_050-095_4P_25HP_8.74_SS | 1493.981 | 1493.981 | 2987.9621 | 2 | 0 | 2 | A | NBS_EndSuction | 6 | 5 | 6 | 8 | BranchMin6_BranchMax8 | 6 | 2 | 8 | 12 | HeaderMin8_HeaderMax12 | 8 | 3 | 6 | [9 empty] | NBS_050-095_4P_25HP_8.74_SS | 1493.981
86 | 86 | 050-095-4P-25HP | NBS_050-095_4P_25HP_8.74_SS | 1493.981 | 1493.981 | 2987.9621 | 2 | 0 | 2 | A | NBS_EndSuction | 6 | 5 | 6 | 8 | BranchMin6_BranchMax8 | 6 | 2 | 8 | 12 | HeaderMin8_HeaderMax12 | 10 | 3 | 6 | [9 empty] | NBS_050-095_4P_25HP_8.74_SS | 1493.981
86 | 86 | 050-095-4P-25HP | NBS_050-095_4P_25HP_8.74_SS | 1493.981 | 1493.981 | 2987.9621 | 2 | 0 | 2 | A | NBS_EndSuction | 6 | 5 | 6 | 8 | BranchMin6_BranchMax8 | 6 | 2 | 8 | 12 | HeaderMin8_HeaderMax12 | 12 | 3 | 6 | [9 empty] | NBS_050-095_4P_25HP_8.74_SS | 1493.981
86 | 86 | 050-095-4P-25HP | NBS_050-095_4P_25HP_8.74_SS | 1493.981 | 1493.981 | 2987.9621 | 2 | 0 | 2 | A | NBS_EndSuction | 6 | 5 | 6 | 8 | BranchMin6_BranchMax8 | 8 | 2 | 8 | 12 | HeaderMin8_HeaderMax12 | 8 | 3 | 6 | [9 empty] | NBS_050-095_4P_25HP_8.74_SS | 1493.981 | INVALID
86 | 86 | 050-095-4P-25HP | NBS_050-095_4P_25HP_8.74_SS | 1493.981 | 1493.981 | 2987.9621 | 2 | 0 | 2 | A | NBS_EndSuction | 6 | 5 | 6 | 8 | BranchMin6_BranchMax8 | 8 | 2 | 8 | 12 | HeaderMin8_HeaderMax12 | 10 | 3 | 6 | [9 empty] | NBS_050-095_4P_25HP_8.74_SS | 1493.981
86 | 86 | 050-095-4P-25HP | NBS_050-095_4P_25HP_8.74_SS | 1493.981 | 1493.981 | 2987.9621 | 2 | 0 | 2 | A | NBS_EndSuction | 6 | 5 | 6 | 8 | BranchMin6_BranchMax8 | 8 | 2 | 8 | 12 | HeaderMin8_HeaderMax12 | 12 | 3 | 6 | [9 empty] | NBS_050-095_4P_25HP_8.74_SS | 1493.981
87 | 87 | 050-095-4P-30HP | NBS_050-095_4P_30HP_9.13_SS | 1550.69 | 1550.69 | 3101.38 | 2 | 0 | 2 | A | NBS_EndSuction | 6 | 5 | 6 | 8 | BranchMin6_BranchMax8 | 6 | 2 | 8 | 12 | HeaderMin8_HeaderMax12 | 8 | 3 | 6 | [9 empty] | NBS_050-095_4P_30HP_9.13_SS | 1550.69
87 | 87 | 050-095-4P-30HP | NBS_050-095_4P_30HP_9.13_SS | 1550.69 | 1550.69 | 3101.38 | 2 | 0 | 2 | A | NBS_EndSuction | 6 | 5 | 6 | 8 | BranchMin6_BranchMax8 | 6 | 2 | 8 | 12 | HeaderMin8_HeaderMax12 | 10 | 3 | 6 | [9 empty] | NBS_050-095_4P_30HP_9.13_SS | 1550.69
87 | 87 | 050-095-4P-30HP | NBS_050-095_4P_30HP_9.13_SS | 1550.69 | 1550.69 | 3101.38 | 2 | 0 | 2 | A | NBS_EndSuction | 6 | 5 | 6 | 8 | BranchMin6_BranchMax8 | 6 | 2 | 8 | 12 | HeaderMin8_HeaderMax12 | 12 | 3 | 6 | [9 empty] | NBS_050-095_4P_30HP_9.13_SS | 1550.69
87 | 87 | 050-095-4P-30HP | NBS_050-095_4P_30HP_9.13_SS | 1550.69 | 1550.69 | 3101.38 | 2 | 0 | 2 | A | NBS_EndSuction | 6 | 5 | 6 | 8 | BranchMin6_BranchMax8 | 8 | 2 | 8 | 12 | HeaderMin8_HeaderMax12 | 8 | 3 | 6 | [9 empty] | NBS_050-095_4P_30HP_9.13_SS | 1550.69 | INVALID
87 | 87 | 050-095-4P-30HP | NBS_050-095_4P_30HP_9.13_SS | 1550.69 | 1550.69 | 3101.38 | 2 | 0 | 2 | A | NBS_EndSuction | 6 | 5 | 6 | 8 | BranchMin6_BranchMax8 | 8 | 2 | 8 | 12 | HeaderMin8_HeaderMax12 | 10 | 3 | 6 | [9 empty] | NBS_050-095_4P_30HP_9.13_SS | 1550.69
87 | 87 | 050-095-4P-30HP | NBS_050-095_4P_30HP_9.13_SS | 1550.69 | 1550.69 | 3101.38 | 2 | 0 | 2 | A | NBS_EndSuction | 6 | 5 | 6 | 8 | BranchMin6_BranchMax8 | 8 | 2 | 8 | 12 | HeaderMin8_HeaderMax12 | 12 | 3 | 6 | [9 empty] | NBS_050-095_4P_30HP_9.13_SS | 1550.69
88 | 88 | 050-110-4P-20HP | NBS_050-110_4P_20HP_8.35_SS | 1352.693 | 1352.693 | 2705.3861 | 2 | 0 | 2 | A | NBS_EndSuction | 6 | 5 | 6 | 8 | BranchMin6_BranchMax8 | 6 | 2 | 8 | 12 | HeaderMin8_HeaderMax12 | 8 | 3 | 6 | [9 empty] | NBS_050-110_4P_20HP_8.35_SS | 1352.693
88 | 88 | 050-110-4P-20HP | NBS_050-110_4P_20HP_8.35_SS | 1352.693 | 1352.693 | 2705.3861 | 2 | 0 | 2 | A | NBS_EndSuction | 6 | 5 | 6 | 8 | BranchMin6_BranchMax8 | 6 | 2 | 8 | 12 | HeaderMin8_HeaderMax12 | 10 | 3 | 6 | [9 empty] | NBS_050-110_4P_20HP_8.35_SS | 1352.693
88 | 88 | 050-110-4P-20HP | NBS_050-110_4P_20HP_8.35_SS | 1352.693 | 1352.693 | 2705.3861 | 2 | 0 | 2 | A | NBS_EndSuction | 6 | 5 | 6 | 8 | BranchMin6_BranchMax8 | 6 | 2 | 8 | 12 | HeaderMin8_HeaderMax12 | 12 | 3 | 6 | [9 empty] | NBS_050-110_4P_20HP_8.35_SS | 1352.693
88 | 88 | 050-110-4P-20HP | NBS_050-110_4P_20HP_8.35_SS | 1352.693 | 1352.693 | 2705.3861 | 2 | 0 | 2 | A | NBS_EndSuction | 6 | 5 | 6 | 8 | BranchMin6_BranchMax8 | 8 | 2 | 8 | 12 | HeaderMin8_HeaderMax12 | 8 | 3 | 6 | [9 empty] | NBS_050-110_4P_20HP_8.35_SS | 1352.693 | INVALID
88 | 88 | 050-110-4P-20HP | NBS_050-110_4P_20HP_8.35_SS | 1352.693 | 1352.693 | 2705.3861 | 2 | 0 | 2 | A | NBS_EndSuction | 6 | 5 | 6 | 8 | BranchMin6_BranchMax8 | 8 | 2 | 8 | 12 | HeaderMin8_HeaderMax12 | 10 | 3 | 6 | [9 empty] | NBS_050-110_4P_20HP_8.35_SS | 1352.693
88 | 88 | 050-110-4P-20HP | NBS_050-110_4P_20HP_8.35_SS | 1352.693 | 1352.693 | 2705.3861 | 2 | 0 | 2 | A | NBS_EndSuction | 6 | 5 | 6 | 8 | BranchMin6_BranchMax8 | 8 | 2 | 8 | 12 | HeaderMin8_HeaderMax12 | 12 | 3 | 6 | [9 empty] | NBS_050-110_4P_20HP_8.35_SS | 1352.693
89 | 89 | 050-110-4P-25HP | NBS_050-110_4P_25HP_9.06_SS | 1398.703 | 1398.703 | 2797.406 | 2 | 0 | 2 | A | NBS_EndSuction | 6 | 5 | 6 | 8 | BranchMin6_BranchMax8 | 6 | 2 | 8 | 12 | HeaderMin8_HeaderMax12 | 8 | 3 | 6 | [9 empty] | NBS_050-110_4P_25HP_9.06_SS | 1398.703
89 | 89 | 050-110-4P-25HP | NBS_050-110_4P_25HP_9.06_SS | 1398.703 | 1398.703 | 2797.406 | 2 | 0 | 2 | A | NBS_EndSuction | 6 | 5 | 6 | 8 | BranchMin6_BranchMax8 | 6 | 2 | 8 | 12 | HeaderMin8_HeaderMax12 | 10 | 3 | 6 | [9 empty] | NBS_050-110_4P_25HP_9.06_SS | 1398.703
89 | 89 | 050-110-4P-25HP | NBS_050-110_4P_25HP_9.06_SS | 1398.703 | 1398.703 | 2797.406 | 2 | 0 | 2 | A | NBS_EndSuction | 6 | 5 | 6 | 8 | BranchMin6_BranchMax8 | 6 | 2 | 8 | 12 | HeaderMin8_HeaderMax12 | 12 | 3 | 6 | [9 empty] | NBS_050-110_4P_25HP_9.06_SS | 1398.703
89 | 89 | 050-110-4P-25HP | NBS_050-110_4P_25HP_9.06_SS | 1398.703 | 1398.703 | 2797.406 | 2 | 0 | 2 | A | NBS_EndSuction | 6 | 5 | 6 | 8 | BranchMin6_BranchMax8 | 8 | 2 | 8 | 12 | HeaderMin8_HeaderMax12 | 8 | 3 | 6 | [9 empty] | NBS_050-110_4P_25HP_9.06_SS | 1398.703 | INVALID
89 | 89 | 050-110-4P-25HP | NBS_050-110_4P_25HP_9.06_SS | 1398.703 | 1398.703 | 2797.406 | 2 | 0 | 2 | A | NBS_EndSuction | 6 | 5 | 6 | 8 | BranchMin6_BranchMax8 | 8 | 2 | 8 | 12 | HeaderMin8_HeaderMax12 | 10 | 3 | 6 | [9 empty] | NBS_050-110_4P_25HP_9.06_SS | 1398.703
89 | 89 | 050-110-4P-25HP | NBS_050-110_4P_25HP_9.06_SS | 1398.703 | 1398.703 | 2797.406 | 2 | 0 | 2 | A | NBS_EndSuction | 6 | 5 | 6 | 8 | BranchMin6_BranchMax8 | 8 | 2 | 8 | 12 | HeaderMin8_HeaderMax12 | 12 | 3 | 6 | [9 empty] | NBS_050-110_4P_25HP_9.06_SS | 1398.703
90 | 90 | 050-110-4P-30HP | NBS_050-110_4P_30HP_9.61_SS | 1508.9068 | 1508.9068 | 3017.8135 | 2 | 0 | 2 | A | NBS_EndSuction | 6 | 5 | 6 | 8 | BranchMin6_BranchMax8 | 6 | 2 | 8 | 12 | HeaderMin8_HeaderMax12 | 8 | 3 | 6 | [9 empty] | NBS_050-110_4P_30HP_9.61_SS | 1508.9068
90 | 90 | 050-110-4P-30HP | NBS_050-110_4P_30HP_9.61_SS | 1508.9068 | 1508.9068 | 3017.8135 | 2 | 0 | 2 | A | NBS_EndSuction | 6 | 5 | 6 | 8 | BranchMin6_BranchMax8 | 6 | 2 | 8 | 12 | HeaderMin8_HeaderMax12 | 10 | 3 | 6 | [9 empty] | NBS_050-110_4P_30HP_9.61_SS | 1508.9068
90 | 90 | 050-110-4P-30HP | NBS_050-110_4P_30HP_9.61_SS | 1508.9068 | 1508.9068 | 3017.8135 | 2 | 0 | 2 | A | NBS_EndSuction | 6 | 5 | 6 | 8 | BranchMin6_BranchMax8 | 6 | 2 | 8 | 12 | HeaderMin8_HeaderMax12 | 12 | 3 | 6 | [9 empty] | NBS_050-110_4P_30HP_9.61_SS | 1508.9068
90 | 90 | 050-110-4P-30HP | NBS_050-110_4P_30HP_9.61_SS | 1508.9068 | 1508.9068 | 3017.8135 | 2 | 0 | 2 | A | NBS_EndSuction | 6 | 5 | 6 | 8 | BranchMin6_BranchMax8 | 8 | 2 | 8 | 12 | HeaderMin8_HeaderMax12 | 8 | 3 | 6 | [9 empty] | NBS_050-110_4P_30HP_9.61_SS | 1508.9068 | INVALID
90 | 90 | 050-110-4P-30HP | NBS_050-110_4P_30HP_9.61_SS | 1508.9068 | 1508.9068 | 3017.8135 | 2 | 0 | 2 | A | NBS_EndSuction | 6 | 5 | 6 | 8 | BranchMin6_BranchMax8 | 8 | 2 | 8 | 12 | HeaderMin8_HeaderMax12 | 10 | 3 | 6 | [9 empty] | NBS_050-110_4P_30HP_9.61_SS | 1508.9068
90 | 90 | 050-110-4P-30HP | NBS_050-110_4P_30HP_9.61_SS | 1508.9068 | 1508.9068 | 3017.8135 | 2 | 0 | 2 | A | NBS_EndSuction | 6 | 5 | 6 | 8 | BranchMin6_BranchMax8 | 8 | 2 | 8 | 12 | HeaderMin8_HeaderMax12 | 12 | 3 | 6 | [9 empty] | NBS_050-110_4P_30HP_9.61_SS | 1508.9068
91 | 91 | 050-110-4P-40HP | NBS_050-110_4P_40HP_10.63_SS | 1674.3665 | 1674.3665 | 3348.7331 | 2 | 0 | 2 | A | NBS_EndSuction | 6 | 5 | 6 | 10 | BranchMin6_BranchMax10 | 6 | 3 | 8 | 12 | HeaderMin8_HeaderMax12 | 8 | 3 | 9 | [9 empty] | NBS_050-110_4P_40HP_10.63_SS | 1674.3665
91 | 91 | 050-110-4P-40HP | NBS_050-110_4P_40HP_10.63_SS | 1674.3665 | 1674.3665 | 3348.7331 | 2 | 0 | 2 | A | NBS_EndSuction | 6 | 5 | 6 | 10 | BranchMin6_BranchMax10 | 6 | 3 | 8 | 12 | HeaderMin8_HeaderMax12 | 10 | 3 | 9 | [9 empty] | NBS_050-110_4P_40HP_10.63_SS | 1674.3665
91 | 91 | 050-110-4P-40HP | NBS_050-110_4P_40HP_10.63_SS | 1674.3665 | 1674.3665 | 3348.7331 | 2 | 0 | 2 | A | NBS_EndSuction | 6 | 5 | 6 | 10 | BranchMin6_BranchMax10 | 6 | 3 | 8 | 12 | HeaderMin8_HeaderMax12 | 12 | 3 | 9 | [9 empty] | NBS_050-110_4P_40HP_10.63_SS | 1674.3665
91 | 91 | 050-110-4P-40HP | NBS_050-110_4P_40HP_10.63_SS | 1674.3665 | 1674.3665 | 3348.7331 | 2 | 0 | 2 | A | NBS_EndSuction | 6 | 5 | 6 | 10 | BranchMin6_BranchMax10 | 8 | 3 | 8 | 12 | HeaderMin8_HeaderMax12 | 8 | 3 | 9 | [9 empty] | NBS_050-110_4P_40HP_10.63_SS | 1674.3665 | INVALID
91 | 91 | 050-110-4P-40HP | NBS_050-110_4P_40HP_10.63_SS | 1674.3665 | 1674.3665 | 3348.7331 | 2 | 0 | 2 | A | NBS_EndSuction | 6 | 5 | 6 | 10 | BranchMin6_BranchMax10 | 8 | 3 | 8 | 12 | HeaderMin8_HeaderMax12 | 10 | 3 | 9 | [9 empty] | NBS_050-110_4P_40HP_10.63_SS | 1674.3665
91 | 91 | 050-110-4P-40HP | NBS_050-110_4P_40HP_10.63_SS | 1674.3665 | 1674.3665 | 3348.7331 | 2 | 0 | 2 | A | NBS_EndSuction | 6 | 5 | 6 | 10 | BranchMin6_BranchMax10 | 8 | 3 | 8 | 12 | HeaderMin8_HeaderMax12 | 12 | 3 | 9 | [9 empty] | NBS_050-110_4P_40HP_10.63_SS | 1674.3665
91 | 91 | 050-110-4P-40HP | NBS_050-110_4P_40HP_10.63_SS | 1674.3665 | 1674.3665 | 3348.7331 | 2 | 0 | 2 | A | NBS_EndSuction | 6 | 5 | 6 | 10 | BranchMin6_BranchMax10 | 10 | 3 | 8 | 12 | HeaderMin8_HeaderMax12 | 8 | 3 | 9 | [9 empty] | NBS_050-110_4P_40HP_10.63_SS | 1674.3665 | INVALID
91 | 91 | 050-110-4P-40HP | NBS_050-110_4P_40HP_10.63_SS | 1674.3665 | 1674.3665 | 3348.7331 | 2 | 0 | 2 | A | NBS_EndSuction | 6 | 5 | 6 | 10 | BranchMin6_BranchMax10 | 10 | 3 | 8 | 12 | HeaderMin8_HeaderMax12 | 10 | 3 | 9 | [9 empty] | NBS_050-110_4P_40HP_10.63_SS | 1674.3665 | INVALID
91 | 91 | 050-110-4P-40HP | NBS_050-110_4P_40HP_10.63_SS | 1674.3665 | 1674.3665 | 3348.7331 | 2 | 0 | 2 | A | NBS_EndSuction | 6 | 5 | 6 | 10 | BranchMin6_BranchMax10 | 10 | 3 | 8 | 12 | HeaderMin8_HeaderMax12 | 12 | 3 | 9 | [9 empty] | NBS_050-110_4P_40HP_10.63_SS | 1674.3665
92 | 92 | 050-135-4P-25HP | NBS_050-135_4P_25HP_8.86_SS | 1200.4144 | 1200.4144 | 2400.8289 | 2 | 0 | 2 | A | NBS_EndSuction | 6 | 5 | 6 | 8 | BranchMin6_BranchMax8 | 6 | 2 | 8 | 10 | HeaderMin8_HeaderMax10 | 8 | 2 | 4 | [9 empty] | NBS_050-135_4P_25HP_8.86_SS | 1200.4144
92 | 92 | 050-135-4P-25HP | NBS_050-135_4P_25HP_8.86_SS | 1200.4144 | 1200.4144 | 2400.8289 | 2 | 0 | 2 | A | NBS_EndSuction | 6 | 5 | 6 | 8 | BranchMin6_BranchMax8 | 6 | 2 | 8 | 10 | HeaderMin8_HeaderMax10 | 10 | 2 | 4 | [9 empty] | NBS_050-135_4P_25HP_8.86_SS | 1200.4144
92 | 92 | 050-135-4P-25HP | NBS_050-135_4P_25HP_8.86_SS | 1200.4144 | 1200.4144 | 2400.8289 | 2 | 0 | 2 | A | NBS_EndSuction | 6 | 5 | 6 | 8 | BranchMin6_BranchMax8 | 8 | 2 | 8 | 10 | HeaderMin8_HeaderMax10 | 8 | 2 | 4 | [9 empty] | NBS_050-135_4P_25HP_8.86_SS | 1200.4144 | INVALID
92 | 92 | 050-135-4P-25HP | NBS_050-135_4P_25HP_8.86_SS | 1200.4144 | 1200.4144 | 2400.8289 | 2 | 0 | 2 | A | NBS_EndSuction | 6 | 5 | 6 | 8 | BranchMin6_BranchMax8 | 8 | 2 | 8 | 10 | HeaderMin8_HeaderMax10 | 10 | 2 | 4 | [9 empty] | NBS_050-135_4P_25HP_8.86_SS | 1200.4144
93 | 93 | 050-135-4P-30HP | NBS_050-135_4P_30HP_9.49_SS | 1283.8269 | 1283.8269 | 2567.6538 | 2 | 0 | 2 | A | NBS_EndSuction | 6 | 5 | 6 | 8 | BranchMin6_BranchMax8 | 6 | 2 | 8 | 12 | HeaderMin8_HeaderMax12 | 8 | 3 | 6 | [9 empty] | NBS_050-135_4P_30HP_9.49_SS | 1283.8269
93 | 93 | 050-135-4P-30HP | NBS_050-135_4P_30HP_9.49_SS | 1283.8269 | 1283.8269 | 2567.6538 | 2 | 0 | 2 | A | NBS_EndSuction | 6 | 5 | 6 | 8 | BranchMin6_BranchMax8 | 6 | 2 | 8 | 12 | HeaderMin8_HeaderMax12 | 10 | 3 | 6 | [9 empty] | NBS_050-135_4P_30HP_9.49_SS | 1283.8269
93 | 93 | 050-135-4P-30HP | NBS_050-135_4P_30HP_9.49_SS | 1283.8269 | 1283.8269 | 2567.6538 | 2 | 0 | 2 | A | NBS_EndSuction | 6 | 5 | 6 | 8 | BranchMin6_BranchMax8 | 6 | 2 | 8 | 12 | HeaderMin8_HeaderMax12 | 12 | 3 | 6 | [9 empty] | NBS_050-135_4P_30HP_9.49_SS | 1283.8269
93 | 93 | 050-135-4P-30HP | NBS_050-135_4P_30HP_9.49_SS | 1283.8269 | 1283.8269 | 2567.6538 | 2 | 0 | 2 | A | NBS_EndSuction | 6 | 5 | 6 | 8 | BranchMin6_BranchMax8 | 8 | 2 | 8 | 12 | HeaderMin8_HeaderMax12 | 8 | 3 | 6 | [9 empty] | NBS_050-135_4P_30HP_9.49_SS | 1283.8269 | INVALID
93 | 93 | 050-135-4P-30HP | NBS_050-135_4P_30HP_9.49_SS | 1283.8269 | 1283.8269 | 2567.6538 | 2 | 0 | 2 | A | NBS_EndSuction | 6 | 5 | 6 | 8 | BranchMin6_BranchMax8 | 8 | 2 | 8 | 12 | HeaderMin8_HeaderMax12 | 10 | 3 | 6 | [9 empty] | NBS_050-135_4P_30HP_9.49_SS | 1283.8269
93 | 93 | 050-135-4P-30HP | NBS_050-135_4P_30HP_9.49_SS | 1283.8269 | 1283.8269 | 2567.6538 | 2 | 0 | 2 | A | NBS_EndSuction | 6 | 5 | 6 | 8 | BranchMin6_BranchMax8 | 8 | 2 | 8 | 12 | HeaderMin8_HeaderMax12 | 12 | 3 | 6 | [9 empty] | NBS_050-135_4P_30HP_9.49_SS | 1283.8269
94 | 94 | 050-135-4P-40HP | NBS_050-135_4P_40HP_10.59_SS | 1416.7849 | 1416.7849 | 2833.5698 | 2 | 0 | 2 | A | NBS_EndSuction | 6 | 5 | 6 | 8 | BranchMin6_BranchMax8 | 6 | 2 | 8 | 12 | HeaderMin8_HeaderMax12 | 8 | 3 | 6 | [9 empty] | NBS_050-135_4P_40HP_10.59_SS | 1416.7849
94 | 94 | 050-135-4P-40HP | NBS_050-135_4P_40HP_10.59_SS | 1416.7849 | 1416.7849 | 2833.5698 | 2 | 0 | 2 | A | NBS_EndSuction | 6 | 5 | 6 | 8 | BranchMin6_BranchMax8 | 6 | 2 | 8 | 12 | HeaderMin8_HeaderMax12 | 10 | 3 | 6 | [9 empty] | NBS_050-135_4P_40HP_10.59_SS | 1416.7849
94 | 94 | 050-135-4P-40HP | NBS_050-135_4P_40HP_10.59_SS | 1416.7849 | 1416.7849 | 2833.5698 | 2 | 0 | 2 | A | NBS_EndSuction | 6 | 5 | 6 | 8 | BranchMin6_BranchMax8 | 6 | 2 | 8 | 12 | HeaderMin8_HeaderMax12 | 12 | 3 | 6 | [9 empty] | NBS_050-135_4P_40HP_10.59_SS | 1416.7849
94 | 94 | 050-135-4P-40HP | NBS_050-135_4P_40HP_10.59_SS | 1416.7849 | 1416.7849 | 2833.5698 | 2 | 0 | 2 | A | NBS_EndSuction | 6 | 5 | 6 | 8 | BranchMin6_BranchMax8 | 8 | 2 | 8 | 12 | HeaderMin8_HeaderMax12 | 8 | 3 | 6 | [9 empty] | NBS_050-135_4P_40HP_10.59_SS | 1416.7849 | INVALID
94 | 94 | 050-135-4P-40HP | NBS_050-135_4P_40HP_10.59_SS | 1416.7849 | 1416.7849 | 2833.5698 | 2 | 0 | 2 | A | NBS_EndSuction | 6 | 5 | 6 | 8 | BranchMin6_BranchMax8 | 8 | 2 | 8 | 12 | HeaderMin8_HeaderMax12 | 10 | 3 | 6 | [9 empty] | NBS_050-135_4P_40HP_10.59_SS | 1416.7849
94 | 94 | 050-135-4P-40HP | NBS_050-135_4P_40HP_10.59_SS | 1416.7849 | 1416.7849 | 2833.5698 | 2 | 0 | 2 | A | NBS_EndSuction | 6 | 5 | 6 | 8 | BranchMin6_BranchMax8 | 8 | 2 | 8 | 12 | HeaderMin8_HeaderMax12 | 12 | 3 | 6 | [9 empty] | NBS_050-135_4P_40HP_10.59_SS | 1416.7849
95 | 95 | 050-135-4P-50HP | NBS_050-135_4P_50HP_11.30_SS | 1508.8665 | 1508.8665 | 3017.733 | 2 | 0 | 2 | A | NBS_EndSuction | 6 | 5 | 6 | 8 | BranchMin6_BranchMax8 | 6 | 2 | 8 | 12 | HeaderMin8_HeaderMax12 | 8 | 3 | 6 | [9 empty] | NBS_050-135_4P_50HP_11.30_SS | 1508.8665
95 | 95 | 050-135-4P-50HP | NBS_050-135_4P_50HP_11.30_SS | 1508.8665 | 1508.8665 | 3017.733 | 2 | 0 | 2 | A | NBS_EndSuction | 6 | 5 | 6 | 8 | BranchMin6_BranchMax8 | 6 | 2 | 8 | 12 | HeaderMin8_HeaderMax12 | 10 | 3 | 6 | [9 empty] | NBS_050-135_4P_50HP_11.30_SS | 1508.8665
95 | 95 | 050-135-4P-50HP | NBS_050-135_4P_50HP_11.30_SS | 1508.8665 | 1508.8665 | 3017.733 | 2 | 0 | 2 | A | NBS_EndSuction | 6 | 5 | 6 | 8 | BranchMin6_BranchMax8 | 6 | 2 | 8 | 12 | HeaderMin8_HeaderMax12 | 12 | 3 | 6 | [9 empty] | NBS_050-135_4P_50HP_11.30_SS | 1508.8665
95 | 95 | 050-135-4P-50HP | NBS_050-135_4P_50HP_11.30_SS | 1508.8665 | 1508.8665 | 3017.733 | 2 | 0 | 2 | A | NBS_EndSuction | 6 | 5 | 6 | 8 | BranchMin6_BranchMax8 | 8 | 2 | 8 | 12 | HeaderMin8_HeaderMax12 | 8 | 3 | 6 | [9 empty] | NBS_050-135_4P_50HP_11.30_SS | 1508.8665 | INVALID
95 | 95 | 050-135-4P-50HP | NBS_050-135_4P_50HP_11.30_SS | 1508.8665 | 1508.8665 | 3017.733 | 2 | 0 | 2 | A | NBS_EndSuction | 6 | 5 | 6 | 8 | BranchMin6_BranchMax8 | 8 | 2 | 8 | 12 | HeaderMin8_HeaderMax12 | 10 | 3 | 6 | [9 empty] | NBS_050-135_4P_50HP_11.30_SS | 1508.8665
95 | 95 | 050-135-4P-50HP | NBS_050-135_4P_50HP_11.30_SS | 1508.8665 | 1508.8665 | 3017.733 | 2 | 0 | 2 | A | NBS_EndSuction | 6 | 5 | 6 | 8 | BranchMin6_BranchMax8 | 8 | 2 | 8 | 12 | HeaderMin8_HeaderMax12 | 12 | 3 | 6 | [9 empty] | NBS_050-135_4P_50HP_11.30_SS | 1508.8665
96 | 96 | 050-135-4P-60HP | NBS_050-135_4P_60HP_12.01_SS | 1598.8017 | 1598.8017 | 3197.6035 | 2 | 0 | 2 | A | NBS_EndSuction | 6 | 5 | 6 | 8 | BranchMin6_BranchMax8 | 6 | 2 | 8 | 12 | HeaderMin8_HeaderMax12 | 8 | 3 | 6 | [9 empty] | NBS_050-135_4P_60HP_12.01_SS | 1598.8017
96 | 96 | 050-135-4P-60HP | NBS_050-135_4P_60HP_12.01_SS | 1598.8017 | 1598.8017 | 3197.6035 | 2 | 0 | 2 | A | NBS_EndSuction | 6 | 5 | 6 | 8 | BranchMin6_BranchMax8 | 6 | 2 | 8 | 12 | HeaderMin8_HeaderMax12 | 10 | 3 | 6 | [9 empty] | NBS_050-135_4P_60HP_12.01_SS | 1598.8017
96 | 96 | 050-135-4P-60HP | NBS_050-135_4P_60HP_12.01_SS | 1598.8017 | 1598.8017 | 3197.6035 | 2 | 0 | 2 | A | NBS_EndSuction | 6 | 5 | 6 | 8 | BranchMin6_BranchMax8 | 6 | 2 | 8 | 12 | HeaderMin8_HeaderMax12 | 12 | 3 | 6 | [9 empty] | NBS_050-135_4P_60HP_12.01_SS | 1598.8017
96 | 96 | 050-135-4P-60HP | NBS_050-135_4P_60HP_12.01_SS | 1598.8017 | 1598.8017 | 3197.6035 | 2 | 0 | 2 | A | NBS_EndSuction | 6 | 5 | 6 | 8 | BranchMin6_BranchMax8 | 8 | 2 | 8 | 12 | HeaderMin8_HeaderMax12 | 8 | 3 | 6 | [9 empty] | NBS_050-135_4P_60HP_12.01_SS | 1598.8017 | INVALID
96 | 96 | 050-135-4P-60HP | NBS_050-135_4P_60HP_12.01_SS | 1598.8017 | 1598.8017 | 3197.6035 | 2 | 0 | 2 | A | NBS_EndSuction | 6 | 5 | 6 | 8 | BranchMin6_BranchMax8 | 8 | 2 | 8 | 12 | HeaderMin8_HeaderMax12 | 10 | 3 | 6 | [9 empty] | NBS_050-135_4P_60HP_12.01_SS | 1598.8017
96 | 96 | 050-135-4P-60HP | NBS_050-135_4P_60HP_12.01_SS | 1598.8017 | 1598.8017 | 3197.6035 | 2 | 0 | 2 | A | NBS_EndSuction | 6 | 5 | 6 | 8 | BranchMin6_BranchMax8 | 8 | 2 | 8 | 12 | HeaderMin8_HeaderMax12 | 12 | 3 | 6 | [9 empty] | NBS_050-135_4P_60HP_12.01_SS | 1598.8017
97 | 97 | 050-135-4P-75HP | NBS_050-135_4P_75HP_13.03_SS | 1689.4197 | 1689.4197 | 3378.8394 | 2 | 0 | 2 | A | NBS_EndSuction | 6 | 5 | 6 | 10 | BranchMin6_BranchMax10 | 6 | 3 | 8 | 12 | HeaderMin8_HeaderMax12 | 8 | 3 | 9 | [9 empty] | NBS_050-135_4P_75HP_13.03_SS | 1689.4197
97 | 97 | 050-135-4P-75HP | NBS_050-135_4P_75HP_13.03_SS | 1689.4197 | 1689.4197 | 3378.8394 | 2 | 0 | 2 | A | NBS_EndSuction | 6 | 5 | 6 | 10 | BranchMin6_BranchMax10 | 6 | 3 | 8 | 12 | HeaderMin8_HeaderMax12 | 10 | 3 | 9 | [9 empty] | NBS_050-135_4P_75HP_13.03_SS | 1689.4197
97 | 97 | 050-135-4P-75HP | NBS_050-135_4P_75HP_13.03_SS | 1689.4197 | 1689.4197 | 3378.8394 | 2 | 0 | 2 | A | NBS_EndSuction | 6 | 5 | 6 | 10 | BranchMin6_BranchMax10 | 6 | 3 | 8 | 12 | HeaderMin8_HeaderMax12 | 12 | 3 | 9 | [9 empty] | NBS_050-135_4P_75HP_13.03_SS | 1689.4197
97 | 97 | 050-135-4P-75HP | NBS_050-135_4P_75HP_13.03_SS | 1689.4197 | 1689.4197 | 3378.8394 | 2 | 0 | 2 | A | NBS_EndSuction | 6 | 5 | 6 | 10 | BranchMin6_BranchMax10 | 8 | 3 | 8 | 12 | HeaderMin8_HeaderMax12 | 8 | 3 | 9 | [9 empty] | NBS_050-135_4P_75HP_13.03_SS | 1689.4197 | INVALID
97 | 97 | 050-135-4P-75HP | NBS_050-135_4P_75HP_13.03_SS | 1689.4197 | 1689.4197 | 3378.8394 | 2 | 0 | 2 | A | NBS_EndSuction | 6 | 5 | 6 | 10 | BranchMin6_BranchMax10 | 8 | 3 | 8 | 12 | HeaderMin8_HeaderMax12 | 10 | 3 | 9 | [9 empty] | NBS_050-135_4P_75HP_13.03_SS | 1689.4197
97 | 97 | 050-135-4P-75HP | NBS_050-135_4P_75HP_13.03_SS | 1689.4197 | 1689.4197 | 3378.8394 | 2 | 0 | 2 | A | NBS_EndSuction | 6 | 5 | 6 | 10 | BranchMin6_BranchMax10 | 8 | 3 | 8 | 12 | HeaderMin8_HeaderMax12 | 12 | 3 | 9 | [9 empty] | NBS_050-135_4P_75HP_13.03_SS | 1689.4197
97 | 97 | 050-135-4P-75HP | NBS_050-135_4P_75HP_13.03_SS | 1689.4197 | 1689.4197 | 3378.8394 | 2 | 0 | 2 | A | NBS_EndSuction | 6 | 5 | 6 | 10 | BranchMin6_BranchMax10 | 10 | 3 | 8 | 12 | HeaderMin8_HeaderMax12 | 8 | 3 | 9 | [9 empty] | NBS_050-135_4P_75HP_13.03_SS | 1689.4197 | INVALID
97 | 97 | 050-135-4P-75HP | NBS_050-135_4P_75HP_13.03_SS | 1689.4197 | 1689.4197 | 3378.8394 | 2 | 0 | 2 | A | NBS_EndSuction | 6 | 5 | 6 | 10 | BranchMin6_BranchMax10 | 10 | 3 | 8 | 12 | HeaderMin8_HeaderMax12 | 10 | 3 | 9 | [9 empty] | NBS_050-135_4P_75HP_13.03_SS | 1689.4197 | INVALID
97 | 97 | 050-135-4P-75HP | NBS_050-135_4P_75HP_13.03_SS | 1689.4197 | 1689.4197 | 3378.8394 | 2 | 0 | 2 | A | NBS_EndSuction | 6 | 5 | 6 | 10 | BranchMin6_BranchMax10 | 10 | 3 | 8 | 12 | HeaderMin8_HeaderMax12 | 12 | 3 | 9 | [9 empty] | NBS_050-135_4P_75HP_13.03_SS | 1689.4197
98 | 98 | 050-150-4P-75HP | NBS_050-150_4P_75HP_11.73_SS | 2092.9884 | 2092.9884 | 4185.9767 | 2 | 0 | 2 | A | NBS_EndSuction | 6 | 5 | 6 | 10 | BranchMin6_BranchMax10 | 6 | 3 | 8 | 14 | HeaderMin8_HeaderMax14 | 8 | 4 | 12 | [9 empty] | NBS_050-150_4P_75HP_11.73_SS | 2092.9884
98 | 98 | 050-150-4P-75HP | NBS_050-150_4P_75HP_11.73_SS | 2092.9884 | 2092.9884 | 4185.9767 | 2 | 0 | 2 | A | NBS_EndSuction | 6 | 5 | 6 | 10 | BranchMin6_BranchMax10 | 6 | 3 | 8 | 14 | HeaderMin8_HeaderMax14 | 10 | 4 | 12 | [9 empty] | NBS_050-150_4P_75HP_11.73_SS | 2092.9884
98 | 98 | 050-150-4P-75HP | NBS_050-150_4P_75HP_11.73_SS | 2092.9884 | 2092.9884 | 4185.9767 | 2 | 0 | 2 | A | NBS_EndSuction | 6 | 5 | 6 | 10 | BranchMin6_BranchMax10 | 6 | 3 | 8 | 14 | HeaderMin8_HeaderMax14 | 12 | 4 | 12 | [9 empty] | NBS_050-150_4P_75HP_11.73_SS | 2092.9884
98 | 98 | 050-150-4P-75HP | NBS_050-150_4P_75HP_11.73_SS | 2092.9884 | 2092.9884 | 4185.9767 | 2 | 0 | 2 | A | NBS_EndSuction | 6 | 5 | 6 | 10 | BranchMin6_BranchMax10 | 6 | 3 | 8 | 14 | HeaderMin8_HeaderMax14 | 14 | 4 | 12 | [9 empty] | NBS_050-150_4P_75HP_11.73_SS | 2092.9884
98 | 98 | 050-150-4P-75HP | NBS_050-150_4P_75HP_11.73_SS | 2092.9884 | 2092.9884 | 4185.9767 | 2 | 0 | 2 | A | NBS_EndSuction | 6 | 5 | 6 | 10 | BranchMin6_BranchMax10 | 8 | 3 | 8 | 14 | HeaderMin8_HeaderMax14 | 8 | 4 | 12 | [9 empty] | NBS_050-150_4P_75HP_11.73_SS | 2092.9884 | INVALID
98 | 98 | 050-150-4P-75HP | NBS_050-150_4P_75HP_11.73_SS | 2092.9884 | 2092.9884 | 4185.9767 | 2 | 0 | 2 | A | NBS_EndSuction | 6 | 5 | 6 | 10 | BranchMin6_BranchMax10 | 8 | 3 | 8 | 14 | HeaderMin8_HeaderMax14 | 10 | 4 | 12 | [9 empty] | NBS_050-150_4P_75HP_11.73_SS | 2092.9884
98 | 98 | 050-150-4P-75HP | NBS_050-150_4P_75HP_11.73_SS | 2092.9884 | 2092.9884 | 4185.9767 | 2 | 0 | 2 | A | NBS_EndSuction | 6 | 5 | 6 | 10 | BranchMin6_BranchMax10 | 8 | 3 | 8 | 14 | HeaderMin8_HeaderMax14 | 12 | 4 | 12 | [9 empty] | NBS_050-150_4P_75HP_11.73_SS | 2092.9884
98 | 98 | 050-150-4P-75HP | NBS_050-150_4P_75HP_11.73_SS | 2092.9884 | 2092.9884 | 4185.9767 | 2 | 0 | 2 | A | NBS_EndSuction | 6 | 5 | 6 | 10 | BranchMin6_BranchMax10 | 8 | 3 | 8 | 14 | HeaderMin8_HeaderMax14 | 14 | 4 | 12 | [9 empty] | NBS_050-150_4P_75HP_11.73_SS | 2092.9884
98 | 98 | 050-150-4P-75HP | NBS_050-150_4P_75HP_11.73_SS | 2092.9884 | 2092.9884 | 4185.9767 | 2 | 0 | 2 | A | NBS_EndSuction | 6 | 5 | 6 | 10 | BranchMin6_BranchMax10 | 10 | 3 | 8 | 14 | HeaderMin8_HeaderMax14 | 8 | 4 | 12 | [9 empty] | NBS_050-150_4P_75HP_11.73_SS | 2092.9884 | INVALID
98 | 98 | 050-150-4P-75HP | NBS_050-150_4P_75HP_11.73_SS | 2092.9884 | 2092.9884 | 4185.9767 | 2 | 0 | 2 | A | NBS_EndSuction | 6 | 5 | 6 | 10 | BranchMin6_BranchMax10 | 10 | 3 | 8 | 14 | HeaderMin8_HeaderMax14 | 10 | 4 | 12 | [9 empty] | NBS_050-150_4P_75HP_11.73_SS | 2092.9884 | INVALID
98 | 98 | 050-150-4P-75HP | NBS_050-150_4P_75HP_11.73_SS | 2092.9884 | 2092.9884 | 4185.9767 | 2 | 0 | 2 | A | NBS_EndSuction | 6 | 5 | 6 | 10 | BranchMin6_BranchMax10 | 10 | 3 | 8 | 14 | HeaderMin8_HeaderMax14 | 12 | 4 | 12 | [9 empty] | NBS_050-150_4P_75HP_11.73_SS | 2092.9884
98 | 98 | 050-150-4P-75HP | NBS_050-150_4P_75HP_11.73_SS | 2092.9884 | 2092.9884 | 4185.9767 | 2 | 0 | 2 | A | NBS_EndSuction | 6 | 5 | 6 | 10 | BranchMin6_BranchMax10 | 10 | 3 | 8 | 14 | HeaderMin8_HeaderMax14 | 14 | 4 | 12 | [9 empty] | NBS_050-150_4P_75HP_11.73_SS | 2092.9884
99 | 99 | 050-150-4P-100HP | NBS_050-150_4P_100HP_12.99_SS | 2346.9884 | 2346.9884 | 4693.9769 | 2 | 0 | 2 | A | NBS_EndSuction | 6 | 5 | 6 | 10 | BranchMin6_BranchMax10 | 6 | 3 | 8 | 16 | HeaderMin8_HeaderMax16 | 8 | 5 | 15 | [9 empty] | NBS_050-150_4P_100HP_12.99_SS | 2346.9884
99 | 99 | 050-150-4P-100HP | NBS_050-150_4P_100HP_12.99_SS | 2346.9884 | 2346.9884 | 4693.9769 | 2 | 0 | 2 | A | NBS_EndSuction | 6 | 5 | 6 | 10 | BranchMin6_BranchMax10 | 6 | 3 | 8 | 16 | HeaderMin8_HeaderMax16 | 10 | 5 | 15 | [9 empty] | NBS_050-150_4P_100HP_12.99_SS | 2346.9884
99 | 99 | 050-150-4P-100HP | NBS_050-150_4P_100HP_12.99_SS | 2346.9884 | 2346.9884 | 4693.9769 | 2 | 0 | 2 | A | NBS_EndSuction | 6 | 5 | 6 | 10 | BranchMin6_BranchMax10 | 6 | 3 | 8 | 16 | HeaderMin8_HeaderMax16 | 12 | 5 | 15 | [9 empty] | NBS_050-150_4P_100HP_12.99_SS | 2346.9884
99 | 99 | 050-150-4P-100HP | NBS_050-150_4P_100HP_12.99_SS | 2346.9884 | 2346.9884 | 4693.9769 | 2 | 0 | 2 | A | NBS_EndSuction | 6 | 5 | 6 | 10 | BranchMin6_BranchMax10 | 6 | 3 | 8 | 16 | HeaderMin8_HeaderMax16 | 14 | 5 | 15 | [9 empty] | NBS_050-150_4P_100HP_12.99_SS | 2346.9884
99 | 99 | 050-150-4P-100HP | NBS_050-150_4P_100HP_12.99_SS | 2346.9884 | 2346.9884 | 4693.9769 | 2 | 0 | 2 | A | NBS_EndSuction | 6 | 5 | 6 | 10 | BranchMin6_BranchMax10 | 6 | 3 | 8 | 16 | HeaderMin8_HeaderMax16 | 16 | 5 | 15 | [9 empty] | NBS_050-150_4P_100HP_12.99_SS | 2346.9884
99 | 99 | 050-150-4P-100HP | NBS_050-150_4P_100HP_12.99_SS | 2346.9884 | 2346.9884 | 4693.9769 | 2 | 0 | 2 | A | NBS_EndSuction | 6 | 5 | 6 | 10 | BranchMin6_BranchMax10 | 8 | 3 | 8 | 16 | HeaderMin8_HeaderMax16 | 8 | 5 | 15 | [9 empty] | NBS_050-150_4P_100HP_12.99_SS | 2346.9884 | INVALID
99 | 99 | 050-150-4P-100HP | NBS_050-150_4P_100HP_12.99_SS | 2346.9884 | 2346.9884 | 4693.9769 | 2 | 0 | 2 | A | NBS_EndSuction | 6 | 5 | 6 | 10 | BranchMin6_BranchMax10 | 8 | 3 | 8 | 16 | HeaderMin8_HeaderMax16 | 10 | 5 | 15 | [9 empty] | NBS_050-150_4P_100HP_12.99_SS | 2346.9884
99 | 99 | 050-150-4P-100HP | NBS_050-150_4P_100HP_12.99_SS | 2346.9884 | 2346.9884 | 4693.9769 | 2 | 0 | 2 | A | NBS_EndSuction | 6 | 5 | 6 | 10 | BranchMin6_BranchMax10 | 8 | 3 | 8 | 16 | HeaderMin8_HeaderMax16 | 12 | 5 | 15 | [9 empty] | NBS_050-150_4P_100HP_12.99_SS | 2346.9884
99 | 99 | 050-150-4P-100HP | NBS_050-150_4P_100HP_12.99_SS | 2346.9884 | 2346.9884 | 4693.9769 | 2 | 0 | 2 | A | NBS_EndSuction | 6 | 5 | 6 | 10 | BranchMin6_BranchMax10 | 8 | 3 | 8 | 16 | HeaderMin8_HeaderMax16 | 14 | 5 | 15 | [9 empty] | NBS_050-150_4P_100HP_12.99_SS | 2346.9884
99 | 99 | 050-150-4P-100HP | NBS_050-150_4P_100HP_12.99_SS | 2346.9884 | 2346.9884 | 4693.9769 | 2 | 0 | 2 | A | NBS_EndSuction | 6 | 5 | 6 | 10 | BranchMin6_BranchMax10 | 8 | 3 | 8 | 16 | HeaderMin8_HeaderMax16 | 16 | 5 | 15 | [9 empty] | NBS_050-150_4P_100HP_12.99_SS | 2346.9884
99 | 99 | 050-150-4P-100HP | NBS_050-150_4P_100HP_12.99_SS | 2346.9884 | 2346.9884 | 4693.9769 | 2 | 0 | 2 | A | NBS_EndSuction | 6 | 5 | 6 | 10 | BranchMin6_BranchMax10 | 10 | 3 | 8 | 16 | HeaderMin8_HeaderMax16 | 8 | 5 | 15 | [9 empty] | NBS_050-150_4P_100HP_12.99_SS | 2346.9884 | INVALID
99 | 99 | 050-150-4P-100HP | NBS_050-150_4P_100HP_12.99_SS | 2346.9884 | 2346.9884 | 4693.9769 | 2 | 0 | 2 | A | NBS_EndSuction | 6 | 5 | 6 | 10 | BranchMin6_BranchMax10 | 10 | 3 | 8 | 16 | HeaderMin8_HeaderMax16 | 10 | 5 | 15 | [9 empty] | NBS_050-150_4P_100HP_12.99_SS | 2346.9884 | INVALID
99 | 99 | 050-150-4P-100HP | NBS_050-150_4P_100HP_12.99_SS | 2346.9884 | 2346.9884 | 4693.9769 | 2 | 0 | 2 | A | NBS_EndSuction | 6 | 5 | 6 | 10 | BranchMin6_BranchMax10 | 10 | 3 | 8 | 16 | HeaderMin8_HeaderMax16 | 12 | 5 | 15 | [9 empty] | NBS_050-150_4P_100HP_12.99_SS | 2346.9884
99 | 99 | 050-150-4P-100HP | NBS_050-150_4P_100HP_12.99_SS | 2346.9884 | 2346.9884 | 4693.9769 | 2 | 0 | 2 | A | NBS_EndSuction | 6 | 5 | 6 | 10 | BranchMin6_BranchMax10 | 10 | 3 | 8 | 16 | HeaderMin8_HeaderMax16 | 14 | 5 | 15 | [9 empty] | NBS_050-150_4P_100HP_12.99_SS | 2346.9884
99 | 99 | 050-150-4P-100HP | NBS_050-150_4P_100HP_12.99_SS | 2346.9884 | 2346.9884 | 4693.9769 | 2 | 0 | 2 | A | NBS_EndSuction | 6 | 5 | 6 | 10 | BranchMin6_BranchMax10 | 10 | 3 | 8 | 16 | HeaderMin8_HeaderMax16 | 16 | 5 | 15 | [9 empty] | NBS_050-150_4P_100HP_12.99_SS | 2346.9884
100 | 100 | 050-150-4P-125HP | NBS_050-150_4P_125HP_14.09_SS | 2529.5219 | 2529.5219 | 5059.0437 | 2 | 0 | 2 | A | NBS_EndSuction | 6 | 5 | 6 | 12 | BranchMin6_BranchMax12 | 6 | 4 | 8 | 16 | HeaderMin8_HeaderMax16 | 8 | 5 | 20 | [9 empty] | NBS_050-150_4P_125HP_14.09_SS | 2529.5219
100 | 100 | 050-150-4P-125HP | NBS_050-150_4P_125HP_14.09_SS | 2529.5219 | 2529.5219 | 5059.0437 | 2 | 0 | 2 | A | NBS_EndSuction | 6 | 5 | 6 | 12 | BranchMin6_BranchMax12 | 6 | 4 | 8 | 16 | HeaderMin8_HeaderMax16 | 10 | 5 | 20 | [9 empty] | NBS_050-150_4P_125HP_14.09_SS | 2529.5219
100 | 100 | 050-150-4P-125HP | NBS_050-150_4P_125HP_14.09_SS | 2529.5219 | 2529.5219 | 5059.0437 | 2 | 0 | 2 | A | NBS_EndSuction | 6 | 5 | 6 | 12 | BranchMin6_BranchMax12 | 6 | 4 | 8 | 16 | HeaderMin8_HeaderMax16 | 12 | 5 | 20 | [9 empty] | NBS_050-150_4P_125HP_14.09_SS | 2529.5219
100 | 100 | 050-150-4P-125HP | NBS_050-150_4P_125HP_14.09_SS | 2529.5219 | 2529.5219 | 5059.0437 | 2 | 0 | 2 | A | NBS_EndSuction | 6 | 5 | 6 | 12 | BranchMin6_BranchMax12 | 6 | 4 | 8 | 16 | HeaderMin8_HeaderMax16 | 14 | 5 | 20 | [9 empty] | NBS_050-150_4P_125HP_14.09_SS | 2529.5219
100 | 100 | 050-150-4P-125HP | NBS_050-150_4P_125HP_14.09_SS | 2529.5219 | 2529.5219 | 5059.0437 | 2 | 0 | 2 | A | NBS_EndSuction | 6 | 5 | 6 | 12 | BranchMin6_BranchMax12 | 6 | 4 | 8 | 16 | HeaderMin8_HeaderMax16 | 16 | 5 | 20 | [9 empty] | NBS_050-150_4P_125HP_14.09_SS | 2529.5219
100 | 100 | 050-150-4P-125HP | NBS_050-150_4P_125HP_14.09_SS | 2529.5219 | 2529.5219 | 5059.0437 | 2 | 0 | 2 | A | NBS_EndSuction | 6 | 5 | 6 | 12 | BranchMin6_BranchMax12 | 8 | 4 | 8 | 16 | HeaderMin8_HeaderMax16 | 8 | 5 | 20 | [9 empty] | NBS_050-150_4P_125HP_14.09_SS | 2529.5219 | INVALID
100 | 100 | 050-150-4P-125HP | NBS_050-150_4P_125HP_14.09_SS | 2529.5219 | 2529.5219 | 5059.0437 | 2 | 0 | 2 | A | NBS_EndSuction | 6 | 5 | 6 | 12 | BranchMin6_BranchMax12 | 8 | 4 | 8 | 16 | HeaderMin8_HeaderMax16 | 10 | 5 | 20 | [9 empty] | NBS_050-150_4P_125HP_14.09_SS | 2529.5219
100 | 100 | 050-150-4P-125HP | NBS_050-150_4P_125HP_14.09_SS | 2529.5219 | 2529.5219 | 5059.0437 | 2 | 0 | 2 | A | NBS_EndSuction | 6 | 5 | 6 | 12 | BranchMin6_BranchMax12 | 8 | 4 | 8 | 16 | HeaderMin8_HeaderMax16 | 12 | 5 | 20 | [9 empty] | NBS_050-150_4P_125HP_14.09_SS | 2529.5219
100 | 100 | 050-150-4P-125HP | NBS_050-150_4P_125HP_14.09_SS | 2529.5219 | 2529.5219 | 5059.0437 | 2 | 0 | 2 | A | NBS_EndSuction | 6 | 5 | 6 | 12 | BranchMin6_BranchMax12 | 8 | 4 | 8 | 16 | HeaderMin8_HeaderMax16 | 14 | 5 | 20 | [9 empty] | NBS_050-150_4P_125HP_14.09_SS | 2529.5219
100 | 100 | 050-150-4P-125HP | NBS_050-150_4P_125HP_14.09_SS | 2529.5219 | 2529.5219 | 5059.0437 | 2 | 0 | 2 | A | NBS_EndSuction | 6 | 5 | 6 | 12 | BranchMin6_BranchMax12 | 8 | 4 | 8 | 16 | HeaderMin8_HeaderMax16 | 16 | 5 | 20 | [9 empty] | NBS_050-150_4P_125HP_14.09_SS | 2529.5219
100 | 100 | 050-150-4P-125HP | NBS_050-150_4P_125HP_14.09_SS | 2529.5219 | 2529.5219 | 5059.0437 | 2 | 0 | 2 | A | NBS_EndSuction | 6 | 5 | 6 | 12 | BranchMin6_BranchMax12 | 10 | 4 | 8 | 16 | HeaderMin8_HeaderMax16 | 8 | 5 | 20 | [9 empty] | NBS_050-150_4P_125HP_14.09_SS | 2529.5219 | INVALID
100 | 100 | 050-150-4P-125HP | NBS_050-150_4P_125HP_14.09_SS | 2529.5219 | 2529.5219 | 5059.0437 | 2 | 0 | 2 | A | NBS_EndSuction | 6 | 5 | 6 | 12 | BranchMin6_BranchMax12 | 10 | 4 | 8 | 16 | HeaderMin8_HeaderMax16 | 10 | 5 | 20 | [9 empty] | NBS_050-150_4P_125HP_14.09_SS | 2529.5219 | INVALID
100 | 100 | 050-150-4P-125HP | NBS_050-150_4P_125HP_14.09_SS | 2529.5219 | 2529.5219 | 5059.0437 | 2 | 0 | 2 | A | NBS_EndSuction | 6 | 5 | 6 | 12 | BranchMin6_BranchMax12 | 10 | 4 | 8 | 16 | HeaderMin8_HeaderMax16 | 12 | 5 | 20 | [9 empty] | NBS_050-150_4P_125HP_14.09_SS | 2529.5219
100 | 100 | 050-150-4P-125HP | NBS_050-150_4P_125HP_14.09_SS | 2529.5219 | 2529.5219 | 5059.0437 | 2 | 0 | 2 | A | NBS_EndSuction | 6 | 5 | 6 | 12 | BranchMin6_BranchMax12 | 10 | 4 | 8 | 16 | HeaderMin8_HeaderMax16 | 14 | 5 | 20 | [9 empty] | NBS_050-150_4P_125HP_14.09_SS | 2529.5219
100 | 100 | 050-150-4P-125HP | NBS_050-150_4P_125HP_14.09_SS | 2529.5219 | 2529.5219 | 5059.0437 | 2 | 0 | 2 | A | NBS_EndSuction | 6 | 5 | 6 | 12 | BranchMin6_BranchMax12 | 10 | 4 | 8 | 16 | HeaderMin8_HeaderMax16 | 16 | 5 | 20 | [9 empty] | NBS_050-150_4P_125HP_14.09_SS | 2529.5219
100 | 100 | 050-150-4P-125HP | NBS_050-150_4P_125HP_14.09_SS | 2529.5219 | 2529.5219 | 5059.0437 | 2 | 0 | 2 | A | NBS_EndSuction | 6 | 5 | 6 | 12 | BranchMin6_BranchMax12 | 12 | 4 | 8 | 16 | HeaderMin8_HeaderMax16 | 8 | 5 | 20 | [9 empty] | NBS_050-150_4P_125HP_14.09_SS | 2529.5219 | INVALID
100 | 100 | 050-150-4P-125HP | NBS_050-150_4P_125HP_14.09_SS | 2529.5219 | 2529.5219 | 5059.0437 | 2 | 0 | 2 | A | NBS_EndSuction | 6 | 5 | 6 | 12 | BranchMin6_BranchMax12 | 12 | 4 | 8 | 16 | HeaderMin8_HeaderMax16 | 10 | 5 | 20 | [9 empty] | NBS_050-150_4P_125HP_14.09_SS | 2529.5219 | INVALID
100 | 100 | 050-150-4P-125HP | NBS_050-150_4P_125HP_14.09_SS | 2529.5219 | 2529.5219 | 5059.0437 | 2 | 0 | 2 | A | NBS_EndSuction | 6 | 5 | 6 | 12 | BranchMin6_BranchMax12 | 12 | 4 | 8 | 16 | HeaderMin8_HeaderMax16 | 12 | 5 | 20 | [9 empty] | NBS_050-150_4P_125HP_14.09_SS | 2529.5219 | INVALID
100 | 100 | 050-150-4P-125HP | NBS_050-150_4P_125HP_14.09_SS | 2529.5219 | 2529.5219 | 5059.0437 | 2 | 0 | 2 | A | NBS_EndSuction | 6 | 5 | 6 | 12 | BranchMin6_BranchMax12 | 12 | 4 | 8 | 16 | HeaderMin8_HeaderMax16 | 14 | 5 | 20 | [9 empty] | NBS_050-150_4P_125HP_14.09_SS | 2529.5219
100 | 100 | 050-150-4P-125HP | NBS_050-150_4P_125HP_14.09_SS | 2529.5219 | 2529.5219 | 5059.0437 | 2 | 0 | 2 | A | NBS_EndSuction | 6 | 5 | 6 | 12 | BranchMin6_BranchMax12 | 12 | 4 | 8 | 16 | HeaderMin8_HeaderMax16 | 16 | 5 | 20 | [9 empty] | NBS_050-150_4P_125HP_14.09_SS | 2529.5219
101 | 101 | 050-150-4P-150HP | NBS_050-150_4P_150HP_14.96_SS | 2703.7978 | 2703.7978 | 5407.5955 | 2 | 0 | 2 | A | NBS_EndSuction | 6 | 5 | 6 | 12 | BranchMin6_BranchMax12 | 6 | 4 | 8 | 16 | HeaderMin8_HeaderMax16 | 8 | 5 | 20 | [9 empty] | NBS_050-150_4P_150HP_14.96_SS | 2703.7978
101 | 101 | 050-150-4P-150HP | NBS_050-150_4P_150HP_14.96_SS | 2703.7978 | 2703.7978 | 5407.5955 | 2 | 0 | 2 | A | NBS_EndSuction | 6 | 5 | 6 | 12 | BranchMin6_BranchMax12 | 6 | 4 | 8 | 16 | HeaderMin8_HeaderMax16 | 10 | 5 | 20 | [9 empty] | NBS_050-150_4P_150HP_14.96_SS | 2703.7978
101 | 101 | 050-150-4P-150HP | NBS_050-150_4P_150HP_14.96_SS | 2703.7978 | 2703.7978 | 5407.5955 | 2 | 0 | 2 | A | NBS_EndSuction | 6 | 5 | 6 | 12 | BranchMin6_BranchMax12 | 6 | 4 | 8 | 16 | HeaderMin8_HeaderMax16 | 12 | 5 | 20 | [9 empty] | NBS_050-150_4P_150HP_14.96_SS | 2703.7978
101 | 101 | 050-150-4P-150HP | NBS_050-150_4P_150HP_14.96_SS | 2703.7978 | 2703.7978 | 5407.5955 | 2 | 0 | 2 | A | NBS_EndSuction | 6 | 5 | 6 | 12 | BranchMin6_BranchMax12 | 6 | 4 | 8 | 16 | HeaderMin8_HeaderMax16 | 14 | 5 | 20 | [9 empty] | NBS_050-150_4P_150HP_14.96_SS | 2703.7978
101 | 101 | 050-150-4P-150HP | NBS_050-150_4P_150HP_14.96_SS | 2703.7978 | 2703.7978 | 5407.5955 | 2 | 0 | 2 | A | NBS_EndSuction | 6 | 5 | 6 | 12 | BranchMin6_BranchMax12 | 6 | 4 | 8 | 16 | HeaderMin8_HeaderMax16 | 16 | 5 | 20 | [9 empty] | NBS_050-150_4P_150HP_14.96_SS | 2703.7978
101 | 101 | 050-150-4P-150HP | NBS_050-150_4P_150HP_14.96_SS | 2703.7978 | 2703.7978 | 5407.5955 | 2 | 0 | 2 | A | NBS_EndSuction | 6 | 5 | 6 | 12 | BranchMin6_BranchMax12 | 8 | 4 | 8 | 16 | HeaderMin8_HeaderMax16 | 8 | 5 | 20 | [9 empty] | NBS_050-150_4P_150HP_14.96_SS | 2703.7978 | INVALID
101 | 101 | 050-150-4P-150HP | NBS_050-150_4P_150HP_14.96_SS | 2703.7978 | 2703.7978 | 5407.5955 | 2 | 0 | 2 | A | NBS_EndSuction | 6 | 5 | 6 | 12 | BranchMin6_BranchMax12 | 8 | 4 | 8 | 16 | HeaderMin8_HeaderMax16 | 10 | 5 | 20 | [9 empty] | NBS_050-150_4P_150HP_14.96_SS | 2703.7978
101 | 101 | 050-150-4P-150HP | NBS_050-150_4P_150HP_14.96_SS | 2703.7978 | 2703.7978 | 5407.5955 | 2 | 0 | 2 | A | NBS_EndSuction | 6 | 5 | 6 | 12 | BranchMin6_BranchMax12 | 8 | 4 | 8 | 16 | HeaderMin8_HeaderMax16 | 12 | 5 | 20 | [9 empty] | NBS_050-150_4P_150HP_14.96_SS | 2703.7978
101 | 101 | 050-150-4P-150HP | NBS_050-150_4P_150HP_14.96_SS | 2703.7978 | 2703.7978 | 5407.5955 | 2 | 0 | 2 | A | NBS_EndSuction | 6 | 5 | 6 | 12 | BranchMin6_BranchMax12 | 8 | 4 | 8 | 16 | HeaderMin8_HeaderMax16 | 14 | 5 | 20 | [9 empty] | NBS_050-150_4P_150HP_14.96_SS | 2703.7978
101 | 101 | 050-150-4P-150HP | NBS_050-150_4P_150HP_14.96_SS | 2703.7978 | 2703.7978 | 5407.5955 | 2 | 0 | 2 | A | NBS_EndSuction | 6 | 5 | 6 | 12 | BranchMin6_BranchMax12 | 8 | 4 | 8 | 16 | HeaderMin8_HeaderMax16 | 16 | 5 | 20 | [9 empty] | NBS_050-150_4P_150HP_14.96_SS | 2703.7978
101 | 101 | 050-150-4P-150HP | NBS_050-150_4P_150HP_14.96_SS | 2703.7978 | 2703.7978 | 5407.5955 | 2 | 0 | 2 | A | NBS_EndSuction | 6 | 5 | 6 | 12 | BranchMin6_BranchMax12 | 10 | 4 | 8 | 16 | HeaderMin8_HeaderMax16 | 8 | 5 | 20 | [9 empty] | NBS_050-150_4P_150HP_14.96_SS | 2703.7978 | INVALID
101 | 101 | 050-150-4P-150HP | NBS_050-150_4P_150HP_14.96_SS | 2703.7978 | 2703.7978 | 5407.5955 | 2 | 0 | 2 | A | NBS_EndSuction | 6 | 5 | 6 | 12 | BranchMin6_BranchMax12 | 10 | 4 | 8 | 16 | HeaderMin8_HeaderMax16 | 10 | 5 | 20 | [9 empty] | NBS_050-150_4P_150HP_14.96_SS | 2703.7978 | INVALID
101 | 101 | 050-150-4P-150HP | NBS_050-150_4P_150HP_14.96_SS | 2703.7978 | 2703.7978 | 5407.5955 | 2 | 0 | 2 | A | NBS_EndSuction | 6 | 5 | 6 | 12 | BranchMin6_BranchMax12 | 10 | 4 | 8 | 16 | HeaderMin8_HeaderMax16 | 12 | 5 | 20 | [9 empty] | NBS_050-150_4P_150HP_14.96_SS | 2703.7978
101 | 101 | 050-150-4P-150HP | NBS_050-150_4P_150HP_14.96_SS | 2703.7978 | 2703.7978 | 5407.5955 | 2 | 0 | 2 | A | NBS_EndSuction | 6 | 5 | 6 | 12 | BranchMin6_BranchMax12 | 10 | 4 | 8 | 16 | HeaderMin8_HeaderMax16 | 14 | 5 | 20 | [9 empty] | NBS_050-150_4P_150HP_14.96_SS | 2703.7978
101 | 101 | 050-150-4P-150HP | NBS_050-150_4P_150HP_14.96_SS | 2703.7978 | 2703.7978 | 5407.5955 | 2 | 0 | 2 | A | NBS_EndSuction | 6 | 5 | 6 | 12 | BranchMin6_BranchMax12 | 10 | 4 | 8 | 16 | HeaderMin8_HeaderMax16 | 16 | 5 | 20 | [9 empty] | NBS_050-150_4P_150HP_14.96_SS | 2703.7978
101 | 101 | 050-150-4P-150HP | NBS_050-150_4P_150HP_14.96_SS | 2703.7978 | 2703.7978 | 5407.5955 | 2 | 0 | 2 | A | NBS_EndSuction | 6 | 5 | 6 | 12 | BranchMin6_BranchMax12 | 12 | 4 | 8 | 16 | HeaderMin8_HeaderMax16 | 8 | 5 | 20 | [9 empty] | NBS_050-150_4P_150HP_14.96_SS | 2703.7978 | INVALID
101 | 101 | 050-150-4P-150HP | NBS_050-150_4P_150HP_14.96_SS | 2703.7978 | 2703.7978 | 5407.5955 | 2 | 0 | 2 | A | NBS_EndSuction | 6 | 5 | 6 | 12 | BranchMin6_BranchMax12 | 12 | 4 | 8 | 16 | HeaderMin8_HeaderMax16 | 10 | 5 | 20 | [9 empty] | NBS_050-150_4P_150HP_14.96_SS | 2703.7978 | INVALID
101 | 101 | 050-150-4P-150HP | NBS_050-150_4P_150HP_14.96_SS | 2703.7978 | 2703.7978 | 5407.5955 | 2 | 0 | 2 | A | NBS_EndSuction | 6 | 5 | 6 | 12 | BranchMin6_BranchMax12 | 12 | 4 | 8 | 16 | HeaderMin8_HeaderMax16 | 12 | 5 | 20 | [9 empty] | NBS_050-150_4P_150HP_14.96_SS | 2703.7978 | INVALID
101 | 101 | 050-150-4P-150HP | NBS_050-150_4P_150HP_14.96_SS | 2703.7978 | 2703.7978 | 5407.5955 | 2 | 0 | 2 | A | NBS_EndSuction | 6 | 5 | 6 | 12 | BranchMin6_BranchMax12 | 12 | 4 | 8 | 16 | HeaderMin8_HeaderMax16 | 14 | 5 | 20 | [9 empty] | NBS_050-150_4P_150HP_14.96_SS | 2703.7978
101 | 101 | 050-150-4P-150HP | NBS_050-150_4P_150HP_14.96_SS | 2703.7978 | 2703.7978 | 5407.5955 | 2 | 0 | 2 | A | NBS_EndSuction | 6 | 5 | 6 | 12 | BranchMin6_BranchMax12 | 12 | 4 | 8 | 16 | HeaderMin8_HeaderMax16 | 16 | 5 | 20 | [9 empty] | NBS_050-150_4P_150HP_14.96_SS | 2703.7978
102 | 102 | 060-095-4P-15HP | NBS_060-095_4P_15HP_7.32_SS | 2169.9766 | 2169.9766 | 4339.9531 | 2 | 0 | 2 | A | NBS_EndSuction | 8 | 6 | 8 | 10 | BranchMin8_BranchMax10 | 8 | 2 | 10 | 16 | HeaderMin10_HeaderMax16 | 10 | 4 | 8 | [9 empty] | NBS_060-095_4P_15HP_7.32_SS | 2169.9766
102 | 102 | 060-095-4P-15HP | NBS_060-095_4P_15HP_7.32_SS | 2169.9766 | 2169.9766 | 4339.9531 | 2 | 0 | 2 | A | NBS_EndSuction | 8 | 6 | 8 | 10 | BranchMin8_BranchMax10 | 8 | 2 | 10 | 16 | HeaderMin10_HeaderMax16 | 12 | 4 | 8 | [9 empty] | NBS_060-095_4P_15HP_7.32_SS | 2169.9766
102 | 102 | 060-095-4P-15HP | NBS_060-095_4P_15HP_7.32_SS | 2169.9766 | 2169.9766 | 4339.9531 | 2 | 0 | 2 | A | NBS_EndSuction | 8 | 6 | 8 | 10 | BranchMin8_BranchMax10 | 8 | 2 | 10 | 16 | HeaderMin10_HeaderMax16 | 14 | 4 | 8 | [9 empty] | NBS_060-095_4P_15HP_7.32_SS | 2169.9766
102 | 102 | 060-095-4P-15HP | NBS_060-095_4P_15HP_7.32_SS | 2169.9766 | 2169.9766 | 4339.9531 | 2 | 0 | 2 | A | NBS_EndSuction | 8 | 6 | 8 | 10 | BranchMin8_BranchMax10 | 8 | 2 | 10 | 16 | HeaderMin10_HeaderMax16 | 16 | 4 | 8 | [9 empty] | NBS_060-095_4P_15HP_7.32_SS | 2169.9766
102 | 102 | 060-095-4P-15HP | NBS_060-095_4P_15HP_7.32_SS | 2169.9766 | 2169.9766 | 4339.9531 | 2 | 0 | 2 | A | NBS_EndSuction | 8 | 6 | 8 | 10 | BranchMin8_BranchMax10 | 10 | 2 | 10 | 16 | HeaderMin10_HeaderMax16 | 10 | 4 | 8 | [9 empty] | NBS_060-095_4P_15HP_7.32_SS | 2169.9766 | INVALID
102 | 102 | 060-095-4P-15HP | NBS_060-095_4P_15HP_7.32_SS | 2169.9766 | 2169.9766 | 4339.9531 | 2 | 0 | 2 | A | NBS_EndSuction | 8 | 6 | 8 | 10 | BranchMin8_BranchMax10 | 10 | 2 | 10 | 16 | HeaderMin10_HeaderMax16 | 12 | 4 | 8 | [9 empty] | NBS_060-095_4P_15HP_7.32_SS | 2169.9766
102 | 102 | 060-095-4P-15HP | NBS_060-095_4P_15HP_7.32_SS | 2169.9766 | 2169.9766 | 4339.9531 | 2 | 0 | 2 | A | NBS_EndSuction | 8 | 6 | 8 | 10 | BranchMin8_BranchMax10 | 10 | 2 | 10 | 16 | HeaderMin10_HeaderMax16 | 14 | 4 | 8 | [9 empty] | NBS_060-095_4P_15HP_7.32_SS | 2169.9766
102 | 102 | 060-095-4P-15HP | NBS_060-095_4P_15HP_7.32_SS | 2169.9766 | 2169.9766 | 4339.9531 | 2 | 0 | 2 | A | NBS_EndSuction | 8 | 6 | 8 | 10 | BranchMin8_BranchMax10 | 10 | 2 | 10 | 16 | HeaderMin10_HeaderMax16 | 16 | 4 | 8 | [9 empty] | NBS_060-095_4P_15HP_7.32_SS | 2169.9766
103 | 103 | 060-095-4P-20HP | NBS_060-095_4P_20HP_7.95_SS | 2284.2526 | 2284.2526 | 4568.5051 | 2 | 0 | 2 | A | NBS_EndSuction | 8 | 6 | 8 | 10 | BranchMin8_BranchMax10 | 8 | 2 | 10 | 16 | HeaderMin10_HeaderMax16 | 10 | 4 | 8 | [9 empty] | NBS_060-095_4P_20HP_7.95_SS | 2284.2526
103 | 103 | 060-095-4P-20HP | NBS_060-095_4P_20HP_7.95_SS | 2284.2526 | 2284.2526 | 4568.5051 | 2 | 0 | 2 | A | NBS_EndSuction | 8 | 6 | 8 | 10 | BranchMin8_BranchMax10 | 8 | 2 | 10 | 16 | HeaderMin10_HeaderMax16 | 12 | 4 | 8 | [9 empty] | NBS_060-095_4P_20HP_7.95_SS | 2284.2526
103 | 103 | 060-095-4P-20HP | NBS_060-095_4P_20HP_7.95_SS | 2284.2526 | 2284.2526 | 4568.5051 | 2 | 0 | 2 | A | NBS_EndSuction | 8 | 6 | 8 | 10 | BranchMin8_BranchMax10 | 8 | 2 | 10 | 16 | HeaderMin10_HeaderMax16 | 14 | 4 | 8 | [9 empty] | NBS_060-095_4P_20HP_7.95_SS | 2284.2526
103 | 103 | 060-095-4P-20HP | NBS_060-095_4P_20HP_7.95_SS | 2284.2526 | 2284.2526 | 4568.5051 | 2 | 0 | 2 | A | NBS_EndSuction | 8 | 6 | 8 | 10 | BranchMin8_BranchMax10 | 8 | 2 | 10 | 16 | HeaderMin10_HeaderMax16 | 16 | 4 | 8 | [9 empty] | NBS_060-095_4P_20HP_7.95_SS | 2284.2526
103 | 103 | 060-095-4P-20HP | NBS_060-095_4P_20HP_7.95_SS | 2284.2526 | 2284.2526 | 4568.5051 | 2 | 0 | 2 | A | NBS_EndSuction | 8 | 6 | 8 | 10 | BranchMin8_BranchMax10 | 10 | 2 | 10 | 16 | HeaderMin10_HeaderMax16 | 10 | 4 | 8 | [9 empty] | NBS_060-095_4P_20HP_7.95_SS | 2284.2526 | INVALID
103 | 103 | 060-095-4P-20HP | NBS_060-095_4P_20HP_7.95_SS | 2284.2526 | 2284.2526 | 4568.5051 | 2 | 0 | 2 | A | NBS_EndSuction | 8 | 6 | 8 | 10 | BranchMin8_BranchMax10 | 10 | 2 | 10 | 16 | HeaderMin10_HeaderMax16 | 12 | 4 | 8 | [9 empty] | NBS_060-095_4P_20HP_7.95_SS | 2284.2526
103 | 103 | 060-095-4P-20HP | NBS_060-095_4P_20HP_7.95_SS | 2284.2526 | 2284.2526 | 4568.5051 | 2 | 0 | 2 | A | NBS_EndSuction | 8 | 6 | 8 | 10 | BranchMin8_BranchMax10 | 10 | 2 | 10 | 16 | HeaderMin10_HeaderMax16 | 14 | 4 | 8 | [9 empty] | NBS_060-095_4P_20HP_7.95_SS | 2284.2526
103 | 103 | 060-095-4P-20HP | NBS_060-095_4P_20HP_7.95_SS | 2284.2526 | 2284.2526 | 4568.5051 | 2 | 0 | 2 | A | NBS_EndSuction | 8 | 6 | 8 | 10 | BranchMin8_BranchMax10 | 10 | 2 | 10 | 16 | HeaderMin10_HeaderMax16 | 16 | 4 | 8 | [9 empty] | NBS_060-095_4P_20HP_7.95_SS | 2284.2526
104 | 104 | 060-095-4P-25HP | NBS_060-095_4P_25HP_8.43_SS | 2385.0423 | 2385.0423 | 4770.0846 | 2 | 0 | 2 | A | NBS_EndSuction | 8 | 6 | 8 | 10 | BranchMin8_BranchMax10 | 8 | 2 | 10 | 16 | HeaderMin10_HeaderMax16 | 10 | 4 | 8 | [9 empty] | NBS_060-095_4P_25HP_8.43_SS | 2385.0423
104 | 104 | 060-095-4P-25HP | NBS_060-095_4P_25HP_8.43_SS | 2385.0423 | 2385.0423 | 4770.0846 | 2 | 0 | 2 | A | NBS_EndSuction | 8 | 6 | 8 | 10 | BranchMin8_BranchMax10 | 8 | 2 | 10 | 16 | HeaderMin10_HeaderMax16 | 12 | 4 | 8 | [9 empty] | NBS_060-095_4P_25HP_8.43_SS | 2385.0423
104 | 104 | 060-095-4P-25HP | NBS_060-095_4P_25HP_8.43_SS | 2385.0423 | 2385.0423 | 4770.0846 | 2 | 0 | 2 | A | NBS_EndSuction | 8 | 6 | 8 | 10 | BranchMin8_BranchMax10 | 8 | 2 | 10 | 16 | HeaderMin10_HeaderMax16 | 14 | 4 | 8 | [9 empty] | NBS_060-095_4P_25HP_8.43_SS | 2385.0423
104 | 104 | 060-095-4P-25HP | NBS_060-095_4P_25HP_8.43_SS | 2385.0423 | 2385.0423 | 4770.0846 | 2 | 0 | 2 | A | NBS_EndSuction | 8 | 6 | 8 | 10 | BranchMin8_BranchMax10 | 8 | 2 | 10 | 16 | HeaderMin10_HeaderMax16 | 16 | 4 | 8 | [9 empty] | NBS_060-095_4P_25HP_8.43_SS | 2385.0423
104 | 104 | 060-095-4P-25HP | NBS_060-095_4P_25HP_8.43_SS | 2385.0423 | 2385.0423 | 4770.0846 | 2 | 0 | 2 | A | NBS_EndSuction | 8 | 6 | 8 | 10 | BranchMin8_BranchMax10 | 10 | 2 | 10 | 16 | HeaderMin10_HeaderMax16 | 10 | 4 | 8 | [9 empty] | NBS_060-095_4P_25HP_8.43_SS | 2385.0423 | INVALID
104 | 104 | 060-095-4P-25HP | NBS_060-095_4P_25HP_8.43_SS | 2385.0423 | 2385.0423 | 4770.0846 | 2 | 0 | 2 | A | NBS_EndSuction | 8 | 6 | 8 | 10 | BranchMin8_BranchMax10 | 10 | 2 | 10 | 16 | HeaderMin10_HeaderMax16 | 12 | 4 | 8 | [9 empty] | NBS_060-095_4P_25HP_8.43_SS | 2385.0423
104 | 104 | 060-095-4P-25HP | NBS_060-095_4P_25HP_8.43_SS | 2385.0423 | 2385.0423 | 4770.0846 | 2 | 0 | 2 | A | NBS_EndSuction | 8 | 6 | 8 | 10 | BranchMin8_BranchMax10 | 10 | 2 | 10 | 16 | HeaderMin10_HeaderMax16 | 14 | 4 | 8 | [9 empty] | NBS_060-095_4P_25HP_8.43_SS | 2385.0423
104 | 104 | 060-095-4P-25HP | NBS_060-095_4P_25HP_8.43_SS | 2385.0423 | 2385.0423 | 4770.0846 | 2 | 0 | 2 | A | NBS_EndSuction | 8 | 6 | 8 | 10 | BranchMin8_BranchMax10 | 10 | 2 | 10 | 16 | HeaderMin10_HeaderMax16 | 16 | 4 | 8 | [9 empty] | NBS_060-095_4P_25HP_8.43_SS | 2385.0423
105 | 105 | 060-095-4P-30HP | NBS_060-095_4P_30HP_8.90_SS | 2493.7612 | 2493.7612 | 4987.5224 | 2 | 0 | 2 | A | NBS_EndSuction | 8 | 6 | 8 | 10 | BranchMin8_BranchMax10 | 8 | 2 | 10 | 16 | HeaderMin10_HeaderMax16 | 10 | 4 | 8 | [9 empty] | NBS_060-095_4P_30HP_8.90_SS | 2493.7612
105 | 105 | 060-095-4P-30HP | NBS_060-095_4P_30HP_8.90_SS | 2493.7612 | 2493.7612 | 4987.5224 | 2 | 0 | 2 | A | NBS_EndSuction | 8 | 6 | 8 | 10 | BranchMin8_BranchMax10 | 8 | 2 | 10 | 16 | HeaderMin10_HeaderMax16 | 12 | 4 | 8 | [9 empty] | NBS_060-095_4P_30HP_8.90_SS | 2493.7612
105 | 105 | 060-095-4P-30HP | NBS_060-095_4P_30HP_8.90_SS | 2493.7612 | 2493.7612 | 4987.5224 | 2 | 0 | 2 | A | NBS_EndSuction | 8 | 6 | 8 | 10 | BranchMin8_BranchMax10 | 8 | 2 | 10 | 16 | HeaderMin10_HeaderMax16 | 14 | 4 | 8 | [9 empty] | NBS_060-095_4P_30HP_8.90_SS | 2493.7612
105 | 105 | 060-095-4P-30HP | NBS_060-095_4P_30HP_8.90_SS | 2493.7612 | 2493.7612 | 4987.5224 | 2 | 0 | 2 | A | NBS_EndSuction | 8 | 6 | 8 | 10 | BranchMin8_BranchMax10 | 8 | 2 | 10 | 16 | HeaderMin10_HeaderMax16 | 16 | 4 | 8 | [9 empty] | NBS_060-095_4P_30HP_8.90_SS | 2493.7612
105 | 105 | 060-095-4P-30HP | NBS_060-095_4P_30HP_8.90_SS | 2493.7612 | 2493.7612 | 4987.5224 | 2 | 0 | 2 | A | NBS_EndSuction | 8 | 6 | 8 | 10 | BranchMin8_BranchMax10 | 10 | 2 | 10 | 16 | HeaderMin10_HeaderMax16 | 10 | 4 | 8 | [9 empty] | NBS_060-095_4P_30HP_8.90_SS | 2493.7612 | INVALID
105 | 105 | 060-095-4P-30HP | NBS_060-095_4P_30HP_8.90_SS | 2493.7612 | 2493.7612 | 4987.5224 | 2 | 0 | 2 | A | NBS_EndSuction | 8 | 6 | 8 | 10 | BranchMin8_BranchMax10 | 10 | 2 | 10 | 16 | HeaderMin10_HeaderMax16 | 12 | 4 | 8 | [9 empty] | NBS_060-095_4P_30HP_8.90_SS | 2493.7612
105 | 105 | 060-095-4P-30HP | NBS_060-095_4P_30HP_8.90_SS | 2493.7612 | 2493.7612 | 4987.5224 | 2 | 0 | 2 | A | NBS_EndSuction | 8 | 6 | 8 | 10 | BranchMin8_BranchMax10 | 10 | 2 | 10 | 16 | HeaderMin10_HeaderMax16 | 14 | 4 | 8 | [9 empty] | NBS_060-095_4P_30HP_8.90_SS | 2493.7612
105 | 105 | 060-095-4P-30HP | NBS_060-095_4P_30HP_8.90_SS | 2493.7612 | 2493.7612 | 4987.5224 | 2 | 0 | 2 | A | NBS_EndSuction | 8 | 6 | 8 | 10 | BranchMin8_BranchMax10 | 10 | 2 | 10 | 16 | HeaderMin10_HeaderMax16 | 16 | 4 | 8 | [9 empty] | NBS_060-095_4P_30HP_8.90_SS | 2493.7612
106 | 106 | 060-095-4P-40HP | NBS_060-095_4P_40HP_9.53_SS | 2617.6301 | 2617.6301 | 5235.2602 | 2 | 0 | 2 | A | NBS_EndSuction | 8 | 6 | 8 | 12 | BranchMin8_BranchMax12 | 8 | 3 | 10 | 16 | HeaderMin10_HeaderMax16 | 10 | 4 | 12 | [9 empty] | NBS_060-095_4P_40HP_9.53_SS | 2617.6301
106 | 106 | 060-095-4P-40HP | NBS_060-095_4P_40HP_9.53_SS | 2617.6301 | 2617.6301 | 5235.2602 | 2 | 0 | 2 | A | NBS_EndSuction | 8 | 6 | 8 | 12 | BranchMin8_BranchMax12 | 8 | 3 | 10 | 16 | HeaderMin10_HeaderMax16 | 12 | 4 | 12 | [9 empty] | NBS_060-095_4P_40HP_9.53_SS | 2617.6301
106 | 106 | 060-095-4P-40HP | NBS_060-095_4P_40HP_9.53_SS | 2617.6301 | 2617.6301 | 5235.2602 | 2 | 0 | 2 | A | NBS_EndSuction | 8 | 6 | 8 | 12 | BranchMin8_BranchMax12 | 8 | 3 | 10 | 16 | HeaderMin10_HeaderMax16 | 14 | 4 | 12 | [9 empty] | NBS_060-095_4P_40HP_9.53_SS | 2617.6301
106 | 106 | 060-095-4P-40HP | NBS_060-095_4P_40HP_9.53_SS | 2617.6301 | 2617.6301 | 5235.2602 | 2 | 0 | 2 | A | NBS_EndSuction | 8 | 6 | 8 | 12 | BranchMin8_BranchMax12 | 8 | 3 | 10 | 16 | HeaderMin10_HeaderMax16 | 16 | 4 | 12 | [9 empty] | NBS_060-095_4P_40HP_9.53_SS | 2617.6301
106 | 106 | 060-095-4P-40HP | NBS_060-095_4P_40HP_9.53_SS | 2617.6301 | 2617.6301 | 5235.2602 | 2 | 0 | 2 | A | NBS_EndSuction | 8 | 6 | 8 | 12 | BranchMin8_BranchMax12 | 10 | 3 | 10 | 16 | HeaderMin10_HeaderMax16 | 10 | 4 | 12 | [9 empty] | NBS_060-095_4P_40HP_9.53_SS | 2617.6301 | INVALID
106 | 106 | 060-095-4P-40HP | NBS_060-095_4P_40HP_9.53_SS | 2617.6301 | 2617.6301 | 5235.2602 | 2 | 0 | 2 | A | NBS_EndSuction | 8 | 6 | 8 | 12 | BranchMin8_BranchMax12 | 10 | 3 | 10 | 16 | HeaderMin10_HeaderMax16 | 12 | 4 | 12 | [9 empty] | NBS_060-095_4P_40HP_9.53_SS | 2617.6301
106 | 106 | 060-095-4P-40HP | NBS_060-095_4P_40HP_9.53_SS | 2617.6301 | 2617.6301 | 5235.2602 | 2 | 0 | 2 | A | NBS_EndSuction | 8 | 6 | 8 | 12 | BranchMin8_BranchMax12 | 10 | 3 | 10 | 16 | HeaderMin10_HeaderMax16 | 14 | 4 | 12 | [9 empty] | NBS_060-095_4P_40HP_9.53_SS | 2617.6301
106 | 106 | 060-095-4P-40HP | NBS_060-095_4P_40HP_9.53_SS | 2617.6301 | 2617.6301 | 5235.2602 | 2 | 0 | 2 | A | NBS_EndSuction | 8 | 6 | 8 | 12 | BranchMin8_BranchMax12 | 10 | 3 | 10 | 16 | HeaderMin10_HeaderMax16 | 16 | 4 | 12 | [9 empty] | NBS_060-095_4P_40HP_9.53_SS | 2617.6301
106 | 106 | 060-095-4P-40HP | NBS_060-095_4P_40HP_9.53_SS | 2617.6301 | 2617.6301 | 5235.2602 | 2 | 0 | 2 | A | NBS_EndSuction | 8 | 6 | 8 | 12 | BranchMin8_BranchMax12 | 12 | 3 | 10 | 16 | HeaderMin10_HeaderMax16 | 10 | 4 | 12 | [9 empty] | NBS_060-095_4P_40HP_9.53_SS | 2617.6301 | INVALID
106 | 106 | 060-095-4P-40HP | NBS_060-095_4P_40HP_9.53_SS | 2617.6301 | 2617.6301 | 5235.2602 | 2 | 0 | 2 | A | NBS_EndSuction | 8 | 6 | 8 | 12 | BranchMin8_BranchMax12 | 12 | 3 | 10 | 16 | HeaderMin10_HeaderMax16 | 12 | 4 | 12 | [9 empty] | NBS_060-095_4P_40HP_9.53_SS | 2617.6301 | INVALID
106 | 106 | 060-095-4P-40HP | NBS_060-095_4P_40HP_9.53_SS | 2617.6301 | 2617.6301 | 5235.2602 | 2 | 0 | 2 | A | NBS_EndSuction | 8 | 6 | 8 | 12 | BranchMin8_BranchMax12 | 12 | 3 | 10 | 16 | HeaderMin10_HeaderMax16 | 14 | 4 | 12 | [9 empty] | NBS_060-095_4P_40HP_9.53_SS | 2617.6301
106 | 106 | 060-095-4P-40HP | NBS_060-095_4P_40HP_9.53_SS | 2617.6301 | 2617.6301 | 5235.2602 | 2 | 0 | 2 | A | NBS_EndSuction | 8 | 6 | 8 | 12 | BranchMin8_BranchMax12 | 12 | 3 | 10 | 16 | HeaderMin10_HeaderMax16 | 16 | 4 | 12 | [9 empty] | NBS_060-095_4P_40HP_9.53_SS | 2617.6301
107 | 107 | 060-110-4P-30HP | NBS_060-110_4P_30HP_8.78_SS | 2227.2787 | 2227.2787 | 4454.5573 | 2 | 0 | 2 | A | NBS_EndSuction | 8 | 6 | 8 | 10 | BranchMin8_BranchMax10 | 8 | 2 | 10 | 16 | HeaderMin10_HeaderMax16 | 10 | 4 | 8 | [9 empty] | NBS_060-110_4P_30HP_8.78_SS | 2227.2787
107 | 107 | 060-110-4P-30HP | NBS_060-110_4P_30HP_8.78_SS | 2227.2787 | 2227.2787 | 4454.5573 | 2 | 0 | 2 | A | NBS_EndSuction | 8 | 6 | 8 | 10 | BranchMin8_BranchMax10 | 8 | 2 | 10 | 16 | HeaderMin10_HeaderMax16 | 12 | 4 | 8 | [9 empty] | NBS_060-110_4P_30HP_8.78_SS | 2227.2787
107 | 107 | 060-110-4P-30HP | NBS_060-110_4P_30HP_8.78_SS | 2227.2787 | 2227.2787 | 4454.5573 | 2 | 0 | 2 | A | NBS_EndSuction | 8 | 6 | 8 | 10 | BranchMin8_BranchMax10 | 8 | 2 | 10 | 16 | HeaderMin10_HeaderMax16 | 14 | 4 | 8 | [9 empty] | NBS_060-110_4P_30HP_8.78_SS | 2227.2787
107 | 107 | 060-110-4P-30HP | NBS_060-110_4P_30HP_8.78_SS | 2227.2787 | 2227.2787 | 4454.5573 | 2 | 0 | 2 | A | NBS_EndSuction | 8 | 6 | 8 | 10 | BranchMin8_BranchMax10 | 8 | 2 | 10 | 16 | HeaderMin10_HeaderMax16 | 16 | 4 | 8 | [9 empty] | NBS_060-110_4P_30HP_8.78_SS | 2227.2787
107 | 107 | 060-110-4P-30HP | NBS_060-110_4P_30HP_8.78_SS | 2227.2787 | 2227.2787 | 4454.5573 | 2 | 0 | 2 | A | NBS_EndSuction | 8 | 6 | 8 | 10 | BranchMin8_BranchMax10 | 10 | 2 | 10 | 16 | HeaderMin10_HeaderMax16 | 10 | 4 | 8 | [9 empty] | NBS_060-110_4P_30HP_8.78_SS | 2227.2787 | INVALID
107 | 107 | 060-110-4P-30HP | NBS_060-110_4P_30HP_8.78_SS | 2227.2787 | 2227.2787 | 4454.5573 | 2 | 0 | 2 | A | NBS_EndSuction | 8 | 6 | 8 | 10 | BranchMin8_BranchMax10 | 10 | 2 | 10 | 16 | HeaderMin10_HeaderMax16 | 12 | 4 | 8 | [9 empty] | NBS_060-110_4P_30HP_8.78_SS | 2227.2787
107 | 107 | 060-110-4P-30HP | NBS_060-110_4P_30HP_8.78_SS | 2227.2787 | 2227.2787 | 4454.5573 | 2 | 0 | 2 | A | NBS_EndSuction | 8 | 6 | 8 | 10 | BranchMin8_BranchMax10 | 10 | 2 | 10 | 16 | HeaderMin10_HeaderMax16 | 14 | 4 | 8 | [9 empty] | NBS_060-110_4P_30HP_8.78_SS | 2227.2787
107 | 107 | 060-110-4P-30HP | NBS_060-110_4P_30HP_8.78_SS | 2227.2787 | 2227.2787 | 4454.5573 | 2 | 0 | 2 | A | NBS_EndSuction | 8 | 6 | 8 | 10 | BranchMin8_BranchMax10 | 10 | 2 | 10 | 16 | HeaderMin10_HeaderMax16 | 16 | 4 | 8 | [9 empty] | NBS_060-110_4P_30HP_8.78_SS | 2227.2787
108 | 108 | 060-110-4P-40HP | NBS_060-110_4P_40HP_9.57_SS | 2407.488 | 2407.488 | 4814.9761 | 2 | 0 | 2 | A | NBS_EndSuction | 8 | 6 | 8 | 10 | BranchMin8_BranchMax10 | 8 | 2 | 10 | 16 | HeaderMin10_HeaderMax16 | 10 | 4 | 8 | [9 empty] | NBS_060-110_4P_40HP_9.57_SS | 2407.488
108 | 108 | 060-110-4P-40HP | NBS_060-110_4P_40HP_9.57_SS | 2407.488 | 2407.488 | 4814.9761 | 2 | 0 | 2 | A | NBS_EndSuction | 8 | 6 | 8 | 10 | BranchMin8_BranchMax10 | 8 | 2 | 10 | 16 | HeaderMin10_HeaderMax16 | 12 | 4 | 8 | [9 empty] | NBS_060-110_4P_40HP_9.57_SS | 2407.488
108 | 108 | 060-110-4P-40HP | NBS_060-110_4P_40HP_9.57_SS | 2407.488 | 2407.488 | 4814.9761 | 2 | 0 | 2 | A | NBS_EndSuction | 8 | 6 | 8 | 10 | BranchMin8_BranchMax10 | 8 | 2 | 10 | 16 | HeaderMin10_HeaderMax16 | 14 | 4 | 8 | [9 empty] | NBS_060-110_4P_40HP_9.57_SS | 2407.488
108 | 108 | 060-110-4P-40HP | NBS_060-110_4P_40HP_9.57_SS | 2407.488 | 2407.488 | 4814.9761 | 2 | 0 | 2 | A | NBS_EndSuction | 8 | 6 | 8 | 10 | BranchMin8_BranchMax10 | 8 | 2 | 10 | 16 | HeaderMin10_HeaderMax16 | 16 | 4 | 8 | [9 empty] | NBS_060-110_4P_40HP_9.57_SS | 2407.488
108 | 108 | 060-110-4P-40HP | NBS_060-110_4P_40HP_9.57_SS | 2407.488 | 2407.488 | 4814.9761 | 2 | 0 | 2 | A | NBS_EndSuction | 8 | 6 | 8 | 10 | BranchMin8_BranchMax10 | 10 | 2 | 10 | 16 | HeaderMin10_HeaderMax16 | 10 | 4 | 8 | [9 empty] | NBS_060-110_4P_40HP_9.57_SS | 2407.488 | INVALID
108 | 108 | 060-110-4P-40HP | NBS_060-110_4P_40HP_9.57_SS | 2407.488 | 2407.488 | 4814.9761 | 2 | 0 | 2 | A | NBS_EndSuction | 8 | 6 | 8 | 10 | BranchMin8_BranchMax10 | 10 | 2 | 10 | 16 | HeaderMin10_HeaderMax16 | 12 | 4 | 8 | [9 empty] | NBS_060-110_4P_40HP_9.57_SS | 2407.488
108 | 108 | 060-110-4P-40HP | NBS_060-110_4P_40HP_9.57_SS | 2407.488 | 2407.488 | 4814.9761 | 2 | 0 | 2 | A | NBS_EndSuction | 8 | 6 | 8 | 10 | BranchMin8_BranchMax10 | 10 | 2 | 10 | 16 | HeaderMin10_HeaderMax16 | 14 | 4 | 8 | [9 empty] | NBS_060-110_4P_40HP_9.57_SS | 2407.488
108 | 108 | 060-110-4P-40HP | NBS_060-110_4P_40HP_9.57_SS | 2407.488 | 2407.488 | 4814.9761 | 2 | 0 | 2 | A | NBS_EndSuction | 8 | 6 | 8 | 10 | BranchMin8_BranchMax10 | 10 | 2 | 10 | 16 | HeaderMin10_HeaderMax16 | 16 | 4 | 8 | [9 empty] | NBS_060-110_4P_40HP_9.57_SS | 2407.488
109 | 109 | 060-110-4P-50HP | NBS_060-110_4P_50HP_10.20_SS | 2508.3577 | 2508.3577 | 5016.7154 | 2 | 0 | 2 | A | NBS_EndSuction | 8 | 6 | 8 | 12 | BranchMin8_BranchMax12 | 8 | 3 | 10 | 16 | HeaderMin10_HeaderMax16 | 10 | 4 | 12 | [9 empty] | NBS_060-110_4P_50HP_10.20_SS | 2508.3577
109 | 109 | 060-110-4P-50HP | NBS_060-110_4P_50HP_10.20_SS | 2508.3577 | 2508.3577 | 5016.7154 | 2 | 0 | 2 | A | NBS_EndSuction | 8 | 6 | 8 | 12 | BranchMin8_BranchMax12 | 8 | 3 | 10 | 16 | HeaderMin10_HeaderMax16 | 12 | 4 | 12 | [9 empty] | NBS_060-110_4P_50HP_10.20_SS | 2508.3577
109 | 109 | 060-110-4P-50HP | NBS_060-110_4P_50HP_10.20_SS | 2508.3577 | 2508.3577 | 5016.7154 | 2 | 0 | 2 | A | NBS_EndSuction | 8 | 6 | 8 | 12 | BranchMin8_BranchMax12 | 8 | 3 | 10 | 16 | HeaderMin10_HeaderMax16 | 14 | 4 | 12 | [9 empty] | NBS_060-110_4P_50HP_10.20_SS | 2508.3577
109 | 109 | 060-110-4P-50HP | NBS_060-110_4P_50HP_10.20_SS | 2508.3577 | 2508.3577 | 5016.7154 | 2 | 0 | 2 | A | NBS_EndSuction | 8 | 6 | 8 | 12 | BranchMin8_BranchMax12 | 8 | 3 | 10 | 16 | HeaderMin10_HeaderMax16 | 16 | 4 | 12 | [9 empty] | NBS_060-110_4P_50HP_10.20_SS | 2508.3577
109 | 109 | 060-110-4P-50HP | NBS_060-110_4P_50HP_10.20_SS | 2508.3577 | 2508.3577 | 5016.7154 | 2 | 0 | 2 | A | NBS_EndSuction | 8 | 6 | 8 | 12 | BranchMin8_BranchMax12 | 10 | 3 | 10 | 16 | HeaderMin10_HeaderMax16 | 10 | 4 | 12 | [9 empty] | NBS_060-110_4P_50HP_10.20_SS | 2508.3577 | INVALID
109 | 109 | 060-110-4P-50HP | NBS_060-110_4P_50HP_10.20_SS | 2508.3577 | 2508.3577 | 5016.7154 | 2 | 0 | 2 | A | NBS_EndSuction | 8 | 6 | 8 | 12 | BranchMin8_BranchMax12 | 10 | 3 | 10 | 16 | HeaderMin10_HeaderMax16 | 12 | 4 | 12 | [9 empty] | NBS_060-110_4P_50HP_10.20_SS | 2508.3577
109 | 109 | 060-110-4P-50HP | NBS_060-110_4P_50HP_10.20_SS | 2508.3577 | 2508.3577 | 5016.7154 | 2 | 0 | 2 | A | NBS_EndSuction | 8 | 6 | 8 | 12 | BranchMin8_BranchMax12 | 10 | 3 | 10 | 16 | HeaderMin10_HeaderMax16 | 14 | 4 | 12 | [9 empty] | NBS_060-110_4P_50HP_10.20_SS | 2508.3577
109 | 109 | 060-110-4P-50HP | NBS_060-110_4P_50HP_10.20_SS | 2508.3577 | 2508.3577 | 5016.7154 | 2 | 0 | 2 | A | NBS_EndSuction | 8 | 6 | 8 | 12 | BranchMin8_BranchMax12 | 10 | 3 | 10 | 16 | HeaderMin10_HeaderMax16 | 16 | 4 | 12 | [9 empty] | NBS_060-110_4P_50HP_10.20_SS | 2508.3577
109 | 109 | 060-110-4P-50HP | NBS_060-110_4P_50HP_10.20_SS | 2508.3577 | 2508.3577 | 5016.7154 | 2 | 0 | 2 | A | NBS_EndSuction | 8 | 6 | 8 | 12 | BranchMin8_BranchMax12 | 12 | 3 | 10 | 16 | HeaderMin10_HeaderMax16 | 10 | 4 | 12 | [9 empty] | NBS_060-110_4P_50HP_10.20_SS | 2508.3577 | INVALID
109 | 109 | 060-110-4P-50HP | NBS_060-110_4P_50HP_10.20_SS | 2508.3577 | 2508.3577 | 5016.7154 | 2 | 0 | 2 | A | NBS_EndSuction | 8 | 6 | 8 | 12 | BranchMin8_BranchMax12 | 12 | 3 | 10 | 16 | HeaderMin10_HeaderMax16 | 12 | 4 | 12 | [9 empty] | NBS_060-110_4P_50HP_10.20_SS | 2508.3577 | INVALID
109 | 109 | 060-110-4P-50HP | NBS_060-110_4P_50HP_10.20_SS | 2508.3577 | 2508.3577 | 5016.7154 | 2 | 0 | 2 | A | NBS_EndSuction | 8 | 6 | 8 | 12 | BranchMin8_BranchMax12 | 12 | 3 | 10 | 16 | HeaderMin10_HeaderMax16 | 14 | 4 | 12 | [9 empty] | NBS_060-110_4P_50HP_10.20_SS | 2508.3577
109 | 109 | 060-110-4P-50HP | NBS_060-110_4P_50HP_10.20_SS | 2508.3577 | 2508.3577 | 5016.7154 | 2 | 0 | 2 | A | NBS_EndSuction | 8 | 6 | 8 | 12 | BranchMin8_BranchMax12 | 12 | 3 | 10 | 16 | HeaderMin10_HeaderMax16 | 16 | 4 | 12 | [9 empty] | NBS_060-110_4P_50HP_10.20_SS | 2508.3577
110 | 110 | 060-110-4P-60HP | NBS_060-110_4P_60HP_10.75_SS | 2624.9016 | 2624.9016 | 5249.8033 | 2 | 0 | 2 | A | NBS_EndSuction | 8 | 6 | 8 | 12 | BranchMin8_BranchMax12 | 8 | 3 | 10 | 16 | HeaderMin10_HeaderMax16 | 10 | 4 | 12 | [9 empty] | NBS_060-110_4P_60HP_10.75_SS | 2624.9016
110 | 110 | 060-110-4P-60HP | NBS_060-110_4P_60HP_10.75_SS | 2624.9016 | 2624.9016 | 5249.8033 | 2 | 0 | 2 | A | NBS_EndSuction | 8 | 6 | 8 | 12 | BranchMin8_BranchMax12 | 8 | 3 | 10 | 16 | HeaderMin10_HeaderMax16 | 12 | 4 | 12 | [9 empty] | NBS_060-110_4P_60HP_10.75_SS | 2624.9016
110 | 110 | 060-110-4P-60HP | NBS_060-110_4P_60HP_10.75_SS | 2624.9016 | 2624.9016 | 5249.8033 | 2 | 0 | 2 | A | NBS_EndSuction | 8 | 6 | 8 | 12 | BranchMin8_BranchMax12 | 8 | 3 | 10 | 16 | HeaderMin10_HeaderMax16 | 14 | 4 | 12 | [9 empty] | NBS_060-110_4P_60HP_10.75_SS | 2624.9016
110 | 110 | 060-110-4P-60HP | NBS_060-110_4P_60HP_10.75_SS | 2624.9016 | 2624.9016 | 5249.8033 | 2 | 0 | 2 | A | NBS_EndSuction | 8 | 6 | 8 | 12 | BranchMin8_BranchMax12 | 8 | 3 | 10 | 16 | HeaderMin10_HeaderMax16 | 16 | 4 | 12 | [9 empty] | NBS_060-110_4P_60HP_10.75_SS | 2624.9016
110 | 110 | 060-110-4P-60HP | NBS_060-110_4P_60HP_10.75_SS | 2624.9016 | 2624.9016 | 5249.8033 | 2 | 0 | 2 | A | NBS_EndSuction | 8 | 6 | 8 | 12 | BranchMin8_BranchMax12 | 10 | 3 | 10 | 16 | HeaderMin10_HeaderMax16 | 10 | 4 | 12 | [9 empty] | NBS_060-110_4P_60HP_10.75_SS | 2624.9016 | INVALID
110 | 110 | 060-110-4P-60HP | NBS_060-110_4P_60HP_10.75_SS | 2624.9016 | 2624.9016 | 5249.8033 | 2 | 0 | 2 | A | NBS_EndSuction | 8 | 6 | 8 | 12 | BranchMin8_BranchMax12 | 10 | 3 | 10 | 16 | HeaderMin10_HeaderMax16 | 12 | 4 | 12 | [9 empty] | NBS_060-110_4P_60HP_10.75_SS | 2624.9016
110 | 110 | 060-110-4P-60HP | NBS_060-110_4P_60HP_10.75_SS | 2624.9016 | 2624.9016 | 5249.8033 | 2 | 0 | 2 | A | NBS_EndSuction | 8 | 6 | 8 | 12 | BranchMin8_BranchMax12 | 10 | 3 | 10 | 16 | HeaderMin10_HeaderMax16 | 14 | 4 | 12 | [9 empty] | NBS_060-110_4P_60HP_10.75_SS | 2624.9016
110 | 110 | 060-110-4P-60HP | NBS_060-110_4P_60HP_10.75_SS | 2624.9016 | 2624.9016 | 5249.8033 | 2 | 0 | 2 | A | NBS_EndSuction | 8 | 6 | 8 | 12 | BranchMin8_BranchMax12 | 10 | 3 | 10 | 16 | HeaderMin10_HeaderMax16 | 16 | 4 | 12 | [9 empty] | NBS_060-110_4P_60HP_10.75_SS | 2624.9016
110 | 110 | 060-110-4P-60HP | NBS_060-110_4P_60HP_10.75_SS | 2624.9016 | 2624.9016 | 5249.8033 | 2 | 0 | 2 | A | NBS_EndSuction | 8 | 6 | 8 | 12 | BranchMin8_BranchMax12 | 12 | 3 | 10 | 16 | HeaderMin10_HeaderMax16 | 10 | 4 | 12 | [9 empty] | NBS_060-110_4P_60HP_10.75_SS | 2624.9016 | INVALID
110 | 110 | 060-110-4P-60HP | NBS_060-110_4P_60HP_10.75_SS | 2624.9016 | 2624.9016 | 5249.8033 | 2 | 0 | 2 | A | NBS_EndSuction | 8 | 6 | 8 | 12 | BranchMin8_BranchMax12 | 12 | 3 | 10 | 16 | HeaderMin10_HeaderMax16 | 12 | 4 | 12 | [9 empty] | NBS_060-110_4P_60HP_10.75_SS | 2624.9016 | INVALID
110 | 110 | 060-110-4P-60HP | NBS_060-110_4P_60HP_10.75_SS | 2624.9016 | 2624.9016 | 5249.8033 | 2 | 0 | 2 | A | NBS_EndSuction | 8 | 6 | 8 | 12 | BranchMin8_BranchMax12 | 12 | 3 | 10 | 16 | HeaderMin10_HeaderMax16 | 14 | 4 | 12 | [9 empty] | NBS_060-110_4P_60HP_10.75_SS | 2624.9016
110 | 110 | 060-110-4P-60HP | NBS_060-110_4P_60HP_10.75_SS | 2624.9016 | 2624.9016 | 5249.8033 | 2 | 0 | 2 | A | NBS_EndSuction | 8 | 6 | 8 | 12 | BranchMin8_BranchMax12 | 12 | 3 | 10 | 16 | HeaderMin10_HeaderMax16 | 16 | 4 | 12 | [9 empty] | NBS_060-110_4P_60HP_10.75_SS | 2624.9016
111 | 111 | 060-135-4P-40HP | NBS_060-135_4P_40HP_9.25_SS | 2111.5713 | 2111.5713 | 4223.1426 | 2 | 0 | 2 | A | NBS_EndSuction | 8 | 6 | 8 | 10 | BranchMin8_BranchMax10 | 8 | 2 | 10 | 14 | HeaderMin10_HeaderMax14 | 10 | 3 | 6 | [9 empty] | NBS_060-135_4P_40HP_9.25_SS | 2111.5713
111 | 111 | 060-135-4P-40HP | NBS_060-135_4P_40HP_9.25_SS | 2111.5713 | 2111.5713 | 4223.1426 | 2 | 0 | 2 | A | NBS_EndSuction | 8 | 6 | 8 | 10 | BranchMin8_BranchMax10 | 8 | 2 | 10 | 14 | HeaderMin10_HeaderMax14 | 12 | 3 | 6 | [9 empty] | NBS_060-135_4P_40HP_9.25_SS | 2111.5713
111 | 111 | 060-135-4P-40HP | NBS_060-135_4P_40HP_9.25_SS | 2111.5713 | 2111.5713 | 4223.1426 | 2 | 0 | 2 | A | NBS_EndSuction | 8 | 6 | 8 | 10 | BranchMin8_BranchMax10 | 8 | 2 | 10 | 14 | HeaderMin10_HeaderMax14 | 14 | 3 | 6 | [9 empty] | NBS_060-135_4P_40HP_9.25_SS | 2111.5713
111 | 111 | 060-135-4P-40HP | NBS_060-135_4P_40HP_9.25_SS | 2111.5713 | 2111.5713 | 4223.1426 | 2 | 0 | 2 | A | NBS_EndSuction | 8 | 6 | 8 | 10 | BranchMin8_BranchMax10 | 10 | 2 | 10 | 14 | HeaderMin10_HeaderMax14 | 10 | 3 | 6 | [9 empty] | NBS_060-135_4P_40HP_9.25_SS | 2111.5713 | INVALID
111 | 111 | 060-135-4P-40HP | NBS_060-135_4P_40HP_9.25_SS | 2111.5713 | 2111.5713 | 4223.1426 | 2 | 0 | 2 | A | NBS_EndSuction | 8 | 6 | 8 | 10 | BranchMin8_BranchMax10 | 10 | 2 | 10 | 14 | HeaderMin10_HeaderMax14 | 12 | 3 | 6 | [9 empty] | NBS_060-135_4P_40HP_9.25_SS | 2111.5713
111 | 111 | 060-135-4P-40HP | NBS_060-135_4P_40HP_9.25_SS | 2111.5713 | 2111.5713 | 4223.1426 | 2 | 0 | 2 | A | NBS_EndSuction | 8 | 6 | 8 | 10 | BranchMin8_BranchMax10 | 10 | 2 | 10 | 14 | HeaderMin10_HeaderMax14 | 14 | 3 | 6 | [9 empty] | NBS_060-135_4P_40HP_9.25_SS | 2111.5713
112 | 112 | 060-135-4P-50HP | NBS_060-135_4P_50HP_9.96_SS | 2305.4296 | 2305.4296 | 4610.8591 | 2 | 0 | 2 | A | NBS_EndSuction | 8 | 6 | 8 | 10 | BranchMin8_BranchMax10 | 8 | 2 | 10 | 16 | HeaderMin10_HeaderMax16 | 10 | 4 | 8 | [9 empty] | NBS_060-135_4P_50HP_9.96_SS | 2305.4296
112 | 112 | 060-135-4P-50HP | NBS_060-135_4P_50HP_9.96_SS | 2305.4296 | 2305.4296 | 4610.8591 | 2 | 0 | 2 | A | NBS_EndSuction | 8 | 6 | 8 | 10 | BranchMin8_BranchMax10 | 8 | 2 | 10 | 16 | HeaderMin10_HeaderMax16 | 12 | 4 | 8 | [9 empty] | NBS_060-135_4P_50HP_9.96_SS | 2305.4296
112 | 112 | 060-135-4P-50HP | NBS_060-135_4P_50HP_9.96_SS | 2305.4296 | 2305.4296 | 4610.8591 | 2 | 0 | 2 | A | NBS_EndSuction | 8 | 6 | 8 | 10 | BranchMin8_BranchMax10 | 8 | 2 | 10 | 16 | HeaderMin10_HeaderMax16 | 14 | 4 | 8 | [9 empty] | NBS_060-135_4P_50HP_9.96_SS | 2305.4296
112 | 112 | 060-135-4P-50HP | NBS_060-135_4P_50HP_9.96_SS | 2305.4296 | 2305.4296 | 4610.8591 | 2 | 0 | 2 | A | NBS_EndSuction | 8 | 6 | 8 | 10 | BranchMin8_BranchMax10 | 8 | 2 | 10 | 16 | HeaderMin10_HeaderMax16 | 16 | 4 | 8 | [9 empty] | NBS_060-135_4P_50HP_9.96_SS | 2305.4296
112 | 112 | 060-135-4P-50HP | NBS_060-135_4P_50HP_9.96_SS | 2305.4296 | 2305.4296 | 4610.8591 | 2 | 0 | 2 | A | NBS_EndSuction | 8 | 6 | 8 | 10 | BranchMin8_BranchMax10 | 10 | 2 | 10 | 16 | HeaderMin10_HeaderMax16 | 10 | 4 | 8 | [9 empty] | NBS_060-135_4P_50HP_9.96_SS | 2305.4296 | INVALID
112 | 112 | 060-135-4P-50HP | NBS_060-135_4P_50HP_9.96_SS | 2305.4296 | 2305.4296 | 4610.8591 | 2 | 0 | 2 | A | NBS_EndSuction | 8 | 6 | 8 | 10 | BranchMin8_BranchMax10 | 10 | 2 | 10 | 16 | HeaderMin10_HeaderMax16 | 12 | 4 | 8 | [9 empty] | NBS_060-135_4P_50HP_9.96_SS | 2305.4296
112 | 112 | 060-135-4P-50HP | NBS_060-135_4P_50HP_9.96_SS | 2305.4296 | 2305.4296 | 4610.8591 | 2 | 0 | 2 | A | NBS_EndSuction | 8 | 6 | 8 | 10 | BranchMin8_BranchMax10 | 10 | 2 | 10 | 16 | HeaderMin10_HeaderMax16 | 14 | 4 | 8 | [9 empty] | NBS_060-135_4P_50HP_9.96_SS | 2305.4296
112 | 112 | 060-135-4P-50HP | NBS_060-135_4P_50HP_9.96_SS | 2305.4296 | 2305.4296 | 4610.8591 | 2 | 0 | 2 | A | NBS_EndSuction | 8 | 6 | 8 | 10 | BranchMin8_BranchMax10 | 10 | 2 | 10 | 16 | HeaderMin10_HeaderMax16 | 16 | 4 | 8 | [9 empty] | NBS_060-135_4P_50HP_9.96_SS | 2305.4296
113 | 113 | 060-135-4P-60HP | NBS_060-135_4P_60HP_10.35_SS | 2491.2746 | 2491.2746 | 4982.5492 | 2 | 0 | 2 | A | NBS_EndSuction | 8 | 6 | 8 | 10 | BranchMin8_BranchMax10 | 8 | 2 | 10 | 16 | HeaderMin10_HeaderMax16 | 10 | 4 | 8 | [9 empty] | NBS_060-135_4P_60HP_10.35_SS | 2491.2746
113 | 113 | 060-135-4P-60HP | NBS_060-135_4P_60HP_10.35_SS | 2491.2746 | 2491.2746 | 4982.5492 | 2 | 0 | 2 | A | NBS_EndSuction | 8 | 6 | 8 | 10 | BranchMin8_BranchMax10 | 8 | 2 | 10 | 16 | HeaderMin10_HeaderMax16 | 12 | 4 | 8 | [9 empty] | NBS_060-135_4P_60HP_10.35_SS | 2491.2746
113 | 113 | 060-135-4P-60HP | NBS_060-135_4P_60HP_10.35_SS | 2491.2746 | 2491.2746 | 4982.5492 | 2 | 0 | 2 | A | NBS_EndSuction | 8 | 6 | 8 | 10 | BranchMin8_BranchMax10 | 8 | 2 | 10 | 16 | HeaderMin10_HeaderMax16 | 14 | 4 | 8 | [9 empty] | NBS_060-135_4P_60HP_10.35_SS | 2491.2746
113 | 113 | 060-135-4P-60HP | NBS_060-135_4P_60HP_10.35_SS | 2491.2746 | 2491.2746 | 4982.5492 | 2 | 0 | 2 | A | NBS_EndSuction | 8 | 6 | 8 | 10 | BranchMin8_BranchMax10 | 8 | 2 | 10 | 16 | HeaderMin10_HeaderMax16 | 16 | 4 | 8 | [9 empty] | NBS_060-135_4P_60HP_10.35_SS | 2491.2746
113 | 113 | 060-135-4P-60HP | NBS_060-135_4P_60HP_10.35_SS | 2491.2746 | 2491.2746 | 4982.5492 | 2 | 0 | 2 | A | NBS_EndSuction | 8 | 6 | 8 | 10 | BranchMin8_BranchMax10 | 10 | 2 | 10 | 16 | HeaderMin10_HeaderMax16 | 10 | 4 | 8 | [9 empty] | NBS_060-135_4P_60HP_10.35_SS | 2491.2746 | INVALID
113 | 113 | 060-135-4P-60HP | NBS_060-135_4P_60HP_10.35_SS | 2491.2746 | 2491.2746 | 4982.5492 | 2 | 0 | 2 | A | NBS_EndSuction | 8 | 6 | 8 | 10 | BranchMin8_BranchMax10 | 10 | 2 | 10 | 16 | HeaderMin10_HeaderMax16 | 12 | 4 | 8 | [9 empty] | NBS_060-135_4P_60HP_10.35_SS | 2491.2746
113 | 113 | 060-135-4P-60HP | NBS_060-135_4P_60HP_10.35_SS | 2491.2746 | 2491.2746 | 4982.5492 | 2 | 0 | 2 | A | NBS_EndSuction | 8 | 6 | 8 | 10 | BranchMin8_BranchMax10 | 10 | 2 | 10 | 16 | HeaderMin10_HeaderMax16 | 14 | 4 | 8 | [9 empty] | NBS_060-135_4P_60HP_10.35_SS | 2491.2746
113 | 113 | 060-135-4P-60HP | NBS_060-135_4P_60HP_10.35_SS | 2491.2746 | 2491.2746 | 4982.5492 | 2 | 0 | 2 | A | NBS_EndSuction | 8 | 6 | 8 | 10 | BranchMin8_BranchMax10 | 10 | 2 | 10 | 16 | HeaderMin10_HeaderMax16 | 16 | 4 | 8 | [9 empty] | NBS_060-135_4P_60HP_10.35_SS | 2491.2746
114 | 114 | 060-135-4P-75HP | NBS_060-135_4P_75HP_11.22_SS | 2766.6299 | 2766.6299 | 5533.2599 | 2 | 0 | 2 | A | NBS_EndSuction | 8 | 6 | 8 | 12 | BranchMin8_BranchMax12 | 8 | 3 | 10 | 16 | HeaderMin10_HeaderMax16 | 10 | 4 | 12 | [9 empty] | NBS_060-135_4P_75HP_11.22_SS | 2766.6299
114 | 114 | 060-135-4P-75HP | NBS_060-135_4P_75HP_11.22_SS | 2766.6299 | 2766.6299 | 5533.2599 | 2 | 0 | 2 | A | NBS_EndSuction | 8 | 6 | 8 | 12 | BranchMin8_BranchMax12 | 8 | 3 | 10 | 16 | HeaderMin10_HeaderMax16 | 12 | 4 | 12 | [9 empty] | NBS_060-135_4P_75HP_11.22_SS | 2766.6299
114 | 114 | 060-135-4P-75HP | NBS_060-135_4P_75HP_11.22_SS | 2766.6299 | 2766.6299 | 5533.2599 | 2 | 0 | 2 | A | NBS_EndSuction | 8 | 6 | 8 | 12 | BranchMin8_BranchMax12 | 8 | 3 | 10 | 16 | HeaderMin10_HeaderMax16 | 14 | 4 | 12 | [9 empty] | NBS_060-135_4P_75HP_11.22_SS | 2766.6299
114 | 114 | 060-135-4P-75HP | NBS_060-135_4P_75HP_11.22_SS | 2766.6299 | 2766.6299 | 5533.2599 | 2 | 0 | 2 | A | NBS_EndSuction | 8 | 6 | 8 | 12 | BranchMin8_BranchMax12 | 8 | 3 | 10 | 16 | HeaderMin10_HeaderMax16 | 16 | 4 | 12 | [9 empty] | NBS_060-135_4P_75HP_11.22_SS | 2766.6299
114 | 114 | 060-135-4P-75HP | NBS_060-135_4P_75HP_11.22_SS | 2766.6299 | 2766.6299 | 5533.2599 | 2 | 0 | 2 | A | NBS_EndSuction | 8 | 6 | 8 | 12 | BranchMin8_BranchMax12 | 10 | 3 | 10 | 16 | HeaderMin10_HeaderMax16 | 10 | 4 | 12 | [9 empty] | NBS_060-135_4P_75HP_11.22_SS | 2766.6299 | INVALID
114 | 114 | 060-135-4P-75HP | NBS_060-135_4P_75HP_11.22_SS | 2766.6299 | 2766.6299 | 5533.2599 | 2 | 0 | 2 | A | NBS_EndSuction | 8 | 6 | 8 | 12 | BranchMin8_BranchMax12 | 10 | 3 | 10 | 16 | HeaderMin10_HeaderMax16 | 12 | 4 | 12 | [9 empty] | NBS_060-135_4P_75HP_11.22_SS | 2766.6299
114 | 114 | 060-135-4P-75HP | NBS_060-135_4P_75HP_11.22_SS | 2766.6299 | 2766.6299 | 5533.2599 | 2 | 0 | 2 | A | NBS_EndSuction | 8 | 6 | 8 | 12 | BranchMin8_BranchMax12 | 10 | 3 | 10 | 16 | HeaderMin10_HeaderMax16 | 14 | 4 | 12 | [9 empty] | NBS_060-135_4P_75HP_11.22_SS | 2766.6299
114 | 114 | 060-135-4P-75HP | NBS_060-135_4P_75HP_11.22_SS | 2766.6299 | 2766.6299 | 5533.2599 | 2 | 0 | 2 | A | NBS_EndSuction | 8 | 6 | 8 | 12 | BranchMin8_BranchMax12 | 10 | 3 | 10 | 16 | HeaderMin10_HeaderMax16 | 16 | 4 | 12 | [9 empty] | NBS_060-135_4P_75HP_11.22_SS | 2766.6299
114 | 114 | 060-135-4P-75HP | NBS_060-135_4P_75HP_11.22_SS | 2766.6299 | 2766.6299 | 5533.2599 | 2 | 0 | 2 | A | NBS_EndSuction | 8 | 6 | 8 | 12 | BranchMin8_BranchMax12 | 12 | 3 | 10 | 16 | HeaderMin10_HeaderMax16 | 10 | 4 | 12 | [9 empty] | NBS_060-135_4P_75HP_11.22_SS | 2766.6299 | INVALID
114 | 114 | 060-135-4P-75HP | NBS_060-135_4P_75HP_11.22_SS | 2766.6299 | 2766.6299 | 5533.2599 | 2 | 0 | 2 | A | NBS_EndSuction | 8 | 6 | 8 | 12 | BranchMin8_BranchMax12 | 12 | 3 | 10 | 16 | HeaderMin10_HeaderMax16 | 12 | 4 | 12 | [9 empty] | NBS_060-135_4P_75HP_11.22_SS | 2766.6299 | INVALID
114 | 114 | 060-135-4P-75HP | NBS_060-135_4P_75HP_11.22_SS | 2766.6299 | 2766.6299 | 5533.2599 | 2 | 0 | 2 | A | NBS_EndSuction | 8 | 6 | 8 | 12 | BranchMin8_BranchMax12 | 12 | 3 | 10 | 16 | HeaderMin10_HeaderMax16 | 14 | 4 | 12 | [9 empty] | NBS_060-135_4P_75HP_11.22_SS | 2766.6299
114 | 114 | 060-135-4P-75HP | NBS_060-135_4P_75HP_11.22_SS | 2766.6299 | 2766.6299 | 5533.2599 | 2 | 0 | 2 | A | NBS_EndSuction | 8 | 6 | 8 | 12 | BranchMin8_BranchMax12 | 12 | 3 | 10 | 16 | HeaderMin10_HeaderMax16 | 16 | 4 | 12 | [9 empty] | NBS_060-135_4P_75HP_11.22_SS | 2766.6299
115 | 115 | 060-135-4P-100HP | NBS_060-135_4P_100HP_12.24_SS | 3069.239 | 3069.239 | 6138.4781 | 2 | 0 | 2 | A | NBS_EndSuction | 8 | 6 | 8 | 12 | BranchMin8_BranchMax12 | 8 | 3 | 10 | 18 | HeaderMin10_HeaderMax18 | 10 | 5 | 15 | [9 empty] | NBS_060-135_4P_100HP_12.24_SS | 3069.239
115 | 115 | 060-135-4P-100HP | NBS_060-135_4P_100HP_12.24_SS | 3069.239 | 3069.239 | 6138.4781 | 2 | 0 | 2 | A | NBS_EndSuction | 8 | 6 | 8 | 12 | BranchMin8_BranchMax12 | 8 | 3 | 10 | 18 | HeaderMin10_HeaderMax18 | 12 | 5 | 15 | [9 empty] | NBS_060-135_4P_100HP_12.24_SS | 3069.239
115 | 115 | 060-135-4P-100HP | NBS_060-135_4P_100HP_12.24_SS | 3069.239 | 3069.239 | 6138.4781 | 2 | 0 | 2 | A | NBS_EndSuction | 8 | 6 | 8 | 12 | BranchMin8_BranchMax12 | 8 | 3 | 10 | 18 | HeaderMin10_HeaderMax18 | 14 | 5 | 15 | [9 empty] | NBS_060-135_4P_100HP_12.24_SS | 3069.239
115 | 115 | 060-135-4P-100HP | NBS_060-135_4P_100HP_12.24_SS | 3069.239 | 3069.239 | 6138.4781 | 2 | 0 | 2 | A | NBS_EndSuction | 8 | 6 | 8 | 12 | BranchMin8_BranchMax12 | 8 | 3 | 10 | 18 | HeaderMin10_HeaderMax18 | 16 | 5 | 15 | [9 empty] | NBS_060-135_4P_100HP_12.24_SS | 3069.239
115 | 115 | 060-135-4P-100HP | NBS_060-135_4P_100HP_12.24_SS | 3069.239 | 3069.239 | 6138.4781 | 2 | 0 | 2 | A | NBS_EndSuction | 8 | 6 | 8 | 12 | BranchMin8_BranchMax12 | 8 | 3 | 10 | 18 | HeaderMin10_HeaderMax18 | 18 | 5 | 15 | [9 empty] | NBS_060-135_4P_100HP_12.24_SS | 3069.239
115 | 115 | 060-135-4P-100HP | NBS_060-135_4P_100HP_12.24_SS | 3069.239 | 3069.239 | 6138.4781 | 2 | 0 | 2 | A | NBS_EndSuction | 8 | 6 | 8 | 12 | BranchMin8_BranchMax12 | 10 | 3 | 10 | 18 | HeaderMin10_HeaderMax18 | 10 | 5 | 15 | [9 empty] | NBS_060-135_4P_100HP_12.24_SS | 3069.239 | INVALID
115 | 115 | 060-135-4P-100HP | NBS_060-135_4P_100HP_12.24_SS | 3069.239 | 3069.239 | 6138.4781 | 2 | 0 | 2 | A | NBS_EndSuction | 8 | 6 | 8 | 12 | BranchMin8_BranchMax12 | 10 | 3 | 10 | 18 | HeaderMin10_HeaderMax18 | 12 | 5 | 15 | [9 empty] | NBS_060-135_4P_100HP_12.24_SS | 3069.239
115 | 115 | 060-135-4P-100HP | NBS_060-135_4P_100HP_12.24_SS | 3069.239 | 3069.239 | 6138.4781 | 2 | 0 | 2 | A | NBS_EndSuction | 8 | 6 | 8 | 12 | BranchMin8_BranchMax12 | 10 | 3 | 10 | 18 | HeaderMin10_HeaderMax18 | 14 | 5 | 15 | [9 empty] | NBS_060-135_4P_100HP_12.24_SS | 3069.239
115 | 115 | 060-135-4P-100HP | NBS_060-135_4P_100HP_12.24_SS | 3069.239 | 3069.239 | 6138.4781 | 2 | 0 | 2 | A | NBS_EndSuction | 8 | 6 | 8 | 12 | BranchMin8_BranchMax12 | 10 | 3 | 10 | 18 | HeaderMin10_HeaderMax18 | 16 | 5 | 15 | [9 empty] | NBS_060-135_4P_100HP_12.24_SS | 3069.239
115 | 115 | 060-135-4P-100HP | NBS_060-135_4P_100HP_12.24_SS | 3069.239 | 3069.239 | 6138.4781 | 2 | 0 | 2 | A | NBS_EndSuction | 8 | 6 | 8 | 12 | BranchMin8_BranchMax12 | 10 | 3 | 10 | 18 | HeaderMin10_HeaderMax18 | 18 | 5 | 15 | [9 empty] | NBS_060-135_4P_100HP_12.24_SS | 3069.239
115 | 115 | 060-135-4P-100HP | NBS_060-135_4P_100HP_12.24_SS | 3069.239 | 3069.239 | 6138.4781 | 2 | 0 | 2 | A | NBS_EndSuction | 8 | 6 | 8 | 12 | BranchMin8_BranchMax12 | 12 | 3 | 10 | 18 | HeaderMin10_HeaderMax18 | 10 | 5 | 15 | [9 empty] | NBS_060-135_4P_100HP_12.24_SS | 3069.239 | INVALID
115 | 115 | 060-135-4P-100HP | NBS_060-135_4P_100HP_12.24_SS | 3069.239 | 3069.239 | 6138.4781 | 2 | 0 | 2 | A | NBS_EndSuction | 8 | 6 | 8 | 12 | BranchMin8_BranchMax12 | 12 | 3 | 10 | 18 | HeaderMin10_HeaderMax18 | 12 | 5 | 15 | [9 empty] | NBS_060-135_4P_100HP_12.24_SS | 3069.239 | INVALID
115 | 115 | 060-135-4P-100HP | NBS_060-135_4P_100HP_12.24_SS | 3069.239 | 3069.239 | 6138.4781 | 2 | 0 | 2 | A | NBS_EndSuction | 8 | 6 | 8 | 12 | BranchMin8_BranchMax12 | 12 | 3 | 10 | 18 | HeaderMin10_HeaderMax18 | 14 | 5 | 15 | [9 empty] | NBS_060-135_4P_100HP_12.24_SS | 3069.239
115 | 115 | 060-135-4P-100HP | NBS_060-135_4P_100HP_12.24_SS | 3069.239 | 3069.239 | 6138.4781 | 2 | 0 | 2 | A | NBS_EndSuction | 8 | 6 | 8 | 12 | BranchMin8_BranchMax12 | 12 | 3 | 10 | 18 | HeaderMin10_HeaderMax18 | 16 | 5 | 15 | [9 empty] | NBS_060-135_4P_100HP_12.24_SS | 3069.239
115 | 115 | 060-135-4P-100HP | NBS_060-135_4P_100HP_12.24_SS | 3069.239 | 3069.239 | 6138.4781 | 2 | 0 | 2 | A | NBS_EndSuction | 8 | 6 | 8 | 12 | BranchMin8_BranchMax12 | 12 | 3 | 10 | 18 | HeaderMin10_HeaderMax18 | 18 | 5 | 15 | [9 empty] | NBS_060-135_4P_100HP_12.24_SS | 3069.239
116 | 116 | 060-135-4P-125HP | NBS_060-135_4P_125HP_12.83_SS | 3426.3556 | 3426.3556 | 6852.7113 | 2 | 0 | 2 | A | NBS_EndSuction | 8 | 6 | 8 | 12 | BranchMin8_BranchMax12 | 8 | 3 | 10 | 18 | HeaderMin10_HeaderMax18 | 10 | 5 | 15 | [9 empty] | NBS_060-135_4P_125HP_12.83_SS | 3426.3556
116 | 116 | 060-135-4P-125HP | NBS_060-135_4P_125HP_12.83_SS | 3426.3556 | 3426.3556 | 6852.7113 | 2 | 0 | 2 | A | NBS_EndSuction | 8 | 6 | 8 | 12 | BranchMin8_BranchMax12 | 8 | 3 | 10 | 18 | HeaderMin10_HeaderMax18 | 12 | 5 | 15 | [9 empty] | NBS_060-135_4P_125HP_12.83_SS | 3426.3556
116 | 116 | 060-135-4P-125HP | NBS_060-135_4P_125HP_12.83_SS | 3426.3556 | 3426.3556 | 6852.7113 | 2 | 0 | 2 | A | NBS_EndSuction | 8 | 6 | 8 | 12 | BranchMin8_BranchMax12 | 8 | 3 | 10 | 18 | HeaderMin10_HeaderMax18 | 14 | 5 | 15 | [9 empty] | NBS_060-135_4P_125HP_12.83_SS | 3426.3556
116 | 116 | 060-135-4P-125HP | NBS_060-135_4P_125HP_12.83_SS | 3426.3556 | 3426.3556 | 6852.7113 | 2 | 0 | 2 | A | NBS_EndSuction | 8 | 6 | 8 | 12 | BranchMin8_BranchMax12 | 8 | 3 | 10 | 18 | HeaderMin10_HeaderMax18 | 16 | 5 | 15 | [9 empty] | NBS_060-135_4P_125HP_12.83_SS | 3426.3556
116 | 116 | 060-135-4P-125HP | NBS_060-135_4P_125HP_12.83_SS | 3426.3556 | 3426.3556 | 6852.7113 | 2 | 0 | 2 | A | NBS_EndSuction | 8 | 6 | 8 | 12 | BranchMin8_BranchMax12 | 8 | 3 | 10 | 18 | HeaderMin10_HeaderMax18 | 18 | 5 | 15 | [9 empty] | NBS_060-135_4P_125HP_12.83_SS | 3426.3556
116 | 116 | 060-135-4P-125HP | NBS_060-135_4P_125HP_12.83_SS | 3426.3556 | 3426.3556 | 6852.7113 | 2 | 0 | 2 | A | NBS_EndSuction | 8 | 6 | 8 | 12 | BranchMin8_BranchMax12 | 10 | 3 | 10 | 18 | HeaderMin10_HeaderMax18 | 10 | 5 | 15 | [9 empty] | NBS_060-135_4P_125HP_12.83_SS | 3426.3556 | INVALID
116 | 116 | 060-135-4P-125HP | NBS_060-135_4P_125HP_12.83_SS | 3426.3556 | 3426.3556 | 6852.7113 | 2 | 0 | 2 | A | NBS_EndSuction | 8 | 6 | 8 | 12 | BranchMin8_BranchMax12 | 10 | 3 | 10 | 18 | HeaderMin10_HeaderMax18 | 12 | 5 | 15 | [9 empty] | NBS_060-135_4P_125HP_12.83_SS | 3426.3556
116 | 116 | 060-135-4P-125HP | NBS_060-135_4P_125HP_12.83_SS | 3426.3556 | 3426.3556 | 6852.7113 | 2 | 0 | 2 | A | NBS_EndSuction | 8 | 6 | 8 | 12 | BranchMin8_BranchMax12 | 10 | 3 | 10 | 18 | HeaderMin10_HeaderMax18 | 14 | 5 | 15 | [9 empty] | NBS_060-135_4P_125HP_12.83_SS | 3426.3556
116 | 116 | 060-135-4P-125HP | NBS_060-135_4P_125HP_12.83_SS | 3426.3556 | 3426.3556 | 6852.7113 | 2 | 0 | 2 | A | NBS_EndSuction | 8 | 6 | 8 | 12 | BranchMin8_BranchMax12 | 10 | 3 | 10 | 18 | HeaderMin10_HeaderMax18 | 16 | 5 | 15 | [9 empty] | NBS_060-135_4P_125HP_12.83_SS | 3426.3556
116 | 116 | 060-135-4P-125HP | NBS_060-135_4P_125HP_12.83_SS | 3426.3556 | 3426.3556 | 6852.7113 | 2 | 0 | 2 | A | NBS_EndSuction | 8 | 6 | 8 | 12 | BranchMin8_BranchMax12 | 10 | 3 | 10 | 18 | HeaderMin10_HeaderMax18 | 18 | 5 | 15 | [9 empty] | NBS_060-135_4P_125HP_12.83_SS | 3426.3556
116 | 116 | 060-135-4P-125HP | NBS_060-135_4P_125HP_12.83_SS | 3426.3556 | 3426.3556 | 6852.7113 | 2 | 0 | 2 | A | NBS_EndSuction | 8 | 6 | 8 | 12 | BranchMin8_BranchMax12 | 12 | 3 | 10 | 18 | HeaderMin10_HeaderMax18 | 10 | 5 | 15 | [9 empty] | NBS_060-135_4P_125HP_12.83_SS | 3426.3556 | INVALID
116 | 116 | 060-135-4P-125HP | NBS_060-135_4P_125HP_12.83_SS | 3426.3556 | 3426.3556 | 6852.7113 | 2 | 0 | 2 | A | NBS_EndSuction | 8 | 6 | 8 | 12 | BranchMin8_BranchMax12 | 12 | 3 | 10 | 18 | HeaderMin10_HeaderMax18 | 12 | 5 | 15 | [9 empty] | NBS_060-135_4P_125HP_12.83_SS | 3426.3556 | INVALID
116 | 116 | 060-135-4P-125HP | NBS_060-135_4P_125HP_12.83_SS | 3426.3556 | 3426.3556 | 6852.7113 | 2 | 0 | 2 | A | NBS_EndSuction | 8 | 6 | 8 | 12 | BranchMin8_BranchMax12 | 12 | 3 | 10 | 18 | HeaderMin10_HeaderMax18 | 14 | 5 | 15 | [9 empty] | NBS_060-135_4P_125HP_12.83_SS | 3426.3556
116 | 116 | 060-135-4P-125HP | NBS_060-135_4P_125HP_12.83_SS | 3426.3556 | 3426.3556 | 6852.7113 | 2 | 0 | 2 | A | NBS_EndSuction | 8 | 6 | 8 | 12 | BranchMin8_BranchMax12 | 12 | 3 | 10 | 18 | HeaderMin10_HeaderMax18 | 16 | 5 | 15 | [9 empty] | NBS_060-135_4P_125HP_12.83_SS | 3426.3556
116 | 116 | 060-135-4P-125HP | NBS_060-135_4P_125HP_12.83_SS | 3426.3556 | 3426.3556 | 6852.7113 | 2 | 0 | 2 | A | NBS_EndSuction | 8 | 6 | 8 | 12 | BranchMin8_BranchMax12 | 12 | 3 | 10 | 18 | HeaderMin10_HeaderMax18 | 18 | 5 | 15 | [9 empty] | NBS_060-135_4P_125HP_12.83_SS | 3426.3556
117 | 117 | 060-150-4P-125HP | NBS_060-150_4P_125HP_11.97_SS | 2867.819 | 2867.819 | 5735.638 | 2 | 0 | 2 | A | NBS_EndSuction | 8 | 6 | 8 | 12 | BranchMin8_BranchMax12 | 8 | 3 | 10 | 18 | HeaderMin10_HeaderMax18 | 10 | 5 | 15 | [9 empty] | NBS_060-150_4P_125HP_11.97_SS | 2867.819
117 | 117 | 060-150-4P-125HP | NBS_060-150_4P_125HP_11.97_SS | 2867.819 | 2867.819 | 5735.638 | 2 | 0 | 2 | A | NBS_EndSuction | 8 | 6 | 8 | 12 | BranchMin8_BranchMax12 | 8 | 3 | 10 | 18 | HeaderMin10_HeaderMax18 | 12 | 5 | 15 | [9 empty] | NBS_060-150_4P_125HP_11.97_SS | 2867.819
117 | 117 | 060-150-4P-125HP | NBS_060-150_4P_125HP_11.97_SS | 2867.819 | 2867.819 | 5735.638 | 2 | 0 | 2 | A | NBS_EndSuction | 8 | 6 | 8 | 12 | BranchMin8_BranchMax12 | 8 | 3 | 10 | 18 | HeaderMin10_HeaderMax18 | 14 | 5 | 15 | [9 empty] | NBS_060-150_4P_125HP_11.97_SS | 2867.819
117 | 117 | 060-150-4P-125HP | NBS_060-150_4P_125HP_11.97_SS | 2867.819 | 2867.819 | 5735.638 | 2 | 0 | 2 | A | NBS_EndSuction | 8 | 6 | 8 | 12 | BranchMin8_BranchMax12 | 8 | 3 | 10 | 18 | HeaderMin10_HeaderMax18 | 16 | 5 | 15 | [9 empty] | NBS_060-150_4P_125HP_11.97_SS | 2867.819
117 | 117 | 060-150-4P-125HP | NBS_060-150_4P_125HP_11.97_SS | 2867.819 | 2867.819 | 5735.638 | 2 | 0 | 2 | A | NBS_EndSuction | 8 | 6 | 8 | 12 | BranchMin8_BranchMax12 | 8 | 3 | 10 | 18 | HeaderMin10_HeaderMax18 | 18 | 5 | 15 | [9 empty] | NBS_060-150_4P_125HP_11.97_SS | 2867.819
117 | 117 | 060-150-4P-125HP | NBS_060-150_4P_125HP_11.97_SS | 2867.819 | 2867.819 | 5735.638 | 2 | 0 | 2 | A | NBS_EndSuction | 8 | 6 | 8 | 12 | BranchMin8_BranchMax12 | 10 | 3 | 10 | 18 | HeaderMin10_HeaderMax18 | 10 | 5 | 15 | [9 empty] | NBS_060-150_4P_125HP_11.97_SS | 2867.819 | INVALID
117 | 117 | 060-150-4P-125HP | NBS_060-150_4P_125HP_11.97_SS | 2867.819 | 2867.819 | 5735.638 | 2 | 0 | 2 | A | NBS_EndSuction | 8 | 6 | 8 | 12 | BranchMin8_BranchMax12 | 10 | 3 | 10 | 18 | HeaderMin10_HeaderMax18 | 12 | 5 | 15 | [9 empty] | NBS_060-150_4P_125HP_11.97_SS | 2867.819
117 | 117 | 060-150-4P-125HP | NBS_060-150_4P_125HP_11.97_SS | 2867.819 | 2867.819 | 5735.638 | 2 | 0 | 2 | A | NBS_EndSuction | 8 | 6 | 8 | 12 | BranchMin8_BranchMax12 | 10 | 3 | 10 | 18 | HeaderMin10_HeaderMax18 | 14 | 5 | 15 | [9 empty] | NBS_060-150_4P_125HP_11.97_SS | 2867.819
117 | 117 | 060-150-4P-125HP | NBS_060-150_4P_125HP_11.97_SS | 2867.819 | 2867.819 | 5735.638 | 2 | 0 | 2 | A | NBS_EndSuction | 8 | 6 | 8 | 12 | BranchMin8_BranchMax12 | 10 | 3 | 10 | 18 | HeaderMin10_HeaderMax18 | 16 | 5 | 15 | [9 empty] | NBS_060-150_4P_125HP_11.97_SS | 2867.819
117 | 117 | 060-150-4P-125HP | NBS_060-150_4P_125HP_11.97_SS | 2867.819 | 2867.819 | 5735.638 | 2 | 0 | 2 | A | NBS_EndSuction | 8 | 6 | 8 | 12 | BranchMin8_BranchMax12 | 10 | 3 | 10 | 18 | HeaderMin10_HeaderMax18 | 18 | 5 | 15 | [9 empty] | NBS_060-150_4P_125HP_11.97_SS | 2867.819
117 | 117 | 060-150-4P-125HP | NBS_060-150_4P_125HP_11.97_SS | 2867.819 | 2867.819 | 5735.638 | 2 | 0 | 2 | A | NBS_EndSuction | 8 | 6 | 8 | 12 | BranchMin8_BranchMax12 | 12 | 3 | 10 | 18 | HeaderMin10_HeaderMax18 | 10 | 5 | 15 | [9 empty] | NBS_060-150_4P_125HP_11.97_SS | 2867.819 | INVALID
117 | 117 | 060-150-4P-125HP | NBS_060-150_4P_125HP_11.97_SS | 2867.819 | 2867.819 | 5735.638 | 2 | 0 | 2 | A | NBS_EndSuction | 8 | 6 | 8 | 12 | BranchMin8_BranchMax12 | 12 | 3 | 10 | 18 | HeaderMin10_HeaderMax18 | 12 | 5 | 15 | [9 empty] | NBS_060-150_4P_125HP_11.97_SS | 2867.819 | INVALID
117 | 117 | 060-150-4P-125HP | NBS_060-150_4P_125HP_11.97_SS | 2867.819 | 2867.819 | 5735.638 | 2 | 0 | 2 | A | NBS_EndSuction | 8 | 6 | 8 | 12 | BranchMin8_BranchMax12 | 12 | 3 | 10 | 18 | HeaderMin10_HeaderMax18 | 14 | 5 | 15 | [9 empty] | NBS_060-150_4P_125HP_11.97_SS | 2867.819
117 | 117 | 060-150-4P-125HP | NBS_060-150_4P_125HP_11.97_SS | 2867.819 | 2867.819 | 5735.638 | 2 | 0 | 2 | A | NBS_EndSuction | 8 | 6 | 8 | 12 | BranchMin8_BranchMax12 | 12 | 3 | 10 | 18 | HeaderMin10_HeaderMax18 | 16 | 5 | 15 | [9 empty] | NBS_060-150_4P_125HP_11.97_SS | 2867.819
117 | 117 | 060-150-4P-125HP | NBS_060-150_4P_125HP_11.97_SS | 2867.819 | 2867.819 | 5735.638 | 2 | 0 | 2 | A | NBS_EndSuction | 8 | 6 | 8 | 12 | BranchMin8_BranchMax12 | 12 | 3 | 10 | 18 | HeaderMin10_HeaderMax18 | 18 | 5 | 15 | [9 empty] | NBS_060-150_4P_125HP_11.97_SS | 2867.819
118 | 118 | 060-150-4P-150HP | NBS_060-150_4P_150HP_12.83_SS | 3379.8685 | 3379.8685 | 6759.737 | 2 | 0 | 2 | A | NBS_EndSuction | 8 | 6 | 8 | 12 | BranchMin8_BranchMax12 | 8 | 3 | 10 | 18 | HeaderMin10_HeaderMax18 | 10 | 5 | 15 | [9 empty] | NBS_060-150_4P_150HP_12.83_SS | 3379.8685
118 | 118 | 060-150-4P-150HP | NBS_060-150_4P_150HP_12.83_SS | 3379.8685 | 3379.8685 | 6759.737 | 2 | 0 | 2 | A | NBS_EndSuction | 8 | 6 | 8 | 12 | BranchMin8_BranchMax12 | 8 | 3 | 10 | 18 | HeaderMin10_HeaderMax18 | 12 | 5 | 15 | [9 empty] | NBS_060-150_4P_150HP_12.83_SS | 3379.8685
118 | 118 | 060-150-4P-150HP | NBS_060-150_4P_150HP_12.83_SS | 3379.8685 | 3379.8685 | 6759.737 | 2 | 0 | 2 | A | NBS_EndSuction | 8 | 6 | 8 | 12 | BranchMin8_BranchMax12 | 8 | 3 | 10 | 18 | HeaderMin10_HeaderMax18 | 14 | 5 | 15 | [9 empty] | NBS_060-150_4P_150HP_12.83_SS | 3379.8685
118 | 118 | 060-150-4P-150HP | NBS_060-150_4P_150HP_12.83_SS | 3379.8685 | 3379.8685 | 6759.737 | 2 | 0 | 2 | A | NBS_EndSuction | 8 | 6 | 8 | 12 | BranchMin8_BranchMax12 | 8 | 3 | 10 | 18 | HeaderMin10_HeaderMax18 | 16 | 5 | 15 | [9 empty] | NBS_060-150_4P_150HP_12.83_SS | 3379.8685
118 | 118 | 060-150-4P-150HP | NBS_060-150_4P_150HP_12.83_SS | 3379.8685 | 3379.8685 | 6759.737 | 2 | 0 | 2 | A | NBS_EndSuction | 8 | 6 | 8 | 12 | BranchMin8_BranchMax12 | 8 | 3 | 10 | 18 | HeaderMin10_HeaderMax18 | 18 | 5 | 15 | [9 empty] | NBS_060-150_4P_150HP_12.83_SS | 3379.8685
118 | 118 | 060-150-4P-150HP | NBS_060-150_4P_150HP_12.83_SS | 3379.8685 | 3379.8685 | 6759.737 | 2 | 0 | 2 | A | NBS_EndSuction | 8 | 6 | 8 | 12 | BranchMin8_BranchMax12 | 10 | 3 | 10 | 18 | HeaderMin10_HeaderMax18 | 10 | 5 | 15 | [9 empty] | NBS_060-150_4P_150HP_12.83_SS | 3379.8685 | INVALID
118 | 118 | 060-150-4P-150HP | NBS_060-150_4P_150HP_12.83_SS | 3379.8685 | 3379.8685 | 6759.737 | 2 | 0 | 2 | A | NBS_EndSuction | 8 | 6 | 8 | 12 | BranchMin8_BranchMax12 | 10 | 3 | 10 | 18 | HeaderMin10_HeaderMax18 | 12 | 5 | 15 | [9 empty] | NBS_060-150_4P_150HP_12.83_SS | 3379.8685
118 | 118 | 060-150-4P-150HP | NBS_060-150_4P_150HP_12.83_SS | 3379.8685 | 3379.8685 | 6759.737 | 2 | 0 | 2 | A | NBS_EndSuction | 8 | 6 | 8 | 12 | BranchMin8_BranchMax12 | 10 | 3 | 10 | 18 | HeaderMin10_HeaderMax18 | 14 | 5 | 15 | [9 empty] | NBS_060-150_4P_150HP_12.83_SS | 3379.8685
118 | 118 | 060-150-4P-150HP | NBS_060-150_4P_150HP_12.83_SS | 3379.8685 | 3379.8685 | 6759.737 | 2 | 0 | 2 | A | NBS_EndSuction | 8 | 6 | 8 | 12 | BranchMin8_BranchMax12 | 10 | 3 | 10 | 18 | HeaderMin10_HeaderMax18 | 16 | 5 | 15 | [9 empty] | NBS_060-150_4P_150HP_12.83_SS | 3379.8685
118 | 118 | 060-150-4P-150HP | NBS_060-150_4P_150HP_12.83_SS | 3379.8685 | 3379.8685 | 6759.737 | 2 | 0 | 2 | A | NBS_EndSuction | 8 | 6 | 8 | 12 | BranchMin8_BranchMax12 | 10 | 3 | 10 | 18 | HeaderMin10_HeaderMax18 | 18 | 5 | 15 | [9 empty] | NBS_060-150_4P_150HP_12.83_SS | 3379.8685
118 | 118 | 060-150-4P-150HP | NBS_060-150_4P_150HP_12.83_SS | 3379.8685 | 3379.8685 | 6759.737 | 2 | 0 | 2 | A | NBS_EndSuction | 8 | 6 | 8 | 12 | BranchMin8_BranchMax12 | 12 | 3 | 10 | 18 | HeaderMin10_HeaderMax18 | 10 | 5 | 15 | [9 empty] | NBS_060-150_4P_150HP_12.83_SS | 3379.8685 | INVALID
118 | 118 | 060-150-4P-150HP | NBS_060-150_4P_150HP_12.83_SS | 3379.8685 | 3379.8685 | 6759.737 | 2 | 0 | 2 | A | NBS_EndSuction | 8 | 6 | 8 | 12 | BranchMin8_BranchMax12 | 12 | 3 | 10 | 18 | HeaderMin10_HeaderMax18 | 12 | 5 | 15 | [9 empty] | NBS_060-150_4P_150HP_12.83_SS | 3379.8685 | INVALID
118 | 118 | 060-150-4P-150HP | NBS_060-150_4P_150HP_12.83_SS | 3379.8685 | 3379.8685 | 6759.737 | 2 | 0 | 2 | A | NBS_EndSuction | 8 | 6 | 8 | 12 | BranchMin8_BranchMax12 | 12 | 3 | 10 | 18 | HeaderMin10_HeaderMax18 | 14 | 5 | 15 | [9 empty] | NBS_060-150_4P_150HP_12.83_SS | 3379.8685
118 | 118 | 060-150-4P-150HP | NBS_060-150_4P_150HP_12.83_SS | 3379.8685 | 3379.8685 | 6759.737 | 2 | 0 | 2 | A | NBS_EndSuction | 8 | 6 | 8 | 12 | BranchMin8_BranchMax12 | 12 | 3 | 10 | 18 | HeaderMin10_HeaderMax18 | 16 | 5 | 15 | [9 empty] | NBS_060-150_4P_150HP_12.83_SS | 3379.8685
118 | 118 | 060-150-4P-150HP | NBS_060-150_4P_150HP_12.83_SS | 3379.8685 | 3379.8685 | 6759.737 | 2 | 0 | 2 | A | NBS_EndSuction | 8 | 6 | 8 | 12 | BranchMin8_BranchMax12 | 12 | 3 | 10 | 18 | HeaderMin10_HeaderMax18 | 18 | 5 | 15 | [9 empty] | NBS_060-150_4P_150HP_12.83_SS | 3379.8685
119 | 119 | 060-150-4P-200HP | NBS_060-150_4P_200HP_14.8_SS | 3737.7603 | 3737.7603 | 7475.5206 | 2 | 0 | 2 | A | NBS_EndSuction | 8 | 6 | 8 | 14 | BranchMin8_BranchMax14 | 8 | 4 | 10 | 20 | HeaderMin10_HeaderMax20 | 10 | 6 | 24 | [9 empty] | NBS_060-150_4P_200HP_14.8_SS | 3737.7603
119 | 119 | 060-150-4P-200HP | NBS_060-150_4P_200HP_14.8_SS | 3737.7603 | 3737.7603 | 7475.5206 | 2 | 0 | 2 | A | NBS_EndSuction | 8 | 6 | 8 | 14 | BranchMin8_BranchMax14 | 8 | 4 | 10 | 20 | HeaderMin10_HeaderMax20 | 12 | 6 | 24 | [9 empty] | NBS_060-150_4P_200HP_14.8_SS | 3737.7603
119 | 119 | 060-150-4P-200HP | NBS_060-150_4P_200HP_14.8_SS | 3737.7603 | 3737.7603 | 7475.5206 | 2 | 0 | 2 | A | NBS_EndSuction | 8 | 6 | 8 | 14 | BranchMin8_BranchMax14 | 8 | 4 | 10 | 20 | HeaderMin10_HeaderMax20 | 14 | 6 | 24 | [9 empty] | NBS_060-150_4P_200HP_14.8_SS | 3737.7603
119 | 119 | 060-150-4P-200HP | NBS_060-150_4P_200HP_14.8_SS | 3737.7603 | 3737.7603 | 7475.5206 | 2 | 0 | 2 | A | NBS_EndSuction | 8 | 6 | 8 | 14 | BranchMin8_BranchMax14 | 8 | 4 | 10 | 20 | HeaderMin10_HeaderMax20 | 16 | 6 | 24 | [9 empty] | NBS_060-150_4P_200HP_14.8_SS | 3737.7603
119 | 119 | 060-150-4P-200HP | NBS_060-150_4P_200HP_14.8_SS | 3737.7603 | 3737.7603 | 7475.5206 | 2 | 0 | 2 | A | NBS_EndSuction | 8 | 6 | 8 | 14 | BranchMin8_BranchMax14 | 8 | 4 | 10 | 20 | HeaderMin10_HeaderMax20 | 18 | 6 | 24 | [9 empty] | NBS_060-150_4P_200HP_14.8_SS | 3737.7603
119 | 119 | 060-150-4P-200HP | NBS_060-150_4P_200HP_14.8_SS | 3737.7603 | 3737.7603 | 7475.5206 | 2 | 0 | 2 | A | NBS_EndSuction | 8 | 6 | 8 | 14 | BranchMin8_BranchMax14 | 8 | 4 | 10 | 20 | HeaderMin10_HeaderMax20 | 20 | 6 | 24 | [9 empty] | NBS_060-150_4P_200HP_14.8_SS | 3737.7603
119 | 119 | 060-150-4P-200HP | NBS_060-150_4P_200HP_14.8_SS | 3737.7603 | 3737.7603 | 7475.5206 | 2 | 0 | 2 | A | NBS_EndSuction | 8 | 6 | 8 | 14 | BranchMin8_BranchMax14 | 10 | 4 | 10 | 20 | HeaderMin10_HeaderMax20 | 10 | 6 | 24 | [9 empty] | NBS_060-150_4P_200HP_14.8_SS | 3737.7603 | INVALID
119 | 119 | 060-150-4P-200HP | NBS_060-150_4P_200HP_14.8_SS | 3737.7603 | 3737.7603 | 7475.5206 | 2 | 0 | 2 | A | NBS_EndSuction | 8 | 6 | 8 | 14 | BranchMin8_BranchMax14 | 10 | 4 | 10 | 20 | HeaderMin10_HeaderMax20 | 12 | 6 | 24 | [9 empty] | NBS_060-150_4P_200HP_14.8_SS | 3737.7603
119 | 119 | 060-150-4P-200HP | NBS_060-150_4P_200HP_14.8_SS | 3737.7603 | 3737.7603 | 7475.5206 | 2 | 0 | 2 | A | NBS_EndSuction | 8 | 6 | 8 | 14 | BranchMin8_BranchMax14 | 10 | 4 | 10 | 20 | HeaderMin10_HeaderMax20 | 14 | 6 | 24 | [9 empty] | NBS_060-150_4P_200HP_14.8_SS | 3737.7603
119 | 119 | 060-150-4P-200HP | NBS_060-150_4P_200HP_14.8_SS | 3737.7603 | 3737.7603 | 7475.5206 | 2 | 0 | 2 | A | NBS_EndSuction | 8 | 6 | 8 | 14 | BranchMin8_BranchMax14 | 10 | 4 | 10 | 20 | HeaderMin10_HeaderMax20 | 16 | 6 | 24 | [9 empty] | NBS_060-150_4P_200HP_14.8_SS | 3737.7603
119 | 119 | 060-150-4P-200HP | NBS_060-150_4P_200HP_14.8_SS | 3737.7603 | 3737.7603 | 7475.5206 | 2 | 0 | 2 | A | NBS_EndSuction | 8 | 6 | 8 | 14 | BranchMin8_BranchMax14 | 10 | 4 | 10 | 20 | HeaderMin10_HeaderMax20 | 18 | 6 | 24 | [9 empty] | NBS_060-150_4P_200HP_14.8_SS | 3737.7603
119 | 119 | 060-150-4P-200HP | NBS_060-150_4P_200HP_14.8_SS | 3737.7603 | 3737.7603 | 7475.5206 | 2 | 0 | 2 | A | NBS_EndSuction | 8 | 6 | 8 | 14 | BranchMin8_BranchMax14 | 10 | 4 | 10 | 20 | HeaderMin10_HeaderMax20 | 20 | 6 | 24 | [9 empty] | NBS_060-150_4P_200HP_14.8_SS | 3737.7603
119 | 119 | 060-150-4P-200HP | NBS_060-150_4P_200HP_14.8_SS | 3737.7603 | 3737.7603 | 7475.5206 | 2 | 0 | 2 | A | NBS_EndSuction | 8 | 6 | 8 | 14 | BranchMin8_BranchMax14 | 12 | 4 | 10 | 20 | HeaderMin10_HeaderMax20 | 10 | 6 | 24 | [9 empty] | NBS_060-150_4P_200HP_14.8_SS | 3737.7603 | INVALID
119 | 119 | 060-150-4P-200HP | NBS_060-150_4P_200HP_14.8_SS | 3737.7603 | 3737.7603 | 7475.5206 | 2 | 0 | 2 | A | NBS_EndSuction | 8 | 6 | 8 | 14 | BranchMin8_BranchMax14 | 12 | 4 | 10 | 20 | HeaderMin10_HeaderMax20 | 12 | 6 | 24 | [9 empty] | NBS_060-150_4P_200HP_14.8_SS | 3737.7603 | INVALID
119 | 119 | 060-150-4P-200HP | NBS_060-150_4P_200HP_14.8_SS | 3737.7603 | 3737.7603 | 7475.5206 | 2 | 0 | 2 | A | NBS_EndSuction | 8 | 6 | 8 | 14 | BranchMin8_BranchMax14 | 12 | 4 | 10 | 20 | HeaderMin10_HeaderMax20 | 14 | 6 | 24 | [9 empty] | NBS_060-150_4P_200HP_14.8_SS | 3737.7603
119 | 119 | 060-150-4P-200HP | NBS_060-150_4P_200HP_14.8_SS | 3737.7603 | 3737.7603 | 7475.5206 | 2 | 0 | 2 | A | NBS_EndSuction | 8 | 6 | 8 | 14 | BranchMin8_BranchMax14 | 12 | 4 | 10 | 20 | HeaderMin10_HeaderMax20 | 16 | 6 | 24 | [9 empty] | NBS_060-150_4P_200HP_14.8_SS | 3737.7603
119 | 119 | 060-150-4P-200HP | NBS_060-150_4P_200HP_14.8_SS | 3737.7603 | 3737.7603 | 7475.5206 | 2 | 0 | 2 | A | NBS_EndSuction | 8 | 6 | 8 | 14 | BranchMin8_BranchMax14 | 12 | 4 | 10 | 20 | HeaderMin10_HeaderMax20 | 18 | 6 | 24 | [9 empty] | NBS_060-150_4P_200HP_14.8_SS | 3737.7603
119 | 119 | 060-150-4P-200HP | NBS_060-150_4P_200HP_14.8_SS | 3737.7603 | 3737.7603 | 7475.5206 | 2 | 0 | 2 | A | NBS_EndSuction | 8 | 6 | 8 | 14 | BranchMin8_BranchMax14 | 12 | 4 | 10 | 20 | HeaderMin10_HeaderMax20 | 20 | 6 | 24 | [9 empty] | NBS_060-150_4P_200HP_14.8_SS | 3737.7603
119 | 119 | 060-150-4P-200HP | NBS_060-150_4P_200HP_14.8_SS | 3737.7603 | 3737.7603 | 7475.5206 | 2 | 0 | 2 | A | NBS_EndSuction | 8 | 6 | 8 | 14 | BranchMin8_BranchMax14 | 14 | 4 | 10 | 20 | HeaderMin10_HeaderMax20 | 10 | 6 | 24 | [9 empty] | NBS_060-150_4P_200HP_14.8_SS | 3737.7603 | INVALID
119 | 119 | 060-150-4P-200HP | NBS_060-150_4P_200HP_14.8_SS | 3737.7603 | 3737.7603 | 7475.5206 | 2 | 0 | 2 | A | NBS_EndSuction | 8 | 6 | 8 | 14 | BranchMin8_BranchMax14 | 14 | 4 | 10 | 20 | HeaderMin10_HeaderMax20 | 12 | 6 | 24 | [9 empty] | NBS_060-150_4P_200HP_14.8_SS | 3737.7603 | INVALID
119 | 119 | 060-150-4P-200HP | NBS_060-150_4P_200HP_14.8_SS | 3737.7603 | 3737.7603 | 7475.5206 | 2 | 0 | 2 | A | NBS_EndSuction | 8 | 6 | 8 | 14 | BranchMin8_BranchMax14 | 14 | 4 | 10 | 20 | HeaderMin10_HeaderMax20 | 14 | 6 | 24 | [9 empty] | NBS_060-150_4P_200HP_14.8_SS | 3737.7603 | INVALID
119 | 119 | 060-150-4P-200HP | NBS_060-150_4P_200HP_14.8_SS | 3737.7603 | 3737.7603 | 7475.5206 | 2 | 0 | 2 | A | NBS_EndSuction | 8 | 6 | 8 | 14 | BranchMin8_BranchMax14 | 14 | 4 | 10 | 20 | HeaderMin10_HeaderMax20 | 16 | 6 | 24 | [9 empty] | NBS_060-150_4P_200HP_14.8_SS | 3737.7603
119 | 119 | 060-150-4P-200HP | NBS_060-150_4P_200HP_14.8_SS | 3737.7603 | 3737.7603 | 7475.5206 | 2 | 0 | 2 | A | NBS_EndSuction | 8 | 6 | 8 | 14 | BranchMin8_BranchMax14 | 14 | 4 | 10 | 20 | HeaderMin10_HeaderMax20 | 18 | 6 | 24 | [9 empty] | NBS_060-150_4P_200HP_14.8_SS | 3737.7603
119 | 119 | 060-150-4P-200HP | NBS_060-150_4P_200HP_14.8_SS | 3737.7603 | 3737.7603 | 7475.5206 | 2 | 0 | 2 | A | NBS_EndSuction | 8 | 6 | 8 | 14 | BranchMin8_BranchMax14 | 14 | 4 | 10 | 20 | HeaderMin10_HeaderMax20 | 20 | 6 | 24 | [9 empty] | NBS_060-150_4P_200HP_14.8_SS | 3737.7603
120 | 120 | 060-150-4P-250HP | NBS_060-150_4P_250HP_15.83_SS | 3875.064 | 3875.064 | 7750.128 | 2 | 0 | 2 | A | NBS_EndSuction | 8 | 6 | 8 | 14 | BranchMin8_BranchMax14 | 8 | 4 | 10 | 20 | HeaderMin10_HeaderMax20 | 10 | 6 | 24 | [9 empty] | NBS_060-150_4P_250HP_15.83_SS | 3875.064
120 | 120 | 060-150-4P-250HP | NBS_060-150_4P_250HP_15.83_SS | 3875.064 | 3875.064 | 7750.128 | 2 | 0 | 2 | A | NBS_EndSuction | 8 | 6 | 8 | 14 | BranchMin8_BranchMax14 | 8 | 4 | 10 | 20 | HeaderMin10_HeaderMax20 | 12 | 6 | 24 | [9 empty] | NBS_060-150_4P_250HP_15.83_SS | 3875.064
120 | 120 | 060-150-4P-250HP | NBS_060-150_4P_250HP_15.83_SS | 3875.064 | 3875.064 | 7750.128 | 2 | 0 | 2 | A | NBS_EndSuction | 8 | 6 | 8 | 14 | BranchMin8_BranchMax14 | 8 | 4 | 10 | 20 | HeaderMin10_HeaderMax20 | 14 | 6 | 24 | [9 empty] | NBS_060-150_4P_250HP_15.83_SS | 3875.064
120 | 120 | 060-150-4P-250HP | NBS_060-150_4P_250HP_15.83_SS | 3875.064 | 3875.064 | 7750.128 | 2 | 0 | 2 | A | NBS_EndSuction | 8 | 6 | 8 | 14 | BranchMin8_BranchMax14 | 8 | 4 | 10 | 20 | HeaderMin10_HeaderMax20 | 16 | 6 | 24 | [9 empty] | NBS_060-150_4P_250HP_15.83_SS | 3875.064
120 | 120 | 060-150-4P-250HP | NBS_060-150_4P_250HP_15.83_SS | 3875.064 | 3875.064 | 7750.128 | 2 | 0 | 2 | A | NBS_EndSuction | 8 | 6 | 8 | 14 | BranchMin8_BranchMax14 | 8 | 4 | 10 | 20 | HeaderMin10_HeaderMax20 | 18 | 6 | 24 | [9 empty] | NBS_060-150_4P_250HP_15.83_SS | 3875.064
120 | 120 | 060-150-4P-250HP | NBS_060-150_4P_250HP_15.83_SS | 3875.064 | 3875.064 | 7750.128 | 2 | 0 | 2 | A | NBS_EndSuction | 8 | 6 | 8 | 14 | BranchMin8_BranchMax14 | 8 | 4 | 10 | 20 | HeaderMin10_HeaderMax20 | 20 | 6 | 24 | [9 empty] | NBS_060-150_4P_250HP_15.83_SS | 3875.064
120 | 120 | 060-150-4P-250HP | NBS_060-150_4P_250HP_15.83_SS | 3875.064 | 3875.064 | 7750.128 | 2 | 0 | 2 | A | NBS_EndSuction | 8 | 6 | 8 | 14 | BranchMin8_BranchMax14 | 10 | 4 | 10 | 20 | HeaderMin10_HeaderMax20 | 10 | 6 | 24 | [9 empty] | NBS_060-150_4P_250HP_15.83_SS | 3875.064 | INVALID
120 | 120 | 060-150-4P-250HP | NBS_060-150_4P_250HP_15.83_SS | 3875.064 | 3875.064 | 7750.128 | 2 | 0 | 2 | A | NBS_EndSuction | 8 | 6 | 8 | 14 | BranchMin8_BranchMax14 | 10 | 4 | 10 | 20 | HeaderMin10_HeaderMax20 | 12 | 6 | 24 | [9 empty] | NBS_060-150_4P_250HP_15.83_SS | 3875.064
120 | 120 | 060-150-4P-250HP | NBS_060-150_4P_250HP_15.83_SS | 3875.064 | 3875.064 | 7750.128 | 2 | 0 | 2 | A | NBS_EndSuction | 8 | 6 | 8 | 14 | BranchMin8_BranchMax14 | 10 | 4 | 10 | 20 | HeaderMin10_HeaderMax20 | 14 | 6 | 24 | [9 empty] | NBS_060-150_4P_250HP_15.83_SS | 3875.064
120 | 120 | 060-150-4P-250HP | NBS_060-150_4P_250HP_15.83_SS | 3875.064 | 3875.064 | 7750.128 | 2 | 0 | 2 | A | NBS_EndSuction | 8 | 6 | 8 | 14 | BranchMin8_BranchMax14 | 10 | 4 | 10 | 20 | HeaderMin10_HeaderMax20 | 16 | 6 | 24 | [9 empty] | NBS_060-150_4P_250HP_15.83_SS | 3875.064
120 | 120 | 060-150-4P-250HP | NBS_060-150_4P_250HP_15.83_SS | 3875.064 | 3875.064 | 7750.128 | 2 | 0 | 2 | A | NBS_EndSuction | 8 | 6 | 8 | 14 | BranchMin8_BranchMax14 | 10 | 4 | 10 | 20 | HeaderMin10_HeaderMax20 | 18 | 6 | 24 | [9 empty] | NBS_060-150_4P_250HP_15.83_SS | 3875.064
120 | 120 | 060-150-4P-250HP | NBS_060-150_4P_250HP_15.83_SS | 3875.064 | 3875.064 | 7750.128 | 2 | 0 | 2 | A | NBS_EndSuction | 8 | 6 | 8 | 14 | BranchMin8_BranchMax14 | 10 | 4 | 10 | 20 | HeaderMin10_HeaderMax20 | 20 | 6 | 24 | [9 empty] | NBS_060-150_4P_250HP_15.83_SS | 3875.064
120 | 120 | 060-150-4P-250HP | NBS_060-150_4P_250HP_15.83_SS | 3875.064 | 3875.064 | 7750.128 | 2 | 0 | 2 | A | NBS_EndSuction | 8 | 6 | 8 | 14 | BranchMin8_BranchMax14 | 12 | 4 | 10 | 20 | HeaderMin10_HeaderMax20 | 10 | 6 | 24 | [9 empty] | NBS_060-150_4P_250HP_15.83_SS | 3875.064 | INVALID
120 | 120 | 060-150-4P-250HP | NBS_060-150_4P_250HP_15.83_SS | 3875.064 | 3875.064 | 7750.128 | 2 | 0 | 2 | A | NBS_EndSuction | 8 | 6 | 8 | 14 | BranchMin8_BranchMax14 | 12 | 4 | 10 | 20 | HeaderMin10_HeaderMax20 | 12 | 6 | 24 | [9 empty] | NBS_060-150_4P_250HP_15.83_SS | 3875.064 | INVALID
120 | 120 | 060-150-4P-250HP | NBS_060-150_4P_250HP_15.83_SS | 3875.064 | 3875.064 | 7750.128 | 2 | 0 | 2 | A | NBS_EndSuction | 8 | 6 | 8 | 14 | BranchMin8_BranchMax14 | 12 | 4 | 10 | 20 | HeaderMin10_HeaderMax20 | 14 | 6 | 24 | [9 empty] | NBS_060-150_4P_250HP_15.83_SS | 3875.064
120 | 120 | 060-150-4P-250HP | NBS_060-150_4P_250HP_15.83_SS | 3875.064 | 3875.064 | 7750.128 | 2 | 0 | 2 | A | NBS_EndSuction | 8 | 6 | 8 | 14 | BranchMin8_BranchMax14 | 12 | 4 | 10 | 20 | HeaderMin10_HeaderMax20 | 16 | 6 | 24 | [9 empty] | NBS_060-150_4P_250HP_15.83_SS | 3875.064
120 | 120 | 060-150-4P-250HP | NBS_060-150_4P_250HP_15.83_SS | 3875.064 | 3875.064 | 7750.128 | 2 | 0 | 2 | A | NBS_EndSuction | 8 | 6 | 8 | 14 | BranchMin8_BranchMax14 | 12 | 4 | 10 | 20 | HeaderMin10_HeaderMax20 | 18 | 6 | 24 | [9 empty] | NBS_060-150_4P_250HP_15.83_SS | 3875.064
120 | 120 | 060-150-4P-250HP | NBS_060-150_4P_250HP_15.83_SS | 3875.064 | 3875.064 | 7750.128 | 2 | 0 | 2 | A | NBS_EndSuction | 8 | 6 | 8 | 14 | BranchMin8_BranchMax14 | 12 | 4 | 10 | 20 | HeaderMin10_HeaderMax20 | 20 | 6 | 24 | [9 empty] | NBS_060-150_4P_250HP_15.83_SS | 3875.064
120 | 120 | 060-150-4P-250HP | NBS_060-150_4P_250HP_15.83_SS | 3875.064 | 3875.064 | 7750.128 | 2 | 0 | 2 | A | NBS_EndSuction | 8 | 6 | 8 | 14 | BranchMin8_BranchMax14 | 14 | 4 | 10 | 20 | HeaderMin10_HeaderMax20 | 10 | 6 | 24 | [9 empty] | NBS_060-150_4P_250HP_15.83_SS | 3875.064 | INVALID
120 | 120 | 060-150-4P-250HP | NBS_060-150_4P_250HP_15.83_SS | 3875.064 | 3875.064 | 7750.128 | 2 | 0 | 2 | A | NBS_EndSuction | 8 | 6 | 8 | 14 | BranchMin8_BranchMax14 | 14 | 4 | 10 | 20 | HeaderMin10_HeaderMax20 | 12 | 6 | 24 | [9 empty] | NBS_060-150_4P_250HP_15.83_SS | 3875.064 | INVALID
120 | 120 | 060-150-4P-250HP | NBS_060-150_4P_250HP_15.83_SS | 3875.064 | 3875.064 | 7750.128 | 2 | 0 | 2 | A | NBS_EndSuction | 8 | 6 | 8 | 14 | BranchMin8_BranchMax14 | 14 | 4 | 10 | 20 | HeaderMin10_HeaderMax20 | 14 | 6 | 24 | [9 empty] | NBS_060-150_4P_250HP_15.83_SS | 3875.064 | INVALID
120 | 120 | 060-150-4P-250HP | NBS_060-150_4P_250HP_15.83_SS | 3875.064 | 3875.064 | 7750.128 | 2 | 0 | 2 | A | NBS_EndSuction | 8 | 6 | 8 | 14 | BranchMin8_BranchMax14 | 14 | 4 | 10 | 20 | HeaderMin10_HeaderMax20 | 16 | 6 | 24 | [9 empty] | NBS_060-150_4P_250HP_15.83_SS | 3875.064
120 | 120 | 060-150-4P-250HP | NBS_060-150_4P_250HP_15.83_SS | 3875.064 | 3875.064 | 7750.128 | 2 | 0 | 2 | A | NBS_EndSuction | 8 | 6 | 8 | 14 | BranchMin8_BranchMax14 | 14 | 4 | 10 | 20 | HeaderMin10_HeaderMax20 | 18 | 6 | 24 | [9 empty] | NBS_060-150_4P_250HP_15.83_SS | 3875.064
120 | 120 | 060-150-4P-250HP | NBS_060-150_4P_250HP_15.83_SS | 3875.064 | 3875.064 | 7750.128 | 2 | 0 | 2 | A | NBS_EndSuction | 8 | 6 | 8 | 14 | BranchMin8_BranchMax14 | 14 | 4 | 10 | 20 | HeaderMin10_HeaderMax20 | 20 | 6 | 24 | [9 empty] | NBS_060-150_4P_250HP_15.83_SS | 3875.064
121 | 121 | 080-135-4P-60HP | NBS_080-135_4P_60HP_9.84_SS | 4004.1439 | 4004.1439 | 8008.2879 | 2 | 0 | 2 | A | NBS_EndSuction | 10 | 8 | 10 | 14 | BranchMin10_BranchMax14 | 10 | 3 | 12 | 20 | HeaderMin12_HeaderMax20 | 12 | 5 | 15 | [9 empty] | NBS_080-135_4P_60HP_9.84_SS | 4004.1439
121 | 121 | 080-135-4P-60HP | NBS_080-135_4P_60HP_9.84_SS | 4004.1439 | 4004.1439 | 8008.2879 | 2 | 0 | 2 | A | NBS_EndSuction | 10 | 8 | 10 | 14 | BranchMin10_BranchMax14 | 10 | 3 | 12 | 20 | HeaderMin12_HeaderMax20 | 14 | 5 | 15 | [9 empty] | NBS_080-135_4P_60HP_9.84_SS | 4004.1439
121 | 121 | 080-135-4P-60HP | NBS_080-135_4P_60HP_9.84_SS | 4004.1439 | 4004.1439 | 8008.2879 | 2 | 0 | 2 | A | NBS_EndSuction | 10 | 8 | 10 | 14 | BranchMin10_BranchMax14 | 10 | 3 | 12 | 20 | HeaderMin12_HeaderMax20 | 16 | 5 | 15 | [9 empty] | NBS_080-135_4P_60HP_9.84_SS | 4004.1439
121 | 121 | 080-135-4P-60HP | NBS_080-135_4P_60HP_9.84_SS | 4004.1439 | 4004.1439 | 8008.2879 | 2 | 0 | 2 | A | NBS_EndSuction | 10 | 8 | 10 | 14 | BranchMin10_BranchMax14 | 10 | 3 | 12 | 20 | HeaderMin12_HeaderMax20 | 18 | 5 | 15 | [9 empty] | NBS_080-135_4P_60HP_9.84_SS | 4004.1439
121 | 121 | 080-135-4P-60HP | NBS_080-135_4P_60HP_9.84_SS | 4004.1439 | 4004.1439 | 8008.2879 | 2 | 0 | 2 | A | NBS_EndSuction | 10 | 8 | 10 | 14 | BranchMin10_BranchMax14 | 10 | 3 | 12 | 20 | HeaderMin12_HeaderMax20 | 20 | 5 | 15 | [9 empty] | NBS_080-135_4P_60HP_9.84_SS | 4004.1439
121 | 121 | 080-135-4P-60HP | NBS_080-135_4P_60HP_9.84_SS | 4004.1439 | 4004.1439 | 8008.2879 | 2 | 0 | 2 | A | NBS_EndSuction | 10 | 8 | 10 | 14 | BranchMin10_BranchMax14 | 12 | 3 | 12 | 20 | HeaderMin12_HeaderMax20 | 12 | 5 | 15 | [9 empty] | NBS_080-135_4P_60HP_9.84_SS | 4004.1439 | INVALID
121 | 121 | 080-135-4P-60HP | NBS_080-135_4P_60HP_9.84_SS | 4004.1439 | 4004.1439 | 8008.2879 | 2 | 0 | 2 | A | NBS_EndSuction | 10 | 8 | 10 | 14 | BranchMin10_BranchMax14 | 12 | 3 | 12 | 20 | HeaderMin12_HeaderMax20 | 14 | 5 | 15 | [9 empty] | NBS_080-135_4P_60HP_9.84_SS | 4004.1439
121 | 121 | 080-135-4P-60HP | NBS_080-135_4P_60HP_9.84_SS | 4004.1439 | 4004.1439 | 8008.2879 | 2 | 0 | 2 | A | NBS_EndSuction | 10 | 8 | 10 | 14 | BranchMin10_BranchMax14 | 12 | 3 | 12 | 20 | HeaderMin12_HeaderMax20 | 16 | 5 | 15 | [9 empty] | NBS_080-135_4P_60HP_9.84_SS | 4004.1439
121 | 121 | 080-135-4P-60HP | NBS_080-135_4P_60HP_9.84_SS | 4004.1439 | 4004.1439 | 8008.2879 | 2 | 0 | 2 | A | NBS_EndSuction | 10 | 8 | 10 | 14 | BranchMin10_BranchMax14 | 12 | 3 | 12 | 20 | HeaderMin12_HeaderMax20 | 18 | 5 | 15 | [9 empty] | NBS_080-135_4P_60HP_9.84_SS | 4004.1439
121 | 121 | 080-135-4P-60HP | NBS_080-135_4P_60HP_9.84_SS | 4004.1439 | 4004.1439 | 8008.2879 | 2 | 0 | 2 | A | NBS_EndSuction | 10 | 8 | 10 | 14 | BranchMin10_BranchMax14 | 12 | 3 | 12 | 20 | HeaderMin12_HeaderMax20 | 20 | 5 | 15 | [9 empty] | NBS_080-135_4P_60HP_9.84_SS | 4004.1439
121 | 121 | 080-135-4P-60HP | NBS_080-135_4P_60HP_9.84_SS | 4004.1439 | 4004.1439 | 8008.2879 | 2 | 0 | 2 | A | NBS_EndSuction | 10 | 8 | 10 | 14 | BranchMin10_BranchMax14 | 14 | 3 | 12 | 20 | HeaderMin12_HeaderMax20 | 12 | 5 | 15 | [9 empty] | NBS_080-135_4P_60HP_9.84_SS | 4004.1439 | INVALID
121 | 121 | 080-135-4P-60HP | NBS_080-135_4P_60HP_9.84_SS | 4004.1439 | 4004.1439 | 8008.2879 | 2 | 0 | 2 | A | NBS_EndSuction | 10 | 8 | 10 | 14 | BranchMin10_BranchMax14 | 14 | 3 | 12 | 20 | HeaderMin12_HeaderMax20 | 14 | 5 | 15 | [9 empty] | NBS_080-135_4P_60HP_9.84_SS | 4004.1439 | INVALID
121 | 121 | 080-135-4P-60HP | NBS_080-135_4P_60HP_9.84_SS | 4004.1439 | 4004.1439 | 8008.2879 | 2 | 0 | 2 | A | NBS_EndSuction | 10 | 8 | 10 | 14 | BranchMin10_BranchMax14 | 14 | 3 | 12 | 20 | HeaderMin12_HeaderMax20 | 16 | 5 | 15 | [9 empty] | NBS_080-135_4P_60HP_9.84_SS | 4004.1439
121 | 121 | 080-135-4P-60HP | NBS_080-135_4P_60HP_9.84_SS | 4004.1439 | 4004.1439 | 8008.2879 | 2 | 0 | 2 | A | NBS_EndSuction | 10 | 8 | 10 | 14 | BranchMin10_BranchMax14 | 14 | 3 | 12 | 20 | HeaderMin12_HeaderMax20 | 18 | 5 | 15 | [9 empty] | NBS_080-135_4P_60HP_9.84_SS | 4004.1439
121 | 121 | 080-135-4P-60HP | NBS_080-135_4P_60HP_9.84_SS | 4004.1439 | 4004.1439 | 8008.2879 | 2 | 0 | 2 | A | NBS_EndSuction | 10 | 8 | 10 | 14 | BranchMin10_BranchMax14 | 14 | 3 | 12 | 20 | HeaderMin12_HeaderMax20 | 20 | 5 | 15 | [9 empty] | NBS_080-135_4P_60HP_9.84_SS | 4004.1439
122 | 122 | 080-135-4P-75HP | NBS_080-135_4P_75HP_10.31_SS | 4295.2175 | 4295.2175 | 8590.4351 | 2 | 0 | 2 | A | NBS_EndSuction | 10 | 8 | 10 | 16 | BranchMin10_BranchMax16 | 10 | 4 | 12 | 20 | HeaderMin12_HeaderMax20 | 12 | 5 | 20 | [9 empty] | NBS_080-135_4P_75HP_10.31_SS | 4295.2175
122 | 122 | 080-135-4P-75HP | NBS_080-135_4P_75HP_10.31_SS | 4295.2175 | 4295.2175 | 8590.4351 | 2 | 0 | 2 | A | NBS_EndSuction | 10 | 8 | 10 | 16 | BranchMin10_BranchMax16 | 10 | 4 | 12 | 20 | HeaderMin12_HeaderMax20 | 14 | 5 | 20 | [9 empty] | NBS_080-135_4P_75HP_10.31_SS | 4295.2175
122 | 122 | 080-135-4P-75HP | NBS_080-135_4P_75HP_10.31_SS | 4295.2175 | 4295.2175 | 8590.4351 | 2 | 0 | 2 | A | NBS_EndSuction | 10 | 8 | 10 | 16 | BranchMin10_BranchMax16 | 10 | 4 | 12 | 20 | HeaderMin12_HeaderMax20 | 16 | 5 | 20 | [9 empty] | NBS_080-135_4P_75HP_10.31_SS | 4295.2175
122 | 122 | 080-135-4P-75HP | NBS_080-135_4P_75HP_10.31_SS | 4295.2175 | 4295.2175 | 8590.4351 | 2 | 0 | 2 | A | NBS_EndSuction | 10 | 8 | 10 | 16 | BranchMin10_BranchMax16 | 10 | 4 | 12 | 20 | HeaderMin12_HeaderMax20 | 18 | 5 | 20 | [9 empty] | NBS_080-135_4P_75HP_10.31_SS | 4295.2175
122 | 122 | 080-135-4P-75HP | NBS_080-135_4P_75HP_10.31_SS | 4295.2175 | 4295.2175 | 8590.4351 | 2 | 0 | 2 | A | NBS_EndSuction | 10 | 8 | 10 | 16 | BranchMin10_BranchMax16 | 10 | 4 | 12 | 20 | HeaderMin12_HeaderMax20 | 20 | 5 | 20 | [9 empty] | NBS_080-135_4P_75HP_10.31_SS | 4295.2175
122 | 122 | 080-135-4P-75HP | NBS_080-135_4P_75HP_10.31_SS | 4295.2175 | 4295.2175 | 8590.4351 | 2 | 0 | 2 | A | NBS_EndSuction | 10 | 8 | 10 | 16 | BranchMin10_BranchMax16 | 12 | 4 | 12 | 20 | HeaderMin12_HeaderMax20 | 12 | 5 | 20 | [9 empty] | NBS_080-135_4P_75HP_10.31_SS | 4295.2175 | INVALID
122 | 122 | 080-135-4P-75HP | NBS_080-135_4P_75HP_10.31_SS | 4295.2175 | 4295.2175 | 8590.4351 | 2 | 0 | 2 | A | NBS_EndSuction | 10 | 8 | 10 | 16 | BranchMin10_BranchMax16 | 12 | 4 | 12 | 20 | HeaderMin12_HeaderMax20 | 14 | 5 | 20 | [9 empty] | NBS_080-135_4P_75HP_10.31_SS | 4295.2175
122 | 122 | 080-135-4P-75HP | NBS_080-135_4P_75HP_10.31_SS | 4295.2175 | 4295.2175 | 8590.4351 | 2 | 0 | 2 | A | NBS_EndSuction | 10 | 8 | 10 | 16 | BranchMin10_BranchMax16 | 12 | 4 | 12 | 20 | HeaderMin12_HeaderMax20 | 16 | 5 | 20 | [9 empty] | NBS_080-135_4P_75HP_10.31_SS | 4295.2175
122 | 122 | 080-135-4P-75HP | NBS_080-135_4P_75HP_10.31_SS | 4295.2175 | 4295.2175 | 8590.4351 | 2 | 0 | 2 | A | NBS_EndSuction | 10 | 8 | 10 | 16 | BranchMin10_BranchMax16 | 12 | 4 | 12 | 20 | HeaderMin12_HeaderMax20 | 18 | 5 | 20 | [9 empty] | NBS_080-135_4P_75HP_10.31_SS | 4295.2175
122 | 122 | 080-135-4P-75HP | NBS_080-135_4P_75HP_10.31_SS | 4295.2175 | 4295.2175 | 8590.4351 | 2 | 0 | 2 | A | NBS_EndSuction | 10 | 8 | 10 | 16 | BranchMin10_BranchMax16 | 12 | 4 | 12 | 20 | HeaderMin12_HeaderMax20 | 20 | 5 | 20 | [9 empty] | NBS_080-135_4P_75HP_10.31_SS | 4295.2175
122 | 122 | 080-135-4P-75HP | NBS_080-135_4P_75HP_10.31_SS | 4295.2175 | 4295.2175 | 8590.4351 | 2 | 0 | 2 | A | NBS_EndSuction | 10 | 8 | 10 | 16 | BranchMin10_BranchMax16 | 14 | 4 | 12 | 20 | HeaderMin12_HeaderMax20 | 12 | 5 | 20 | [9 empty] | NBS_080-135_4P_75HP_10.31_SS | 4295.2175 | INVALID
122 | 122 | 080-135-4P-75HP | NBS_080-135_4P_75HP_10.31_SS | 4295.2175 | 4295.2175 | 8590.4351 | 2 | 0 | 2 | A | NBS_EndSuction | 10 | 8 | 10 | 16 | BranchMin10_BranchMax16 | 14 | 4 | 12 | 20 | HeaderMin12_HeaderMax20 | 14 | 5 | 20 | [9 empty] | NBS_080-135_4P_75HP_10.31_SS | 4295.2175 | INVALID
122 | 122 | 080-135-4P-75HP | NBS_080-135_4P_75HP_10.31_SS | 4295.2175 | 4295.2175 | 8590.4351 | 2 | 0 | 2 | A | NBS_EndSuction | 10 | 8 | 10 | 16 | BranchMin10_BranchMax16 | 14 | 4 | 12 | 20 | HeaderMin12_HeaderMax20 | 16 | 5 | 20 | [9 empty] | NBS_080-135_4P_75HP_10.31_SS | 4295.2175
122 | 122 | 080-135-4P-75HP | NBS_080-135_4P_75HP_10.31_SS | 4295.2175 | 4295.2175 | 8590.4351 | 2 | 0 | 2 | A | NBS_EndSuction | 10 | 8 | 10 | 16 | BranchMin10_BranchMax16 | 14 | 4 | 12 | 20 | HeaderMin12_HeaderMax20 | 18 | 5 | 20 | [9 empty] | NBS_080-135_4P_75HP_10.31_SS | 4295.2175
122 | 122 | 080-135-4P-75HP | NBS_080-135_4P_75HP_10.31_SS | 4295.2175 | 4295.2175 | 8590.4351 | 2 | 0 | 2 | A | NBS_EndSuction | 10 | 8 | 10 | 16 | BranchMin10_BranchMax16 | 14 | 4 | 12 | 20 | HeaderMin12_HeaderMax20 | 20 | 5 | 20 | [9 empty] | NBS_080-135_4P_75HP_10.31_SS | 4295.2175
122 | 122 | 080-135-4P-75HP | NBS_080-135_4P_75HP_10.31_SS | 4295.2175 | 4295.2175 | 8590.4351 | 2 | 0 | 2 | A | NBS_EndSuction | 10 | 8 | 10 | 16 | BranchMin10_BranchMax16 | 16 | 4 | 12 | 20 | HeaderMin12_HeaderMax20 | 12 | 5 | 20 | [9 empty] | NBS_080-135_4P_75HP_10.31_SS | 4295.2175 | INVALID
122 | 122 | 080-135-4P-75HP | NBS_080-135_4P_75HP_10.31_SS | 4295.2175 | 4295.2175 | 8590.4351 | 2 | 0 | 2 | A | NBS_EndSuction | 10 | 8 | 10 | 16 | BranchMin10_BranchMax16 | 16 | 4 | 12 | 20 | HeaderMin12_HeaderMax20 | 14 | 5 | 20 | [9 empty] | NBS_080-135_4P_75HP_10.31_SS | 4295.2175 | INVALID
122 | 122 | 080-135-4P-75HP | NBS_080-135_4P_75HP_10.31_SS | 4295.2175 | 4295.2175 | 8590.4351 | 2 | 0 | 2 | A | NBS_EndSuction | 10 | 8 | 10 | 16 | BranchMin10_BranchMax16 | 16 | 4 | 12 | 20 | HeaderMin12_HeaderMax20 | 16 | 5 | 20 | [9 empty] | NBS_080-135_4P_75HP_10.31_SS | 4295.2175 | INVALID
122 | 122 | 080-135-4P-75HP | NBS_080-135_4P_75HP_10.31_SS | 4295.2175 | 4295.2175 | 8590.4351 | 2 | 0 | 2 | A | NBS_EndSuction | 10 | 8 | 10 | 16 | BranchMin10_BranchMax16 | 16 | 4 | 12 | 20 | HeaderMin12_HeaderMax20 | 18 | 5 | 20 | [9 empty] | NBS_080-135_4P_75HP_10.31_SS | 4295.2175
122 | 122 | 080-135-4P-75HP | NBS_080-135_4P_75HP_10.31_SS | 4295.2175 | 4295.2175 | 8590.4351 | 2 | 0 | 2 | A | NBS_EndSuction | 10 | 8 | 10 | 16 | BranchMin10_BranchMax16 | 16 | 4 | 12 | 20 | HeaderMin12_HeaderMax20 | 20 | 5 | 20 | [9 empty] | NBS_080-135_4P_75HP_10.31_SS | 4295.2175
123 | 123 | 080-135-4P-100HP | NBS_080-135_4P_100HP_11.26_SS | 4595.0968 | 4595.0968 | 9190.1937 | 2 | 0 | 2 | A | NBS_EndSuction | 10 | 8 | 10 | 16 | BranchMin10_BranchMax16 | 10 | 4 | 12 | 24 | HeaderMin12_HeaderMax24 | 12 | 6 | 24 | [9 empty] | NBS_080-135_4P_100HP_11.26_SS | 4595.0968
123 | 123 | 080-135-4P-100HP | NBS_080-135_4P_100HP_11.26_SS | 4595.0968 | 4595.0968 | 9190.1937 | 2 | 0 | 2 | A | NBS_EndSuction | 10 | 8 | 10 | 16 | BranchMin10_BranchMax16 | 10 | 4 | 12 | 24 | HeaderMin12_HeaderMax24 | 14 | 6 | 24 | [9 empty] | NBS_080-135_4P_100HP_11.26_SS | 4595.0968
123 | 123 | 080-135-4P-100HP | NBS_080-135_4P_100HP_11.26_SS | 4595.0968 | 4595.0968 | 9190.1937 | 2 | 0 | 2 | A | NBS_EndSuction | 10 | 8 | 10 | 16 | BranchMin10_BranchMax16 | 10 | 4 | 12 | 24 | HeaderMin12_HeaderMax24 | 16 | 6 | 24 | [9 empty] | NBS_080-135_4P_100HP_11.26_SS | 4595.0968
123 | 123 | 080-135-4P-100HP | NBS_080-135_4P_100HP_11.26_SS | 4595.0968 | 4595.0968 | 9190.1937 | 2 | 0 | 2 | A | NBS_EndSuction | 10 | 8 | 10 | 16 | BranchMin10_BranchMax16 | 10 | 4 | 12 | 24 | HeaderMin12_HeaderMax24 | 18 | 6 | 24 | [9 empty] | NBS_080-135_4P_100HP_11.26_SS | 4595.0968
123 | 123 | 080-135-4P-100HP | NBS_080-135_4P_100HP_11.26_SS | 4595.0968 | 4595.0968 | 9190.1937 | 2 | 0 | 2 | A | NBS_EndSuction | 10 | 8 | 10 | 16 | BranchMin10_BranchMax16 | 10 | 4 | 12 | 24 | HeaderMin12_HeaderMax24 | 20 | 6 | 24 | [9 empty] | NBS_080-135_4P_100HP_11.26_SS | 4595.0968
123 | 123 | 080-135-4P-100HP | NBS_080-135_4P_100HP_11.26_SS | 4595.0968 | 4595.0968 | 9190.1937 | 2 | 0 | 2 | A | NBS_EndSuction | 10 | 8 | 10 | 16 | BranchMin10_BranchMax16 | 10 | 4 | 12 | 24 | HeaderMin12_HeaderMax24 | 24 | 6 | 24 | [9 empty] | NBS_080-135_4P_100HP_11.26_SS | 4595.0968
123 | 123 | 080-135-4P-100HP | NBS_080-135_4P_100HP_11.26_SS | 4595.0968 | 4595.0968 | 9190.1937 | 2 | 0 | 2 | A | NBS_EndSuction | 10 | 8 | 10 | 16 | BranchMin10_BranchMax16 | 12 | 4 | 12 | 24 | HeaderMin12_HeaderMax24 | 12 | 6 | 24 | [9 empty] | NBS_080-135_4P_100HP_11.26_SS | 4595.0968 | INVALID
123 | 123 | 080-135-4P-100HP | NBS_080-135_4P_100HP_11.26_SS | 4595.0968 | 4595.0968 | 9190.1937 | 2 | 0 | 2 | A | NBS_EndSuction | 10 | 8 | 10 | 16 | BranchMin10_BranchMax16 | 12 | 4 | 12 | 24 | HeaderMin12_HeaderMax24 | 14 | 6 | 24 | [9 empty] | NBS_080-135_4P_100HP_11.26_SS | 4595.0968
123 | 123 | 080-135-4P-100HP | NBS_080-135_4P_100HP_11.26_SS | 4595.0968 | 4595.0968 | 9190.1937 | 2 | 0 | 2 | A | NBS_EndSuction | 10 | 8 | 10 | 16 | BranchMin10_BranchMax16 | 12 | 4 | 12 | 24 | HeaderMin12_HeaderMax24 | 16 | 6 | 24 | [9 empty] | NBS_080-135_4P_100HP_11.26_SS | 4595.0968
123 | 123 | 080-135-4P-100HP | NBS_080-135_4P_100HP_11.26_SS | 4595.0968 | 4595.0968 | 9190.1937 | 2 | 0 | 2 | A | NBS_EndSuction | 10 | 8 | 10 | 16 | BranchMin10_BranchMax16 | 12 | 4 | 12 | 24 | HeaderMin12_HeaderMax24 | 18 | 6 | 24 | [9 empty] | NBS_080-135_4P_100HP_11.26_SS | 4595.0968
123 | 123 | 080-135-4P-100HP | NBS_080-135_4P_100HP_11.26_SS | 4595.0968 | 4595.0968 | 9190.1937 | 2 | 0 | 2 | A | NBS_EndSuction | 10 | 8 | 10 | 16 | BranchMin10_BranchMax16 | 12 | 4 | 12 | 24 | HeaderMin12_HeaderMax24 | 20 | 6 | 24 | [9 empty] | NBS_080-135_4P_100HP_11.26_SS | 4595.0968
123 | 123 | 080-135-4P-100HP | NBS_080-135_4P_100HP_11.26_SS | 4595.0968 | 4595.0968 | 9190.1937 | 2 | 0 | 2 | A | NBS_EndSuction | 10 | 8 | 10 | 16 | BranchMin10_BranchMax16 | 12 | 4 | 12 | 24 | HeaderMin12_HeaderMax24 | 24 | 6 | 24 | [9 empty] | NBS_080-135_4P_100HP_11.26_SS | 4595.0968
123 | 123 | 080-135-4P-100HP | NBS_080-135_4P_100HP_11.26_SS | 4595.0968 | 4595.0968 | 9190.1937 | 2 | 0 | 2 | A | NBS_EndSuction | 10 | 8 | 10 | 16 | BranchMin10_BranchMax16 | 14 | 4 | 12 | 24 | HeaderMin12_HeaderMax24 | 12 | 6 | 24 | [9 empty] | NBS_080-135_4P_100HP_11.26_SS | 4595.0968 | INVALID
123 | 123 | 080-135-4P-100HP | NBS_080-135_4P_100HP_11.26_SS | 4595.0968 | 4595.0968 | 9190.1937 | 2 | 0 | 2 | A | NBS_EndSuction | 10 | 8 | 10 | 16 | BranchMin10_BranchMax16 | 14 | 4 | 12 | 24 | HeaderMin12_HeaderMax24 | 14 | 6 | 24 | [9 empty] | NBS_080-135_4P_100HP_11.26_SS | 4595.0968 | INVALID
123 | 123 | 080-135-4P-100HP | NBS_080-135_4P_100HP_11.26_SS | 4595.0968 | 4595.0968 | 9190.1937 | 2 | 0 | 2 | A | NBS_EndSuction | 10 | 8 | 10 | 16 | BranchMin10_BranchMax16 | 14 | 4 | 12 | 24 | HeaderMin12_HeaderMax24 | 16 | 6 | 24 | [9 empty] | NBS_080-135_4P_100HP_11.26_SS | 4595.0968
123 | 123 | 080-135-4P-100HP | NBS_080-135_4P_100HP_11.26_SS | 4595.0968 | 4595.0968 | 9190.1937 | 2 | 0 | 2 | A | NBS_EndSuction | 10 | 8 | 10 | 16 | BranchMin10_BranchMax16 | 14 | 4 | 12 | 24 | HeaderMin12_HeaderMax24 | 18 | 6 | 24 | [9 empty] | NBS_080-135_4P_100HP_11.26_SS | 4595.0968
123 | 123 | 080-135-4P-100HP | NBS_080-135_4P_100HP_11.26_SS | 4595.0968 | 4595.0968 | 9190.1937 | 2 | 0 | 2 | A | NBS_EndSuction | 10 | 8 | 10 | 16 | BranchMin10_BranchMax16 | 14 | 4 | 12 | 24 | HeaderMin12_HeaderMax24 | 20 | 6 | 24 | [9 empty] | NBS_080-135_4P_100HP_11.26_SS | 4595.0968
123 | 123 | 080-135-4P-100HP | NBS_080-135_4P_100HP_11.26_SS | 4595.0968 | 4595.0968 | 9190.1937 | 2 | 0 | 2 | A | NBS_EndSuction | 10 | 8 | 10 | 16 | BranchMin10_BranchMax16 | 14 | 4 | 12 | 24 | HeaderMin12_HeaderMax24 | 24 | 6 | 24 | [9 empty] | NBS_080-135_4P_100HP_11.26_SS | 4595.0968
123 | 123 | 080-135-4P-100HP | NBS_080-135_4P_100HP_11.26_SS | 4595.0968 | 4595.0968 | 9190.1937 | 2 | 0 | 2 | A | NBS_EndSuction | 10 | 8 | 10 | 16 | BranchMin10_BranchMax16 | 16 | 4 | 12 | 24 | HeaderMin12_HeaderMax24 | 12 | 6 | 24 | [9 empty] | NBS_080-135_4P_100HP_11.26_SS | 4595.0968 | INVALID
123 | 123 | 080-135-4P-100HP | NBS_080-135_4P_100HP_11.26_SS | 4595.0968 | 4595.0968 | 9190.1937 | 2 | 0 | 2 | A | NBS_EndSuction | 10 | 8 | 10 | 16 | BranchMin10_BranchMax16 | 16 | 4 | 12 | 24 | HeaderMin12_HeaderMax24 | 14 | 6 | 24 | [9 empty] | NBS_080-135_4P_100HP_11.26_SS | 4595.0968 | INVALID
123 | 123 | 080-135-4P-100HP | NBS_080-135_4P_100HP_11.26_SS | 4595.0968 | 4595.0968 | 9190.1937 | 2 | 0 | 2 | A | NBS_EndSuction | 10 | 8 | 10 | 16 | BranchMin10_BranchMax16 | 16 | 4 | 12 | 24 | HeaderMin12_HeaderMax24 | 16 | 6 | 24 | [9 empty] | NBS_080-135_4P_100HP_11.26_SS | 4595.0968 | INVALID
123 | 123 | 080-135-4P-100HP | NBS_080-135_4P_100HP_11.26_SS | 4595.0968 | 4595.0968 | 9190.1937 | 2 | 0 | 2 | A | NBS_EndSuction | 10 | 8 | 10 | 16 | BranchMin10_BranchMax16 | 16 | 4 | 12 | 24 | HeaderMin12_HeaderMax24 | 18 | 6 | 24 | [9 empty] | NBS_080-135_4P_100HP_11.26_SS | 4595.0968
123 | 123 | 080-135-4P-100HP | NBS_080-135_4P_100HP_11.26_SS | 4595.0968 | 4595.0968 | 9190.1937 | 2 | 0 | 2 | A | NBS_EndSuction | 10 | 8 | 10 | 16 | BranchMin10_BranchMax16 | 16 | 4 | 12 | 24 | HeaderMin12_HeaderMax24 | 20 | 6 | 24 | [9 empty] | NBS_080-135_4P_100HP_11.26_SS | 4595.0968
123 | 123 | 080-135-4P-100HP | NBS_080-135_4P_100HP_11.26_SS | 4595.0968 | 4595.0968 | 9190.1937 | 2 | 0 | 2 | A | NBS_EndSuction | 10 | 8 | 10 | 16 | BranchMin10_BranchMax16 | 16 | 4 | 12 | 24 | HeaderMin12_HeaderMax24 | 24 | 6 | 24 | [9 empty] | NBS_080-135_4P_100HP_11.26_SS | 4595.0968
124 | 124 | 080-135-4P-125HP | NBS_080-135_4P_125HP_11.89_SS | 4656.6379 | 4656.6379 | 9313.2758 | 2 | 0 | 2 | A | NBS_EndSuction | 10 | 8 | 10 | 16 | BranchMin10_BranchMax16 | 10 | 4 | 12 | 24 | HeaderMin12_HeaderMax24 | 12 | 6 | 24 | [9 empty] | NBS_080-135_4P_125HP_11.89_SS | 4656.6379
124 | 124 | 080-135-4P-125HP | NBS_080-135_4P_125HP_11.89_SS | 4656.6379 | 4656.6379 | 9313.2758 | 2 | 0 | 2 | A | NBS_EndSuction | 10 | 8 | 10 | 16 | BranchMin10_BranchMax16 | 10 | 4 | 12 | 24 | HeaderMin12_HeaderMax24 | 14 | 6 | 24 | [9 empty] | NBS_080-135_4P_125HP_11.89_SS | 4656.6379
124 | 124 | 080-135-4P-125HP | NBS_080-135_4P_125HP_11.89_SS | 4656.6379 | 4656.6379 | 9313.2758 | 2 | 0 | 2 | A | NBS_EndSuction | 10 | 8 | 10 | 16 | BranchMin10_BranchMax16 | 10 | 4 | 12 | 24 | HeaderMin12_HeaderMax24 | 16 | 6 | 24 | [9 empty] | NBS_080-135_4P_125HP_11.89_SS | 4656.6379
124 | 124 | 080-135-4P-125HP | NBS_080-135_4P_125HP_11.89_SS | 4656.6379 | 4656.6379 | 9313.2758 | 2 | 0 | 2 | A | NBS_EndSuction | 10 | 8 | 10 | 16 | BranchMin10_BranchMax16 | 10 | 4 | 12 | 24 | HeaderMin12_HeaderMax24 | 18 | 6 | 24 | [9 empty] | NBS_080-135_4P_125HP_11.89_SS | 4656.6379
124 | 124 | 080-135-4P-125HP | NBS_080-135_4P_125HP_11.89_SS | 4656.6379 | 4656.6379 | 9313.2758 | 2 | 0 | 2 | A | NBS_EndSuction | 10 | 8 | 10 | 16 | BranchMin10_BranchMax16 | 10 | 4 | 12 | 24 | HeaderMin12_HeaderMax24 | 20 | 6 | 24 | [9 empty] | NBS_080-135_4P_125HP_11.89_SS | 4656.6379
124 | 124 | 080-135-4P-125HP | NBS_080-135_4P_125HP_11.89_SS | 4656.6379 | 4656.6379 | 9313.2758 | 2 | 0 | 2 | A | NBS_EndSuction | 10 | 8 | 10 | 16 | BranchMin10_BranchMax16 | 10 | 4 | 12 | 24 | HeaderMin12_HeaderMax24 | 24 | 6 | 24 | [9 empty] | NBS_080-135_4P_125HP_11.89_SS | 4656.6379
124 | 124 | 080-135-4P-125HP | NBS_080-135_4P_125HP_11.89_SS | 4656.6379 | 4656.6379 | 9313.2758 | 2 | 0 | 2 | A | NBS_EndSuction | 10 | 8 | 10 | 16 | BranchMin10_BranchMax16 | 12 | 4 | 12 | 24 | HeaderMin12_HeaderMax24 | 12 | 6 | 24 | [9 empty] | NBS_080-135_4P_125HP_11.89_SS | 4656.6379 | INVALID
124 | 124 | 080-135-4P-125HP | NBS_080-135_4P_125HP_11.89_SS | 4656.6379 | 4656.6379 | 9313.2758 | 2 | 0 | 2 | A | NBS_EndSuction | 10 | 8 | 10 | 16 | BranchMin10_BranchMax16 | 12 | 4 | 12 | 24 | HeaderMin12_HeaderMax24 | 14 | 6 | 24 | [9 empty] | NBS_080-135_4P_125HP_11.89_SS | 4656.6379
124 | 124 | 080-135-4P-125HP | NBS_080-135_4P_125HP_11.89_SS | 4656.6379 | 4656.6379 | 9313.2758 | 2 | 0 | 2 | A | NBS_EndSuction | 10 | 8 | 10 | 16 | BranchMin10_BranchMax16 | 12 | 4 | 12 | 24 | HeaderMin12_HeaderMax24 | 16 | 6 | 24 | [9 empty] | NBS_080-135_4P_125HP_11.89_SS | 4656.6379
124 | 124 | 080-135-4P-125HP | NBS_080-135_4P_125HP_11.89_SS | 4656.6379 | 4656.6379 | 9313.2758 | 2 | 0 | 2 | A | NBS_EndSuction | 10 | 8 | 10 | 16 | BranchMin10_BranchMax16 | 12 | 4 | 12 | 24 | HeaderMin12_HeaderMax24 | 18 | 6 | 24 | [9 empty] | NBS_080-135_4P_125HP_11.89_SS | 4656.6379
124 | 124 | 080-135-4P-125HP | NBS_080-135_4P_125HP_11.89_SS | 4656.6379 | 4656.6379 | 9313.2758 | 2 | 0 | 2 | A | NBS_EndSuction | 10 | 8 | 10 | 16 | BranchMin10_BranchMax16 | 12 | 4 | 12 | 24 | HeaderMin12_HeaderMax24 | 20 | 6 | 24 | [9 empty] | NBS_080-135_4P_125HP_11.89_SS | 4656.6379
124 | 124 | 080-135-4P-125HP | NBS_080-135_4P_125HP_11.89_SS | 4656.6379 | 4656.6379 | 9313.2758 | 2 | 0 | 2 | A | NBS_EndSuction | 10 | 8 | 10 | 16 | BranchMin10_BranchMax16 | 12 | 4 | 12 | 24 | HeaderMin12_HeaderMax24 | 24 | 6 | 24 | [9 empty] | NBS_080-135_4P_125HP_11.89_SS | 4656.6379
124 | 124 | 080-135-4P-125HP | NBS_080-135_4P_125HP_11.89_SS | 4656.6379 | 4656.6379 | 9313.2758 | 2 | 0 | 2 | A | NBS_EndSuction | 10 | 8 | 10 | 16 | BranchMin10_BranchMax16 | 14 | 4 | 12 | 24 | HeaderMin12_HeaderMax24 | 12 | 6 | 24 | [9 empty] | NBS_080-135_4P_125HP_11.89_SS | 4656.6379 | INVALID
124 | 124 | 080-135-4P-125HP | NBS_080-135_4P_125HP_11.89_SS | 4656.6379 | 4656.6379 | 9313.2758 | 2 | 0 | 2 | A | NBS_EndSuction | 10 | 8 | 10 | 16 | BranchMin10_BranchMax16 | 14 | 4 | 12 | 24 | HeaderMin12_HeaderMax24 | 14 | 6 | 24 | [9 empty] | NBS_080-135_4P_125HP_11.89_SS | 4656.6379 | INVALID
124 | 124 | 080-135-4P-125HP | NBS_080-135_4P_125HP_11.89_SS | 4656.6379 | 4656.6379 | 9313.2758 | 2 | 0 | 2 | A | NBS_EndSuction | 10 | 8 | 10 | 16 | BranchMin10_BranchMax16 | 14 | 4 | 12 | 24 | HeaderMin12_HeaderMax24 | 16 | 6 | 24 | [9 empty] | NBS_080-135_4P_125HP_11.89_SS | 4656.6379
124 | 124 | 080-135-4P-125HP | NBS_080-135_4P_125HP_11.89_SS | 4656.6379 | 4656.6379 | 9313.2758 | 2 | 0 | 2 | A | NBS_EndSuction | 10 | 8 | 10 | 16 | BranchMin10_BranchMax16 | 14 | 4 | 12 | 24 | HeaderMin12_HeaderMax24 | 18 | 6 | 24 | [9 empty] | NBS_080-135_4P_125HP_11.89_SS | 4656.6379
124 | 124 | 080-135-4P-125HP | NBS_080-135_4P_125HP_11.89_SS | 4656.6379 | 4656.6379 | 9313.2758 | 2 | 0 | 2 | A | NBS_EndSuction | 10 | 8 | 10 | 16 | BranchMin10_BranchMax16 | 14 | 4 | 12 | 24 | HeaderMin12_HeaderMax24 | 20 | 6 | 24 | [9 empty] | NBS_080-135_4P_125HP_11.89_SS | 4656.6379
124 | 124 | 080-135-4P-125HP | NBS_080-135_4P_125HP_11.89_SS | 4656.6379 | 4656.6379 | 9313.2758 | 2 | 0 | 2 | A | NBS_EndSuction | 10 | 8 | 10 | 16 | BranchMin10_BranchMax16 | 14 | 4 | 12 | 24 | HeaderMin12_HeaderMax24 | 24 | 6 | 24 | [9 empty] | NBS_080-135_4P_125HP_11.89_SS | 4656.6379
124 | 124 | 080-135-4P-125HP | NBS_080-135_4P_125HP_11.89_SS | 4656.6379 | 4656.6379 | 9313.2758 | 2 | 0 | 2 | A | NBS_EndSuction | 10 | 8 | 10 | 16 | BranchMin10_BranchMax16 | 16 | 4 | 12 | 24 | HeaderMin12_HeaderMax24 | 12 | 6 | 24 | [9 empty] | NBS_080-135_4P_125HP_11.89_SS | 4656.6379 | INVALID
124 | 124 | 080-135-4P-125HP | NBS_080-135_4P_125HP_11.89_SS | 4656.6379 | 4656.6379 | 9313.2758 | 2 | 0 | 2 | A | NBS_EndSuction | 10 | 8 | 10 | 16 | BranchMin10_BranchMax16 | 16 | 4 | 12 | 24 | HeaderMin12_HeaderMax24 | 14 | 6 | 24 | [9 empty] | NBS_080-135_4P_125HP_11.89_SS | 4656.6379 | INVALID
124 | 124 | 080-135-4P-125HP | NBS_080-135_4P_125HP_11.89_SS | 4656.6379 | 4656.6379 | 9313.2758 | 2 | 0 | 2 | A | NBS_EndSuction | 10 | 8 | 10 | 16 | BranchMin10_BranchMax16 | 16 | 4 | 12 | 24 | HeaderMin12_HeaderMax24 | 16 | 6 | 24 | [9 empty] | NBS_080-135_4P_125HP_11.89_SS | 4656.6379 | INVALID
124 | 124 | 080-135-4P-125HP | NBS_080-135_4P_125HP_11.89_SS | 4656.6379 | 4656.6379 | 9313.2758 | 2 | 0 | 2 | A | NBS_EndSuction | 10 | 8 | 10 | 16 | BranchMin10_BranchMax16 | 16 | 4 | 12 | 24 | HeaderMin12_HeaderMax24 | 18 | 6 | 24 | [9 empty] | NBS_080-135_4P_125HP_11.89_SS | 4656.6379
124 | 124 | 080-135-4P-125HP | NBS_080-135_4P_125HP_11.89_SS | 4656.6379 | 4656.6379 | 9313.2758 | 2 | 0 | 2 | A | NBS_EndSuction | 10 | 8 | 10 | 16 | BranchMin10_BranchMax16 | 16 | 4 | 12 | 24 | HeaderMin12_HeaderMax24 | 20 | 6 | 24 | [9 empty] | NBS_080-135_4P_125HP_11.89_SS | 4656.6379
124 | 124 | 080-135-4P-125HP | NBS_080-135_4P_125HP_11.89_SS | 4656.6379 | 4656.6379 | 9313.2758 | 2 | 0 | 2 | A | NBS_EndSuction | 10 | 8 | 10 | 16 | BranchMin10_BranchMax16 | 16 | 4 | 12 | 24 | HeaderMin12_HeaderMax24 | 24 | 6 | 24 | [9 empty] | NBS_080-135_4P_125HP_11.89_SS | 4656.6379
125 | 125 | 080-135-4P-150HP | NBS_080-135_4P_150HP_12.60_SS | 4664.6626 | 4664.6626 | 9329.3252 | 2 | 0 | 2 | A | NBS_EndSuction | 10 | 8 | 10 | 16 | BranchMin10_BranchMax16 | 10 | 4 | 12 | 24 | HeaderMin12_HeaderMax24 | 12 | 6 | 24 | [9 empty] | NBS_080-135_4P_150HP_12.60_SS | 4664.6626
125 | 125 | 080-135-4P-150HP | NBS_080-135_4P_150HP_12.60_SS | 4664.6626 | 4664.6626 | 9329.3252 | 2 | 0 | 2 | A | NBS_EndSuction | 10 | 8 | 10 | 16 | BranchMin10_BranchMax16 | 10 | 4 | 12 | 24 | HeaderMin12_HeaderMax24 | 14 | 6 | 24 | [9 empty] | NBS_080-135_4P_150HP_12.60_SS | 4664.6626
125 | 125 | 080-135-4P-150HP | NBS_080-135_4P_150HP_12.60_SS | 4664.6626 | 4664.6626 | 9329.3252 | 2 | 0 | 2 | A | NBS_EndSuction | 10 | 8 | 10 | 16 | BranchMin10_BranchMax16 | 10 | 4 | 12 | 24 | HeaderMin12_HeaderMax24 | 16 | 6 | 24 | [9 empty] | NBS_080-135_4P_150HP_12.60_SS | 4664.6626
125 | 125 | 080-135-4P-150HP | NBS_080-135_4P_150HP_12.60_SS | 4664.6626 | 4664.6626 | 9329.3252 | 2 | 0 | 2 | A | NBS_EndSuction | 10 | 8 | 10 | 16 | BranchMin10_BranchMax16 | 10 | 4 | 12 | 24 | HeaderMin12_HeaderMax24 | 18 | 6 | 24 | [9 empty] | NBS_080-135_4P_150HP_12.60_SS | 4664.6626
125 | 125 | 080-135-4P-150HP | NBS_080-135_4P_150HP_12.60_SS | 4664.6626 | 4664.6626 | 9329.3252 | 2 | 0 | 2 | A | NBS_EndSuction | 10 | 8 | 10 | 16 | BranchMin10_BranchMax16 | 10 | 4 | 12 | 24 | HeaderMin12_HeaderMax24 | 20 | 6 | 24 | [9 empty] | NBS_080-135_4P_150HP_12.60_SS | 4664.6626
125 | 125 | 080-135-4P-150HP | NBS_080-135_4P_150HP_12.60_SS | 4664.6626 | 4664.6626 | 9329.3252 | 2 | 0 | 2 | A | NBS_EndSuction | 10 | 8 | 10 | 16 | BranchMin10_BranchMax16 | 10 | 4 | 12 | 24 | HeaderMin12_HeaderMax24 | 24 | 6 | 24 | [9 empty] | NBS_080-135_4P_150HP_12.60_SS | 4664.6626
125 | 125 | 080-135-4P-150HP | NBS_080-135_4P_150HP_12.60_SS | 4664.6626 | 4664.6626 | 9329.3252 | 2 | 0 | 2 | A | NBS_EndSuction | 10 | 8 | 10 | 16 | BranchMin10_BranchMax16 | 12 | 4 | 12 | 24 | HeaderMin12_HeaderMax24 | 12 | 6 | 24 | [9 empty] | NBS_080-135_4P_150HP_12.60_SS | 4664.6626 | INVALID
125 | 125 | 080-135-4P-150HP | NBS_080-135_4P_150HP_12.60_SS | 4664.6626 | 4664.6626 | 9329.3252 | 2 | 0 | 2 | A | NBS_EndSuction | 10 | 8 | 10 | 16 | BranchMin10_BranchMax16 | 12 | 4 | 12 | 24 | HeaderMin12_HeaderMax24 | 14 | 6 | 24 | [9 empty] | NBS_080-135_4P_150HP_12.60_SS | 4664.6626
125 | 125 | 080-135-4P-150HP | NBS_080-135_4P_150HP_12.60_SS | 4664.6626 | 4664.6626 | 9329.3252 | 2 | 0 | 2 | A | NBS_EndSuction | 10 | 8 | 10 | 16 | BranchMin10_BranchMax16 | 12 | 4 | 12 | 24 | HeaderMin12_HeaderMax24 | 16 | 6 | 24 | [9 empty] | NBS_080-135_4P_150HP_12.60_SS | 4664.6626
125 | 125 | 080-135-4P-150HP | NBS_080-135_4P_150HP_12.60_SS | 4664.6626 | 4664.6626 | 9329.3252 | 2 | 0 | 2 | A | NBS_EndSuction | 10 | 8 | 10 | 16 | BranchMin10_BranchMax16 | 12 | 4 | 12 | 24 | HeaderMin12_HeaderMax24 | 18 | 6 | 24 | [9 empty] | NBS_080-135_4P_150HP_12.60_SS | 4664.6626
125 | 125 | 080-135-4P-150HP | NBS_080-135_4P_150HP_12.60_SS | 4664.6626 | 4664.6626 | 9329.3252 | 2 | 0 | 2 | A | NBS_EndSuction | 10 | 8 | 10 | 16 | BranchMin10_BranchMax16 | 12 | 4 | 12 | 24 | HeaderMin12_HeaderMax24 | 20 | 6 | 24 | [9 empty] | NBS_080-135_4P_150HP_12.60_SS | 4664.6626
125 | 125 | 080-135-4P-150HP | NBS_080-135_4P_150HP_12.60_SS | 4664.6626 | 4664.6626 | 9329.3252 | 2 | 0 | 2 | A | NBS_EndSuction | 10 | 8 | 10 | 16 | BranchMin10_BranchMax16 | 12 | 4 | 12 | 24 | HeaderMin12_HeaderMax24 | 24 | 6 | 24 | [9 empty] | NBS_080-135_4P_150HP_12.60_SS | 4664.6626
125 | 125 | 080-135-4P-150HP | NBS_080-135_4P_150HP_12.60_SS | 4664.6626 | 4664.6626 | 9329.3252 | 2 | 0 | 2 | A | NBS_EndSuction | 10 | 8 | 10 | 16 | BranchMin10_BranchMax16 | 14 | 4 | 12 | 24 | HeaderMin12_HeaderMax24 | 12 | 6 | 24 | [9 empty] | NBS_080-135_4P_150HP_12.60_SS | 4664.6626 | INVALID
125 | 125 | 080-135-4P-150HP | NBS_080-135_4P_150HP_12.60_SS | 4664.6626 | 4664.6626 | 9329.3252 | 2 | 0 | 2 | A | NBS_EndSuction | 10 | 8 | 10 | 16 | BranchMin10_BranchMax16 | 14 | 4 | 12 | 24 | HeaderMin12_HeaderMax24 | 14 | 6 | 24 | [9 empty] | NBS_080-135_4P_150HP_12.60_SS | 4664.6626 | INVALID
125 | 125 | 080-135-4P-150HP | NBS_080-135_4P_150HP_12.60_SS | 4664.6626 | 4664.6626 | 9329.3252 | 2 | 0 | 2 | A | NBS_EndSuction | 10 | 8 | 10 | 16 | BranchMin10_BranchMax16 | 14 | 4 | 12 | 24 | HeaderMin12_HeaderMax24 | 16 | 6 | 24 | [9 empty] | NBS_080-135_4P_150HP_12.60_SS | 4664.6626
125 | 125 | 080-135-4P-150HP | NBS_080-135_4P_150HP_12.60_SS | 4664.6626 | 4664.6626 | 9329.3252 | 2 | 0 | 2 | A | NBS_EndSuction | 10 | 8 | 10 | 16 | BranchMin10_BranchMax16 | 14 | 4 | 12 | 24 | HeaderMin12_HeaderMax24 | 18 | 6 | 24 | [9 empty] | NBS_080-135_4P_150HP_12.60_SS | 4664.6626
125 | 125 | 080-135-4P-150HP | NBS_080-135_4P_150HP_12.60_SS | 4664.6626 | 4664.6626 | 9329.3252 | 2 | 0 | 2 | A | NBS_EndSuction | 10 | 8 | 10 | 16 | BranchMin10_BranchMax16 | 14 | 4 | 12 | 24 | HeaderMin12_HeaderMax24 | 20 | 6 | 24 | [9 empty] | NBS_080-135_4P_150HP_12.60_SS | 4664.6626
125 | 125 | 080-135-4P-150HP | NBS_080-135_4P_150HP_12.60_SS | 4664.6626 | 4664.6626 | 9329.3252 | 2 | 0 | 2 | A | NBS_EndSuction | 10 | 8 | 10 | 16 | BranchMin10_BranchMax16 | 14 | 4 | 12 | 24 | HeaderMin12_HeaderMax24 | 24 | 6 | 24 | [9 empty] | NBS_080-135_4P_150HP_12.60_SS | 4664.6626
125 | 125 | 080-135-4P-150HP | NBS_080-135_4P_150HP_12.60_SS | 4664.6626 | 4664.6626 | 9329.3252 | 2 | 0 | 2 | A | NBS_EndSuction | 10 | 8 | 10 | 16 | BranchMin10_BranchMax16 | 16 | 4 | 12 | 24 | HeaderMin12_HeaderMax24 | 12 | 6 | 24 | [9 empty] | NBS_080-135_4P_150HP_12.60_SS | 4664.6626 | INVALID
125 | 125 | 080-135-4P-150HP | NBS_080-135_4P_150HP_12.60_SS | 4664.6626 | 4664.6626 | 9329.3252 | 2 | 0 | 2 | A | NBS_EndSuction | 10 | 8 | 10 | 16 | BranchMin10_BranchMax16 | 16 | 4 | 12 | 24 | HeaderMin12_HeaderMax24 | 14 | 6 | 24 | [9 empty] | NBS_080-135_4P_150HP_12.60_SS | 4664.6626 | INVALID
125 | 125 | 080-135-4P-150HP | NBS_080-135_4P_150HP_12.60_SS | 4664.6626 | 4664.6626 | 9329.3252 | 2 | 0 | 2 | A | NBS_EndSuction | 10 | 8 | 10 | 16 | BranchMin10_BranchMax16 | 16 | 4 | 12 | 24 | HeaderMin12_HeaderMax24 | 16 | 6 | 24 | [9 empty] | NBS_080-135_4P_150HP_12.60_SS | 4664.6626 | INVALID
125 | 125 | 080-135-4P-150HP | NBS_080-135_4P_150HP_12.60_SS | 4664.6626 | 4664.6626 | 9329.3252 | 2 | 0 | 2 | A | NBS_EndSuction | 10 | 8 | 10 | 16 | BranchMin10_BranchMax16 | 16 | 4 | 12 | 24 | HeaderMin12_HeaderMax24 | 18 | 6 | 24 | [9 empty] | NBS_080-135_4P_150HP_12.60_SS | 4664.6626
125 | 125 | 080-135-4P-150HP | NBS_080-135_4P_150HP_12.60_SS | 4664.6626 | 4664.6626 | 9329.3252 | 2 | 0 | 2 | A | NBS_EndSuction | 10 | 8 | 10 | 16 | BranchMin10_BranchMax16 | 16 | 4 | 12 | 24 | HeaderMin12_HeaderMax24 | 20 | 6 | 24 | [9 empty] | NBS_080-135_4P_150HP_12.60_SS | 4664.6626
125 | 125 | 080-135-4P-150HP | NBS_080-135_4P_150HP_12.60_SS | 4664.6626 | 4664.6626 | 9329.3252 | 2 | 0 | 2 | A | NBS_EndSuction | 10 | 8 | 10 | 16 | BranchMin10_BranchMax16 | 16 | 4 | 12 | 24 | HeaderMin12_HeaderMax24 | 24 | 6 | 24 | [9 empty] | NBS_080-135_4P_150HP_12.60_SS | 4664.6626
126 | 126 | 080-150-4P-125HP | NBS_080-150_4P_125HP_12.20_SS | 3448.9864 | 3448.9864 | 6897.9727 | 2 | 0 | 2 | A | NBS_EndSuction | 10 | 8 | 10 | 12 | BranchMin10_BranchMax12 | 10 | 2 | 12 | 18 | HeaderMin12_HeaderMax18 | 12 | 4 | 8 | [9 empty] | NBS_080-150_4P_125HP_12.20_SS | 3448.9864
126 | 126 | 080-150-4P-125HP | NBS_080-150_4P_125HP_12.20_SS | 3448.9864 | 3448.9864 | 6897.9727 | 2 | 0 | 2 | A | NBS_EndSuction | 10 | 8 | 10 | 12 | BranchMin10_BranchMax12 | 10 | 2 | 12 | 18 | HeaderMin12_HeaderMax18 | 14 | 4 | 8 | [9 empty] | NBS_080-150_4P_125HP_12.20_SS | 3448.9864
126 | 126 | 080-150-4P-125HP | NBS_080-150_4P_125HP_12.20_SS | 3448.9864 | 3448.9864 | 6897.9727 | 2 | 0 | 2 | A | NBS_EndSuction | 10 | 8 | 10 | 12 | BranchMin10_BranchMax12 | 10 | 2 | 12 | 18 | HeaderMin12_HeaderMax18 | 16 | 4 | 8 | [9 empty] | NBS_080-150_4P_125HP_12.20_SS | 3448.9864
126 | 126 | 080-150-4P-125HP | NBS_080-150_4P_125HP_12.20_SS | 3448.9864 | 3448.9864 | 6897.9727 | 2 | 0 | 2 | A | NBS_EndSuction | 10 | 8 | 10 | 12 | BranchMin10_BranchMax12 | 10 | 2 | 12 | 18 | HeaderMin12_HeaderMax18 | 18 | 4 | 8 | [9 empty] | NBS_080-150_4P_125HP_12.20_SS | 3448.9864
126 | 126 | 080-150-4P-125HP | NBS_080-150_4P_125HP_12.20_SS | 3448.9864 | 3448.9864 | 6897.9727 | 2 | 0 | 2 | A | NBS_EndSuction | 10 | 8 | 10 | 12 | BranchMin10_BranchMax12 | 12 | 2 | 12 | 18 | HeaderMin12_HeaderMax18 | 12 | 4 | 8 | [9 empty] | NBS_080-150_4P_125HP_12.20_SS | 3448.9864 | INVALID
126 | 126 | 080-150-4P-125HP | NBS_080-150_4P_125HP_12.20_SS | 3448.9864 | 3448.9864 | 6897.9727 | 2 | 0 | 2 | A | NBS_EndSuction | 10 | 8 | 10 | 12 | BranchMin10_BranchMax12 | 12 | 2 | 12 | 18 | HeaderMin12_HeaderMax18 | 14 | 4 | 8 | [9 empty] | NBS_080-150_4P_125HP_12.20_SS | 3448.9864
126 | 126 | 080-150-4P-125HP | NBS_080-150_4P_125HP_12.20_SS | 3448.9864 | 3448.9864 | 6897.9727 | 2 | 0 | 2 | A | NBS_EndSuction | 10 | 8 | 10 | 12 | BranchMin10_BranchMax12 | 12 | 2 | 12 | 18 | HeaderMin12_HeaderMax18 | 16 | 4 | 8 | [9 empty] | NBS_080-150_4P_125HP_12.20_SS | 3448.9864
126 | 126 | 080-150-4P-125HP | NBS_080-150_4P_125HP_12.20_SS | 3448.9864 | 3448.9864 | 6897.9727 | 2 | 0 | 2 | A | NBS_EndSuction | 10 | 8 | 10 | 12 | BranchMin10_BranchMax12 | 12 | 2 | 12 | 18 | HeaderMin12_HeaderMax18 | 18 | 4 | 8 | [9 empty] | NBS_080-150_4P_125HP_12.20_SS | 3448.9864
127 | 127 | 080-150-4P-150HP | NBS_080-150_4P_150HP_12.99_SS | 3639.5425 | 3639.5425 | 7279.085 | 2 | 0 | 2 | A | NBS_EndSuction | 10 | 8 | 10 | 14 | BranchMin10_BranchMax14 | 10 | 3 | 12 | 20 | HeaderMin12_HeaderMax20 | 12 | 5 | 15 | [9 empty] | NBS_080-150_4P_150HP_12.99_SS | 3639.5425
127 | 127 | 080-150-4P-150HP | NBS_080-150_4P_150HP_12.99_SS | 3639.5425 | 3639.5425 | 7279.085 | 2 | 0 | 2 | A | NBS_EndSuction | 10 | 8 | 10 | 14 | BranchMin10_BranchMax14 | 10 | 3 | 12 | 20 | HeaderMin12_HeaderMax20 | 14 | 5 | 15 | [9 empty] | NBS_080-150_4P_150HP_12.99_SS | 3639.5425
127 | 127 | 080-150-4P-150HP | NBS_080-150_4P_150HP_12.99_SS | 3639.5425 | 3639.5425 | 7279.085 | 2 | 0 | 2 | A | NBS_EndSuction | 10 | 8 | 10 | 14 | BranchMin10_BranchMax14 | 10 | 3 | 12 | 20 | HeaderMin12_HeaderMax20 | 16 | 5 | 15 | [9 empty] | NBS_080-150_4P_150HP_12.99_SS | 3639.5425
127 | 127 | 080-150-4P-150HP | NBS_080-150_4P_150HP_12.99_SS | 3639.5425 | 3639.5425 | 7279.085 | 2 | 0 | 2 | A | NBS_EndSuction | 10 | 8 | 10 | 14 | BranchMin10_BranchMax14 | 10 | 3 | 12 | 20 | HeaderMin12_HeaderMax20 | 18 | 5 | 15 | [9 empty] | NBS_080-150_4P_150HP_12.99_SS | 3639.5425
127 | 127 | 080-150-4P-150HP | NBS_080-150_4P_150HP_12.99_SS | 3639.5425 | 3639.5425 | 7279.085 | 2 | 0 | 2 | A | NBS_EndSuction | 10 | 8 | 10 | 14 | BranchMin10_BranchMax14 | 10 | 3 | 12 | 20 | HeaderMin12_HeaderMax20 | 20 | 5 | 15 | [9 empty] | NBS_080-150_4P_150HP_12.99_SS | 3639.5425
127 | 127 | 080-150-4P-150HP | NBS_080-150_4P_150HP_12.99_SS | 3639.5425 | 3639.5425 | 7279.085 | 2 | 0 | 2 | A | NBS_EndSuction | 10 | 8 | 10 | 14 | BranchMin10_BranchMax14 | 12 | 3 | 12 | 20 | HeaderMin12_HeaderMax20 | 12 | 5 | 15 | [9 empty] | NBS_080-150_4P_150HP_12.99_SS | 3639.5425 | INVALID
127 | 127 | 080-150-4P-150HP | NBS_080-150_4P_150HP_12.99_SS | 3639.5425 | 3639.5425 | 7279.085 | 2 | 0 | 2 | A | NBS_EndSuction | 10 | 8 | 10 | 14 | BranchMin10_BranchMax14 | 12 | 3 | 12 | 20 | HeaderMin12_HeaderMax20 | 14 | 5 | 15 | [9 empty] | NBS_080-150_4P_150HP_12.99_SS | 3639.5425
127 | 127 | 080-150-4P-150HP | NBS_080-150_4P_150HP_12.99_SS | 3639.5425 | 3639.5425 | 7279.085 | 2 | 0 | 2 | A | NBS_EndSuction | 10 | 8 | 10 | 14 | BranchMin10_BranchMax14 | 12 | 3 | 12 | 20 | HeaderMin12_HeaderMax20 | 16 | 5 | 15 | [9 empty] | NBS_080-150_4P_150HP_12.99_SS | 3639.5425
127 | 127 | 080-150-4P-150HP | NBS_080-150_4P_150HP_12.99_SS | 3639.5425 | 3639.5425 | 7279.085 | 2 | 0 | 2 | A | NBS_EndSuction | 10 | 8 | 10 | 14 | BranchMin10_BranchMax14 | 12 | 3 | 12 | 20 | HeaderMin12_HeaderMax20 | 18 | 5 | 15 | [9 empty] | NBS_080-150_4P_150HP_12.99_SS | 3639.5425
127 | 127 | 080-150-4P-150HP | NBS_080-150_4P_150HP_12.99_SS | 3639.5425 | 3639.5425 | 7279.085 | 2 | 0 | 2 | A | NBS_EndSuction | 10 | 8 | 10 | 14 | BranchMin10_BranchMax14 | 12 | 3 | 12 | 20 | HeaderMin12_HeaderMax20 | 20 | 5 | 15 | [9 empty] | NBS_080-150_4P_150HP_12.99_SS | 3639.5425
127 | 127 | 080-150-4P-150HP | NBS_080-150_4P_150HP_12.99_SS | 3639.5425 | 3639.5425 | 7279.085 | 2 | 0 | 2 | A | NBS_EndSuction | 10 | 8 | 10 | 14 | BranchMin10_BranchMax14 | 14 | 3 | 12 | 20 | HeaderMin12_HeaderMax20 | 12 | 5 | 15 | [9 empty] | NBS_080-150_4P_150HP_12.99_SS | 3639.5425 | INVALID
127 | 127 | 080-150-4P-150HP | NBS_080-150_4P_150HP_12.99_SS | 3639.5425 | 3639.5425 | 7279.085 | 2 | 0 | 2 | A | NBS_EndSuction | 10 | 8 | 10 | 14 | BranchMin10_BranchMax14 | 14 | 3 | 12 | 20 | HeaderMin12_HeaderMax20 | 14 | 5 | 15 | [9 empty] | NBS_080-150_4P_150HP_12.99_SS | 3639.5425 | INVALID
127 | 127 | 080-150-4P-150HP | NBS_080-150_4P_150HP_12.99_SS | 3639.5425 | 3639.5425 | 7279.085 | 2 | 0 | 2 | A | NBS_EndSuction | 10 | 8 | 10 | 14 | BranchMin10_BranchMax14 | 14 | 3 | 12 | 20 | HeaderMin12_HeaderMax20 | 16 | 5 | 15 | [9 empty] | NBS_080-150_4P_150HP_12.99_SS | 3639.5425
127 | 127 | 080-150-4P-150HP | NBS_080-150_4P_150HP_12.99_SS | 3639.5425 | 3639.5425 | 7279.085 | 2 | 0 | 2 | A | NBS_EndSuction | 10 | 8 | 10 | 14 | BranchMin10_BranchMax14 | 14 | 3 | 12 | 20 | HeaderMin12_HeaderMax20 | 18 | 5 | 15 | [9 empty] | NBS_080-150_4P_150HP_12.99_SS | 3639.5425
127 | 127 | 080-150-4P-150HP | NBS_080-150_4P_150HP_12.99_SS | 3639.5425 | 3639.5425 | 7279.085 | 2 | 0 | 2 | A | NBS_EndSuction | 10 | 8 | 10 | 14 | BranchMin10_BranchMax14 | 14 | 3 | 12 | 20 | HeaderMin12_HeaderMax20 | 20 | 5 | 15 | [9 empty] | NBS_080-150_4P_150HP_12.99_SS | 3639.5425
128 | 128 | 080-150-4P-200HP | NBS_080-150_4P_200HP_14.25_SS | 4042.4929 | 4042.4929 | 8084.9858 | 2 | 0 | 2 | A | NBS_EndSuction | 10 | 8 | 10 | 14 | BranchMin10_BranchMax14 | 10 | 3 | 12 | 20 | HeaderMin12_HeaderMax20 | 12 | 5 | 15 | [9 empty] | NBS_080-150_4P_200HP_14.25_SS | 4042.4929
128 | 128 | 080-150-4P-200HP | NBS_080-150_4P_200HP_14.25_SS | 4042.4929 | 4042.4929 | 8084.9858 | 2 | 0 | 2 | A | NBS_EndSuction | 10 | 8 | 10 | 14 | BranchMin10_BranchMax14 | 10 | 3 | 12 | 20 | HeaderMin12_HeaderMax20 | 14 | 5 | 15 | [9 empty] | NBS_080-150_4P_200HP_14.25_SS | 4042.4929
128 | 128 | 080-150-4P-200HP | NBS_080-150_4P_200HP_14.25_SS | 4042.4929 | 4042.4929 | 8084.9858 | 2 | 0 | 2 | A | NBS_EndSuction | 10 | 8 | 10 | 14 | BranchMin10_BranchMax14 | 10 | 3 | 12 | 20 | HeaderMin12_HeaderMax20 | 16 | 5 | 15 | [9 empty] | NBS_080-150_4P_200HP_14.25_SS | 4042.4929
128 | 128 | 080-150-4P-200HP | NBS_080-150_4P_200HP_14.25_SS | 4042.4929 | 4042.4929 | 8084.9858 | 2 | 0 | 2 | A | NBS_EndSuction | 10 | 8 | 10 | 14 | BranchMin10_BranchMax14 | 10 | 3 | 12 | 20 | HeaderMin12_HeaderMax20 | 18 | 5 | 15 | [9 empty] | NBS_080-150_4P_200HP_14.25_SS | 4042.4929
128 | 128 | 080-150-4P-200HP | NBS_080-150_4P_200HP_14.25_SS | 4042.4929 | 4042.4929 | 8084.9858 | 2 | 0 | 2 | A | NBS_EndSuction | 10 | 8 | 10 | 14 | BranchMin10_BranchMax14 | 10 | 3 | 12 | 20 | HeaderMin12_HeaderMax20 | 20 | 5 | 15 | [9 empty] | NBS_080-150_4P_200HP_14.25_SS | 4042.4929
128 | 128 | 080-150-4P-200HP | NBS_080-150_4P_200HP_14.25_SS | 4042.4929 | 4042.4929 | 8084.9858 | 2 | 0 | 2 | A | NBS_EndSuction | 10 | 8 | 10 | 14 | BranchMin10_BranchMax14 | 12 | 3 | 12 | 20 | HeaderMin12_HeaderMax20 | 12 | 5 | 15 | [9 empty] | NBS_080-150_4P_200HP_14.25_SS | 4042.4929 | INVALID
128 | 128 | 080-150-4P-200HP | NBS_080-150_4P_200HP_14.25_SS | 4042.4929 | 4042.4929 | 8084.9858 | 2 | 0 | 2 | A | NBS_EndSuction | 10 | 8 | 10 | 14 | BranchMin10_BranchMax14 | 12 | 3 | 12 | 20 | HeaderMin12_HeaderMax20 | 14 | 5 | 15 | [9 empty] | NBS_080-150_4P_200HP_14.25_SS | 4042.4929
128 | 128 | 080-150-4P-200HP | NBS_080-150_4P_200HP_14.25_SS | 4042.4929 | 4042.4929 | 8084.9858 | 2 | 0 | 2 | A | NBS_EndSuction | 10 | 8 | 10 | 14 | BranchMin10_BranchMax14 | 12 | 3 | 12 | 20 | HeaderMin12_HeaderMax20 | 16 | 5 | 15 | [9 empty] | NBS_080-150_4P_200HP_14.25_SS | 4042.4929
128 | 128 | 080-150-4P-200HP | NBS_080-150_4P_200HP_14.25_SS | 4042.4929 | 4042.4929 | 8084.9858 | 2 | 0 | 2 | A | NBS_EndSuction | 10 | 8 | 10 | 14 | BranchMin10_BranchMax14 | 12 | 3 | 12 | 20 | HeaderMin12_HeaderMax20 | 18 | 5 | 15 | [9 empty] | NBS_080-150_4P_200HP_14.25_SS | 4042.4929
128 | 128 | 080-150-4P-200HP | NBS_080-150_4P_200HP_14.25_SS | 4042.4929 | 4042.4929 | 8084.9858 | 2 | 0 | 2 | A | NBS_EndSuction | 10 | 8 | 10 | 14 | BranchMin10_BranchMax14 | 12 | 3 | 12 | 20 | HeaderMin12_HeaderMax20 | 20 | 5 | 15 | [9 empty] | NBS_080-150_4P_200HP_14.25_SS | 4042.4929
128 | 128 | 080-150-4P-200HP | NBS_080-150_4P_200HP_14.25_SS | 4042.4929 | 4042.4929 | 8084.9858 | 2 | 0 | 2 | A | NBS_EndSuction | 10 | 8 | 10 | 14 | BranchMin10_BranchMax14 | 14 | 3 | 12 | 20 | HeaderMin12_HeaderMax20 | 12 | 5 | 15 | [9 empty] | NBS_080-150_4P_200HP_14.25_SS | 4042.4929 | INVALID
128 | 128 | 080-150-4P-200HP | NBS_080-150_4P_200HP_14.25_SS | 4042.4929 | 4042.4929 | 8084.9858 | 2 | 0 | 2 | A | NBS_EndSuction | 10 | 8 | 10 | 14 | BranchMin10_BranchMax14 | 14 | 3 | 12 | 20 | HeaderMin12_HeaderMax20 | 14 | 5 | 15 | [9 empty] | NBS_080-150_4P_200HP_14.25_SS | 4042.4929 | INVALID
128 | 128 | 080-150-4P-200HP | NBS_080-150_4P_200HP_14.25_SS | 4042.4929 | 4042.4929 | 8084.9858 | 2 | 0 | 2 | A | NBS_EndSuction | 10 | 8 | 10 | 14 | BranchMin10_BranchMax14 | 14 | 3 | 12 | 20 | HeaderMin12_HeaderMax20 | 16 | 5 | 15 | [9 empty] | NBS_080-150_4P_200HP_14.25_SS | 4042.4929
128 | 128 | 080-150-4P-200HP | NBS_080-150_4P_200HP_14.25_SS | 4042.4929 | 4042.4929 | 8084.9858 | 2 | 0 | 2 | A | NBS_EndSuction | 10 | 8 | 10 | 14 | BranchMin10_BranchMax14 | 14 | 3 | 12 | 20 | HeaderMin12_HeaderMax20 | 18 | 5 | 15 | [9 empty] | NBS_080-150_4P_200HP_14.25_SS | 4042.4929
128 | 128 | 080-150-4P-200HP | NBS_080-150_4P_200HP_14.25_SS | 4042.4929 | 4042.4929 | 8084.9858 | 2 | 0 | 2 | A | NBS_EndSuction | 10 | 8 | 10 | 14 | BranchMin10_BranchMax14 | 14 | 3 | 12 | 20 | HeaderMin12_HeaderMax20 | 20 | 5 | 15 | [9 empty] | NBS_080-150_4P_200HP_14.25_SS | 4042.4929
129 | 129 | 080-150-4P-250HP | NBS_080-150_4P_250HP_15.59_SS | 4332.4218 | 4332.4218 | 8664.8435 | 2 | 0 | 2 | A | NBS_EndSuction | 10 | 8 | 10 | 16 | BranchMin10_BranchMax16 | 10 | 4 | 12 | 20 | HeaderMin12_HeaderMax20 | 12 | 5 | 20 | [9 empty] | NBS_080-150_4P_250HP_15.59_SS | 4332.4218
129 | 129 | 080-150-4P-250HP | NBS_080-150_4P_250HP_15.59_SS | 4332.4218 | 4332.4218 | 8664.8435 | 2 | 0 | 2 | A | NBS_EndSuction | 10 | 8 | 10 | 16 | BranchMin10_BranchMax16 | 10 | 4 | 12 | 20 | HeaderMin12_HeaderMax20 | 14 | 5 | 20 | [9 empty] | NBS_080-150_4P_250HP_15.59_SS | 4332.4218
129 | 129 | 080-150-4P-250HP | NBS_080-150_4P_250HP_15.59_SS | 4332.4218 | 4332.4218 | 8664.8435 | 2 | 0 | 2 | A | NBS_EndSuction | 10 | 8 | 10 | 16 | BranchMin10_BranchMax16 | 10 | 4 | 12 | 20 | HeaderMin12_HeaderMax20 | 16 | 5 | 20 | [9 empty] | NBS_080-150_4P_250HP_15.59_SS | 4332.4218
129 | 129 | 080-150-4P-250HP | NBS_080-150_4P_250HP_15.59_SS | 4332.4218 | 4332.4218 | 8664.8435 | 2 | 0 | 2 | A | NBS_EndSuction | 10 | 8 | 10 | 16 | BranchMin10_BranchMax16 | 10 | 4 | 12 | 20 | HeaderMin12_HeaderMax20 | 18 | 5 | 20 | [9 empty] | NBS_080-150_4P_250HP_15.59_SS | 4332.4218
129 | 129 | 080-150-4P-250HP | NBS_080-150_4P_250HP_15.59_SS | 4332.4218 | 4332.4218 | 8664.8435 | 2 | 0 | 2 | A | NBS_EndSuction | 10 | 8 | 10 | 16 | BranchMin10_BranchMax16 | 10 | 4 | 12 | 20 | HeaderMin12_HeaderMax20 | 20 | 5 | 20 | [9 empty] | NBS_080-150_4P_250HP_15.59_SS | 4332.4218
129 | 129 | 080-150-4P-250HP | NBS_080-150_4P_250HP_15.59_SS | 4332.4218 | 4332.4218 | 8664.8435 | 2 | 0 | 2 | A | NBS_EndSuction | 10 | 8 | 10 | 16 | BranchMin10_BranchMax16 | 12 | 4 | 12 | 20 | HeaderMin12_HeaderMax20 | 12 | 5 | 20 | [9 empty] | NBS_080-150_4P_250HP_15.59_SS | 4332.4218 | INVALID
129 | 129 | 080-150-4P-250HP | NBS_080-150_4P_250HP_15.59_SS | 4332.4218 | 4332.4218 | 8664.8435 | 2 | 0 | 2 | A | NBS_EndSuction | 10 | 8 | 10 | 16 | BranchMin10_BranchMax16 | 12 | 4 | 12 | 20 | HeaderMin12_HeaderMax20 | 14 | 5 | 20 | [9 empty] | NBS_080-150_4P_250HP_15.59_SS | 4332.4218
129 | 129 | 080-150-4P-250HP | NBS_080-150_4P_250HP_15.59_SS | 4332.4218 | 4332.4218 | 8664.8435 | 2 | 0 | 2 | A | NBS_EndSuction | 10 | 8 | 10 | 16 | BranchMin10_BranchMax16 | 12 | 4 | 12 | 20 | HeaderMin12_HeaderMax20 | 16 | 5 | 20 | [9 empty] | NBS_080-150_4P_250HP_15.59_SS | 4332.4218
129 | 129 | 080-150-4P-250HP | NBS_080-150_4P_250HP_15.59_SS | 4332.4218 | 4332.4218 | 8664.8435 | 2 | 0 | 2 | A | NBS_EndSuction | 10 | 8 | 10 | 16 | BranchMin10_BranchMax16 | 12 | 4 | 12 | 20 | HeaderMin12_HeaderMax20 | 18 | 5 | 20 | [9 empty] | NBS_080-150_4P_250HP_15.59_SS | 4332.4218
129 | 129 | 080-150-4P-250HP | NBS_080-150_4P_250HP_15.59_SS | 4332.4218 | 4332.4218 | 8664.8435 | 2 | 0 | 2 | A | NBS_EndSuction | 10 | 8 | 10 | 16 | BranchMin10_BranchMax16 | 12 | 4 | 12 | 20 | HeaderMin12_HeaderMax20 | 20 | 5 | 20 | [9 empty] | NBS_080-150_4P_250HP_15.59_SS | 4332.4218
129 | 129 | 080-150-4P-250HP | NBS_080-150_4P_250HP_15.59_SS | 4332.4218 | 4332.4218 | 8664.8435 | 2 | 0 | 2 | A | NBS_EndSuction | 10 | 8 | 10 | 16 | BranchMin10_BranchMax16 | 14 | 4 | 12 | 20 | HeaderMin12_HeaderMax20 | 12 | 5 | 20 | [9 empty] | NBS_080-150_4P_250HP_15.59_SS | 4332.4218 | INVALID
129 | 129 | 080-150-4P-250HP | NBS_080-150_4P_250HP_15.59_SS | 4332.4218 | 4332.4218 | 8664.8435 | 2 | 0 | 2 | A | NBS_EndSuction | 10 | 8 | 10 | 16 | BranchMin10_BranchMax16 | 14 | 4 | 12 | 20 | HeaderMin12_HeaderMax20 | 14 | 5 | 20 | [9 empty] | NBS_080-150_4P_250HP_15.59_SS | 4332.4218 | INVALID
129 | 129 | 080-150-4P-250HP | NBS_080-150_4P_250HP_15.59_SS | 4332.4218 | 4332.4218 | 8664.8435 | 2 | 0 | 2 | A | NBS_EndSuction | 10 | 8 | 10 | 16 | BranchMin10_BranchMax16 | 14 | 4 | 12 | 20 | HeaderMin12_HeaderMax20 | 16 | 5 | 20 | [9 empty] | NBS_080-150_4P_250HP_15.59_SS | 4332.4218
129 | 129 | 080-150-4P-250HP | NBS_080-150_4P_250HP_15.59_SS | 4332.4218 | 4332.4218 | 8664.8435 | 2 | 0 | 2 | A | NBS_EndSuction | 10 | 8 | 10 | 16 | BranchMin10_BranchMax16 | 14 | 4 | 12 | 20 | HeaderMin12_HeaderMax20 | 18 | 5 | 20 | [9 empty] | NBS_080-150_4P_250HP_15.59_SS | 4332.4218
129 | 129 | 080-150-4P-250HP | NBS_080-150_4P_250HP_15.59_SS | 4332.4218 | 4332.4218 | 8664.8435 | 2 | 0 | 2 | A | NBS_EndSuction | 10 | 8 | 10 | 16 | BranchMin10_BranchMax16 | 14 | 4 | 12 | 20 | HeaderMin12_HeaderMax20 | 20 | 5 | 20 | [9 empty] | NBS_080-150_4P_250HP_15.59_SS | 4332.4218
129 | 129 | 080-150-4P-250HP | NBS_080-150_4P_250HP_15.59_SS | 4332.4218 | 4332.4218 | 8664.8435 | 2 | 0 | 2 | A | NBS_EndSuction | 10 | 8 | 10 | 16 | BranchMin10_BranchMax16 | 16 | 4 | 12 | 20 | HeaderMin12_HeaderMax20 | 12 | 5 | 20 | [9 empty] | NBS_080-150_4P_250HP_15.59_SS | 4332.4218 | INVALID
129 | 129 | 080-150-4P-250HP | NBS_080-150_4P_250HP_15.59_SS | 4332.4218 | 4332.4218 | 8664.8435 | 2 | 0 | 2 | A | NBS_EndSuction | 10 | 8 | 10 | 16 | BranchMin10_BranchMax16 | 16 | 4 | 12 | 20 | HeaderMin12_HeaderMax20 | 14 | 5 | 20 | [9 empty] | NBS_080-150_4P_250HP_15.59_SS | 4332.4218 | INVALID
129 | 129 | 080-150-4P-250HP | NBS_080-150_4P_250HP_15.59_SS | 4332.4218 | 4332.4218 | 8664.8435 | 2 | 0 | 2 | A | NBS_EndSuction | 10 | 8 | 10 | 16 | BranchMin10_BranchMax16 | 16 | 4 | 12 | 20 | HeaderMin12_HeaderMax20 | 16 | 5 | 20 | [9 empty] | NBS_080-150_4P_250HP_15.59_SS | 4332.4218 | INVALID
129 | 129 | 080-150-4P-250HP | NBS_080-150_4P_250HP_15.59_SS | 4332.4218 | 4332.4218 | 8664.8435 | 2 | 0 | 2 | A | NBS_EndSuction | 10 | 8 | 10 | 16 | BranchMin10_BranchMax16 | 16 | 4 | 12 | 20 | HeaderMin12_HeaderMax20 | 18 | 5 | 20 | [9 empty] | NBS_080-150_4P_250HP_15.59_SS | 4332.4218
129 | 129 | 080-150-4P-250HP | NBS_080-150_4P_250HP_15.59_SS | 4332.4218 | 4332.4218 | 8664.8435 | 2 | 0 | 2 | A | NBS_EndSuction | 10 | 8 | 10 | 16 | BranchMin10_BranchMax16 | 16 | 4 | 12 | 20 | HeaderMin12_HeaderMax20 | 20 | 5 | 20 | [9 empty] | NBS_080-150_4P_250HP_15.59_SS | 4332.4218
130 | 130 | 100-150-4P-150HP | NBS_100-150_4P_150HP_12.48_SS | 5072.7199 | 5072.7199 | 10145.4398 | 2 | 0 | 2 | A | NBS_EndSuction | 12 | 10 | 12 | 16 | BranchMin12_BranchMax16 | 12 | 3 | 14 | 24 | HeaderMin14_HeaderMax24 | 14 | 5 | 15 | [9 empty] | NBS_100-150_4P_150HP_12.48_SS | 5072.7199
130 | 130 | 100-150-4P-150HP | NBS_100-150_4P_150HP_12.48_SS | 5072.7199 | 5072.7199 | 10145.4398 | 2 | 0 | 2 | A | NBS_EndSuction | 12 | 10 | 12 | 16 | BranchMin12_BranchMax16 | 12 | 3 | 14 | 24 | HeaderMin14_HeaderMax24 | 16 | 5 | 15 | [9 empty] | NBS_100-150_4P_150HP_12.48_SS | 5072.7199
130 | 130 | 100-150-4P-150HP | NBS_100-150_4P_150HP_12.48_SS | 5072.7199 | 5072.7199 | 10145.4398 | 2 | 0 | 2 | A | NBS_EndSuction | 12 | 10 | 12 | 16 | BranchMin12_BranchMax16 | 12 | 3 | 14 | 24 | HeaderMin14_HeaderMax24 | 18 | 5 | 15 | [9 empty] | NBS_100-150_4P_150HP_12.48_SS | 5072.7199
130 | 130 | 100-150-4P-150HP | NBS_100-150_4P_150HP_12.48_SS | 5072.7199 | 5072.7199 | 10145.4398 | 2 | 0 | 2 | A | NBS_EndSuction | 12 | 10 | 12 | 16 | BranchMin12_BranchMax16 | 12 | 3 | 14 | 24 | HeaderMin14_HeaderMax24 | 20 | 5 | 15 | [9 empty] | NBS_100-150_4P_150HP_12.48_SS | 5072.7199
130 | 130 | 100-150-4P-150HP | NBS_100-150_4P_150HP_12.48_SS | 5072.7199 | 5072.7199 | 10145.4398 | 2 | 0 | 2 | A | NBS_EndSuction | 12 | 10 | 12 | 16 | BranchMin12_BranchMax16 | 12 | 3 | 14 | 24 | HeaderMin14_HeaderMax24 | 24 | 5 | 15 | [9 empty] | NBS_100-150_4P_150HP_12.48_SS | 5072.7199
130 | 130 | 100-150-4P-150HP | NBS_100-150_4P_150HP_12.48_SS | 5072.7199 | 5072.7199 | 10145.4398 | 2 | 0 | 2 | A | NBS_EndSuction | 12 | 10 | 12 | 16 | BranchMin12_BranchMax16 | 14 | 3 | 14 | 24 | HeaderMin14_HeaderMax24 | 14 | 5 | 15 | [9 empty] | NBS_100-150_4P_150HP_12.48_SS | 5072.7199 | INVALID
130 | 130 | 100-150-4P-150HP | NBS_100-150_4P_150HP_12.48_SS | 5072.7199 | 5072.7199 | 10145.4398 | 2 | 0 | 2 | A | NBS_EndSuction | 12 | 10 | 12 | 16 | BranchMin12_BranchMax16 | 14 | 3 | 14 | 24 | HeaderMin14_HeaderMax24 | 16 | 5 | 15 | [9 empty] | NBS_100-150_4P_150HP_12.48_SS | 5072.7199
130 | 130 | 100-150-4P-150HP | NBS_100-150_4P_150HP_12.48_SS | 5072.7199 | 5072.7199 | 10145.4398 | 2 | 0 | 2 | A | NBS_EndSuction | 12 | 10 | 12 | 16 | BranchMin12_BranchMax16 | 14 | 3 | 14 | 24 | HeaderMin14_HeaderMax24 | 18 | 5 | 15 | [9 empty] | NBS_100-150_4P_150HP_12.48_SS | 5072.7199
130 | 130 | 100-150-4P-150HP | NBS_100-150_4P_150HP_12.48_SS | 5072.7199 | 5072.7199 | 10145.4398 | 2 | 0 | 2 | A | NBS_EndSuction | 12 | 10 | 12 | 16 | BranchMin12_BranchMax16 | 14 | 3 | 14 | 24 | HeaderMin14_HeaderMax24 | 20 | 5 | 15 | [9 empty] | NBS_100-150_4P_150HP_12.48_SS | 5072.7199
130 | 130 | 100-150-4P-150HP | NBS_100-150_4P_150HP_12.48_SS | 5072.7199 | 5072.7199 | 10145.4398 | 2 | 0 | 2 | A | NBS_EndSuction | 12 | 10 | 12 | 16 | BranchMin12_BranchMax16 | 14 | 3 | 14 | 24 | HeaderMin14_HeaderMax24 | 24 | 5 | 15 | [9 empty] | NBS_100-150_4P_150HP_12.48_SS | 5072.7199
130 | 130 | 100-150-4P-150HP | NBS_100-150_4P_150HP_12.48_SS | 5072.7199 | 5072.7199 | 10145.4398 | 2 | 0 | 2 | A | NBS_EndSuction | 12 | 10 | 12 | 16 | BranchMin12_BranchMax16 | 16 | 3 | 14 | 24 | HeaderMin14_HeaderMax24 | 14 | 5 | 15 | [9 empty] | NBS_100-150_4P_150HP_12.48_SS | 5072.7199 | INVALID
130 | 130 | 100-150-4P-150HP | NBS_100-150_4P_150HP_12.48_SS | 5072.7199 | 5072.7199 | 10145.4398 | 2 | 0 | 2 | A | NBS_EndSuction | 12 | 10 | 12 | 16 | BranchMin12_BranchMax16 | 16 | 3 | 14 | 24 | HeaderMin14_HeaderMax24 | 16 | 5 | 15 | [9 empty] | NBS_100-150_4P_150HP_12.48_SS | 5072.7199 | INVALID
130 | 130 | 100-150-4P-150HP | NBS_100-150_4P_150HP_12.48_SS | 5072.7199 | 5072.7199 | 10145.4398 | 2 | 0 | 2 | A | NBS_EndSuction | 12 | 10 | 12 | 16 | BranchMin12_BranchMax16 | 16 | 3 | 14 | 24 | HeaderMin14_HeaderMax24 | 18 | 5 | 15 | [9 empty] | NBS_100-150_4P_150HP_12.48_SS | 5072.7199
130 | 130 | 100-150-4P-150HP | NBS_100-150_4P_150HP_12.48_SS | 5072.7199 | 5072.7199 | 10145.4398 | 2 | 0 | 2 | A | NBS_EndSuction | 12 | 10 | 12 | 16 | BranchMin12_BranchMax16 | 16 | 3 | 14 | 24 | HeaderMin14_HeaderMax24 | 20 | 5 | 15 | [9 empty] | NBS_100-150_4P_150HP_12.48_SS | 5072.7199
130 | 130 | 100-150-4P-150HP | NBS_100-150_4P_150HP_12.48_SS | 5072.7199 | 5072.7199 | 10145.4398 | 2 | 0 | 2 | A | NBS_EndSuction | 12 | 10 | 12 | 16 | BranchMin12_BranchMax16 | 16 | 3 | 14 | 24 | HeaderMin14_HeaderMax24 | 24 | 5 | 15 | [9 empty] | NBS_100-150_4P_150HP_12.48_SS | 5072.7199
131 | 131 | 100-150-4P-200HP | NBS_100-150_4P_200HP_13.66_SS | 5521.0639 | 5521.0639 | 11042.1279 | 2 | 0 | 2 | A | NBS_EndSuction | 12 | 10 | 12 | 16 | BranchMin12_BranchMax16 | 12 | 3 | 14 | 24 | HeaderMin14_HeaderMax24 | 14 | 5 | 15 | [9 empty] | NBS_100-150_4P_200HP_13.66_SS | 5521.0639
131 | 131 | 100-150-4P-200HP | NBS_100-150_4P_200HP_13.66_SS | 5521.0639 | 5521.0639 | 11042.1279 | 2 | 0 | 2 | A | NBS_EndSuction | 12 | 10 | 12 | 16 | BranchMin12_BranchMax16 | 12 | 3 | 14 | 24 | HeaderMin14_HeaderMax24 | 16 | 5 | 15 | [9 empty] | NBS_100-150_4P_200HP_13.66_SS | 5521.0639
131 | 131 | 100-150-4P-200HP | NBS_100-150_4P_200HP_13.66_SS | 5521.0639 | 5521.0639 | 11042.1279 | 2 | 0 | 2 | A | NBS_EndSuction | 12 | 10 | 12 | 16 | BranchMin12_BranchMax16 | 12 | 3 | 14 | 24 | HeaderMin14_HeaderMax24 | 18 | 5 | 15 | [9 empty] | NBS_100-150_4P_200HP_13.66_SS | 5521.0639
131 | 131 | 100-150-4P-200HP | NBS_100-150_4P_200HP_13.66_SS | 5521.0639 | 5521.0639 | 11042.1279 | 2 | 0 | 2 | A | NBS_EndSuction | 12 | 10 | 12 | 16 | BranchMin12_BranchMax16 | 12 | 3 | 14 | 24 | HeaderMin14_HeaderMax24 | 20 | 5 | 15 | [9 empty] | NBS_100-150_4P_200HP_13.66_SS | 5521.0639
131 | 131 | 100-150-4P-200HP | NBS_100-150_4P_200HP_13.66_SS | 5521.0639 | 5521.0639 | 11042.1279 | 2 | 0 | 2 | A | NBS_EndSuction | 12 | 10 | 12 | 16 | BranchMin12_BranchMax16 | 12 | 3 | 14 | 24 | HeaderMin14_HeaderMax24 | 24 | 5 | 15 | [9 empty] | NBS_100-150_4P_200HP_13.66_SS | 5521.0639
131 | 131 | 100-150-4P-200HP | NBS_100-150_4P_200HP_13.66_SS | 5521.0639 | 5521.0639 | 11042.1279 | 2 | 0 | 2 | A | NBS_EndSuction | 12 | 10 | 12 | 16 | BranchMin12_BranchMax16 | 14 | 3 | 14 | 24 | HeaderMin14_HeaderMax24 | 14 | 5 | 15 | [9 empty] | NBS_100-150_4P_200HP_13.66_SS | 5521.0639 | INVALID
131 | 131 | 100-150-4P-200HP | NBS_100-150_4P_200HP_13.66_SS | 5521.0639 | 5521.0639 | 11042.1279 | 2 | 0 | 2 | A | NBS_EndSuction | 12 | 10 | 12 | 16 | BranchMin12_BranchMax16 | 14 | 3 | 14 | 24 | HeaderMin14_HeaderMax24 | 16 | 5 | 15 | [9 empty] | NBS_100-150_4P_200HP_13.66_SS | 5521.0639
131 | 131 | 100-150-4P-200HP | NBS_100-150_4P_200HP_13.66_SS | 5521.0639 | 5521.0639 | 11042.1279 | 2 | 0 | 2 | A | NBS_EndSuction | 12 | 10 | 12 | 16 | BranchMin12_BranchMax16 | 14 | 3 | 14 | 24 | HeaderMin14_HeaderMax24 | 18 | 5 | 15 | [9 empty] | NBS_100-150_4P_200HP_13.66_SS | 5521.0639
131 | 131 | 100-150-4P-200HP | NBS_100-150_4P_200HP_13.66_SS | 5521.0639 | 5521.0639 | 11042.1279 | 2 | 0 | 2 | A | NBS_EndSuction | 12 | 10 | 12 | 16 | BranchMin12_BranchMax16 | 14 | 3 | 14 | 24 | HeaderMin14_HeaderMax24 | 20 | 5 | 15 | [9 empty] | NBS_100-150_4P_200HP_13.66_SS | 5521.0639
131 | 131 | 100-150-4P-200HP | NBS_100-150_4P_200HP_13.66_SS | 5521.0639 | 5521.0639 | 11042.1279 | 2 | 0 | 2 | A | NBS_EndSuction | 12 | 10 | 12 | 16 | BranchMin12_BranchMax16 | 14 | 3 | 14 | 24 | HeaderMin14_HeaderMax24 | 24 | 5 | 15 | [9 empty] | NBS_100-150_4P_200HP_13.66_SS | 5521.0639
131 | 131 | 100-150-4P-200HP | NBS_100-150_4P_200HP_13.66_SS | 5521.0639 | 5521.0639 | 11042.1279 | 2 | 0 | 2 | A | NBS_EndSuction | 12 | 10 | 12 | 16 | BranchMin12_BranchMax16 | 16 | 3 | 14 | 24 | HeaderMin14_HeaderMax24 | 14 | 5 | 15 | [9 empty] | NBS_100-150_4P_200HP_13.66_SS | 5521.0639 | INVALID
131 | 131 | 100-150-4P-200HP | NBS_100-150_4P_200HP_13.66_SS | 5521.0639 | 5521.0639 | 11042.1279 | 2 | 0 | 2 | A | NBS_EndSuction | 12 | 10 | 12 | 16 | BranchMin12_BranchMax16 | 16 | 3 | 14 | 24 | HeaderMin14_HeaderMax24 | 16 | 5 | 15 | [9 empty] | NBS_100-150_4P_200HP_13.66_SS | 5521.0639 | INVALID
131 | 131 | 100-150-4P-200HP | NBS_100-150_4P_200HP_13.66_SS | 5521.0639 | 5521.0639 | 11042.1279 | 2 | 0 | 2 | A | NBS_EndSuction | 12 | 10 | 12 | 16 | BranchMin12_BranchMax16 | 16 | 3 | 14 | 24 | HeaderMin14_HeaderMax24 | 18 | 5 | 15 | [9 empty] | NBS_100-150_4P_200HP_13.66_SS | 5521.0639
131 | 131 | 100-150-4P-200HP | NBS_100-150_4P_200HP_13.66_SS | 5521.0639 | 5521.0639 | 11042.1279 | 2 | 0 | 2 | A | NBS_EndSuction | 12 | 10 | 12 | 16 | BranchMin12_BranchMax16 | 16 | 3 | 14 | 24 | HeaderMin14_HeaderMax24 | 20 | 5 | 15 | [9 empty] | NBS_100-150_4P_200HP_13.66_SS | 5521.0639
131 | 131 | 100-150-4P-200HP | NBS_100-150_4P_200HP_13.66_SS | 5521.0639 | 5521.0639 | 11042.1279 | 2 | 0 | 2 | A | NBS_EndSuction | 12 | 10 | 12 | 16 | BranchMin12_BranchMax16 | 16 | 3 | 14 | 24 | HeaderMin14_HeaderMax24 | 24 | 5 | 15 | [9 empty] | NBS_100-150_4P_200HP_13.66_SS | 5521.0639
132 | 132 | 100-150-4P-250HP | NBS_100-150_4P_250HP_14.76_SS | 5727.2058 | 5727.2058 | 11454.4117 | 2 | 0 | 2 | A | NBS_EndSuction | 12 | 10 | 12 | 18 | BranchMin12_BranchMax18 | 12 | 4 | 14 | 24 | HeaderMin14_HeaderMax24 | 14 | 5 | 20 | [9 empty] | NBS_100-150_4P_250HP_14.76_SS | 5727.2058
132 | 132 | 100-150-4P-250HP | NBS_100-150_4P_250HP_14.76_SS | 5727.2058 | 5727.2058 | 11454.4117 | 2 | 0 | 2 | A | NBS_EndSuction | 12 | 10 | 12 | 18 | BranchMin12_BranchMax18 | 12 | 4 | 14 | 24 | HeaderMin14_HeaderMax24 | 16 | 5 | 20 | [9 empty] | NBS_100-150_4P_250HP_14.76_SS | 5727.2058
132 | 132 | 100-150-4P-250HP | NBS_100-150_4P_250HP_14.76_SS | 5727.2058 | 5727.2058 | 11454.4117 | 2 | 0 | 2 | A | NBS_EndSuction | 12 | 10 | 12 | 18 | BranchMin12_BranchMax18 | 12 | 4 | 14 | 24 | HeaderMin14_HeaderMax24 | 18 | 5 | 20 | [9 empty] | NBS_100-150_4P_250HP_14.76_SS | 5727.2058
132 | 132 | 100-150-4P-250HP | NBS_100-150_4P_250HP_14.76_SS | 5727.2058 | 5727.2058 | 11454.4117 | 2 | 0 | 2 | A | NBS_EndSuction | 12 | 10 | 12 | 18 | BranchMin12_BranchMax18 | 12 | 4 | 14 | 24 | HeaderMin14_HeaderMax24 | 20 | 5 | 20 | [9 empty] | NBS_100-150_4P_250HP_14.76_SS | 5727.2058
132 | 132 | 100-150-4P-250HP | NBS_100-150_4P_250HP_14.76_SS | 5727.2058 | 5727.2058 | 11454.4117 | 2 | 0 | 2 | A | NBS_EndSuction | 12 | 10 | 12 | 18 | BranchMin12_BranchMax18 | 12 | 4 | 14 | 24 | HeaderMin14_HeaderMax24 | 24 | 5 | 20 | [9 empty] | NBS_100-150_4P_250HP_14.76_SS | 5727.2058
132 | 132 | 100-150-4P-250HP | NBS_100-150_4P_250HP_14.76_SS | 5727.2058 | 5727.2058 | 11454.4117 | 2 | 0 | 2 | A | NBS_EndSuction | 12 | 10 | 12 | 18 | BranchMin12_BranchMax18 | 14 | 4 | 14 | 24 | HeaderMin14_HeaderMax24 | 14 | 5 | 20 | [9 empty] | NBS_100-150_4P_250HP_14.76_SS | 5727.2058 | INVALID
132 | 132 | 100-150-4P-250HP | NBS_100-150_4P_250HP_14.76_SS | 5727.2058 | 5727.2058 | 11454.4117 | 2 | 0 | 2 | A | NBS_EndSuction | 12 | 10 | 12 | 18 | BranchMin12_BranchMax18 | 14 | 4 | 14 | 24 | HeaderMin14_HeaderMax24 | 16 | 5 | 20 | [9 empty] | NBS_100-150_4P_250HP_14.76_SS | 5727.2058
132 | 132 | 100-150-4P-250HP | NBS_100-150_4P_250HP_14.76_SS | 5727.2058 | 5727.2058 | 11454.4117 | 2 | 0 | 2 | A | NBS_EndSuction | 12 | 10 | 12 | 18 | BranchMin12_BranchMax18 | 14 | 4 | 14 | 24 | HeaderMin14_HeaderMax24 | 18 | 5 | 20 | [9 empty] | NBS_100-150_4P_250HP_14.76_SS | 5727.2058
132 | 132 | 100-150-4P-250HP | NBS_100-150_4P_250HP_14.76_SS | 5727.2058 | 5727.2058 | 11454.4117 | 2 | 0 | 2 | A | NBS_EndSuction | 12 | 10 | 12 | 18 | BranchMin12_BranchMax18 | 14 | 4 | 14 | 24 | HeaderMin14_HeaderMax24 | 20 | 5 | 20 | [9 empty] | NBS_100-150_4P_250HP_14.76_SS | 5727.2058
132 | 132 | 100-150-4P-250HP | NBS_100-150_4P_250HP_14.76_SS | 5727.2058 | 5727.2058 | 11454.4117 | 2 | 0 | 2 | A | NBS_EndSuction | 12 | 10 | 12 | 18 | BranchMin12_BranchMax18 | 14 | 4 | 14 | 24 | HeaderMin14_HeaderMax24 | 24 | 5 | 20 | [9 empty] | NBS_100-150_4P_250HP_14.76_SS | 5727.2058
132 | 132 | 100-150-4P-250HP | NBS_100-150_4P_250HP_14.76_SS | 5727.2058 | 5727.2058 | 11454.4117 | 2 | 0 | 2 | A | NBS_EndSuction | 12 | 10 | 12 | 18 | BranchMin12_BranchMax18 | 16 | 4 | 14 | 24 | HeaderMin14_HeaderMax24 | 14 | 5 | 20 | [9 empty] | NBS_100-150_4P_250HP_14.76_SS | 5727.2058 | INVALID
132 | 132 | 100-150-4P-250HP | NBS_100-150_4P_250HP_14.76_SS | 5727.2058 | 5727.2058 | 11454.4117 | 2 | 0 | 2 | A | NBS_EndSuction | 12 | 10 | 12 | 18 | BranchMin12_BranchMax18 | 16 | 4 | 14 | 24 | HeaderMin14_HeaderMax24 | 16 | 5 | 20 | [9 empty] | NBS_100-150_4P_250HP_14.76_SS | 5727.2058 | INVALID
132 | 132 | 100-150-4P-250HP | NBS_100-150_4P_250HP_14.76_SS | 5727.2058 | 5727.2058 | 11454.4117 | 2 | 0 | 2 | A | NBS_EndSuction | 12 | 10 | 12 | 18 | BranchMin12_BranchMax18 | 16 | 4 | 14 | 24 | HeaderMin14_HeaderMax24 | 18 | 5 | 20 | [9 empty] | NBS_100-150_4P_250HP_14.76_SS | 5727.2058
132 | 132 | 100-150-4P-250HP | NBS_100-150_4P_250HP_14.76_SS | 5727.2058 | 5727.2058 | 11454.4117 | 2 | 0 | 2 | A | NBS_EndSuction | 12 | 10 | 12 | 18 | BranchMin12_BranchMax18 | 16 | 4 | 14 | 24 | HeaderMin14_HeaderMax24 | 20 | 5 | 20 | [9 empty] | NBS_100-150_4P_250HP_14.76_SS | 5727.2058
132 | 132 | 100-150-4P-250HP | NBS_100-150_4P_250HP_14.76_SS | 5727.2058 | 5727.2058 | 11454.4117 | 2 | 0 | 2 | A | NBS_EndSuction | 12 | 10 | 12 | 18 | BranchMin12_BranchMax18 | 16 | 4 | 14 | 24 | HeaderMin14_HeaderMax24 | 24 | 5 | 20 | [9 empty] | NBS_100-150_4P_250HP_14.76_SS | 5727.2058
132 | 132 | 100-150-4P-250HP | NBS_100-150_4P_250HP_14.76_SS | 5727.2058 | 5727.2058 | 11454.4117 | 2 | 0 | 2 | A | NBS_EndSuction | 12 | 10 | 12 | 18 | BranchMin12_BranchMax18 | 18 | 4 | 14 | 24 | HeaderMin14_HeaderMax24 | 14 | 5 | 20 | [9 empty] | NBS_100-150_4P_250HP_14.76_SS | 5727.2058 | INVALID
132 | 132 | 100-150-4P-250HP | NBS_100-150_4P_250HP_14.76_SS | 5727.2058 | 5727.2058 | 11454.4117 | 2 | 0 | 2 | A | NBS_EndSuction | 12 | 10 | 12 | 18 | BranchMin12_BranchMax18 | 18 | 4 | 14 | 24 | HeaderMin14_HeaderMax24 | 16 | 5 | 20 | [9 empty] | NBS_100-150_4P_250HP_14.76_SS | 5727.2058 | INVALID
132 | 132 | 100-150-4P-250HP | NBS_100-150_4P_250HP_14.76_SS | 5727.2058 | 5727.2058 | 11454.4117 | 2 | 0 | 2 | A | NBS_EndSuction | 12 | 10 | 12 | 18 | BranchMin12_BranchMax18 | 18 | 4 | 14 | 24 | HeaderMin14_HeaderMax24 | 18 | 5 | 20 | [9 empty] | NBS_100-150_4P_250HP_14.76_SS | 5727.2058 | INVALID
132 | 132 | 100-150-4P-250HP | NBS_100-150_4P_250HP_14.76_SS | 5727.2058 | 5727.2058 | 11454.4117 | 2 | 0 | 2 | A | NBS_EndSuction | 12 | 10 | 12 | 18 | BranchMin12_BranchMax18 | 18 | 4 | 14 | 24 | HeaderMin14_HeaderMax24 | 20 | 5 | 20 | [9 empty] | NBS_100-150_4P_250HP_14.76_SS | 5727.2058
132 | 132 | 100-150-4P-250HP | NBS_100-150_4P_250HP_14.76_SS | 5727.2058 | 5727.2058 | 11454.4117 | 2 | 0 | 2 | A | NBS_EndSuction | 12 | 10 | 12 | 18 | BranchMin12_BranchMax18 | 18 | 4 | 14 | 24 | HeaderMin14_HeaderMax24 | 24 | 5 | 20 | [9 empty] | NBS_100-150_4P_250HP_14.76_SS | 5727.2058
133 | 1 | 012-070-4P-1HP | NBS_012-070_4P_1HP_6.10_SS | 90.8476 | 90.8476 | 272.5428 | 3 | 0 | 3 | B | NBS_EndSuction | 2 | 1.25 | 2 | 2.5 | BranchMin2_BranchMax2.5 | 2 | 2 | 2.5 | 4 | HeaderMin2.5_HeaderMax4 | 2.5 | 3 | 6
133 | 1 | 012-070-4P-1HP | NBS_012-070_4P_1HP_6.10_SS | 90.8476 | 90.8476 | 272.5428 | 3 | 0 | 3 | B | NBS_EndSuction | 2 | 1.25 | 2 | 2.5 | BranchMin2_BranchMax2.5 | 2 | 2 | 2.5 | 4 | HeaderMin2.5_HeaderMax4 | 3 | 3 | 6
133 | 1 | 012-070-4P-1HP | NBS_012-070_4P_1HP_6.10_SS | 90.8476 | 90.8476 | 272.5428 | 3 | 0 | 3 | B | NBS_EndSuction | 2 | 1.25 | 2 | 2.5 | BranchMin2_BranchMax2.5 | 2 | 2 | 2.5 | 4 | HeaderMin2.5_HeaderMax4 | 4 | 3 | 6
133 | 1 | 012-070-4P-1HP | NBS_012-070_4P_1HP_6.10_SS | 90.8476 | 90.8476 | 272.5428 | 3 | 0 | 3 | B | NBS_EndSuction | 2 | 1.25 | 2 | 2.5 | BranchMin2_BranchMax2.5 | 2.5 | 2 | 2.5 | 4 | HeaderMin2.5_HeaderMax4 | 2.5 | 3 | 6 | [11 empty] | INVALID
133 | 1 | 012-070-4P-1HP | NBS_012-070_4P_1HP_6.10_SS | 90.8476 | 90.8476 | 272.5428 | 3 | 0 | 3 | B | NBS_EndSuction | 2 | 1.25 | 2 | 2.5 | BranchMin2_BranchMax2.5 | 2.5 | 2 | 2.5 | 4 | HeaderMin2.5_HeaderMax4 | 3 | 3 | 6
133 | 1 | 012-070-4P-1HP | NBS_012-070_4P_1HP_6.10_SS | 90.8476 | 90.8476 | 272.5428 | 3 | 0 | 3 | B | NBS_EndSuction | 2 | 1.25 | 2 | 2.5 | BranchMin2_BranchMax2.5 | 2.5 | 2 | 2.5 | 4 | HeaderMin2.5_HeaderMax4 | 4 | 3 | 6
134 | 2 | 012-070-4P-1pt5HP | NBS_012-070_4P_1.5HP_6.97_SS | 106.5592 | 106.5592 | 319.6775 | 3 | 0 | 3 | B | NBS_EndSuction | 2 | 1.25 | 2 | 2.5 | BranchMin2_BranchMax2.5 | 2 | 2 | 2.5 | 4 | HeaderMin2.5_HeaderMax4 | 2.5 | 3 | 6
134 | 2 | 012-070-4P-1pt5HP | NBS_012-070_4P_1.5HP_6.97_SS | 106.5592 | 106.5592 | 319.6775 | 3 | 0 | 3 | B | NBS_EndSuction | 2 | 1.25 | 2 | 2.5 | BranchMin2_BranchMax2.5 | 2 | 2 | 2.5 | 4 | HeaderMin2.5_HeaderMax4 | 3 | 3 | 6
134 | 2 | 012-070-4P-1pt5HP | NBS_012-070_4P_1.5HP_6.97_SS | 106.5592 | 106.5592 | 319.6775 | 3 | 0 | 3 | B | NBS_EndSuction | 2 | 1.25 | 2 | 2.5 | BranchMin2_BranchMax2.5 | 2 | 2 | 2.5 | 4 | HeaderMin2.5_HeaderMax4 | 4 | 3 | 6
134 | 2 | 012-070-4P-1pt5HP | NBS_012-070_4P_1.5HP_6.97_SS | 106.5592 | 106.5592 | 319.6775 | 3 | 0 | 3 | B | NBS_EndSuction | 2 | 1.25 | 2 | 2.5 | BranchMin2_BranchMax2.5 | 2.5 | 2 | 2.5 | 4 | HeaderMin2.5_HeaderMax4 | 2.5 | 3 | 6 | [11 empty] | INVALID
134 | 2 | 012-070-4P-1pt5HP | NBS_012-070_4P_1.5HP_6.97_SS | 106.5592 | 106.5592 | 319.6775 | 3 | 0 | 3 | B | NBS_EndSuction | 2 | 1.25 | 2 | 2.5 | BranchMin2_BranchMax2.5 | 2.5 | 2 | 2.5 | 4 | HeaderMin2.5_HeaderMax4 | 3 | 3 | 6
134 | 2 | 012-070-4P-1pt5HP | NBS_012-070_4P_1.5HP_6.97_SS | 106.5592 | 106.5592 | 319.6775 | 3 | 0 | 3 | B | NBS_EndSuction | 2 | 1.25 | 2 | 2.5 | BranchMin2_BranchMax2.5 | 2.5 | 2 | 2.5 | 4 | HeaderMin2.5_HeaderMax4 | 4 | 3 | 6
135 | 3 | 015-070-4P-1HP | NBS_015-070_4P_1HP_5.12_SS | 145.3387 | 145.3387 | 436.016 | 3 | 0 | 3 | B | NBS_EndSuction | 2.5 | 1.5 | 2.5 | 3 | BranchMin2.5_BranchMax3 | 2.5 | 2 | 3 | 5 | HeaderMin3_HeaderMax5 | 3 | 3 | 6
135 | 3 | 015-070-4P-1HP | NBS_015-070_4P_1HP_5.12_SS | 145.3387 | 145.3387 | 436.016 | 3 | 0 | 3 | B | NBS_EndSuction | 2.5 | 1.5 | 2.5 | 3 | BranchMin2.5_BranchMax3 | 2.5 | 2 | 3 | 5 | HeaderMin3_HeaderMax5 | 4 | 3 | 6
135 | 3 | 015-070-4P-1HP | NBS_015-070_4P_1HP_5.12_SS | 145.3387 | 145.3387 | 436.016 | 3 | 0 | 3 | B | NBS_EndSuction | 2.5 | 1.5 | 2.5 | 3 | BranchMin2.5_BranchMax3 | 2.5 | 2 | 3 | 5 | HeaderMin3_HeaderMax5 | 5 | 3 | 6
135 | 3 | 015-070-4P-1HP | NBS_015-070_4P_1HP_5.12_SS | 145.3387 | 145.3387 | 436.016 | 3 | 0 | 3 | B | NBS_EndSuction | 2.5 | 1.5 | 2.5 | 3 | BranchMin2.5_BranchMax3 | 3 | 2 | 3 | 5 | HeaderMin3_HeaderMax5 | 3 | 3 | 6 | [11 empty] | INVALID
135 | 3 | 015-070-4P-1HP | NBS_015-070_4P_1HP_5.12_SS | 145.3387 | 145.3387 | 436.016 | 3 | 0 | 3 | B | NBS_EndSuction | 2.5 | 1.5 | 2.5 | 3 | BranchMin2.5_BranchMax3 | 3 | 2 | 3 | 5 | HeaderMin3_HeaderMax5 | 4 | 3 | 6
135 | 3 | 015-070-4P-1HP | NBS_015-070_4P_1HP_5.12_SS | 145.3387 | 145.3387 | 436.016 | 3 | 0 | 3 | B | NBS_EndSuction | 2.5 | 1.5 | 2.5 | 3 | BranchMin2.5_BranchMax3 | 3 | 2 | 3 | 5 | HeaderMin3_HeaderMax5 | 5 | 3 | 6
136 | 4 | 015-070-4P-1pt5HP | NBS_015-070_4P_1.5HP_5.91_SS | 167.6172 | 167.6172 | 502.8515 | 3 | 0 | 3 | B | NBS_EndSuction | 2.5 | 1.5 | 2.5 | 3 | BranchMin2.5_BranchMax3 | 2.5 | 2 | 3 | 5 | HeaderMin3_HeaderMax5 | 3 | 3 | 6
136 | 4 | 015-070-4P-1pt5HP | NBS_015-070_4P_1.5HP_5.91_SS | 167.6172 | 167.6172 | 502.8515 | 3 | 0 | 3 | B | NBS_EndSuction | 2.5 | 1.5 | 2.5 | 3 | BranchMin2.5_BranchMax3 | 2.5 | 2 | 3 | 5 | HeaderMin3_HeaderMax5 | 4 | 3 | 6
136 | 4 | 015-070-4P-1pt5HP | NBS_015-070_4P_1.5HP_5.91_SS | 167.6172 | 167.6172 | 502.8515 | 3 | 0 | 3 | B | NBS_EndSuction | 2.5 | 1.5 | 2.5 | 3 | BranchMin2.5_BranchMax3 | 2.5 | 2 | 3 | 5 | HeaderMin3_HeaderMax5 | 5 | 3 | 6
136 | 4 | 015-070-4P-1pt5HP | NBS_015-070_4P_1.5HP_5.91_SS | 167.6172 | 167.6172 | 502.8515 | 3 | 0 | 3 | B | NBS_EndSuction | 2.5 | 1.5 | 2.5 | 3 | BranchMin2.5_BranchMax3 | 3 | 2 | 3 | 5 | HeaderMin3_HeaderMax5 | 3 | 3 | 6 | [11 empty] | INVALID
136 | 4 | 015-070-4P-1pt5HP | NBS_015-070_4P_1.5HP_5.91_SS | 167.6172 | 167.6172 | 502.8515 | 3 | 0 | 3 | B | NBS_EndSuction | 2.5 | 1.5 | 2.5 | 3 | BranchMin2.5_BranchMax3 | 3 | 2 | 3 | 5 | HeaderMin3_HeaderMax5 | 4 | 3 | 6
136 | 4 | 015-070-4P-1pt5HP | NBS_015-070_4P_1.5HP_5.91_SS | 167.6172 | 167.6172 | 502.8515 | 3 | 0 | 3 | B | NBS_EndSuction | 2.5 | 1.5 | 2.5 | 3 | BranchMin2.5_BranchMax3 | 3 | 2 | 3 | 5 | HeaderMin3_HeaderMax5 | 5 | 3 | 6
137 | 5 | 015-070-4P-2HP | NBS_015-070_4P_2HP_6.54_SS | 188.3547 | 188.3547 | 565.064 | 3 | 0 | 3 | B | NBS_EndSuction | 2.5 | 1.5 | 2.5 | 3 | BranchMin2.5_BranchMax3 | 2.5 | 2 | 3 | 5 | HeaderMin3_HeaderMax5 | 3 | 3 | 6
137 | 5 | 015-070-4P-2HP | NBS_015-070_4P_2HP_6.54_SS | 188.3547 | 188.3547 | 565.064 | 3 | 0 | 3 | B | NBS_EndSuction | 2.5 | 1.5 | 2.5 | 3 | BranchMin2.5_BranchMax3 | 2.5 | 2 | 3 | 5 | HeaderMin3_HeaderMax5 | 4 | 3 | 6
137 | 5 | 015-070-4P-2HP | NBS_015-070_4P_2HP_6.54_SS | 188.3547 | 188.3547 | 565.064 | 3 | 0 | 3 | B | NBS_EndSuction | 2.5 | 1.5 | 2.5 | 3 | BranchMin2.5_BranchMax3 | 2.5 | 2 | 3 | 5 | HeaderMin3_HeaderMax5 | 5 | 3 | 6
137 | 5 | 015-070-4P-2HP | NBS_015-070_4P_2HP_6.54_SS | 188.3547 | 188.3547 | 565.064 | 3 | 0 | 3 | B | NBS_EndSuction | 2.5 | 1.5 | 2.5 | 3 | BranchMin2.5_BranchMax3 | 3 | 2 | 3 | 5 | HeaderMin3_HeaderMax5 | 3 | 3 | 6 | [11 empty] | INVALID
137 | 5 | 015-070-4P-2HP | NBS_015-070_4P_2HP_6.54_SS | 188.3547 | 188.3547 | 565.064 | 3 | 0 | 3 | B | NBS_EndSuction | 2.5 | 1.5 | 2.5 | 3 | BranchMin2.5_BranchMax3 | 3 | 2 | 3 | 5 | HeaderMin3_HeaderMax5 | 4 | 3 | 6
137 | 5 | 015-070-4P-2HP | NBS_015-070_4P_2HP_6.54_SS | 188.3547 | 188.3547 | 565.064 | 3 | 0 | 3 | B | NBS_EndSuction | 2.5 | 1.5 | 2.5 | 3 | BranchMin2.5_BranchMax3 | 3 | 2 | 3 | 5 | HeaderMin3_HeaderMax5 | 5 | 3 | 6
138 | 6 | 015-070-4P-3HP | NBS_015-070_4P_3HP_6.93_SS | 202.4879 | 202.4879 | 607.4636 | 3 | 0 | 3 | B | NBS_EndSuction | 2.5 | 1.5 | 2.5 | 3 | BranchMin2.5_BranchMax3 | 2.5 | 2 | 3 | 5 | HeaderMin3_HeaderMax5 | 3 | 3 | 6
138 | 6 | 015-070-4P-3HP | NBS_015-070_4P_3HP_6.93_SS | 202.4879 | 202.4879 | 607.4636 | 3 | 0 | 3 | B | NBS_EndSuction | 2.5 | 1.5 | 2.5 | 3 | BranchMin2.5_BranchMax3 | 2.5 | 2 | 3 | 5 | HeaderMin3_HeaderMax5 | 4 | 3 | 6
138 | 6 | 015-070-4P-3HP | NBS_015-070_4P_3HP_6.93_SS | 202.4879 | 202.4879 | 607.4636 | 3 | 0 | 3 | B | NBS_EndSuction | 2.5 | 1.5 | 2.5 | 3 | BranchMin2.5_BranchMax3 | 2.5 | 2 | 3 | 5 | HeaderMin3_HeaderMax5 | 5 | 3 | 6
138 | 6 | 015-070-4P-3HP | NBS_015-070_4P_3HP_6.93_SS | 202.4879 | 202.4879 | 607.4636 | 3 | 0 | 3 | B | NBS_EndSuction | 2.5 | 1.5 | 2.5 | 3 | BranchMin2.5_BranchMax3 | 3 | 2 | 3 | 5 | HeaderMin3_HeaderMax5 | 3 | 3 | 6 | [11 empty] | INVALID
138 | 6 | 015-070-4P-3HP | NBS_015-070_4P_3HP_6.93_SS | 202.4879 | 202.4879 | 607.4636 | 3 | 0 | 3 | B | NBS_EndSuction | 2.5 | 1.5 | 2.5 | 3 | BranchMin2.5_BranchMax3 | 3 | 2 | 3 | 5 | HeaderMin3_HeaderMax5 | 4 | 3 | 6
138 | 6 | 015-070-4P-3HP | NBS_015-070_4P_3HP_6.93_SS | 202.4879 | 202.4879 | 607.4636 | 3 | 0 | 3 | B | NBS_EndSuction | 2.5 | 1.5 | 2.5 | 3 | BranchMin2.5_BranchMax3 | 3 | 2 | 3 | 5 | HeaderMin3_HeaderMax5 | 5 | 3 | 6
139 | 7 | 015-090-4P-1pt5HP | NBS_015-090_4P_1.5HP_6.69_SS | 102.972 | 102.972 | 308.9159 | 3 | 0 | 3 | B | NBS_EndSuction | 2.5 | 1.5 | 2.5 | 2.5 | BranchMin2.5_BranchMax2.5 | 2.5 | 1 | 3 | 4 | HeaderMin3_HeaderMax4 | 3 | 2 | 2
139 | 7 | 015-090-4P-1pt5HP | NBS_015-090_4P_1.5HP_6.69_SS | 102.972 | 102.972 | 308.9159 | 3 | 0 | 3 | B | NBS_EndSuction | 2.5 | 1.5 | 2.5 | 2.5 | BranchMin2.5_BranchMax2.5 | 2.5 | 1 | 3 | 4 | HeaderMin3_HeaderMax4 | 4 | 2 | 2
140 | 8 | 015-090-4P-2HP | NBS_015-090_4P_2HP_7.24_SS | 116.1429 | 116.1429 | 348.4288 | 3 | 0 | 3 | B | NBS_EndSuction | 2.5 | 1.5 | 2.5 | 2.5 | BranchMin2.5_BranchMax2.5 | 2.5 | 1 | 3 | 4 | HeaderMin3_HeaderMax4 | 3 | 2 | 2
140 | 8 | 015-090-4P-2HP | NBS_015-090_4P_2HP_7.24_SS | 116.1429 | 116.1429 | 348.4288 | 3 | 0 | 3 | B | NBS_EndSuction | 2.5 | 1.5 | 2.5 | 2.5 | BranchMin2.5_BranchMax2.5 | 2.5 | 1 | 3 | 4 | HeaderMin3_HeaderMax4 | 4 | 2 | 2
141 | 9 | 015-090-4P-3HP | NBS_015-090_4P_3HP_8.11_SS | 133.8158 | 133.8158 | 401.4475 | 3 | 0 | 3 | B | NBS_EndSuction | 2.5 | 1.5 | 2.5 | 3 | BranchMin2.5_BranchMax3 | 2.5 | 2 | 3 | 5 | HeaderMin3_HeaderMax5 | 3 | 3 | 6
141 | 9 | 015-090-4P-3HP | NBS_015-090_4P_3HP_8.11_SS | 133.8158 | 133.8158 | 401.4475 | 3 | 0 | 3 | B | NBS_EndSuction | 2.5 | 1.5 | 2.5 | 3 | BranchMin2.5_BranchMax3 | 2.5 | 2 | 3 | 5 | HeaderMin3_HeaderMax5 | 4 | 3 | 6
141 | 9 | 015-090-4P-3HP | NBS_015-090_4P_3HP_8.11_SS | 133.8158 | 133.8158 | 401.4475 | 3 | 0 | 3 | B | NBS_EndSuction | 2.5 | 1.5 | 2.5 | 3 | BranchMin2.5_BranchMax3 | 2.5 | 2 | 3 | 5 | HeaderMin3_HeaderMax5 | 5 | 3 | 6
141 | 9 | 015-090-4P-3HP | NBS_015-090_4P_3HP_8.11_SS | 133.8158 | 133.8158 | 401.4475 | 3 | 0 | 3 | B | NBS_EndSuction | 2.5 | 1.5 | 2.5 | 3 | BranchMin2.5_BranchMax3 | 3 | 2 | 3 | 5 | HeaderMin3_HeaderMax5 | 3 | 3 | 6 | [11 empty] | INVALID
141 | 9 | 015-090-4P-3HP | NBS_015-090_4P_3HP_8.11_SS | 133.8158 | 133.8158 | 401.4475 | 3 | 0 | 3 | B | NBS_EndSuction | 2.5 | 1.5 | 2.5 | 3 | BranchMin2.5_BranchMax3 | 3 | 2 | 3 | 5 | HeaderMin3_HeaderMax5 | 4 | 3 | 6
141 | 9 | 015-090-4P-3HP | NBS_015-090_4P_3HP_8.11_SS | 133.8158 | 133.8158 | 401.4475 | 3 | 0 | 3 | B | NBS_EndSuction | 2.5 | 1.5 | 2.5 | 3 | BranchMin2.5_BranchMax3 | 3 | 2 | 3 | 5 | HeaderMin3_HeaderMax5 | 5 | 3 | 6
142 | 10 | 015-090-4P-5HP | NBS_015-090_4P_5HP_9.84_SS | 150.196 | 150.196 | 450.5881 | 3 | 0 | 3 | B | NBS_EndSuction | 2.5 | 1.5 | 2.5 | 3 | BranchMin2.5_BranchMax3 | 2.5 | 2 | 3 | 5 | HeaderMin3_HeaderMax5 | 3 | 3 | 6
142 | 10 | 015-090-4P-5HP | NBS_015-090_4P_5HP_9.84_SS | 150.196 | 150.196 | 450.5881 | 3 | 0 | 3 | B | NBS_EndSuction | 2.5 | 1.5 | 2.5 | 3 | BranchMin2.5_BranchMax3 | 2.5 | 2 | 3 | 5 | HeaderMin3_HeaderMax5 | 4 | 3 | 6
142 | 10 | 015-090-4P-5HP | NBS_015-090_4P_5HP_9.84_SS | 150.196 | 150.196 | 450.5881 | 3 | 0 | 3 | B | NBS_EndSuction | 2.5 | 1.5 | 2.5 | 3 | BranchMin2.5_BranchMax3 | 2.5 | 2 | 3 | 5 | HeaderMin3_HeaderMax5 | 5 | 3 | 6
142 | 10 | 015-090-4P-5HP | NBS_015-090_4P_5HP_9.84_SS | 150.196 | 150.196 | 450.5881 | 3 | 0 | 3 | B | NBS_EndSuction | 2.5 | 1.5 | 2.5 | 3 | BranchMin2.5_BranchMax3 | 3 | 2 | 3 | 5 | HeaderMin3_HeaderMax5 | 3 | 3 | 6 | [11 empty] | INVALID
142 | 10 | 015-090-4P-5HP | NBS_015-090_4P_5HP_9.84_SS | 150.196 | 150.196 | 450.5881 | 3 | 0 | 3 | B | NBS_EndSuction | 2.5 | 1.5 | 2.5 | 3 | BranchMin2.5_BranchMax3 | 3 | 2 | 3 | 5 | HeaderMin3_HeaderMax5 | 4 | 3 | 6
142 | 10 | 015-090-4P-5HP | NBS_015-090_4P_5HP_9.84_SS | 150.196 | 150.196 | 450.5881 | 3 | 0 | 3 | B | NBS_EndSuction | 2.5 | 1.5 | 2.5 | 3 | BranchMin2.5_BranchMax3 | 3 | 2 | 3 | 5 | HeaderMin3_HeaderMax5 | 5 | 3 | 6
143 | 11 | 015-095-4P-2HP | NBS_015-095_4P_2HP_6.54_SS | 177.561 | 177.561 | 532.683 | 3 | 0 | 3 | B | NBS_EndSuction | 2.5 | 1.5 | 2.5 | 3 | BranchMin2.5_BranchMax3 | 2.5 | 2 | 3 | 5 | HeaderMin3_HeaderMax5 | 3 | 3 | 6
143 | 11 | 015-095-4P-2HP | NBS_015-095_4P_2HP_6.54_SS | 177.561 | 177.561 | 532.683 | 3 | 0 | 3 | B | NBS_EndSuction | 2.5 | 1.5 | 2.5 | 3 | BranchMin2.5_BranchMax3 | 2.5 | 2 | 3 | 5 | HeaderMin3_HeaderMax5 | 4 | 3 | 6
143 | 11 | 015-095-4P-2HP | NBS_015-095_4P_2HP_6.54_SS | 177.561 | 177.561 | 532.683 | 3 | 0 | 3 | B | NBS_EndSuction | 2.5 | 1.5 | 2.5 | 3 | BranchMin2.5_BranchMax3 | 2.5 | 2 | 3 | 5 | HeaderMin3_HeaderMax5 | 5 | 3 | 6
143 | 11 | 015-095-4P-2HP | NBS_015-095_4P_2HP_6.54_SS | 177.561 | 177.561 | 532.683 | 3 | 0 | 3 | B | NBS_EndSuction | 2.5 | 1.5 | 2.5 | 3 | BranchMin2.5_BranchMax3 | 3 | 2 | 3 | 5 | HeaderMin3_HeaderMax5 | 3 | 3 | 6 | [11 empty] | INVALID
143 | 11 | 015-095-4P-2HP | NBS_015-095_4P_2HP_6.54_SS | 177.561 | 177.561 | 532.683 | 3 | 0 | 3 | B | NBS_EndSuction | 2.5 | 1.5 | 2.5 | 3 | BranchMin2.5_BranchMax3 | 3 | 2 | 3 | 5 | HeaderMin3_HeaderMax5 | 4 | 3 | 6
143 | 11 | 015-095-4P-2HP | NBS_015-095_4P_2HP_6.54_SS | 177.561 | 177.561 | 532.683 | 3 | 0 | 3 | B | NBS_EndSuction | 2.5 | 1.5 | 2.5 | 3 | BranchMin2.5_BranchMax3 | 3 | 2 | 3 | 5 | HeaderMin3_HeaderMax5 | 5 | 3 | 6
144 | 12 | 015-095-4P-3HP | NBS_015-095_4P_3HP_7.32_SS | 194.9972 | 194.9972 | 584.9917 | 3 | 0 | 3 | B | NBS_EndSuction | 2.5 | 1.5 | 2.5 | 3 | BranchMin2.5_BranchMax3 | 2.5 | 2 | 3 | 5 | HeaderMin3_HeaderMax5 | 3 | 3 | 6
144 | 12 | 015-095-4P-3HP | NBS_015-095_4P_3HP_7.32_SS | 194.9972 | 194.9972 | 584.9917 | 3 | 0 | 3 | B | NBS_EndSuction | 2.5 | 1.5 | 2.5 | 3 | BranchMin2.5_BranchMax3 | 2.5 | 2 | 3 | 5 | HeaderMin3_HeaderMax5 | 4 | 3 | 6
144 | 12 | 015-095-4P-3HP | NBS_015-095_4P_3HP_7.32_SS | 194.9972 | 194.9972 | 584.9917 | 3 | 0 | 3 | B | NBS_EndSuction | 2.5 | 1.5 | 2.5 | 3 | BranchMin2.5_BranchMax3 | 2.5 | 2 | 3 | 5 | HeaderMin3_HeaderMax5 | 5 | 3 | 6
144 | 12 | 015-095-4P-3HP | NBS_015-095_4P_3HP_7.32_SS | 194.9972 | 194.9972 | 584.9917 | 3 | 0 | 3 | B | NBS_EndSuction | 2.5 | 1.5 | 2.5 | 3 | BranchMin2.5_BranchMax3 | 3 | 2 | 3 | 5 | HeaderMin3_HeaderMax5 | 3 | 3 | 6 | [11 empty] | INVALID
144 | 12 | 015-095-4P-3HP | NBS_015-095_4P_3HP_7.32_SS | 194.9972 | 194.9972 | 584.9917 | 3 | 0 | 3 | B | NBS_EndSuction | 2.5 | 1.5 | 2.5 | 3 | BranchMin2.5_BranchMax3 | 3 | 2 | 3 | 5 | HeaderMin3_HeaderMax5 | 4 | 3 | 6
144 | 12 | 015-095-4P-3HP | NBS_015-095_4P_3HP_7.32_SS | 194.9972 | 194.9972 | 584.9917 | 3 | 0 | 3 | B | NBS_EndSuction | 2.5 | 1.5 | 2.5 | 3 | BranchMin2.5_BranchMax3 | 3 | 2 | 3 | 5 | HeaderMin3_HeaderMax5 | 5 | 3 | 6
145 | 13 | 015-095-4P-5HP | NBS_015-095_4P_5HP_8.82_SS | 230.1371 | 230.1371 | 690.4113 | 3 | 0 | 3 | B | NBS_EndSuction | 2.5 | 1.5 | 2.5 | 4 | BranchMin2.5_BranchMax4 | 2.5 | 3 | 3 | 6 | HeaderMin3_HeaderMax6 | 3 | 4 | 12
145 | 13 | 015-095-4P-5HP | NBS_015-095_4P_5HP_8.82_SS | 230.1371 | 230.1371 | 690.4113 | 3 | 0 | 3 | B | NBS_EndSuction | 2.5 | 1.5 | 2.5 | 4 | BranchMin2.5_BranchMax4 | 2.5 | 3 | 3 | 6 | HeaderMin3_HeaderMax6 | 4 | 4 | 12
145 | 13 | 015-095-4P-5HP | NBS_015-095_4P_5HP_8.82_SS | 230.1371 | 230.1371 | 690.4113 | 3 | 0 | 3 | B | NBS_EndSuction | 2.5 | 1.5 | 2.5 | 4 | BranchMin2.5_BranchMax4 | 2.5 | 3 | 3 | 6 | HeaderMin3_HeaderMax6 | 5 | 4 | 12
145 | 13 | 015-095-4P-5HP | NBS_015-095_4P_5HP_8.82_SS | 230.1371 | 230.1371 | 690.4113 | 3 | 0 | 3 | B | NBS_EndSuction | 2.5 | 1.5 | 2.5 | 4 | BranchMin2.5_BranchMax4 | 2.5 | 3 | 3 | 6 | HeaderMin3_HeaderMax6 | 6 | 4 | 12
145 | 13 | 015-095-4P-5HP | NBS_015-095_4P_5HP_8.82_SS | 230.1371 | 230.1371 | 690.4113 | 3 | 0 | 3 | B | NBS_EndSuction | 2.5 | 1.5 | 2.5 | 4 | BranchMin2.5_BranchMax4 | 3 | 3 | 3 | 6 | HeaderMin3_HeaderMax6 | 3 | 4 | 12 | [11 empty] | INVALID
145 | 13 | 015-095-4P-5HP | NBS_015-095_4P_5HP_8.82_SS | 230.1371 | 230.1371 | 690.4113 | 3 | 0 | 3 | B | NBS_EndSuction | 2.5 | 1.5 | 2.5 | 4 | BranchMin2.5_BranchMax4 | 3 | 3 | 3 | 6 | HeaderMin3_HeaderMax6 | 4 | 4 | 12
145 | 13 | 015-095-4P-5HP | NBS_015-095_4P_5HP_8.82_SS | 230.1371 | 230.1371 | 690.4113 | 3 | 0 | 3 | B | NBS_EndSuction | 2.5 | 1.5 | 2.5 | 4 | BranchMin2.5_BranchMax4 | 3 | 3 | 3 | 6 | HeaderMin3_HeaderMax6 | 5 | 4 | 12
145 | 13 | 015-095-4P-5HP | NBS_015-095_4P_5HP_8.82_SS | 230.1371 | 230.1371 | 690.4113 | 3 | 0 | 3 | B | NBS_EndSuction | 2.5 | 1.5 | 2.5 | 4 | BranchMin2.5_BranchMax4 | 3 | 3 | 3 | 6 | HeaderMin3_HeaderMax6 | 6 | 4 | 12
145 | 13 | 015-095-4P-5HP | NBS_015-095_4P_5HP_8.82_SS | 230.1371 | 230.1371 | 690.4113 | 3 | 0 | 3 | B | NBS_EndSuction | 2.5 | 1.5 | 2.5 | 4 | BranchMin2.5_BranchMax4 | 4 | 3 | 3 | 6 | HeaderMin3_HeaderMax6 | 3 | 4 | 12 | [11 empty] | INVALID
145 | 13 | 015-095-4P-5HP | NBS_015-095_4P_5HP_8.82_SS | 230.1371 | 230.1371 | 690.4113 | 3 | 0 | 3 | B | NBS_EndSuction | 2.5 | 1.5 | 2.5 | 4 | BranchMin2.5_BranchMax4 | 4 | 3 | 3 | 6 | HeaderMin3_HeaderMax6 | 4 | 4 | 12 | [11 empty] | INVALID
145 | 13 | 015-095-4P-5HP | NBS_015-095_4P_5HP_8.82_SS | 230.1371 | 230.1371 | 690.4113 | 3 | 0 | 3 | B | NBS_EndSuction | 2.5 | 1.5 | 2.5 | 4 | BranchMin2.5_BranchMax4 | 4 | 3 | 3 | 6 | HeaderMin3_HeaderMax6 | 5 | 4 | 12
145 | 13 | 015-095-4P-5HP | NBS_015-095_4P_5HP_8.82_SS | 230.1371 | 230.1371 | 690.4113 | 3 | 0 | 3 | B | NBS_EndSuction | 2.5 | 1.5 | 2.5 | 4 | BranchMin2.5_BranchMax4 | 4 | 3 | 3 | 6 | HeaderMin3_HeaderMax6 | 6 | 4 | 12
146 | 14 | 015-095-4P-7pt5HP | NBS_015-095_4P_7.5HP_9.84_SS | 242.8034 | 242.8034 | 728.4101 | 3 | 0 | 3 | B | NBS_EndSuction | 2.5 | 1.5 | 2.5 | 4 | BranchMin2.5_BranchMax4 | 2.5 | 3 | 3 | 6 | HeaderMin3_HeaderMax6 | 3 | 4 | 12
146 | 14 | 015-095-4P-7pt5HP | NBS_015-095_4P_7.5HP_9.84_SS | 242.8034 | 242.8034 | 728.4101 | 3 | 0 | 3 | B | NBS_EndSuction | 2.5 | 1.5 | 2.5 | 4 | BranchMin2.5_BranchMax4 | 2.5 | 3 | 3 | 6 | HeaderMin3_HeaderMax6 | 4 | 4 | 12
146 | 14 | 015-095-4P-7pt5HP | NBS_015-095_4P_7.5HP_9.84_SS | 242.8034 | 242.8034 | 728.4101 | 3 | 0 | 3 | B | NBS_EndSuction | 2.5 | 1.5 | 2.5 | 4 | BranchMin2.5_BranchMax4 | 2.5 | 3 | 3 | 6 | HeaderMin3_HeaderMax6 | 5 | 4 | 12
146 | 14 | 015-095-4P-7pt5HP | NBS_015-095_4P_7.5HP_9.84_SS | 242.8034 | 242.8034 | 728.4101 | 3 | 0 | 3 | B | NBS_EndSuction | 2.5 | 1.5 | 2.5 | 4 | BranchMin2.5_BranchMax4 | 2.5 | 3 | 3 | 6 | HeaderMin3_HeaderMax6 | 6 | 4 | 12
146 | 14 | 015-095-4P-7pt5HP | NBS_015-095_4P_7.5HP_9.84_SS | 242.8034 | 242.8034 | 728.4101 | 3 | 0 | 3 | B | NBS_EndSuction | 2.5 | 1.5 | 2.5 | 4 | BranchMin2.5_BranchMax4 | 3 | 3 | 3 | 6 | HeaderMin3_HeaderMax6 | 3 | 4 | 12 | [11 empty] | INVALID
146 | 14 | 015-095-4P-7pt5HP | NBS_015-095_4P_7.5HP_9.84_SS | 242.8034 | 242.8034 | 728.4101 | 3 | 0 | 3 | B | NBS_EndSuction | 2.5 | 1.5 | 2.5 | 4 | BranchMin2.5_BranchMax4 | 3 | 3 | 3 | 6 | HeaderMin3_HeaderMax6 | 4 | 4 | 12
146 | 14 | 015-095-4P-7pt5HP | NBS_015-095_4P_7.5HP_9.84_SS | 242.8034 | 242.8034 | 728.4101 | 3 | 0 | 3 | B | NBS_EndSuction | 2.5 | 1.5 | 2.5 | 4 | BranchMin2.5_BranchMax4 | 3 | 3 | 3 | 6 | HeaderMin3_HeaderMax6 | 5 | 4 | 12
146 | 14 | 015-095-4P-7pt5HP | NBS_015-095_4P_7.5HP_9.84_SS | 242.8034 | 242.8034 | 728.4101 | 3 | 0 | 3 | B | NBS_EndSuction | 2.5 | 1.5 | 2.5 | 4 | BranchMin2.5_BranchMax4 | 3 | 3 | 3 | 6 | HeaderMin3_HeaderMax6 | 6 | 4 | 12
146 | 14 | 015-095-4P-7pt5HP | NBS_015-095_4P_7.5HP_9.84_SS | 242.8034 | 242.8034 | 728.4101 | 3 | 0 | 3 | B | NBS_EndSuction | 2.5 | 1.5 | 2.5 | 4 | BranchMin2.5_BranchMax4 | 4 | 3 | 3 | 6 | HeaderMin3_HeaderMax6 | 3 | 4 | 12 | [11 empty] | INVALID
146 | 14 | 015-095-4P-7pt5HP | NBS_015-095_4P_7.5HP_9.84_SS | 242.8034 | 242.8034 | 728.4101 | 3 | 0 | 3 | B | NBS_EndSuction | 2.5 | 1.5 | 2.5 | 4 | BranchMin2.5_BranchMax4 | 4 | 3 | 3 | 6 | HeaderMin3_HeaderMax6 | 4 | 4 | 12 | [11 empty] | INVALID
146 | 14 | 015-095-4P-7pt5HP | NBS_015-095_4P_7.5HP_9.84_SS | 242.8034 | 242.8034 | 728.4101 | 3 | 0 | 3 | B | NBS_EndSuction | 2.5 | 1.5 | 2.5 | 4 | BranchMin2.5_BranchMax4 | 4 | 3 | 3 | 6 | HeaderMin3_HeaderMax6 | 5 | 4 | 12
146 | 14 | 015-095-4P-7pt5HP | NBS_015-095_4P_7.5HP_9.84_SS | 242.8034 | 242.8034 | 728.4101 | 3 | 0 | 3 | B | NBS_EndSuction | 2.5 | 1.5 | 2.5 | 4 | BranchMin2.5_BranchMax4 | 4 | 3 | 3 | 6 | HeaderMin3_HeaderMax6 | 6 | 4 | 12
147 | 15 | 020-095-4P-2HP | NBS_020-095_4P_2HP_5.83_SS | 178.5455 | 178.5455 | 535.6365 | 3 | 0 | 3 | B | NBS_EndSuction | 2.5 | 2 | 2.5 | 3 | BranchMin2.5_BranchMax3 | 2.5 | 2 | 3 | 5 | HeaderMin3_HeaderMax5 | 3 | 3 | 6
147 | 15 | 020-095-4P-2HP | NBS_020-095_4P_2HP_5.83_SS | 178.5455 | 178.5455 | 535.6365 | 3 | 0 | 3 | B | NBS_EndSuction | 2.5 | 2 | 2.5 | 3 | BranchMin2.5_BranchMax3 | 2.5 | 2 | 3 | 5 | HeaderMin3_HeaderMax5 | 4 | 3 | 6
147 | 15 | 020-095-4P-2HP | NBS_020-095_4P_2HP_5.83_SS | 178.5455 | 178.5455 | 535.6365 | 3 | 0 | 3 | B | NBS_EndSuction | 2.5 | 2 | 2.5 | 3 | BranchMin2.5_BranchMax3 | 2.5 | 2 | 3 | 5 | HeaderMin3_HeaderMax5 | 5 | 3 | 6
147 | 15 | 020-095-4P-2HP | NBS_020-095_4P_2HP_5.83_SS | 178.5455 | 178.5455 | 535.6365 | 3 | 0 | 3 | B | NBS_EndSuction | 2.5 | 2 | 2.5 | 3 | BranchMin2.5_BranchMax3 | 3 | 2 | 3 | 5 | HeaderMin3_HeaderMax5 | 3 | 3 | 6 | [11 empty] | INVALID
147 | 15 | 020-095-4P-2HP | NBS_020-095_4P_2HP_5.83_SS | 178.5455 | 178.5455 | 535.6365 | 3 | 0 | 3 | B | NBS_EndSuction | 2.5 | 2 | 2.5 | 3 | BranchMin2.5_BranchMax3 | 3 | 2 | 3 | 5 | HeaderMin3_HeaderMax5 | 4 | 3 | 6
147 | 15 | 020-095-4P-2HP | NBS_020-095_4P_2HP_5.83_SS | 178.5455 | 178.5455 | 535.6365 | 3 | 0 | 3 | B | NBS_EndSuction | 2.5 | 2 | 2.5 | 3 | BranchMin2.5_BranchMax3 | 3 | 2 | 3 | 5 | HeaderMin3_HeaderMax5 | 5 | 3 | 6
148 | 16 | 020-095-4P-3HP | NBS_020-095_4P_3HP_6.61_SS | 208.9617 | 208.9617 | 626.885 | 3 | 0 | 3 | B | NBS_EndSuction | 2.5 | 2 | 2.5 | 3 | BranchMin2.5_BranchMax3 | 2.5 | 2 | 3 | 5 | HeaderMin3_HeaderMax5 | 3 | 3 | 6
148 | 16 | 020-095-4P-3HP | NBS_020-095_4P_3HP_6.61_SS | 208.9617 | 208.9617 | 626.885 | 3 | 0 | 3 | B | NBS_EndSuction | 2.5 | 2 | 2.5 | 3 | BranchMin2.5_BranchMax3 | 2.5 | 2 | 3 | 5 | HeaderMin3_HeaderMax5 | 4 | 3 | 6
148 | 16 | 020-095-4P-3HP | NBS_020-095_4P_3HP_6.61_SS | 208.9617 | 208.9617 | 626.885 | 3 | 0 | 3 | B | NBS_EndSuction | 2.5 | 2 | 2.5 | 3 | BranchMin2.5_BranchMax3 | 2.5 | 2 | 3 | 5 | HeaderMin3_HeaderMax5 | 5 | 3 | 6
148 | 16 | 020-095-4P-3HP | NBS_020-095_4P_3HP_6.61_SS | 208.9617 | 208.9617 | 626.885 | 3 | 0 | 3 | B | NBS_EndSuction | 2.5 | 2 | 2.5 | 3 | BranchMin2.5_BranchMax3 | 3 | 2 | 3 | 5 | HeaderMin3_HeaderMax5 | 3 | 3 | 6 | [11 empty] | INVALID
148 | 16 | 020-095-4P-3HP | NBS_020-095_4P_3HP_6.61_SS | 208.9617 | 208.9617 | 626.885 | 3 | 0 | 3 | B | NBS_EndSuction | 2.5 | 2 | 2.5 | 3 | BranchMin2.5_BranchMax3 | 3 | 2 | 3 | 5 | HeaderMin3_HeaderMax5 | 4 | 3 | 6
148 | 16 | 020-095-4P-3HP | NBS_020-095_4P_3HP_6.61_SS | 208.9617 | 208.9617 | 626.885 | 3 | 0 | 3 | B | NBS_EndSuction | 2.5 | 2 | 2.5 | 3 | BranchMin2.5_BranchMax3 | 3 | 2 | 3 | 5 | HeaderMin3_HeaderMax5 | 5 | 3 | 6
149 | 17 | 020-095-4P-5HP | NBS_020-095_4P_5HP_8.11_SS | 260.8895 | 260.8895 | 782.6684 | 3 | 0 | 3 | B | NBS_EndSuction | 2.5 | 2 | 2.5 | 4 | BranchMin2.5_BranchMax4 | 2.5 | 3 | 3 | 6 | HeaderMin3_HeaderMax6 | 3 | 4 | 12
149 | 17 | 020-095-4P-5HP | NBS_020-095_4P_5HP_8.11_SS | 260.8895 | 260.8895 | 782.6684 | 3 | 0 | 3 | B | NBS_EndSuction | 2.5 | 2 | 2.5 | 4 | BranchMin2.5_BranchMax4 | 2.5 | 3 | 3 | 6 | HeaderMin3_HeaderMax6 | 4 | 4 | 12
149 | 17 | 020-095-4P-5HP | NBS_020-095_4P_5HP_8.11_SS | 260.8895 | 260.8895 | 782.6684 | 3 | 0 | 3 | B | NBS_EndSuction | 2.5 | 2 | 2.5 | 4 | BranchMin2.5_BranchMax4 | 2.5 | 3 | 3 | 6 | HeaderMin3_HeaderMax6 | 5 | 4 | 12
149 | 17 | 020-095-4P-5HP | NBS_020-095_4P_5HP_8.11_SS | 260.8895 | 260.8895 | 782.6684 | 3 | 0 | 3 | B | NBS_EndSuction | 2.5 | 2 | 2.5 | 4 | BranchMin2.5_BranchMax4 | 2.5 | 3 | 3 | 6 | HeaderMin3_HeaderMax6 | 6 | 4 | 12
149 | 17 | 020-095-4P-5HP | NBS_020-095_4P_5HP_8.11_SS | 260.8895 | 260.8895 | 782.6684 | 3 | 0 | 3 | B | NBS_EndSuction | 2.5 | 2 | 2.5 | 4 | BranchMin2.5_BranchMax4 | 3 | 3 | 3 | 6 | HeaderMin3_HeaderMax6 | 3 | 4 | 12 | [11 empty] | INVALID
149 | 17 | 020-095-4P-5HP | NBS_020-095_4P_5HP_8.11_SS | 260.8895 | 260.8895 | 782.6684 | 3 | 0 | 3 | B | NBS_EndSuction | 2.5 | 2 | 2.5 | 4 | BranchMin2.5_BranchMax4 | 3 | 3 | 3 | 6 | HeaderMin3_HeaderMax6 | 4 | 4 | 12
149 | 17 | 020-095-4P-5HP | NBS_020-095_4P_5HP_8.11_SS | 260.8895 | 260.8895 | 782.6684 | 3 | 0 | 3 | B | NBS_EndSuction | 2.5 | 2 | 2.5 | 4 | BranchMin2.5_BranchMax4 | 3 | 3 | 3 | 6 | HeaderMin3_HeaderMax6 | 5 | 4 | 12
149 | 17 | 020-095-4P-5HP | NBS_020-095_4P_5HP_8.11_SS | 260.8895 | 260.8895 | 782.6684 | 3 | 0 | 3 | B | NBS_EndSuction | 2.5 | 2 | 2.5 | 4 | BranchMin2.5_BranchMax4 | 3 | 3 | 3 | 6 | HeaderMin3_HeaderMax6 | 6 | 4 | 12
149 | 17 | 020-095-4P-5HP | NBS_020-095_4P_5HP_8.11_SS | 260.8895 | 260.8895 | 782.6684 | 3 | 0 | 3 | B | NBS_EndSuction | 2.5 | 2 | 2.5 | 4 | BranchMin2.5_BranchMax4 | 4 | 3 | 3 | 6 | HeaderMin3_HeaderMax6 | 3 | 4 | 12 | [11 empty] | INVALID
149 | 17 | 020-095-4P-5HP | NBS_020-095_4P_5HP_8.11_SS | 260.8895 | 260.8895 | 782.6684 | 3 | 0 | 3 | B | NBS_EndSuction | 2.5 | 2 | 2.5 | 4 | BranchMin2.5_BranchMax4 | 4 | 3 | 3 | 6 | HeaderMin3_HeaderMax6 | 4 | 4 | 12 | [11 empty] | INVALID
149 | 17 | 020-095-4P-5HP | NBS_020-095_4P_5HP_8.11_SS | 260.8895 | 260.8895 | 782.6684 | 3 | 0 | 3 | B | NBS_EndSuction | 2.5 | 2 | 2.5 | 4 | BranchMin2.5_BranchMax4 | 4 | 3 | 3 | 6 | HeaderMin3_HeaderMax6 | 5 | 4 | 12
149 | 17 | 020-095-4P-5HP | NBS_020-095_4P_5HP_8.11_SS | 260.8895 | 260.8895 | 782.6684 | 3 | 0 | 3 | B | NBS_EndSuction | 2.5 | 2 | 2.5 | 4 | BranchMin2.5_BranchMax4 | 4 | 3 | 3 | 6 | HeaderMin3_HeaderMax6 | 6 | 4 | 12
150 | 18 | 020-095-4P-7pt5HP | NBS_020-095_4P_7.5HP_9.45_SS | 297.3228 | 297.3228 | 891.9684 | 3 | 0 | 3 | B | NBS_EndSuction | 2.5 | 2 | 2.5 | 4 | BranchMin2.5_BranchMax4 | 2.5 | 3 | 3 | 6 | HeaderMin3_HeaderMax6 | 3 | 4 | 12
150 | 18 | 020-095-4P-7pt5HP | NBS_020-095_4P_7.5HP_9.45_SS | 297.3228 | 297.3228 | 891.9684 | 3 | 0 | 3 | B | NBS_EndSuction | 2.5 | 2 | 2.5 | 4 | BranchMin2.5_BranchMax4 | 2.5 | 3 | 3 | 6 | HeaderMin3_HeaderMax6 | 4 | 4 | 12
150 | 18 | 020-095-4P-7pt5HP | NBS_020-095_4P_7.5HP_9.45_SS | 297.3228 | 297.3228 | 891.9684 | 3 | 0 | 3 | B | NBS_EndSuction | 2.5 | 2 | 2.5 | 4 | BranchMin2.5_BranchMax4 | 2.5 | 3 | 3 | 6 | HeaderMin3_HeaderMax6 | 5 | 4 | 12
150 | 18 | 020-095-4P-7pt5HP | NBS_020-095_4P_7.5HP_9.45_SS | 297.3228 | 297.3228 | 891.9684 | 3 | 0 | 3 | B | NBS_EndSuction | 2.5 | 2 | 2.5 | 4 | BranchMin2.5_BranchMax4 | 2.5 | 3 | 3 | 6 | HeaderMin3_HeaderMax6 | 6 | 4 | 12
150 | 18 | 020-095-4P-7pt5HP | NBS_020-095_4P_7.5HP_9.45_SS | 297.3228 | 297.3228 | 891.9684 | 3 | 0 | 3 | B | NBS_EndSuction | 2.5 | 2 | 2.5 | 4 | BranchMin2.5_BranchMax4 | 3 | 3 | 3 | 6 | HeaderMin3_HeaderMax6 | 3 | 4 | 12 | [11 empty] | INVALID
150 | 18 | 020-095-4P-7pt5HP | NBS_020-095_4P_7.5HP_9.45_SS | 297.3228 | 297.3228 | 891.9684 | 3 | 0 | 3 | B | NBS_EndSuction | 2.5 | 2 | 2.5 | 4 | BranchMin2.5_BranchMax4 | 3 | 3 | 3 | 6 | HeaderMin3_HeaderMax6 | 4 | 4 | 12
150 | 18 | 020-095-4P-7pt5HP | NBS_020-095_4P_7.5HP_9.45_SS | 297.3228 | 297.3228 | 891.9684 | 3 | 0 | 3 | B | NBS_EndSuction | 2.5 | 2 | 2.5 | 4 | BranchMin2.5_BranchMax4 | 3 | 3 | 3 | 6 | HeaderMin3_HeaderMax6 | 5 | 4 | 12
150 | 18 | 020-095-4P-7pt5HP | NBS_020-095_4P_7.5HP_9.45_SS | 297.3228 | 297.3228 | 891.9684 | 3 | 0 | 3 | B | NBS_EndSuction | 2.5 | 2 | 2.5 | 4 | BranchMin2.5_BranchMax4 | 3 | 3 | 3 | 6 | HeaderMin3_HeaderMax6 | 6 | 4 | 12
150 | 18 | 020-095-4P-7pt5HP | NBS_020-095_4P_7.5HP_9.45_SS | 297.3228 | 297.3228 | 891.9684 | 3 | 0 | 3 | B | NBS_EndSuction | 2.5 | 2 | 2.5 | 4 | BranchMin2.5_BranchMax4 | 4 | 3 | 3 | 6 | HeaderMin3_HeaderMax6 | 3 | 4 | 12 | [11 empty] | INVALID
150 | 18 | 020-095-4P-7pt5HP | NBS_020-095_4P_7.5HP_9.45_SS | 297.3228 | 297.3228 | 891.9684 | 3 | 0 | 3 | B | NBS_EndSuction | 2.5 | 2 | 2.5 | 4 | BranchMin2.5_BranchMax4 | 4 | 3 | 3 | 6 | HeaderMin3_HeaderMax6 | 4 | 4 | 12 | [11 empty] | INVALID
150 | 18 | 020-095-4P-7pt5HP | NBS_020-095_4P_7.5HP_9.45_SS | 297.3228 | 297.3228 | 891.9684 | 3 | 0 | 3 | B | NBS_EndSuction | 2.5 | 2 | 2.5 | 4 | BranchMin2.5_BranchMax4 | 4 | 3 | 3 | 6 | HeaderMin3_HeaderMax6 | 5 | 4 | 12
150 | 18 | 020-095-4P-7pt5HP | NBS_020-095_4P_7.5HP_9.45_SS | 297.3228 | 297.3228 | 891.9684 | 3 | 0 | 3 | B | NBS_EndSuction | 2.5 | 2 | 2.5 | 4 | BranchMin2.5_BranchMax4 | 4 | 3 | 3 | 6 | HeaderMin3_HeaderMax6 | 6 | 4 | 12
151 | 19 | 020-110-4P-5HP | NBS_020-110_4P_5HP_8.11_SS | 273.669 | 273.669 | 821.0071 | 3 | 0 | 3 | B | NBS_EndSuction | 2.5 | 2 | 2.5 | 4 | BranchMin2.5_BranchMax4 | 2.5 | 3 | 3 | 6 | HeaderMin3_HeaderMax6 | 3 | 4 | 12
151 | 19 | 020-110-4P-5HP | NBS_020-110_4P_5HP_8.11_SS | 273.669 | 273.669 | 821.0071 | 3 | 0 | 3 | B | NBS_EndSuction | 2.5 | 2 | 2.5 | 4 | BranchMin2.5_BranchMax4 | 2.5 | 3 | 3 | 6 | HeaderMin3_HeaderMax6 | 4 | 4 | 12
151 | 19 | 020-110-4P-5HP | NBS_020-110_4P_5HP_8.11_SS | 273.669 | 273.669 | 821.0071 | 3 | 0 | 3 | B | NBS_EndSuction | 2.5 | 2 | 2.5 | 4 | BranchMin2.5_BranchMax4 | 2.5 | 3 | 3 | 6 | HeaderMin3_HeaderMax6 | 5 | 4 | 12
151 | 19 | 020-110-4P-5HP | NBS_020-110_4P_5HP_8.11_SS | 273.669 | 273.669 | 821.0071 | 3 | 0 | 3 | B | NBS_EndSuction | 2.5 | 2 | 2.5 | 4 | BranchMin2.5_BranchMax4 | 2.5 | 3 | 3 | 6 | HeaderMin3_HeaderMax6 | 6 | 4 | 12
151 | 19 | 020-110-4P-5HP | NBS_020-110_4P_5HP_8.11_SS | 273.669 | 273.669 | 821.0071 | 3 | 0 | 3 | B | NBS_EndSuction | 2.5 | 2 | 2.5 | 4 | BranchMin2.5_BranchMax4 | 3 | 3 | 3 | 6 | HeaderMin3_HeaderMax6 | 3 | 4 | 12 | [11 empty] | INVALID
151 | 19 | 020-110-4P-5HP | NBS_020-110_4P_5HP_8.11_SS | 273.669 | 273.669 | 821.0071 | 3 | 0 | 3 | B | NBS_EndSuction | 2.5 | 2 | 2.5 | 4 | BranchMin2.5_BranchMax4 | 3 | 3 | 3 | 6 | HeaderMin3_HeaderMax6 | 4 | 4 | 12
151 | 19 | 020-110-4P-5HP | NBS_020-110_4P_5HP_8.11_SS | 273.669 | 273.669 | 821.0071 | 3 | 0 | 3 | B | NBS_EndSuction | 2.5 | 2 | 2.5 | 4 | BranchMin2.5_BranchMax4 | 3 | 3 | 3 | 6 | HeaderMin3_HeaderMax6 | 5 | 4 | 12
151 | 19 | 020-110-4P-5HP | NBS_020-110_4P_5HP_8.11_SS | 273.669 | 273.669 | 821.0071 | 3 | 0 | 3 | B | NBS_EndSuction | 2.5 | 2 | 2.5 | 4 | BranchMin2.5_BranchMax4 | 3 | 3 | 3 | 6 | HeaderMin3_HeaderMax6 | 6 | 4 | 12
151 | 19 | 020-110-4P-5HP | NBS_020-110_4P_5HP_8.11_SS | 273.669 | 273.669 | 821.0071 | 3 | 0 | 3 | B | NBS_EndSuction | 2.5 | 2 | 2.5 | 4 | BranchMin2.5_BranchMax4 | 4 | 3 | 3 | 6 | HeaderMin3_HeaderMax6 | 3 | 4 | 12 | [11 empty] | INVALID
151 | 19 | 020-110-4P-5HP | NBS_020-110_4P_5HP_8.11_SS | 273.669 | 273.669 | 821.0071 | 3 | 0 | 3 | B | NBS_EndSuction | 2.5 | 2 | 2.5 | 4 | BranchMin2.5_BranchMax4 | 4 | 3 | 3 | 6 | HeaderMin3_HeaderMax6 | 4 | 4 | 12 | [11 empty] | INVALID
151 | 19 | 020-110-4P-5HP | NBS_020-110_4P_5HP_8.11_SS | 273.669 | 273.669 | 821.0071 | 3 | 0 | 3 | B | NBS_EndSuction | 2.5 | 2 | 2.5 | 4 | BranchMin2.5_BranchMax4 | 4 | 3 | 3 | 6 | HeaderMin3_HeaderMax6 | 5 | 4 | 12
151 | 19 | 020-110-4P-5HP | NBS_020-110_4P_5HP_8.11_SS | 273.669 | 273.669 | 821.0071 | 3 | 0 | 3 | B | NBS_EndSuction | 2.5 | 2 | 2.5 | 4 | BranchMin2.5_BranchMax4 | 4 | 3 | 3 | 6 | HeaderMin3_HeaderMax6 | 6 | 4 | 12
152 | 20 | 020-110-4P-7pt5HP | NBS_020-110_4P_7.5HP_8.98_SS | 321.881 | 321.881 | 965.6429 | 3 | 0 | 3 | B | NBS_EndSuction | 2.5 | 2 | 2.5 | 4 | BranchMin2.5_BranchMax4 | 2.5 | 3 | 3 | 8 | HeaderMin3_HeaderMax8 | 3 | 5 | 15
152 | 20 | 020-110-4P-7pt5HP | NBS_020-110_4P_7.5HP_8.98_SS | 321.881 | 321.881 | 965.6429 | 3 | 0 | 3 | B | NBS_EndSuction | 2.5 | 2 | 2.5 | 4 | BranchMin2.5_BranchMax4 | 2.5 | 3 | 3 | 8 | HeaderMin3_HeaderMax8 | 4 | 5 | 15
152 | 20 | 020-110-4P-7pt5HP | NBS_020-110_4P_7.5HP_8.98_SS | 321.881 | 321.881 | 965.6429 | 3 | 0 | 3 | B | NBS_EndSuction | 2.5 | 2 | 2.5 | 4 | BranchMin2.5_BranchMax4 | 2.5 | 3 | 3 | 8 | HeaderMin3_HeaderMax8 | 5 | 5 | 15
152 | 20 | 020-110-4P-7pt5HP | NBS_020-110_4P_7.5HP_8.98_SS | 321.881 | 321.881 | 965.6429 | 3 | 0 | 3 | B | NBS_EndSuction | 2.5 | 2 | 2.5 | 4 | BranchMin2.5_BranchMax4 | 2.5 | 3 | 3 | 8 | HeaderMin3_HeaderMax8 | 6 | 5 | 15
152 | 20 | 020-110-4P-7pt5HP | NBS_020-110_4P_7.5HP_8.98_SS | 321.881 | 321.881 | 965.6429 | 3 | 0 | 3 | B | NBS_EndSuction | 2.5 | 2 | 2.5 | 4 | BranchMin2.5_BranchMax4 | 2.5 | 3 | 3 | 8 | HeaderMin3_HeaderMax8 | 8 | 5 | 15
152 | 20 | 020-110-4P-7pt5HP | NBS_020-110_4P_7.5HP_8.98_SS | 321.881 | 321.881 | 965.6429 | 3 | 0 | 3 | B | NBS_EndSuction | 2.5 | 2 | 2.5 | 4 | BranchMin2.5_BranchMax4 | 3 | 3 | 3 | 8 | HeaderMin3_HeaderMax8 | 3 | 5 | 15 | [11 empty] | INVALID
152 | 20 | 020-110-4P-7pt5HP | NBS_020-110_4P_7.5HP_8.98_SS | 321.881 | 321.881 | 965.6429 | 3 | 0 | 3 | B | NBS_EndSuction | 2.5 | 2 | 2.5 | 4 | BranchMin2.5_BranchMax4 | 3 | 3 | 3 | 8 | HeaderMin3_HeaderMax8 | 4 | 5 | 15
152 | 20 | 020-110-4P-7pt5HP | NBS_020-110_4P_7.5HP_8.98_SS | 321.881 | 321.881 | 965.6429 | 3 | 0 | 3 | B | NBS_EndSuction | 2.5 | 2 | 2.5 | 4 | BranchMin2.5_BranchMax4 | 3 | 3 | 3 | 8 | HeaderMin3_HeaderMax8 | 5 | 5 | 15
152 | 20 | 020-110-4P-7pt5HP | NBS_020-110_4P_7.5HP_8.98_SS | 321.881 | 321.881 | 965.6429 | 3 | 0 | 3 | B | NBS_EndSuction | 2.5 | 2 | 2.5 | 4 | BranchMin2.5_BranchMax4 | 3 | 3 | 3 | 8 | HeaderMin3_HeaderMax8 | 6 | 5 | 15
152 | 20 | 020-110-4P-7pt5HP | NBS_020-110_4P_7.5HP_8.98_SS | 321.881 | 321.881 | 965.6429 | 3 | 0 | 3 | B | NBS_EndSuction | 2.5 | 2 | 2.5 | 4 | BranchMin2.5_BranchMax4 | 3 | 3 | 3 | 8 | HeaderMin3_HeaderMax8 | 8 | 5 | 15
152 | 20 | 020-110-4P-7pt5HP | NBS_020-110_4P_7.5HP_8.98_SS | 321.881 | 321.881 | 965.6429 | 3 | 0 | 3 | B | NBS_EndSuction | 2.5 | 2 | 2.5 | 4 | BranchMin2.5_BranchMax4 | 4 | 3 | 3 | 8 | HeaderMin3_HeaderMax8 | 3 | 5 | 15 | [11 empty] | INVALID
152 | 20 | 020-110-4P-7pt5HP | NBS_020-110_4P_7.5HP_8.98_SS | 321.881 | 321.881 | 965.6429 | 3 | 0 | 3 | B | NBS_EndSuction | 2.5 | 2 | 2.5 | 4 | BranchMin2.5_BranchMax4 | 4 | 3 | 3 | 8 | HeaderMin3_HeaderMax8 | 4 | 5 | 15 | [11 empty] | INVALID
152 | 20 | 020-110-4P-7pt5HP | NBS_020-110_4P_7.5HP_8.98_SS | 321.881 | 321.881 | 965.6429 | 3 | 0 | 3 | B | NBS_EndSuction | 2.5 | 2 | 2.5 | 4 | BranchMin2.5_BranchMax4 | 4 | 3 | 3 | 8 | HeaderMin3_HeaderMax8 | 5 | 5 | 15
152 | 20 | 020-110-4P-7pt5HP | NBS_020-110_4P_7.5HP_8.98_SS | 321.881 | 321.881 | 965.6429 | 3 | 0 | 3 | B | NBS_EndSuction | 2.5 | 2 | 2.5 | 4 | BranchMin2.5_BranchMax4 | 4 | 3 | 3 | 8 | HeaderMin3_HeaderMax8 | 6 | 5 | 15
152 | 20 | 020-110-4P-7pt5HP | NBS_020-110_4P_7.5HP_8.98_SS | 321.881 | 321.881 | 965.6429 | 3 | 0 | 3 | B | NBS_EndSuction | 2.5 | 2 | 2.5 | 4 | BranchMin2.5_BranchMax4 | 4 | 3 | 3 | 8 | HeaderMin3_HeaderMax8 | 8 | 5 | 15
153 | 21 | 020-110-4P-10HP | NBS_020-110_4P_10HP_9.92_SS | 360.1978 | 360.1978 | 1080.5933 | 3 | 0 | 3 | B | NBS_EndSuction | 2.5 | 2 | 2.5 | 4 | BranchMin2.5_BranchMax4 | 2.5 | 3 | 3 | 8 | HeaderMin3_HeaderMax8 | 3 | 5 | 15
153 | 21 | 020-110-4P-10HP | NBS_020-110_4P_10HP_9.92_SS | 360.1978 | 360.1978 | 1080.5933 | 3 | 0 | 3 | B | NBS_EndSuction | 2.5 | 2 | 2.5 | 4 | BranchMin2.5_BranchMax4 | 2.5 | 3 | 3 | 8 | HeaderMin3_HeaderMax8 | 4 | 5 | 15
153 | 21 | 020-110-4P-10HP | NBS_020-110_4P_10HP_9.92_SS | 360.1978 | 360.1978 | 1080.5933 | 3 | 0 | 3 | B | NBS_EndSuction | 2.5 | 2 | 2.5 | 4 | BranchMin2.5_BranchMax4 | 2.5 | 3 | 3 | 8 | HeaderMin3_HeaderMax8 | 5 | 5 | 15
153 | 21 | 020-110-4P-10HP | NBS_020-110_4P_10HP_9.92_SS | 360.1978 | 360.1978 | 1080.5933 | 3 | 0 | 3 | B | NBS_EndSuction | 2.5 | 2 | 2.5 | 4 | BranchMin2.5_BranchMax4 | 2.5 | 3 | 3 | 8 | HeaderMin3_HeaderMax8 | 6 | 5 | 15
153 | 21 | 020-110-4P-10HP | NBS_020-110_4P_10HP_9.92_SS | 360.1978 | 360.1978 | 1080.5933 | 3 | 0 | 3 | B | NBS_EndSuction | 2.5 | 2 | 2.5 | 4 | BranchMin2.5_BranchMax4 | 2.5 | 3 | 3 | 8 | HeaderMin3_HeaderMax8 | 8 | 5 | 15
153 | 21 | 020-110-4P-10HP | NBS_020-110_4P_10HP_9.92_SS | 360.1978 | 360.1978 | 1080.5933 | 3 | 0 | 3 | B | NBS_EndSuction | 2.5 | 2 | 2.5 | 4 | BranchMin2.5_BranchMax4 | 3 | 3 | 3 | 8 | HeaderMin3_HeaderMax8 | 3 | 5 | 15 | [11 empty] | INVALID
153 | 21 | 020-110-4P-10HP | NBS_020-110_4P_10HP_9.92_SS | 360.1978 | 360.1978 | 1080.5933 | 3 | 0 | 3 | B | NBS_EndSuction | 2.5 | 2 | 2.5 | 4 | BranchMin2.5_BranchMax4 | 3 | 3 | 3 | 8 | HeaderMin3_HeaderMax8 | 4 | 5 | 15
153 | 21 | 020-110-4P-10HP | NBS_020-110_4P_10HP_9.92_SS | 360.1978 | 360.1978 | 1080.5933 | 3 | 0 | 3 | B | NBS_EndSuction | 2.5 | 2 | 2.5 | 4 | BranchMin2.5_BranchMax4 | 3 | 3 | 3 | 8 | HeaderMin3_HeaderMax8 | 5 | 5 | 15
153 | 21 | 020-110-4P-10HP | NBS_020-110_4P_10HP_9.92_SS | 360.1978 | 360.1978 | 1080.5933 | 3 | 0 | 3 | B | NBS_EndSuction | 2.5 | 2 | 2.5 | 4 | BranchMin2.5_BranchMax4 | 3 | 3 | 3 | 8 | HeaderMin3_HeaderMax8 | 6 | 5 | 15
153 | 21 | 020-110-4P-10HP | NBS_020-110_4P_10HP_9.92_SS | 360.1978 | 360.1978 | 1080.5933 | 3 | 0 | 3 | B | NBS_EndSuction | 2.5 | 2 | 2.5 | 4 | BranchMin2.5_BranchMax4 | 3 | 3 | 3 | 8 | HeaderMin3_HeaderMax8 | 8 | 5 | 15
153 | 21 | 020-110-4P-10HP | NBS_020-110_4P_10HP_9.92_SS | 360.1978 | 360.1978 | 1080.5933 | 3 | 0 | 3 | B | NBS_EndSuction | 2.5 | 2 | 2.5 | 4 | BranchMin2.5_BranchMax4 | 4 | 3 | 3 | 8 | HeaderMin3_HeaderMax8 | 3 | 5 | 15 | [11 empty] | INVALID
153 | 21 | 020-110-4P-10HP | NBS_020-110_4P_10HP_9.92_SS | 360.1978 | 360.1978 | 1080.5933 | 3 | 0 | 3 | B | NBS_EndSuction | 2.5 | 2 | 2.5 | 4 | BranchMin2.5_BranchMax4 | 4 | 3 | 3 | 8 | HeaderMin3_HeaderMax8 | 4 | 5 | 15 | [11 empty] | INVALID
153 | 21 | 020-110-4P-10HP | NBS_020-110_4P_10HP_9.92_SS | 360.1978 | 360.1978 | 1080.5933 | 3 | 0 | 3 | B | NBS_EndSuction | 2.5 | 2 | 2.5 | 4 | BranchMin2.5_BranchMax4 | 4 | 3 | 3 | 8 | HeaderMin3_HeaderMax8 | 5 | 5 | 15
153 | 21 | 020-110-4P-10HP | NBS_020-110_4P_10HP_9.92_SS | 360.1978 | 360.1978 | 1080.5933 | 3 | 0 | 3 | B | NBS_EndSuction | 2.5 | 2 | 2.5 | 4 | BranchMin2.5_BranchMax4 | 4 | 3 | 3 | 8 | HeaderMin3_HeaderMax8 | 6 | 5 | 15
153 | 21 | 020-110-4P-10HP | NBS_020-110_4P_10HP_9.92_SS | 360.1978 | 360.1978 | 1080.5933 | 3 | 0 | 3 | B | NBS_EndSuction | 2.5 | 2 | 2.5 | 4 | BranchMin2.5_BranchMax4 | 4 | 3 | 3 | 8 | HeaderMin3_HeaderMax8 | 8 | 5 | 15
154 | 22 | 020-110-4P-15HP | NBS_020-110_4P_15HP_10.31_SS | 376.0572 | 376.0572 | 1128.1715 | 3 | 0 | 3 | B | NBS_EndSuction | 2.5 | 2 | 2.5 | 4 | BranchMin2.5_BranchMax4 | 2.5 | 3 | 3 | 8 | HeaderMin3_HeaderMax8 | 3 | 5 | 15
154 | 22 | 020-110-4P-15HP | NBS_020-110_4P_15HP_10.31_SS | 376.0572 | 376.0572 | 1128.1715 | 3 | 0 | 3 | B | NBS_EndSuction | 2.5 | 2 | 2.5 | 4 | BranchMin2.5_BranchMax4 | 2.5 | 3 | 3 | 8 | HeaderMin3_HeaderMax8 | 4 | 5 | 15
154 | 22 | 020-110-4P-15HP | NBS_020-110_4P_15HP_10.31_SS | 376.0572 | 376.0572 | 1128.1715 | 3 | 0 | 3 | B | NBS_EndSuction | 2.5 | 2 | 2.5 | 4 | BranchMin2.5_BranchMax4 | 2.5 | 3 | 3 | 8 | HeaderMin3_HeaderMax8 | 5 | 5 | 15
154 | 22 | 020-110-4P-15HP | NBS_020-110_4P_15HP_10.31_SS | 376.0572 | 376.0572 | 1128.1715 | 3 | 0 | 3 | B | NBS_EndSuction | 2.5 | 2 | 2.5 | 4 | BranchMin2.5_BranchMax4 | 2.5 | 3 | 3 | 8 | HeaderMin3_HeaderMax8 | 6 | 5 | 15
154 | 22 | 020-110-4P-15HP | NBS_020-110_4P_15HP_10.31_SS | 376.0572 | 376.0572 | 1128.1715 | 3 | 0 | 3 | B | NBS_EndSuction | 2.5 | 2 | 2.5 | 4 | BranchMin2.5_BranchMax4 | 2.5 | 3 | 3 | 8 | HeaderMin3_HeaderMax8 | 8 | 5 | 15
154 | 22 | 020-110-4P-15HP | NBS_020-110_4P_15HP_10.31_SS | 376.0572 | 376.0572 | 1128.1715 | 3 | 0 | 3 | B | NBS_EndSuction | 2.5 | 2 | 2.5 | 4 | BranchMin2.5_BranchMax4 | 3 | 3 | 3 | 8 | HeaderMin3_HeaderMax8 | 3 | 5 | 15 | [11 empty] | INVALID
154 | 22 | 020-110-4P-15HP | NBS_020-110_4P_15HP_10.31_SS | 376.0572 | 376.0572 | 1128.1715 | 3 | 0 | 3 | B | NBS_EndSuction | 2.5 | 2 | 2.5 | 4 | BranchMin2.5_BranchMax4 | 3 | 3 | 3 | 8 | HeaderMin3_HeaderMax8 | 4 | 5 | 15
154 | 22 | 020-110-4P-15HP | NBS_020-110_4P_15HP_10.31_SS | 376.0572 | 376.0572 | 1128.1715 | 3 | 0 | 3 | B | NBS_EndSuction | 2.5 | 2 | 2.5 | 4 | BranchMin2.5_BranchMax4 | 3 | 3 | 3 | 8 | HeaderMin3_HeaderMax8 | 5 | 5 | 15
154 | 22 | 020-110-4P-15HP | NBS_020-110_4P_15HP_10.31_SS | 376.0572 | 376.0572 | 1128.1715 | 3 | 0 | 3 | B | NBS_EndSuction | 2.5 | 2 | 2.5 | 4 | BranchMin2.5_BranchMax4 | 3 | 3 | 3 | 8 | HeaderMin3_HeaderMax8 | 6 | 5 | 15
154 | 22 | 020-110-4P-15HP | NBS_020-110_4P_15HP_10.31_SS | 376.0572 | 376.0572 | 1128.1715 | 3 | 0 | 3 | B | NBS_EndSuction | 2.5 | 2 | 2.5 | 4 | BranchMin2.5_BranchMax4 | 3 | 3 | 3 | 8 | HeaderMin3_HeaderMax8 | 8 | 5 | 15
154 | 22 | 020-110-4P-15HP | NBS_020-110_4P_15HP_10.31_SS | 376.0572 | 376.0572 | 1128.1715 | 3 | 0 | 3 | B | NBS_EndSuction | 2.5 | 2 | 2.5 | 4 | BranchMin2.5_BranchMax4 | 4 | 3 | 3 | 8 | HeaderMin3_HeaderMax8 | 3 | 5 | 15 | [11 empty] | INVALID
154 | 22 | 020-110-4P-15HP | NBS_020-110_4P_15HP_10.31_SS | 376.0572 | 376.0572 | 1128.1715 | 3 | 0 | 3 | B | NBS_EndSuction | 2.5 | 2 | 2.5 | 4 | BranchMin2.5_BranchMax4 | 4 | 3 | 3 | 8 | HeaderMin3_HeaderMax8 | 4 | 5 | 15 | [11 empty] | INVALID
154 | 22 | 020-110-4P-15HP | NBS_020-110_4P_15HP_10.31_SS | 376.0572 | 376.0572 | 1128.1715 | 3 | 0 | 3 | B | NBS_EndSuction | 2.5 | 2 | 2.5 | 4 | BranchMin2.5_BranchMax4 | 4 | 3 | 3 | 8 | HeaderMin3_HeaderMax8 | 5 | 5 | 15
154 | 22 | 020-110-4P-15HP | NBS_020-110_4P_15HP_10.31_SS | 376.0572 | 376.0572 | 1128.1715 | 3 | 0 | 3 | B | NBS_EndSuction | 2.5 | 2 | 2.5 | 4 | BranchMin2.5_BranchMax4 | 4 | 3 | 3 | 8 | HeaderMin3_HeaderMax8 | 6 | 5 | 15
154 | 22 | 020-110-4P-15HP | NBS_020-110_4P_15HP_10.31_SS | 376.0572 | 376.0572 | 1128.1715 | 3 | 0 | 3 | B | NBS_EndSuction | 2.5 | 2 | 2.5 | 4 | BranchMin2.5_BranchMax4 | 4 | 3 | 3 | 8 | HeaderMin3_HeaderMax8 | 8 | 5 | 15
155 | 23 | 020-135-4P-7pt5HP | NBS_020-135_4P_7.5HP_9.29_SS | 261.6739 | 261.6739 | 785.0216 | 3 | 0 | 3 | B | NBS_EndSuction | 3 | 2 | 3 | 4 | BranchMin3_BranchMax4 | 3 | 2 | 4 | 6 | HeaderMin4_HeaderMax6 | 4 | 3 | 6
155 | 23 | 020-135-4P-7pt5HP | NBS_020-135_4P_7.5HP_9.29_SS | 261.6739 | 261.6739 | 785.0216 | 3 | 0 | 3 | B | NBS_EndSuction | 3 | 2 | 3 | 4 | BranchMin3_BranchMax4 | 3 | 2 | 4 | 6 | HeaderMin4_HeaderMax6 | 5 | 3 | 6
155 | 23 | 020-135-4P-7pt5HP | NBS_020-135_4P_7.5HP_9.29_SS | 261.6739 | 261.6739 | 785.0216 | 3 | 0 | 3 | B | NBS_EndSuction | 3 | 2 | 3 | 4 | BranchMin3_BranchMax4 | 3 | 2 | 4 | 6 | HeaderMin4_HeaderMax6 | 6 | 3 | 6
155 | 23 | 020-135-4P-7pt5HP | NBS_020-135_4P_7.5HP_9.29_SS | 261.6739 | 261.6739 | 785.0216 | 3 | 0 | 3 | B | NBS_EndSuction | 3 | 2 | 3 | 4 | BranchMin3_BranchMax4 | 4 | 2 | 4 | 6 | HeaderMin4_HeaderMax6 | 4 | 3 | 6 | [11 empty] | INVALID
155 | 23 | 020-135-4P-7pt5HP | NBS_020-135_4P_7.5HP_9.29_SS | 261.6739 | 261.6739 | 785.0216 | 3 | 0 | 3 | B | NBS_EndSuction | 3 | 2 | 3 | 4 | BranchMin3_BranchMax4 | 4 | 2 | 4 | 6 | HeaderMin4_HeaderMax6 | 5 | 3 | 6
155 | 23 | 020-135-4P-7pt5HP | NBS_020-135_4P_7.5HP_9.29_SS | 261.6739 | 261.6739 | 785.0216 | 3 | 0 | 3 | B | NBS_EndSuction | 3 | 2 | 3 | 4 | BranchMin3_BranchMax4 | 4 | 2 | 4 | 6 | HeaderMin4_HeaderMax6 | 6 | 3 | 6
156 | 24 | 020-135-4P-10HP | NBS_020-135_4P_10HP_10.16_SS | 299.9456 | 299.9456 | 899.8369 | 3 | 0 | 3 | B | NBS_EndSuction | 3 | 2 | 3 | 4 | BranchMin3_BranchMax4 | 3 | 2 | 4 | 6 | HeaderMin4_HeaderMax6 | 4 | 3 | 6
156 | 24 | 020-135-4P-10HP | NBS_020-135_4P_10HP_10.16_SS | 299.9456 | 299.9456 | 899.8369 | 3 | 0 | 3 | B | NBS_EndSuction | 3 | 2 | 3 | 4 | BranchMin3_BranchMax4 | 3 | 2 | 4 | 6 | HeaderMin4_HeaderMax6 | 5 | 3 | 6
156 | 24 | 020-135-4P-10HP | NBS_020-135_4P_10HP_10.16_SS | 299.9456 | 299.9456 | 899.8369 | 3 | 0 | 3 | B | NBS_EndSuction | 3 | 2 | 3 | 4 | BranchMin3_BranchMax4 | 3 | 2 | 4 | 6 | HeaderMin4_HeaderMax6 | 6 | 3 | 6
156 | 24 | 020-135-4P-10HP | NBS_020-135_4P_10HP_10.16_SS | 299.9456 | 299.9456 | 899.8369 | 3 | 0 | 3 | B | NBS_EndSuction | 3 | 2 | 3 | 4 | BranchMin3_BranchMax4 | 4 | 2 | 4 | 6 | HeaderMin4_HeaderMax6 | 4 | 3 | 6 | [11 empty] | INVALID
156 | 24 | 020-135-4P-10HP | NBS_020-135_4P_10HP_10.16_SS | 299.9456 | 299.9456 | 899.8369 | 3 | 0 | 3 | B | NBS_EndSuction | 3 | 2 | 3 | 4 | BranchMin3_BranchMax4 | 4 | 2 | 4 | 6 | HeaderMin4_HeaderMax6 | 5 | 3 | 6
156 | 24 | 020-135-4P-10HP | NBS_020-135_4P_10HP_10.16_SS | 299.9456 | 299.9456 | 899.8369 | 3 | 0 | 3 | B | NBS_EndSuction | 3 | 2 | 3 | 4 | BranchMin3_BranchMax4 | 4 | 2 | 4 | 6 | HeaderMin4_HeaderMax6 | 6 | 3 | 6
157 | 25 | 020-135-4P-15HP | NBS_020-135_4P_15HP_11.42_SS | 365.149 | 365.149 | 1095.4471 | 3 | 0 | 3 | B | NBS_EndSuction | 3 | 2 | 3 | 4 | BranchMin3_BranchMax4 | 3 | 2 | 4 | 8 | HeaderMin4_HeaderMax8 | 4 | 4 | 8
157 | 25 | 020-135-4P-15HP | NBS_020-135_4P_15HP_11.42_SS | 365.149 | 365.149 | 1095.4471 | 3 | 0 | 3 | B | NBS_EndSuction | 3 | 2 | 3 | 4 | BranchMin3_BranchMax4 | 3 | 2 | 4 | 8 | HeaderMin4_HeaderMax8 | 5 | 4 | 8
157 | 25 | 020-135-4P-15HP | NBS_020-135_4P_15HP_11.42_SS | 365.149 | 365.149 | 1095.4471 | 3 | 0 | 3 | B | NBS_EndSuction | 3 | 2 | 3 | 4 | BranchMin3_BranchMax4 | 3 | 2 | 4 | 8 | HeaderMin4_HeaderMax8 | 6 | 4 | 8
157 | 25 | 020-135-4P-15HP | NBS_020-135_4P_15HP_11.42_SS | 365.149 | 365.149 | 1095.4471 | 3 | 0 | 3 | B | NBS_EndSuction | 3 | 2 | 3 | 4 | BranchMin3_BranchMax4 | 3 | 2 | 4 | 8 | HeaderMin4_HeaderMax8 | 8 | 4 | 8
157 | 25 | 020-135-4P-15HP | NBS_020-135_4P_15HP_11.42_SS | 365.149 | 365.149 | 1095.4471 | 3 | 0 | 3 | B | NBS_EndSuction | 3 | 2 | 3 | 4 | BranchMin3_BranchMax4 | 4 | 2 | 4 | 8 | HeaderMin4_HeaderMax8 | 4 | 4 | 8 | [11 empty] | INVALID
157 | 25 | 020-135-4P-15HP | NBS_020-135_4P_15HP_11.42_SS | 365.149 | 365.149 | 1095.4471 | 3 | 0 | 3 | B | NBS_EndSuction | 3 | 2 | 3 | 4 | BranchMin3_BranchMax4 | 4 | 2 | 4 | 8 | HeaderMin4_HeaderMax8 | 5 | 4 | 8
157 | 25 | 020-135-4P-15HP | NBS_020-135_4P_15HP_11.42_SS | 365.149 | 365.149 | 1095.4471 | 3 | 0 | 3 | B | NBS_EndSuction | 3 | 2 | 3 | 4 | BranchMin3_BranchMax4 | 4 | 2 | 4 | 8 | HeaderMin4_HeaderMax8 | 6 | 4 | 8
157 | 25 | 020-135-4P-15HP | NBS_020-135_4P_15HP_11.42_SS | 365.149 | 365.149 | 1095.4471 | 3 | 0 | 3 | B | NBS_EndSuction | 3 | 2 | 3 | 4 | BranchMin3_BranchMax4 | 4 | 2 | 4 | 8 | HeaderMin4_HeaderMax8 | 8 | 4 | 8
158 | 26 | 020-135-4P-20HP | NBS_020-135_4P_20HP_12.52_SS | 403.7936 | 403.7936 | 1211.3809 | 3 | 0 | 3 | B | NBS_EndSuction | 3 | 2 | 3 | 5 | BranchMin3_BranchMax5 | 3 | 3 | 4 | 8 | HeaderMin4_HeaderMax8 | 4 | 4 | 12
158 | 26 | 020-135-4P-20HP | NBS_020-135_4P_20HP_12.52_SS | 403.7936 | 403.7936 | 1211.3809 | 3 | 0 | 3 | B | NBS_EndSuction | 3 | 2 | 3 | 5 | BranchMin3_BranchMax5 | 3 | 3 | 4 | 8 | HeaderMin4_HeaderMax8 | 5 | 4 | 12
158 | 26 | 020-135-4P-20HP | NBS_020-135_4P_20HP_12.52_SS | 403.7936 | 403.7936 | 1211.3809 | 3 | 0 | 3 | B | NBS_EndSuction | 3 | 2 | 3 | 5 | BranchMin3_BranchMax5 | 3 | 3 | 4 | 8 | HeaderMin4_HeaderMax8 | 6 | 4 | 12
158 | 26 | 020-135-4P-20HP | NBS_020-135_4P_20HP_12.52_SS | 403.7936 | 403.7936 | 1211.3809 | 3 | 0 | 3 | B | NBS_EndSuction | 3 | 2 | 3 | 5 | BranchMin3_BranchMax5 | 3 | 3 | 4 | 8 | HeaderMin4_HeaderMax8 | 8 | 4 | 12
158 | 26 | 020-135-4P-20HP | NBS_020-135_4P_20HP_12.52_SS | 403.7936 | 403.7936 | 1211.3809 | 3 | 0 | 3 | B | NBS_EndSuction | 3 | 2 | 3 | 5 | BranchMin3_BranchMax5 | 4 | 3 | 4 | 8 | HeaderMin4_HeaderMax8 | 4 | 4 | 12 | [11 empty] | INVALID
158 | 26 | 020-135-4P-20HP | NBS_020-135_4P_20HP_12.52_SS | 403.7936 | 403.7936 | 1211.3809 | 3 | 0 | 3 | B | NBS_EndSuction | 3 | 2 | 3 | 5 | BranchMin3_BranchMax5 | 4 | 3 | 4 | 8 | HeaderMin4_HeaderMax8 | 5 | 4 | 12
158 | 26 | 020-135-4P-20HP | NBS_020-135_4P_20HP_12.52_SS | 403.7936 | 403.7936 | 1211.3809 | 3 | 0 | 3 | B | NBS_EndSuction | 3 | 2 | 3 | 5 | BranchMin3_BranchMax5 | 4 | 3 | 4 | 8 | HeaderMin4_HeaderMax8 | 6 | 4 | 12
158 | 26 | 020-135-4P-20HP | NBS_020-135_4P_20HP_12.52_SS | 403.7936 | 403.7936 | 1211.3809 | 3 | 0 | 3 | B | NBS_EndSuction | 3 | 2 | 3 | 5 | BranchMin3_BranchMax5 | 4 | 3 | 4 | 8 | HeaderMin4_HeaderMax8 | 8 | 4 | 12
158 | 26 | 020-135-4P-20HP | NBS_020-135_4P_20HP_12.52_SS | 403.7936 | 403.7936 | 1211.3809 | 3 | 0 | 3 | B | NBS_EndSuction | 3 | 2 | 3 | 5 | BranchMin3_BranchMax5 | 5 | 3 | 4 | 8 | HeaderMin4_HeaderMax8 | 4 | 4 | 12 | [11 empty] | INVALID
158 | 26 | 020-135-4P-20HP | NBS_020-135_4P_20HP_12.52_SS | 403.7936 | 403.7936 | 1211.3809 | 3 | 0 | 3 | B | NBS_EndSuction | 3 | 2 | 3 | 5 | BranchMin3_BranchMax5 | 5 | 3 | 4 | 8 | HeaderMin4_HeaderMax8 | 5 | 4 | 12 | [11 empty] | INVALID
158 | 26 | 020-135-4P-20HP | NBS_020-135_4P_20HP_12.52_SS | 403.7936 | 403.7936 | 1211.3809 | 3 | 0 | 3 | B | NBS_EndSuction | 3 | 2 | 3 | 5 | BranchMin3_BranchMax5 | 5 | 3 | 4 | 8 | HeaderMin4_HeaderMax8 | 6 | 4 | 12
158 | 26 | 020-135-4P-20HP | NBS_020-135_4P_20HP_12.52_SS | 403.7936 | 403.7936 | 1211.3809 | 3 | 0 | 3 | B | NBS_EndSuction | 3 | 2 | 3 | 5 | BranchMin3_BranchMax5 | 5 | 3 | 4 | 8 | HeaderMin4_HeaderMax8 | 8 | 4 | 12
159 | 27 | 020-135-4P-25HP | NBS_020-135_4P_25HP_13.31_SS | 402.7736 | 402.7736 | 1208.3209 | 3 | 0 | 3 | B | NBS_EndSuction | 3 | 2 | 3 | 5 | BranchMin3_BranchMax5 | 3 | 3 | 4 | 8 | HeaderMin4_HeaderMax8 | 4 | 4 | 12
159 | 27 | 020-135-4P-25HP | NBS_020-135_4P_25HP_13.31_SS | 402.7736 | 402.7736 | 1208.3209 | 3 | 0 | 3 | B | NBS_EndSuction | 3 | 2 | 3 | 5 | BranchMin3_BranchMax5 | 3 | 3 | 4 | 8 | HeaderMin4_HeaderMax8 | 5 | 4 | 12
159 | 27 | 020-135-4P-25HP | NBS_020-135_4P_25HP_13.31_SS | 402.7736 | 402.7736 | 1208.3209 | 3 | 0 | 3 | B | NBS_EndSuction | 3 | 2 | 3 | 5 | BranchMin3_BranchMax5 | 3 | 3 | 4 | 8 | HeaderMin4_HeaderMax8 | 6 | 4 | 12
159 | 27 | 020-135-4P-25HP | NBS_020-135_4P_25HP_13.31_SS | 402.7736 | 402.7736 | 1208.3209 | 3 | 0 | 3 | B | NBS_EndSuction | 3 | 2 | 3 | 5 | BranchMin3_BranchMax5 | 3 | 3 | 4 | 8 | HeaderMin4_HeaderMax8 | 8 | 4 | 12
159 | 27 | 020-135-4P-25HP | NBS_020-135_4P_25HP_13.31_SS | 402.7736 | 402.7736 | 1208.3209 | 3 | 0 | 3 | B | NBS_EndSuction | 3 | 2 | 3 | 5 | BranchMin3_BranchMax5 | 4 | 3 | 4 | 8 | HeaderMin4_HeaderMax8 | 4 | 4 | 12 | [11 empty] | INVALID
159 | 27 | 020-135-4P-25HP | NBS_020-135_4P_25HP_13.31_SS | 402.7736 | 402.7736 | 1208.3209 | 3 | 0 | 3 | B | NBS_EndSuction | 3 | 2 | 3 | 5 | BranchMin3_BranchMax5 | 4 | 3 | 4 | 8 | HeaderMin4_HeaderMax8 | 5 | 4 | 12
159 | 27 | 020-135-4P-25HP | NBS_020-135_4P_25HP_13.31_SS | 402.7736 | 402.7736 | 1208.3209 | 3 | 0 | 3 | B | NBS_EndSuction | 3 | 2 | 3 | 5 | BranchMin3_BranchMax5 | 4 | 3 | 4 | 8 | HeaderMin4_HeaderMax8 | 6 | 4 | 12
159 | 27 | 020-135-4P-25HP | NBS_020-135_4P_25HP_13.31_SS | 402.7736 | 402.7736 | 1208.3209 | 3 | 0 | 3 | B | NBS_EndSuction | 3 | 2 | 3 | 5 | BranchMin3_BranchMax5 | 4 | 3 | 4 | 8 | HeaderMin4_HeaderMax8 | 8 | 4 | 12
159 | 27 | 020-135-4P-25HP | NBS_020-135_4P_25HP_13.31_SS | 402.7736 | 402.7736 | 1208.3209 | 3 | 0 | 3 | B | NBS_EndSuction | 3 | 2 | 3 | 5 | BranchMin3_BranchMax5 | 5 | 3 | 4 | 8 | HeaderMin4_HeaderMax8 | 4 | 4 | 12 | [11 empty] | INVALID
159 | 27 | 020-135-4P-25HP | NBS_020-135_4P_25HP_13.31_SS | 402.7736 | 402.7736 | 1208.3209 | 3 | 0 | 3 | B | NBS_EndSuction | 3 | 2 | 3 | 5 | BranchMin3_BranchMax5 | 5 | 3 | 4 | 8 | HeaderMin4_HeaderMax8 | 5 | 4 | 12 | [11 empty] | INVALID
159 | 27 | 020-135-4P-25HP | NBS_020-135_4P_25HP_13.31_SS | 402.7736 | 402.7736 | 1208.3209 | 3 | 0 | 3 | B | NBS_EndSuction | 3 | 2 | 3 | 5 | BranchMin3_BranchMax5 | 5 | 3 | 4 | 8 | HeaderMin4_HeaderMax8 | 6 | 4 | 12
159 | 27 | 020-135-4P-25HP | NBS_020-135_4P_25HP_13.31_SS | 402.7736 | 402.7736 | 1208.3209 | 3 | 0 | 3 | B | NBS_EndSuction | 3 | 2 | 3 | 5 | BranchMin3_BranchMax5 | 5 | 3 | 4 | 8 | HeaderMin4_HeaderMax8 | 8 | 4 | 12
160 | 28 | 025-070-4P-1HP | NBS_025-070_4P_1HP_4.65_SS | 183.5282 | 183.5282 | 550.5845 | 3 | 0 | 3 | B | NBS_EndSuction | 2.5 | 2 | 2.5 | 3 | BranchMin2.5_BranchMax3 | 2.5 | 2 | 3 | 5 | HeaderMin3_HeaderMax5 | 3 | 3 | 6
160 | 28 | 025-070-4P-1HP | NBS_025-070_4P_1HP_4.65_SS | 183.5282 | 183.5282 | 550.5845 | 3 | 0 | 3 | B | NBS_EndSuction | 2.5 | 2 | 2.5 | 3 | BranchMin2.5_BranchMax3 | 2.5 | 2 | 3 | 5 | HeaderMin3_HeaderMax5 | 4 | 3 | 6
160 | 28 | 025-070-4P-1HP | NBS_025-070_4P_1HP_4.65_SS | 183.5282 | 183.5282 | 550.5845 | 3 | 0 | 3 | B | NBS_EndSuction | 2.5 | 2 | 2.5 | 3 | BranchMin2.5_BranchMax3 | 2.5 | 2 | 3 | 5 | HeaderMin3_HeaderMax5 | 5 | 3 | 6
160 | 28 | 025-070-4P-1HP | NBS_025-070_4P_1HP_4.65_SS | 183.5282 | 183.5282 | 550.5845 | 3 | 0 | 3 | B | NBS_EndSuction | 2.5 | 2 | 2.5 | 3 | BranchMin2.5_BranchMax3 | 3 | 2 | 3 | 5 | HeaderMin3_HeaderMax5 | 3 | 3 | 6 | [11 empty] | INVALID
160 | 28 | 025-070-4P-1HP | NBS_025-070_4P_1HP_4.65_SS | 183.5282 | 183.5282 | 550.5845 | 3 | 0 | 3 | B | NBS_EndSuction | 2.5 | 2 | 2.5 | 3 | BranchMin2.5_BranchMax3 | 3 | 2 | 3 | 5 | HeaderMin3_HeaderMax5 | 4 | 3 | 6
160 | 28 | 025-070-4P-1HP | NBS_025-070_4P_1HP_4.65_SS | 183.5282 | 183.5282 | 550.5845 | 3 | 0 | 3 | B | NBS_EndSuction | 2.5 | 2 | 2.5 | 3 | BranchMin2.5_BranchMax3 | 3 | 2 | 3 | 5 | HeaderMin3_HeaderMax5 | 5 | 3 | 6
161 | 29 | 025-070-4P-1pt5HP | NBS_025-070_4P_1.5HP_5.28_SS | 235.9056 | 235.9056 | 707.7169 | 3 | 0 | 3 | B | NBS_EndSuction | 2.5 | 2 | 2.5 | 4 | BranchMin2.5_BranchMax4 | 2.5 | 3 | 3 | 6 | HeaderMin3_HeaderMax6 | 3 | 4 | 12
161 | 29 | 025-070-4P-1pt5HP | NBS_025-070_4P_1.5HP_5.28_SS | 235.9056 | 235.9056 | 707.7169 | 3 | 0 | 3 | B | NBS_EndSuction | 2.5 | 2 | 2.5 | 4 | BranchMin2.5_BranchMax4 | 2.5 | 3 | 3 | 6 | HeaderMin3_HeaderMax6 | 4 | 4 | 12
161 | 29 | 025-070-4P-1pt5HP | NBS_025-070_4P_1.5HP_5.28_SS | 235.9056 | 235.9056 | 707.7169 | 3 | 0 | 3 | B | NBS_EndSuction | 2.5 | 2 | 2.5 | 4 | BranchMin2.5_BranchMax4 | 2.5 | 3 | 3 | 6 | HeaderMin3_HeaderMax6 | 5 | 4 | 12
161 | 29 | 025-070-4P-1pt5HP | NBS_025-070_4P_1.5HP_5.28_SS | 235.9056 | 235.9056 | 707.7169 | 3 | 0 | 3 | B | NBS_EndSuction | 2.5 | 2 | 2.5 | 4 | BranchMin2.5_BranchMax4 | 2.5 | 3 | 3 | 6 | HeaderMin3_HeaderMax6 | 6 | 4 | 12
161 | 29 | 025-070-4P-1pt5HP | NBS_025-070_4P_1.5HP_5.28_SS | 235.9056 | 235.9056 | 707.7169 | 3 | 0 | 3 | B | NBS_EndSuction | 2.5 | 2 | 2.5 | 4 | BranchMin2.5_BranchMax4 | 3 | 3 | 3 | 6 | HeaderMin3_HeaderMax6 | 3 | 4 | 12 | [11 empty] | INVALID
161 | 29 | 025-070-4P-1pt5HP | NBS_025-070_4P_1.5HP_5.28_SS | 235.9056 | 235.9056 | 707.7169 | 3 | 0 | 3 | B | NBS_EndSuction | 2.5 | 2 | 2.5 | 4 | BranchMin2.5_BranchMax4 | 3 | 3 | 3 | 6 | HeaderMin3_HeaderMax6 | 4 | 4 | 12
161 | 29 | 025-070-4P-1pt5HP | NBS_025-070_4P_1.5HP_5.28_SS | 235.9056 | 235.9056 | 707.7169 | 3 | 0 | 3 | B | NBS_EndSuction | 2.5 | 2 | 2.5 | 4 | BranchMin2.5_BranchMax4 | 3 | 3 | 3 | 6 | HeaderMin3_HeaderMax6 | 5 | 4 | 12
161 | 29 | 025-070-4P-1pt5HP | NBS_025-070_4P_1.5HP_5.28_SS | 235.9056 | 235.9056 | 707.7169 | 3 | 0 | 3 | B | NBS_EndSuction | 2.5 | 2 | 2.5 | 4 | BranchMin2.5_BranchMax4 | 3 | 3 | 3 | 6 | HeaderMin3_HeaderMax6 | 6 | 4 | 12
161 | 29 | 025-070-4P-1pt5HP | NBS_025-070_4P_1.5HP_5.28_SS | 235.9056 | 235.9056 | 707.7169 | 3 | 0 | 3 | B | NBS_EndSuction | 2.5 | 2 | 2.5 | 4 | BranchMin2.5_BranchMax4 | 4 | 3 | 3 | 6 | HeaderMin3_HeaderMax6 | 3 | 4 | 12 | [11 empty] | INVALID
161 | 29 | 025-070-4P-1pt5HP | NBS_025-070_4P_1.5HP_5.28_SS | 235.9056 | 235.9056 | 707.7169 | 3 | 0 | 3 | B | NBS_EndSuction | 2.5 | 2 | 2.5 | 4 | BranchMin2.5_BranchMax4 | 4 | 3 | 3 | 6 | HeaderMin3_HeaderMax6 | 4 | 4 | 12 | [11 empty] | INVALID
161 | 29 | 025-070-4P-1pt5HP | NBS_025-070_4P_1.5HP_5.28_SS | 235.9056 | 235.9056 | 707.7169 | 3 | 0 | 3 | B | NBS_EndSuction | 2.5 | 2 | 2.5 | 4 | BranchMin2.5_BranchMax4 | 4 | 3 | 3 | 6 | HeaderMin3_HeaderMax6 | 5 | 4 | 12
161 | 29 | 025-070-4P-1pt5HP | NBS_025-070_4P_1.5HP_5.28_SS | 235.9056 | 235.9056 | 707.7169 | 3 | 0 | 3 | B | NBS_EndSuction | 2.5 | 2 | 2.5 | 4 | BranchMin2.5_BranchMax4 | 4 | 3 | 3 | 6 | HeaderMin3_HeaderMax6 | 6 | 4 | 12
162 | 30 | 025-070-4P-2HP | NBS_025-070_4P_2HP_5.83_SS | 254.5738 | 254.5738 | 763.7214 | 3 | 0 | 3 | B | NBS_EndSuction | 2.5 | 2 | 2.5 | 4 | BranchMin2.5_BranchMax4 | 2.5 | 3 | 3 | 6 | HeaderMin3_HeaderMax6 | 3 | 4 | 12
162 | 30 | 025-070-4P-2HP | NBS_025-070_4P_2HP_5.83_SS | 254.5738 | 254.5738 | 763.7214 | 3 | 0 | 3 | B | NBS_EndSuction | 2.5 | 2 | 2.5 | 4 | BranchMin2.5_BranchMax4 | 2.5 | 3 | 3 | 6 | HeaderMin3_HeaderMax6 | 4 | 4 | 12
162 | 30 | 025-070-4P-2HP | NBS_025-070_4P_2HP_5.83_SS | 254.5738 | 254.5738 | 763.7214 | 3 | 0 | 3 | B | NBS_EndSuction | 2.5 | 2 | 2.5 | 4 | BranchMin2.5_BranchMax4 | 2.5 | 3 | 3 | 6 | HeaderMin3_HeaderMax6 | 5 | 4 | 12
162 | 30 | 025-070-4P-2HP | NBS_025-070_4P_2HP_5.83_SS | 254.5738 | 254.5738 | 763.7214 | 3 | 0 | 3 | B | NBS_EndSuction | 2.5 | 2 | 2.5 | 4 | BranchMin2.5_BranchMax4 | 2.5 | 3 | 3 | 6 | HeaderMin3_HeaderMax6 | 6 | 4 | 12
162 | 30 | 025-070-4P-2HP | NBS_025-070_4P_2HP_5.83_SS | 254.5738 | 254.5738 | 763.7214 | 3 | 0 | 3 | B | NBS_EndSuction | 2.5 | 2 | 2.5 | 4 | BranchMin2.5_BranchMax4 | 3 | 3 | 3 | 6 | HeaderMin3_HeaderMax6 | 3 | 4 | 12 | [11 empty] | INVALID
162 | 30 | 025-070-4P-2HP | NBS_025-070_4P_2HP_5.83_SS | 254.5738 | 254.5738 | 763.7214 | 3 | 0 | 3 | B | NBS_EndSuction | 2.5 | 2 | 2.5 | 4 | BranchMin2.5_BranchMax4 | 3 | 3 | 3 | 6 | HeaderMin3_HeaderMax6 | 4 | 4 | 12
162 | 30 | 025-070-4P-2HP | NBS_025-070_4P_2HP_5.83_SS | 254.5738 | 254.5738 | 763.7214 | 3 | 0 | 3 | B | NBS_EndSuction | 2.5 | 2 | 2.5 | 4 | BranchMin2.5_BranchMax4 | 3 | 3 | 3 | 6 | HeaderMin3_HeaderMax6 | 5 | 4 | 12
162 | 30 | 025-070-4P-2HP | NBS_025-070_4P_2HP_5.83_SS | 254.5738 | 254.5738 | 763.7214 | 3 | 0 | 3 | B | NBS_EndSuction | 2.5 | 2 | 2.5 | 4 | BranchMin2.5_BranchMax4 | 3 | 3 | 3 | 6 | HeaderMin3_HeaderMax6 | 6 | 4 | 12
162 | 30 | 025-070-4P-2HP | NBS_025-070_4P_2HP_5.83_SS | 254.5738 | 254.5738 | 763.7214 | 3 | 0 | 3 | B | NBS_EndSuction | 2.5 | 2 | 2.5 | 4 | BranchMin2.5_BranchMax4 | 4 | 3 | 3 | 6 | HeaderMin3_HeaderMax6 | 3 | 4 | 12 | [11 empty] | INVALID
162 | 30 | 025-070-4P-2HP | NBS_025-070_4P_2HP_5.83_SS | 254.5738 | 254.5738 | 763.7214 | 3 | 0 | 3 | B | NBS_EndSuction | 2.5 | 2 | 2.5 | 4 | BranchMin2.5_BranchMax4 | 4 | 3 | 3 | 6 | HeaderMin3_HeaderMax6 | 4 | 4 | 12 | [11 empty] | INVALID
162 | 30 | 025-070-4P-2HP | NBS_025-070_4P_2HP_5.83_SS | 254.5738 | 254.5738 | 763.7214 | 3 | 0 | 3 | B | NBS_EndSuction | 2.5 | 2 | 2.5 | 4 | BranchMin2.5_BranchMax4 | 4 | 3 | 3 | 6 | HeaderMin3_HeaderMax6 | 5 | 4 | 12
162 | 30 | 025-070-4P-2HP | NBS_025-070_4P_2HP_5.83_SS | 254.5738 | 254.5738 | 763.7214 | 3 | 0 | 3 | B | NBS_EndSuction | 2.5 | 2 | 2.5 | 4 | BranchMin2.5_BranchMax4 | 4 | 3 | 3 | 6 | HeaderMin3_HeaderMax6 | 6 | 4 | 12
163 | 31 | 025-070-4P-3HP | NBS_025-070_4P_3HP_6.61_SS | 278.649 | 278.649 | 835.9471 | 3 | 0 | 3 | B | NBS_EndSuction | 2.5 | 2 | 2.5 | 4 | BranchMin2.5_BranchMax4 | 2.5 | 3 | 3 | 6 | HeaderMin3_HeaderMax6 | 3 | 4 | 12
163 | 31 | 025-070-4P-3HP | NBS_025-070_4P_3HP_6.61_SS | 278.649 | 278.649 | 835.9471 | 3 | 0 | 3 | B | NBS_EndSuction | 2.5 | 2 | 2.5 | 4 | BranchMin2.5_BranchMax4 | 2.5 | 3 | 3 | 6 | HeaderMin3_HeaderMax6 | 4 | 4 | 12
163 | 31 | 025-070-4P-3HP | NBS_025-070_4P_3HP_6.61_SS | 278.649 | 278.649 | 835.9471 | 3 | 0 | 3 | B | NBS_EndSuction | 2.5 | 2 | 2.5 | 4 | BranchMin2.5_BranchMax4 | 2.5 | 3 | 3 | 6 | HeaderMin3_HeaderMax6 | 5 | 4 | 12
163 | 31 | 025-070-4P-3HP | NBS_025-070_4P_3HP_6.61_SS | 278.649 | 278.649 | 835.9471 | 3 | 0 | 3 | B | NBS_EndSuction | 2.5 | 2 | 2.5 | 4 | BranchMin2.5_BranchMax4 | 2.5 | 3 | 3 | 6 | HeaderMin3_HeaderMax6 | 6 | 4 | 12
163 | 31 | 025-070-4P-3HP | NBS_025-070_4P_3HP_6.61_SS | 278.649 | 278.649 | 835.9471 | 3 | 0 | 3 | B | NBS_EndSuction | 2.5 | 2 | 2.5 | 4 | BranchMin2.5_BranchMax4 | 3 | 3 | 3 | 6 | HeaderMin3_HeaderMax6 | 3 | 4 | 12 | [11 empty] | INVALID
163 | 31 | 025-070-4P-3HP | NBS_025-070_4P_3HP_6.61_SS | 278.649 | 278.649 | 835.9471 | 3 | 0 | 3 | B | NBS_EndSuction | 2.5 | 2 | 2.5 | 4 | BranchMin2.5_BranchMax4 | 3 | 3 | 3 | 6 | HeaderMin3_HeaderMax6 | 4 | 4 | 12
163 | 31 | 025-070-4P-3HP | NBS_025-070_4P_3HP_6.61_SS | 278.649 | 278.649 | 835.9471 | 3 | 0 | 3 | B | NBS_EndSuction | 2.5 | 2 | 2.5 | 4 | BranchMin2.5_BranchMax4 | 3 | 3 | 3 | 6 | HeaderMin3_HeaderMax6 | 5 | 4 | 12
163 | 31 | 025-070-4P-3HP | NBS_025-070_4P_3HP_6.61_SS | 278.649 | 278.649 | 835.9471 | 3 | 0 | 3 | B | NBS_EndSuction | 2.5 | 2 | 2.5 | 4 | BranchMin2.5_BranchMax4 | 3 | 3 | 3 | 6 | HeaderMin3_HeaderMax6 | 6 | 4 | 12
163 | 31 | 025-070-4P-3HP | NBS_025-070_4P_3HP_6.61_SS | 278.649 | 278.649 | 835.9471 | 3 | 0 | 3 | B | NBS_EndSuction | 2.5 | 2 | 2.5 | 4 | BranchMin2.5_BranchMax4 | 4 | 3 | 3 | 6 | HeaderMin3_HeaderMax6 | 3 | 4 | 12 | [11 empty] | INVALID
163 | 31 | 025-070-4P-3HP | NBS_025-070_4P_3HP_6.61_SS | 278.649 | 278.649 | 835.9471 | 3 | 0 | 3 | B | NBS_EndSuction | 2.5 | 2 | 2.5 | 4 | BranchMin2.5_BranchMax4 | 4 | 3 | 3 | 6 | HeaderMin3_HeaderMax6 | 4 | 4 | 12 | [11 empty] | INVALID
163 | 31 | 025-070-4P-3HP | NBS_025-070_4P_3HP_6.61_SS | 278.649 | 278.649 | 835.9471 | 3 | 0 | 3 | B | NBS_EndSuction | 2.5 | 2 | 2.5 | 4 | BranchMin2.5_BranchMax4 | 4 | 3 | 3 | 6 | HeaderMin3_HeaderMax6 | 5 | 4 | 12
163 | 31 | 025-070-4P-3HP | NBS_025-070_4P_3HP_6.61_SS | 278.649 | 278.649 | 835.9471 | 3 | 0 | 3 | B | NBS_EndSuction | 2.5 | 2 | 2.5 | 4 | BranchMin2.5_BranchMax4 | 4 | 3 | 3 | 6 | HeaderMin3_HeaderMax6 | 6 | 4 | 12
164 | 32 | 025-070-4P-5HP | NBS_025-070_4P_5HP_6.77_SS | 302.5651 | 302.5651 | 907.6952 | 3 | 0 | 3 | B | NBS_EndSuction | 2.5 | 2 | 2.5 | 4 | BranchMin2.5_BranchMax4 | 2.5 | 3 | 3 | 6 | HeaderMin3_HeaderMax6 | 3 | 4 | 12
164 | 32 | 025-070-4P-5HP | NBS_025-070_4P_5HP_6.77_SS | 302.5651 | 302.5651 | 907.6952 | 3 | 0 | 3 | B | NBS_EndSuction | 2.5 | 2 | 2.5 | 4 | BranchMin2.5_BranchMax4 | 2.5 | 3 | 3 | 6 | HeaderMin3_HeaderMax6 | 4 | 4 | 12
164 | 32 | 025-070-4P-5HP | NBS_025-070_4P_5HP_6.77_SS | 302.5651 | 302.5651 | 907.6952 | 3 | 0 | 3 | B | NBS_EndSuction | 2.5 | 2 | 2.5 | 4 | BranchMin2.5_BranchMax4 | 2.5 | 3 | 3 | 6 | HeaderMin3_HeaderMax6 | 5 | 4 | 12
164 | 32 | 025-070-4P-5HP | NBS_025-070_4P_5HP_6.77_SS | 302.5651 | 302.5651 | 907.6952 | 3 | 0 | 3 | B | NBS_EndSuction | 2.5 | 2 | 2.5 | 4 | BranchMin2.5_BranchMax4 | 2.5 | 3 | 3 | 6 | HeaderMin3_HeaderMax6 | 6 | 4 | 12
164 | 32 | 025-070-4P-5HP | NBS_025-070_4P_5HP_6.77_SS | 302.5651 | 302.5651 | 907.6952 | 3 | 0 | 3 | B | NBS_EndSuction | 2.5 | 2 | 2.5 | 4 | BranchMin2.5_BranchMax4 | 3 | 3 | 3 | 6 | HeaderMin3_HeaderMax6 | 3 | 4 | 12 | [11 empty] | INVALID
164 | 32 | 025-070-4P-5HP | NBS_025-070_4P_5HP_6.77_SS | 302.5651 | 302.5651 | 907.6952 | 3 | 0 | 3 | B | NBS_EndSuction | 2.5 | 2 | 2.5 | 4 | BranchMin2.5_BranchMax4 | 3 | 3 | 3 | 6 | HeaderMin3_HeaderMax6 | 4 | 4 | 12
164 | 32 | 025-070-4P-5HP | NBS_025-070_4P_5HP_6.77_SS | 302.5651 | 302.5651 | 907.6952 | 3 | 0 | 3 | B | NBS_EndSuction | 2.5 | 2 | 2.5 | 4 | BranchMin2.5_BranchMax4 | 3 | 3 | 3 | 6 | HeaderMin3_HeaderMax6 | 5 | 4 | 12
164 | 32 | 025-070-4P-5HP | NBS_025-070_4P_5HP_6.77_SS | 302.5651 | 302.5651 | 907.6952 | 3 | 0 | 3 | B | NBS_EndSuction | 2.5 | 2 | 2.5 | 4 | BranchMin2.5_BranchMax4 | 3 | 3 | 3 | 6 | HeaderMin3_HeaderMax6 | 6 | 4 | 12
164 | 32 | 025-070-4P-5HP | NBS_025-070_4P_5HP_6.77_SS | 302.5651 | 302.5651 | 907.6952 | 3 | 0 | 3 | B | NBS_EndSuction | 2.5 | 2 | 2.5 | 4 | BranchMin2.5_BranchMax4 | 4 | 3 | 3 | 6 | HeaderMin3_HeaderMax6 | 3 | 4 | 12 | [11 empty] | INVALID
164 | 32 | 025-070-4P-5HP | NBS_025-070_4P_5HP_6.77_SS | 302.5651 | 302.5651 | 907.6952 | 3 | 0 | 3 | B | NBS_EndSuction | 2.5 | 2 | 2.5 | 4 | BranchMin2.5_BranchMax4 | 4 | 3 | 3 | 6 | HeaderMin3_HeaderMax6 | 4 | 4 | 12 | [11 empty] | INVALID
164 | 32 | 025-070-4P-5HP | NBS_025-070_4P_5HP_6.77_SS | 302.5651 | 302.5651 | 907.6952 | 3 | 0 | 3 | B | NBS_EndSuction | 2.5 | 2 | 2.5 | 4 | BranchMin2.5_BranchMax4 | 4 | 3 | 3 | 6 | HeaderMin3_HeaderMax6 | 5 | 4 | 12
164 | 32 | 025-070-4P-5HP | NBS_025-070_4P_5HP_6.77_SS | 302.5651 | 302.5651 | 907.6952 | 3 | 0 | 3 | B | NBS_EndSuction | 2.5 | 2 | 2.5 | 4 | BranchMin2.5_BranchMax4 | 4 | 3 | 3 | 6 | HeaderMin3_HeaderMax6 | 6 | 4 | 12
165 | 33 | 025-095-4P-3HP | NBS_025-095_4P_3HP_5.98_SS | 278.138 | 278.138 | 834.4139 | 3 | 0 | 3 | B | NBS_EndSuction | 3 | 2.5 | 3 | 4 | BranchMin3_BranchMax4 | 3 | 2 | 4 | 6 | HeaderMin4_HeaderMax6 | 4 | 3 | 6
165 | 33 | 025-095-4P-3HP | NBS_025-095_4P_3HP_5.98_SS | 278.138 | 278.138 | 834.4139 | 3 | 0 | 3 | B | NBS_EndSuction | 3 | 2.5 | 3 | 4 | BranchMin3_BranchMax4 | 3 | 2 | 4 | 6 | HeaderMin4_HeaderMax6 | 5 | 3 | 6
165 | 33 | 025-095-4P-3HP | NBS_025-095_4P_3HP_5.98_SS | 278.138 | 278.138 | 834.4139 | 3 | 0 | 3 | B | NBS_EndSuction | 3 | 2.5 | 3 | 4 | BranchMin3_BranchMax4 | 3 | 2 | 4 | 6 | HeaderMin4_HeaderMax6 | 6 | 3 | 6
165 | 33 | 025-095-4P-3HP | NBS_025-095_4P_3HP_5.98_SS | 278.138 | 278.138 | 834.4139 | 3 | 0 | 3 | B | NBS_EndSuction | 3 | 2.5 | 3 | 4 | BranchMin3_BranchMax4 | 4 | 2 | 4 | 6 | HeaderMin4_HeaderMax6 | 4 | 3 | 6 | [11 empty] | INVALID
165 | 33 | 025-095-4P-3HP | NBS_025-095_4P_3HP_5.98_SS | 278.138 | 278.138 | 834.4139 | 3 | 0 | 3 | B | NBS_EndSuction | 3 | 2.5 | 3 | 4 | BranchMin3_BranchMax4 | 4 | 2 | 4 | 6 | HeaderMin4_HeaderMax6 | 5 | 3 | 6
165 | 33 | 025-095-4P-3HP | NBS_025-095_4P_3HP_5.98_SS | 278.138 | 278.138 | 834.4139 | 3 | 0 | 3 | B | NBS_EndSuction | 3 | 2.5 | 3 | 4 | BranchMin3_BranchMax4 | 4 | 2 | 4 | 6 | HeaderMin4_HeaderMax6 | 6 | 3 | 6
166 | 34 | 025-095-4P-5HP | NBS_025-095_4P_5HP_7.17_SS | 343.952 | 343.952 | 1031.8561 | 3 | 0 | 3 | B | NBS_EndSuction | 3 | 2.5 | 3 | 4 | BranchMin3_BranchMax4 | 3 | 2 | 4 | 8 | HeaderMin4_HeaderMax8 | 4 | 4 | 8
166 | 34 | 025-095-4P-5HP | NBS_025-095_4P_5HP_7.17_SS | 343.952 | 343.952 | 1031.8561 | 3 | 0 | 3 | B | NBS_EndSuction | 3 | 2.5 | 3 | 4 | BranchMin3_BranchMax4 | 3 | 2 | 4 | 8 | HeaderMin4_HeaderMax8 | 5 | 4 | 8
166 | 34 | 025-095-4P-5HP | NBS_025-095_4P_5HP_7.17_SS | 343.952 | 343.952 | 1031.8561 | 3 | 0 | 3 | B | NBS_EndSuction | 3 | 2.5 | 3 | 4 | BranchMin3_BranchMax4 | 3 | 2 | 4 | 8 | HeaderMin4_HeaderMax8 | 6 | 4 | 8
166 | 34 | 025-095-4P-5HP | NBS_025-095_4P_5HP_7.17_SS | 343.952 | 343.952 | 1031.8561 | 3 | 0 | 3 | B | NBS_EndSuction | 3 | 2.5 | 3 | 4 | BranchMin3_BranchMax4 | 3 | 2 | 4 | 8 | HeaderMin4_HeaderMax8 | 8 | 4 | 8
166 | 34 | 025-095-4P-5HP | NBS_025-095_4P_5HP_7.17_SS | 343.952 | 343.952 | 1031.8561 | 3 | 0 | 3 | B | NBS_EndSuction | 3 | 2.5 | 3 | 4 | BranchMin3_BranchMax4 | 4 | 2 | 4 | 8 | HeaderMin4_HeaderMax8 | 4 | 4 | 8 | [11 empty] | INVALID
166 | 34 | 025-095-4P-5HP | NBS_025-095_4P_5HP_7.17_SS | 343.952 | 343.952 | 1031.8561 | 3 | 0 | 3 | B | NBS_EndSuction | 3 | 2.5 | 3 | 4 | BranchMin3_BranchMax4 | 4 | 2 | 4 | 8 | HeaderMin4_HeaderMax8 | 5 | 4 | 8
166 | 34 | 025-095-4P-5HP | NBS_025-095_4P_5HP_7.17_SS | 343.952 | 343.952 | 1031.8561 | 3 | 0 | 3 | B | NBS_EndSuction | 3 | 2.5 | 3 | 4 | BranchMin3_BranchMax4 | 4 | 2 | 4 | 8 | HeaderMin4_HeaderMax8 | 6 | 4 | 8
166 | 34 | 025-095-4P-5HP | NBS_025-095_4P_5HP_7.17_SS | 343.952 | 343.952 | 1031.8561 | 3 | 0 | 3 | B | NBS_EndSuction | 3 | 2.5 | 3 | 4 | BranchMin3_BranchMax4 | 4 | 2 | 4 | 8 | HeaderMin4_HeaderMax8 | 8 | 4 | 8
167 | 35 | 025-095-4P-7pt5HP | NBS_025-095_4P_7.5HP_8.43_SS | 398.9817 | 398.9817 | 1196.9451 | 3 | 0 | 3 | B | NBS_EndSuction | 3 | 2.5 | 3 | 4 | BranchMin3_BranchMax4 | 3 | 2 | 4 | 8 | HeaderMin4_HeaderMax8 | 4 | 4 | 8
167 | 35 | 025-095-4P-7pt5HP | NBS_025-095_4P_7.5HP_8.43_SS | 398.9817 | 398.9817 | 1196.9451 | 3 | 0 | 3 | B | NBS_EndSuction | 3 | 2.5 | 3 | 4 | BranchMin3_BranchMax4 | 3 | 2 | 4 | 8 | HeaderMin4_HeaderMax8 | 5 | 4 | 8
167 | 35 | 025-095-4P-7pt5HP | NBS_025-095_4P_7.5HP_8.43_SS | 398.9817 | 398.9817 | 1196.9451 | 3 | 0 | 3 | B | NBS_EndSuction | 3 | 2.5 | 3 | 4 | BranchMin3_BranchMax4 | 3 | 2 | 4 | 8 | HeaderMin4_HeaderMax8 | 6 | 4 | 8
167 | 35 | 025-095-4P-7pt5HP | NBS_025-095_4P_7.5HP_8.43_SS | 398.9817 | 398.9817 | 1196.9451 | 3 | 0 | 3 | B | NBS_EndSuction | 3 | 2.5 | 3 | 4 | BranchMin3_BranchMax4 | 3 | 2 | 4 | 8 | HeaderMin4_HeaderMax8 | 8 | 4 | 8
167 | 35 | 025-095-4P-7pt5HP | NBS_025-095_4P_7.5HP_8.43_SS | 398.9817 | 398.9817 | 1196.9451 | 3 | 0 | 3 | B | NBS_EndSuction | 3 | 2.5 | 3 | 4 | BranchMin3_BranchMax4 | 4 | 2 | 4 | 8 | HeaderMin4_HeaderMax8 | 4 | 4 | 8 | [11 empty] | INVALID
167 | 35 | 025-095-4P-7pt5HP | NBS_025-095_4P_7.5HP_8.43_SS | 398.9817 | 398.9817 | 1196.9451 | 3 | 0 | 3 | B | NBS_EndSuction | 3 | 2.5 | 3 | 4 | BranchMin3_BranchMax4 | 4 | 2 | 4 | 8 | HeaderMin4_HeaderMax8 | 5 | 4 | 8
167 | 35 | 025-095-4P-7pt5HP | NBS_025-095_4P_7.5HP_8.43_SS | 398.9817 | 398.9817 | 1196.9451 | 3 | 0 | 3 | B | NBS_EndSuction | 3 | 2.5 | 3 | 4 | BranchMin3_BranchMax4 | 4 | 2 | 4 | 8 | HeaderMin4_HeaderMax8 | 6 | 4 | 8
167 | 35 | 025-095-4P-7pt5HP | NBS_025-095_4P_7.5HP_8.43_SS | 398.9817 | 398.9817 | 1196.9451 | 3 | 0 | 3 | B | NBS_EndSuction | 3 | 2.5 | 3 | 4 | BranchMin3_BranchMax4 | 4 | 2 | 4 | 8 | HeaderMin4_HeaderMax8 | 8 | 4 | 8
168 | 36 | 025-095-4P-10HP | NBS_025-095_4P_10HP_9.53_SS | 427.0782 | 427.0782 | 1281.2345 | 3 | 0 | 3 | B | NBS_EndSuction | 3 | 2.5 | 3 | 5 | BranchMin3_BranchMax5 | 3 | 3 | 4 | 8 | HeaderMin4_HeaderMax8 | 4 | 4 | 12
168 | 36 | 025-095-4P-10HP | NBS_025-095_4P_10HP_9.53_SS | 427.0782 | 427.0782 | 1281.2345 | 3 | 0 | 3 | B | NBS_EndSuction | 3 | 2.5 | 3 | 5 | BranchMin3_BranchMax5 | 3 | 3 | 4 | 8 | HeaderMin4_HeaderMax8 | 5 | 4 | 12
168 | 36 | 025-095-4P-10HP | NBS_025-095_4P_10HP_9.53_SS | 427.0782 | 427.0782 | 1281.2345 | 3 | 0 | 3 | B | NBS_EndSuction | 3 | 2.5 | 3 | 5 | BranchMin3_BranchMax5 | 3 | 3 | 4 | 8 | HeaderMin4_HeaderMax8 | 6 | 4 | 12
168 | 36 | 025-095-4P-10HP | NBS_025-095_4P_10HP_9.53_SS | 427.0782 | 427.0782 | 1281.2345 | 3 | 0 | 3 | B | NBS_EndSuction | 3 | 2.5 | 3 | 5 | BranchMin3_BranchMax5 | 3 | 3 | 4 | 8 | HeaderMin4_HeaderMax8 | 8 | 4 | 12
168 | 36 | 025-095-4P-10HP | NBS_025-095_4P_10HP_9.53_SS | 427.0782 | 427.0782 | 1281.2345 | 3 | 0 | 3 | B | NBS_EndSuction | 3 | 2.5 | 3 | 5 | BranchMin3_BranchMax5 | 4 | 3 | 4 | 8 | HeaderMin4_HeaderMax8 | 4 | 4 | 12 | [11 empty] | INVALID
168 | 36 | 025-095-4P-10HP | NBS_025-095_4P_10HP_9.53_SS | 427.0782 | 427.0782 | 1281.2345 | 3 | 0 | 3 | B | NBS_EndSuction | 3 | 2.5 | 3 | 5 | BranchMin3_BranchMax5 | 4 | 3 | 4 | 8 | HeaderMin4_HeaderMax8 | 5 | 4 | 12
168 | 36 | 025-095-4P-10HP | NBS_025-095_4P_10HP_9.53_SS | 427.0782 | 427.0782 | 1281.2345 | 3 | 0 | 3 | B | NBS_EndSuction | 3 | 2.5 | 3 | 5 | BranchMin3_BranchMax5 | 4 | 3 | 4 | 8 | HeaderMin4_HeaderMax8 | 6 | 4 | 12
168 | 36 | 025-095-4P-10HP | NBS_025-095_4P_10HP_9.53_SS | 427.0782 | 427.0782 | 1281.2345 | 3 | 0 | 3 | B | NBS_EndSuction | 3 | 2.5 | 3 | 5 | BranchMin3_BranchMax5 | 4 | 3 | 4 | 8 | HeaderMin4_HeaderMax8 | 8 | 4 | 12
168 | 36 | 025-095-4P-10HP | NBS_025-095_4P_10HP_9.53_SS | 427.0782 | 427.0782 | 1281.2345 | 3 | 0 | 3 | B | NBS_EndSuction | 3 | 2.5 | 3 | 5 | BranchMin3_BranchMax5 | 5 | 3 | 4 | 8 | HeaderMin4_HeaderMax8 | 4 | 4 | 12 | [11 empty] | INVALID
168 | 36 | 025-095-4P-10HP | NBS_025-095_4P_10HP_9.53_SS | 427.0782 | 427.0782 | 1281.2345 | 3 | 0 | 3 | B | NBS_EndSuction | 3 | 2.5 | 3 | 5 | BranchMin3_BranchMax5 | 5 | 3 | 4 | 8 | HeaderMin4_HeaderMax8 | 5 | 4 | 12 | [11 empty] | INVALID
168 | 36 | 025-095-4P-10HP | NBS_025-095_4P_10HP_9.53_SS | 427.0782 | 427.0782 | 1281.2345 | 3 | 0 | 3 | B | NBS_EndSuction | 3 | 2.5 | 3 | 5 | BranchMin3_BranchMax5 | 5 | 3 | 4 | 8 | HeaderMin4_HeaderMax8 | 6 | 4 | 12
168 | 36 | 025-095-4P-10HP | NBS_025-095_4P_10HP_9.53_SS | 427.0782 | 427.0782 | 1281.2345 | 3 | 0 | 3 | B | NBS_EndSuction | 3 | 2.5 | 3 | 5 | BranchMin3_BranchMax5 | 5 | 3 | 4 | 8 | HeaderMin4_HeaderMax8 | 8 | 4 | 12
169 | 37 | 025-110-4P-7pt5HP | NBS_025-110_4P_7.5HP_8.58_SS | 374.2437 | 374.2437 | 1122.7312 | 3 | 0 | 3 | B | NBS_EndSuction | 3 | 2.5 | 3 | 4 | BranchMin3_BranchMax4 | 3 | 2 | 4 | 8 | HeaderMin4_HeaderMax8 | 4 | 4 | 8
169 | 37 | 025-110-4P-7pt5HP | NBS_025-110_4P_7.5HP_8.58_SS | 374.2437 | 374.2437 | 1122.7312 | 3 | 0 | 3 | B | NBS_EndSuction | 3 | 2.5 | 3 | 4 | BranchMin3_BranchMax4 | 3 | 2 | 4 | 8 | HeaderMin4_HeaderMax8 | 5 | 4 | 8
169 | 37 | 025-110-4P-7pt5HP | NBS_025-110_4P_7.5HP_8.58_SS | 374.2437 | 374.2437 | 1122.7312 | 3 | 0 | 3 | B | NBS_EndSuction | 3 | 2.5 | 3 | 4 | BranchMin3_BranchMax4 | 3 | 2 | 4 | 8 | HeaderMin4_HeaderMax8 | 6 | 4 | 8
169 | 37 | 025-110-4P-7pt5HP | NBS_025-110_4P_7.5HP_8.58_SS | 374.2437 | 374.2437 | 1122.7312 | 3 | 0 | 3 | B | NBS_EndSuction | 3 | 2.5 | 3 | 4 | BranchMin3_BranchMax4 | 3 | 2 | 4 | 8 | HeaderMin4_HeaderMax8 | 8 | 4 | 8
169 | 37 | 025-110-4P-7pt5HP | NBS_025-110_4P_7.5HP_8.58_SS | 374.2437 | 374.2437 | 1122.7312 | 3 | 0 | 3 | B | NBS_EndSuction | 3 | 2.5 | 3 | 4 | BranchMin3_BranchMax4 | 4 | 2 | 4 | 8 | HeaderMin4_HeaderMax8 | 4 | 4 | 8 | [11 empty] | INVALID
169 | 37 | 025-110-4P-7pt5HP | NBS_025-110_4P_7.5HP_8.58_SS | 374.2437 | 374.2437 | 1122.7312 | 3 | 0 | 3 | B | NBS_EndSuction | 3 | 2.5 | 3 | 4 | BranchMin3_BranchMax4 | 4 | 2 | 4 | 8 | HeaderMin4_HeaderMax8 | 5 | 4 | 8
169 | 37 | 025-110-4P-7pt5HP | NBS_025-110_4P_7.5HP_8.58_SS | 374.2437 | 374.2437 | 1122.7312 | 3 | 0 | 3 | B | NBS_EndSuction | 3 | 2.5 | 3 | 4 | BranchMin3_BranchMax4 | 4 | 2 | 4 | 8 | HeaderMin4_HeaderMax8 | 6 | 4 | 8
169 | 37 | 025-110-4P-7pt5HP | NBS_025-110_4P_7.5HP_8.58_SS | 374.2437 | 374.2437 | 1122.7312 | 3 | 0 | 3 | B | NBS_EndSuction | 3 | 2.5 | 3 | 4 | BranchMin3_BranchMax4 | 4 | 2 | 4 | 8 | HeaderMin4_HeaderMax8 | 8 | 4 | 8
170 | 38 | 025-110-4P-10HP | NBS_025-110_4P_10HP_9.45_SS | 422.9151 | 422.9151 | 1268.7454 | 3 | 0 | 3 | B | NBS_EndSuction | 3 | 2.5 | 3 | 5 | BranchMin3_BranchMax5 | 3 | 3 | 4 | 8 | HeaderMin4_HeaderMax8 | 4 | 4 | 12
170 | 38 | 025-110-4P-10HP | NBS_025-110_4P_10HP_9.45_SS | 422.9151 | 422.9151 | 1268.7454 | 3 | 0 | 3 | B | NBS_EndSuction | 3 | 2.5 | 3 | 5 | BranchMin3_BranchMax5 | 3 | 3 | 4 | 8 | HeaderMin4_HeaderMax8 | 5 | 4 | 12
170 | 38 | 025-110-4P-10HP | NBS_025-110_4P_10HP_9.45_SS | 422.9151 | 422.9151 | 1268.7454 | 3 | 0 | 3 | B | NBS_EndSuction | 3 | 2.5 | 3 | 5 | BranchMin3_BranchMax5 | 3 | 3 | 4 | 8 | HeaderMin4_HeaderMax8 | 6 | 4 | 12
170 | 38 | 025-110-4P-10HP | NBS_025-110_4P_10HP_9.45_SS | 422.9151 | 422.9151 | 1268.7454 | 3 | 0 | 3 | B | NBS_EndSuction | 3 | 2.5 | 3 | 5 | BranchMin3_BranchMax5 | 3 | 3 | 4 | 8 | HeaderMin4_HeaderMax8 | 8 | 4 | 12
170 | 38 | 025-110-4P-10HP | NBS_025-110_4P_10HP_9.45_SS | 422.9151 | 422.9151 | 1268.7454 | 3 | 0 | 3 | B | NBS_EndSuction | 3 | 2.5 | 3 | 5 | BranchMin3_BranchMax5 | 4 | 3 | 4 | 8 | HeaderMin4_HeaderMax8 | 4 | 4 | 12 | [11 empty] | INVALID
170 | 38 | 025-110-4P-10HP | NBS_025-110_4P_10HP_9.45_SS | 422.9151 | 422.9151 | 1268.7454 | 3 | 0 | 3 | B | NBS_EndSuction | 3 | 2.5 | 3 | 5 | BranchMin3_BranchMax5 | 4 | 3 | 4 | 8 | HeaderMin4_HeaderMax8 | 5 | 4 | 12
170 | 38 | 025-110-4P-10HP | NBS_025-110_4P_10HP_9.45_SS | 422.9151 | 422.9151 | 1268.7454 | 3 | 0 | 3 | B | NBS_EndSuction | 3 | 2.5 | 3 | 5 | BranchMin3_BranchMax5 | 4 | 3 | 4 | 8 | HeaderMin4_HeaderMax8 | 6 | 4 | 12
170 | 38 | 025-110-4P-10HP | NBS_025-110_4P_10HP_9.45_SS | 422.9151 | 422.9151 | 1268.7454 | 3 | 0 | 3 | B | NBS_EndSuction | 3 | 2.5 | 3 | 5 | BranchMin3_BranchMax5 | 4 | 3 | 4 | 8 | HeaderMin4_HeaderMax8 | 8 | 4 | 12
170 | 38 | 025-110-4P-10HP | NBS_025-110_4P_10HP_9.45_SS | 422.9151 | 422.9151 | 1268.7454 | 3 | 0 | 3 | B | NBS_EndSuction | 3 | 2.5 | 3 | 5 | BranchMin3_BranchMax5 | 5 | 3 | 4 | 8 | HeaderMin4_HeaderMax8 | 4 | 4 | 12 | [11 empty] | INVALID
170 | 38 | 025-110-4P-10HP | NBS_025-110_4P_10HP_9.45_SS | 422.9151 | 422.9151 | 1268.7454 | 3 | 0 | 3 | B | NBS_EndSuction | 3 | 2.5 | 3 | 5 | BranchMin3_BranchMax5 | 5 | 3 | 4 | 8 | HeaderMin4_HeaderMax8 | 5 | 4 | 12 | [11 empty] | INVALID
170 | 38 | 025-110-4P-10HP | NBS_025-110_4P_10HP_9.45_SS | 422.9151 | 422.9151 | 1268.7454 | 3 | 0 | 3 | B | NBS_EndSuction | 3 | 2.5 | 3 | 5 | BranchMin3_BranchMax5 | 5 | 3 | 4 | 8 | HeaderMin4_HeaderMax8 | 6 | 4 | 12
170 | 38 | 025-110-4P-10HP | NBS_025-110_4P_10HP_9.45_SS | 422.9151 | 422.9151 | 1268.7454 | 3 | 0 | 3 | B | NBS_EndSuction | 3 | 2.5 | 3 | 5 | BranchMin3_BranchMax5 | 5 | 3 | 4 | 8 | HeaderMin4_HeaderMax8 | 8 | 4 | 12
171 | 39 | 025-110-4P-15HP | NBS_025-110_4P_15HP_11.02_SS | 479.4087 | 479.4087 | 1438.226 | 3 | 0 | 3 | B | NBS_EndSuction | 3 | 2.5 | 3 | 5 | BranchMin3_BranchMax5 | 3 | 3 | 4 | 8 | HeaderMin4_HeaderMax8 | 4 | 4 | 12
171 | 39 | 025-110-4P-15HP | NBS_025-110_4P_15HP_11.02_SS | 479.4087 | 479.4087 | 1438.226 | 3 | 0 | 3 | B | NBS_EndSuction | 3 | 2.5 | 3 | 5 | BranchMin3_BranchMax5 | 3 | 3 | 4 | 8 | HeaderMin4_HeaderMax8 | 5 | 4 | 12
171 | 39 | 025-110-4P-15HP | NBS_025-110_4P_15HP_11.02_SS | 479.4087 | 479.4087 | 1438.226 | 3 | 0 | 3 | B | NBS_EndSuction | 3 | 2.5 | 3 | 5 | BranchMin3_BranchMax5 | 3 | 3 | 4 | 8 | HeaderMin4_HeaderMax8 | 6 | 4 | 12
171 | 39 | 025-110-4P-15HP | NBS_025-110_4P_15HP_11.02_SS | 479.4087 | 479.4087 | 1438.226 | 3 | 0 | 3 | B | NBS_EndSuction | 3 | 2.5 | 3 | 5 | BranchMin3_BranchMax5 | 3 | 3 | 4 | 8 | HeaderMin4_HeaderMax8 | 8 | 4 | 12
171 | 39 | 025-110-4P-15HP | NBS_025-110_4P_15HP_11.02_SS | 479.4087 | 479.4087 | 1438.226 | 3 | 0 | 3 | B | NBS_EndSuction | 3 | 2.5 | 3 | 5 | BranchMin3_BranchMax5 | 4 | 3 | 4 | 8 | HeaderMin4_HeaderMax8 | 4 | 4 | 12 | [11 empty] | INVALID
171 | 39 | 025-110-4P-15HP | NBS_025-110_4P_15HP_11.02_SS | 479.4087 | 479.4087 | 1438.226 | 3 | 0 | 3 | B | NBS_EndSuction | 3 | 2.5 | 3 | 5 | BranchMin3_BranchMax5 | 4 | 3 | 4 | 8 | HeaderMin4_HeaderMax8 | 5 | 4 | 12
171 | 39 | 025-110-4P-15HP | NBS_025-110_4P_15HP_11.02_SS | 479.4087 | 479.4087 | 1438.226 | 3 | 0 | 3 | B | NBS_EndSuction | 3 | 2.5 | 3 | 5 | BranchMin3_BranchMax5 | 4 | 3 | 4 | 8 | HeaderMin4_HeaderMax8 | 6 | 4 | 12
171 | 39 | 025-110-4P-15HP | NBS_025-110_4P_15HP_11.02_SS | 479.4087 | 479.4087 | 1438.226 | 3 | 0 | 3 | B | NBS_EndSuction | 3 | 2.5 | 3 | 5 | BranchMin3_BranchMax5 | 4 | 3 | 4 | 8 | HeaderMin4_HeaderMax8 | 8 | 4 | 12
171 | 39 | 025-110-4P-15HP | NBS_025-110_4P_15HP_11.02_SS | 479.4087 | 479.4087 | 1438.226 | 3 | 0 | 3 | B | NBS_EndSuction | 3 | 2.5 | 3 | 5 | BranchMin3_BranchMax5 | 5 | 3 | 4 | 8 | HeaderMin4_HeaderMax8 | 4 | 4 | 12 | [11 empty] | INVALID
171 | 39 | 025-110-4P-15HP | NBS_025-110_4P_15HP_11.02_SS | 479.4087 | 479.4087 | 1438.226 | 3 | 0 | 3 | B | NBS_EndSuction | 3 | 2.5 | 3 | 5 | BranchMin3_BranchMax5 | 5 | 3 | 4 | 8 | HeaderMin4_HeaderMax8 | 5 | 4 | 12 | [11 empty] | INVALID
171 | 39 | 025-110-4P-15HP | NBS_025-110_4P_15HP_11.02_SS | 479.4087 | 479.4087 | 1438.226 | 3 | 0 | 3 | B | NBS_EndSuction | 3 | 2.5 | 3 | 5 | BranchMin3_BranchMax5 | 5 | 3 | 4 | 8 | HeaderMin4_HeaderMax8 | 6 | 4 | 12
171 | 39 | 025-110-4P-15HP | NBS_025-110_4P_15HP_11.02_SS | 479.4087 | 479.4087 | 1438.226 | 3 | 0 | 3 | B | NBS_EndSuction | 3 | 2.5 | 3 | 5 | BranchMin3_BranchMax5 | 5 | 3 | 4 | 8 | HeaderMin4_HeaderMax8 | 8 | 4 | 12
172 | 40 | 030-070-4P-1pt5HP | NBS_030-070_4P_1.5HP_4.72_SS | 318.8997 | 318.8997 | 956.6991 | 3 | 0 | 3 | B | NBS_EndSuction | 3 | 2.5 | 3 | 4 | BranchMin3_BranchMax4 | 3 | 2 | 4 | 8 | HeaderMin4_HeaderMax8 | 4 | 4 | 8
172 | 40 | 030-070-4P-1pt5HP | NBS_030-070_4P_1.5HP_4.72_SS | 318.8997 | 318.8997 | 956.6991 | 3 | 0 | 3 | B | NBS_EndSuction | 3 | 2.5 | 3 | 4 | BranchMin3_BranchMax4 | 3 | 2 | 4 | 8 | HeaderMin4_HeaderMax8 | 5 | 4 | 8
172 | 40 | 030-070-4P-1pt5HP | NBS_030-070_4P_1.5HP_4.72_SS | 318.8997 | 318.8997 | 956.6991 | 3 | 0 | 3 | B | NBS_EndSuction | 3 | 2.5 | 3 | 4 | BranchMin3_BranchMax4 | 3 | 2 | 4 | 8 | HeaderMin4_HeaderMax8 | 6 | 4 | 8
172 | 40 | 030-070-4P-1pt5HP | NBS_030-070_4P_1.5HP_4.72_SS | 318.8997 | 318.8997 | 956.6991 | 3 | 0 | 3 | B | NBS_EndSuction | 3 | 2.5 | 3 | 4 | BranchMin3_BranchMax4 | 3 | 2 | 4 | 8 | HeaderMin4_HeaderMax8 | 8 | 4 | 8
172 | 40 | 030-070-4P-1pt5HP | NBS_030-070_4P_1.5HP_4.72_SS | 318.8997 | 318.8997 | 956.6991 | 3 | 0 | 3 | B | NBS_EndSuction | 3 | 2.5 | 3 | 4 | BranchMin3_BranchMax4 | 4 | 2 | 4 | 8 | HeaderMin4_HeaderMax8 | 4 | 4 | 8 | [11 empty] | INVALID
172 | 40 | 030-070-4P-1pt5HP | NBS_030-070_4P_1.5HP_4.72_SS | 318.8997 | 318.8997 | 956.6991 | 3 | 0 | 3 | B | NBS_EndSuction | 3 | 2.5 | 3 | 4 | BranchMin3_BranchMax4 | 4 | 2 | 4 | 8 | HeaderMin4_HeaderMax8 | 5 | 4 | 8
172 | 40 | 030-070-4P-1pt5HP | NBS_030-070_4P_1.5HP_4.72_SS | 318.8997 | 318.8997 | 956.6991 | 3 | 0 | 3 | B | NBS_EndSuction | 3 | 2.5 | 3 | 4 | BranchMin3_BranchMax4 | 4 | 2 | 4 | 8 | HeaderMin4_HeaderMax8 | 6 | 4 | 8
172 | 40 | 030-070-4P-1pt5HP | NBS_030-070_4P_1.5HP_4.72_SS | 318.8997 | 318.8997 | 956.6991 | 3 | 0 | 3 | B | NBS_EndSuction | 3 | 2.5 | 3 | 4 | BranchMin3_BranchMax4 | 4 | 2 | 4 | 8 | HeaderMin4_HeaderMax8 | 8 | 4 | 8
173 | 41 | 030-070-4P-2HP | NBS_030-070_4P_2HP_5.20_SS | 359.467 | 359.467 | 1078.4011 | 3 | 0 | 3 | B | NBS_EndSuction | 3 | 2.5 | 3 | 4 | BranchMin3_BranchMax4 | 3 | 2 | 4 | 8 | HeaderMin4_HeaderMax8 | 4 | 4 | 8
173 | 41 | 030-070-4P-2HP | NBS_030-070_4P_2HP_5.20_SS | 359.467 | 359.467 | 1078.4011 | 3 | 0 | 3 | B | NBS_EndSuction | 3 | 2.5 | 3 | 4 | BranchMin3_BranchMax4 | 3 | 2 | 4 | 8 | HeaderMin4_HeaderMax8 | 5 | 4 | 8
173 | 41 | 030-070-4P-2HP | NBS_030-070_4P_2HP_5.20_SS | 359.467 | 359.467 | 1078.4011 | 3 | 0 | 3 | B | NBS_EndSuction | 3 | 2.5 | 3 | 4 | BranchMin3_BranchMax4 | 3 | 2 | 4 | 8 | HeaderMin4_HeaderMax8 | 6 | 4 | 8
173 | 41 | 030-070-4P-2HP | NBS_030-070_4P_2HP_5.20_SS | 359.467 | 359.467 | 1078.4011 | 3 | 0 | 3 | B | NBS_EndSuction | 3 | 2.5 | 3 | 4 | BranchMin3_BranchMax4 | 3 | 2 | 4 | 8 | HeaderMin4_HeaderMax8 | 8 | 4 | 8
173 | 41 | 030-070-4P-2HP | NBS_030-070_4P_2HP_5.20_SS | 359.467 | 359.467 | 1078.4011 | 3 | 0 | 3 | B | NBS_EndSuction | 3 | 2.5 | 3 | 4 | BranchMin3_BranchMax4 | 4 | 2 | 4 | 8 | HeaderMin4_HeaderMax8 | 4 | 4 | 8 | [11 empty] | INVALID
173 | 41 | 030-070-4P-2HP | NBS_030-070_4P_2HP_5.20_SS | 359.467 | 359.467 | 1078.4011 | 3 | 0 | 3 | B | NBS_EndSuction | 3 | 2.5 | 3 | 4 | BranchMin3_BranchMax4 | 4 | 2 | 4 | 8 | HeaderMin4_HeaderMax8 | 5 | 4 | 8
173 | 41 | 030-070-4P-2HP | NBS_030-070_4P_2HP_5.20_SS | 359.467 | 359.467 | 1078.4011 | 3 | 0 | 3 | B | NBS_EndSuction | 3 | 2.5 | 3 | 4 | BranchMin3_BranchMax4 | 4 | 2 | 4 | 8 | HeaderMin4_HeaderMax8 | 6 | 4 | 8
173 | 41 | 030-070-4P-2HP | NBS_030-070_4P_2HP_5.20_SS | 359.467 | 359.467 | 1078.4011 | 3 | 0 | 3 | B | NBS_EndSuction | 3 | 2.5 | 3 | 4 | BranchMin3_BranchMax4 | 4 | 2 | 4 | 8 | HeaderMin4_HeaderMax8 | 8 | 4 | 8
174 | 42 | 030-070-4P-3HP | NBS_030-070_4P_3HP_5.83_SS | 413.6934 | 413.6934 | 1241.0803 | 3 | 0 | 3 | B | NBS_EndSuction | 3 | 2.5 | 3 | 5 | BranchMin3_BranchMax5 | 3 | 3 | 4 | 8 | HeaderMin4_HeaderMax8 | 4 | 4 | 12
174 | 42 | 030-070-4P-3HP | NBS_030-070_4P_3HP_5.83_SS | 413.6934 | 413.6934 | 1241.0803 | 3 | 0 | 3 | B | NBS_EndSuction | 3 | 2.5 | 3 | 5 | BranchMin3_BranchMax5 | 3 | 3 | 4 | 8 | HeaderMin4_HeaderMax8 | 5 | 4 | 12
174 | 42 | 030-070-4P-3HP | NBS_030-070_4P_3HP_5.83_SS | 413.6934 | 413.6934 | 1241.0803 | 3 | 0 | 3 | B | NBS_EndSuction | 3 | 2.5 | 3 | 5 | BranchMin3_BranchMax5 | 3 | 3 | 4 | 8 | HeaderMin4_HeaderMax8 | 6 | 4 | 12
174 | 42 | 030-070-4P-3HP | NBS_030-070_4P_3HP_5.83_SS | 413.6934 | 413.6934 | 1241.0803 | 3 | 0 | 3 | B | NBS_EndSuction | 3 | 2.5 | 3 | 5 | BranchMin3_BranchMax5 | 3 | 3 | 4 | 8 | HeaderMin4_HeaderMax8 | 8 | 4 | 12
174 | 42 | 030-070-4P-3HP | NBS_030-070_4P_3HP_5.83_SS | 413.6934 | 413.6934 | 1241.0803 | 3 | 0 | 3 | B | NBS_EndSuction | 3 | 2.5 | 3 | 5 | BranchMin3_BranchMax5 | 4 | 3 | 4 | 8 | HeaderMin4_HeaderMax8 | 4 | 4 | 12 | [11 empty] | INVALID
174 | 42 | 030-070-4P-3HP | NBS_030-070_4P_3HP_5.83_SS | 413.6934 | 413.6934 | 1241.0803 | 3 | 0 | 3 | B | NBS_EndSuction | 3 | 2.5 | 3 | 5 | BranchMin3_BranchMax5 | 4 | 3 | 4 | 8 | HeaderMin4_HeaderMax8 | 5 | 4 | 12
174 | 42 | 030-070-4P-3HP | NBS_030-070_4P_3HP_5.83_SS | 413.6934 | 413.6934 | 1241.0803 | 3 | 0 | 3 | B | NBS_EndSuction | 3 | 2.5 | 3 | 5 | BranchMin3_BranchMax5 | 4 | 3 | 4 | 8 | HeaderMin4_HeaderMax8 | 6 | 4 | 12
174 | 42 | 030-070-4P-3HP | NBS_030-070_4P_3HP_5.83_SS | 413.6934 | 413.6934 | 1241.0803 | 3 | 0 | 3 | B | NBS_EndSuction | 3 | 2.5 | 3 | 5 | BranchMin3_BranchMax5 | 4 | 3 | 4 | 8 | HeaderMin4_HeaderMax8 | 8 | 4 | 12
174 | 42 | 030-070-4P-3HP | NBS_030-070_4P_3HP_5.83_SS | 413.6934 | 413.6934 | 1241.0803 | 3 | 0 | 3 | B | NBS_EndSuction | 3 | 2.5 | 3 | 5 | BranchMin3_BranchMax5 | 5 | 3 | 4 | 8 | HeaderMin4_HeaderMax8 | 4 | 4 | 12 | [11 empty] | INVALID
174 | 42 | 030-070-4P-3HP | NBS_030-070_4P_3HP_5.83_SS | 413.6934 | 413.6934 | 1241.0803 | 3 | 0 | 3 | B | NBS_EndSuction | 3 | 2.5 | 3 | 5 | BranchMin3_BranchMax5 | 5 | 3 | 4 | 8 | HeaderMin4_HeaderMax8 | 5 | 4 | 12 | [11 empty] | INVALID
174 | 42 | 030-070-4P-3HP | NBS_030-070_4P_3HP_5.83_SS | 413.6934 | 413.6934 | 1241.0803 | 3 | 0 | 3 | B | NBS_EndSuction | 3 | 2.5 | 3 | 5 | BranchMin3_BranchMax5 | 5 | 3 | 4 | 8 | HeaderMin4_HeaderMax8 | 6 | 4 | 12
174 | 42 | 030-070-4P-3HP | NBS_030-070_4P_3HP_5.83_SS | 413.6934 | 413.6934 | 1241.0803 | 3 | 0 | 3 | B | NBS_EndSuction | 3 | 2.5 | 3 | 5 | BranchMin3_BranchMax5 | 5 | 3 | 4 | 8 | HeaderMin4_HeaderMax8 | 8 | 4 | 12
175 | 43 | 030-070-4P-5HP | NBS_030-070_4P_5HP_6.85_SS | 469.9181 | 469.9181 | 1409.7542 | 3 | 0 | 3 | B | NBS_EndSuction | 3 | 2.5 | 3 | 5 | BranchMin3_BranchMax5 | 3 | 3 | 4 | 8 | HeaderMin4_HeaderMax8 | 4 | 4 | 12
175 | 43 | 030-070-4P-5HP | NBS_030-070_4P_5HP_6.85_SS | 469.9181 | 469.9181 | 1409.7542 | 3 | 0 | 3 | B | NBS_EndSuction | 3 | 2.5 | 3 | 5 | BranchMin3_BranchMax5 | 3 | 3 | 4 | 8 | HeaderMin4_HeaderMax8 | 5 | 4 | 12
175 | 43 | 030-070-4P-5HP | NBS_030-070_4P_5HP_6.85_SS | 469.9181 | 469.9181 | 1409.7542 | 3 | 0 | 3 | B | NBS_EndSuction | 3 | 2.5 | 3 | 5 | BranchMin3_BranchMax5 | 3 | 3 | 4 | 8 | HeaderMin4_HeaderMax8 | 6 | 4 | 12
175 | 43 | 030-070-4P-5HP | NBS_030-070_4P_5HP_6.85_SS | 469.9181 | 469.9181 | 1409.7542 | 3 | 0 | 3 | B | NBS_EndSuction | 3 | 2.5 | 3 | 5 | BranchMin3_BranchMax5 | 3 | 3 | 4 | 8 | HeaderMin4_HeaderMax8 | 8 | 4 | 12
175 | 43 | 030-070-4P-5HP | NBS_030-070_4P_5HP_6.85_SS | 469.9181 | 469.9181 | 1409.7542 | 3 | 0 | 3 | B | NBS_EndSuction | 3 | 2.5 | 3 | 5 | BranchMin3_BranchMax5 | 4 | 3 | 4 | 8 | HeaderMin4_HeaderMax8 | 4 | 4 | 12 | [11 empty] | INVALID
175 | 43 | 030-070-4P-5HP | NBS_030-070_4P_5HP_6.85_SS | 469.9181 | 469.9181 | 1409.7542 | 3 | 0 | 3 | B | NBS_EndSuction | 3 | 2.5 | 3 | 5 | BranchMin3_BranchMax5 | 4 | 3 | 4 | 8 | HeaderMin4_HeaderMax8 | 5 | 4 | 12
175 | 43 | 030-070-4P-5HP | NBS_030-070_4P_5HP_6.85_SS | 469.9181 | 469.9181 | 1409.7542 | 3 | 0 | 3 | B | NBS_EndSuction | 3 | 2.5 | 3 | 5 | BranchMin3_BranchMax5 | 4 | 3 | 4 | 8 | HeaderMin4_HeaderMax8 | 6 | 4 | 12
175 | 43 | 030-070-4P-5HP | NBS_030-070_4P_5HP_6.85_SS | 469.9181 | 469.9181 | 1409.7542 | 3 | 0 | 3 | B | NBS_EndSuction | 3 | 2.5 | 3 | 5 | BranchMin3_BranchMax5 | 4 | 3 | 4 | 8 | HeaderMin4_HeaderMax8 | 8 | 4 | 12
175 | 43 | 030-070-4P-5HP | NBS_030-070_4P_5HP_6.85_SS | 469.9181 | 469.9181 | 1409.7542 | 3 | 0 | 3 | B | NBS_EndSuction | 3 | 2.5 | 3 | 5 | BranchMin3_BranchMax5 | 5 | 3 | 4 | 8 | HeaderMin4_HeaderMax8 | 4 | 4 | 12 | [11 empty] | INVALID
175 | 43 | 030-070-4P-5HP | NBS_030-070_4P_5HP_6.85_SS | 469.9181 | 469.9181 | 1409.7542 | 3 | 0 | 3 | B | NBS_EndSuction | 3 | 2.5 | 3 | 5 | BranchMin3_BranchMax5 | 5 | 3 | 4 | 8 | HeaderMin4_HeaderMax8 | 5 | 4 | 12 | [11 empty] | INVALID
175 | 43 | 030-070-4P-5HP | NBS_030-070_4P_5HP_6.85_SS | 469.9181 | 469.9181 | 1409.7542 | 3 | 0 | 3 | B | NBS_EndSuction | 3 | 2.5 | 3 | 5 | BranchMin3_BranchMax5 | 5 | 3 | 4 | 8 | HeaderMin4_HeaderMax8 | 6 | 4 | 12
175 | 43 | 030-070-4P-5HP | NBS_030-070_4P_5HP_6.85_SS | 469.9181 | 469.9181 | 1409.7542 | 3 | 0 | 3 | B | NBS_EndSuction | 3 | 2.5 | 3 | 5 | BranchMin3_BranchMax5 | 5 | 3 | 4 | 8 | HeaderMin4_HeaderMax8 | 8 | 4 | 12
176 | 44 | 030-095-4P-5HP | NBS_030-095_4P_5HP_6.10_SS | 576.7129 | 576.7129 | 1730.1386 | 3 | 0 | 3 | B | NBS_EndSuction | 4 | 3 | 4 | 5 | BranchMin4_BranchMax5 | 4 | 2 | 5 | 10 | HeaderMin5_HeaderMax10 | 5 | 4 | 8
176 | 44 | 030-095-4P-5HP | NBS_030-095_4P_5HP_6.10_SS | 576.7129 | 576.7129 | 1730.1386 | 3 | 0 | 3 | B | NBS_EndSuction | 4 | 3 | 4 | 5 | BranchMin4_BranchMax5 | 4 | 2 | 5 | 10 | HeaderMin5_HeaderMax10 | 6 | 4 | 8
176 | 44 | 030-095-4P-5HP | NBS_030-095_4P_5HP_6.10_SS | 576.7129 | 576.7129 | 1730.1386 | 3 | 0 | 3 | B | NBS_EndSuction | 4 | 3 | 4 | 5 | BranchMin4_BranchMax5 | 4 | 2 | 5 | 10 | HeaderMin5_HeaderMax10 | 8 | 4 | 8
176 | 44 | 030-095-4P-5HP | NBS_030-095_4P_5HP_6.10_SS | 576.7129 | 576.7129 | 1730.1386 | 3 | 0 | 3 | B | NBS_EndSuction | 4 | 3 | 4 | 5 | BranchMin4_BranchMax5 | 4 | 2 | 5 | 10 | HeaderMin5_HeaderMax10 | 10 | 4 | 8
176 | 44 | 030-095-4P-5HP | NBS_030-095_4P_5HP_6.10_SS | 576.7129 | 576.7129 | 1730.1386 | 3 | 0 | 3 | B | NBS_EndSuction | 4 | 3 | 4 | 5 | BranchMin4_BranchMax5 | 5 | 2 | 5 | 10 | HeaderMin5_HeaderMax10 | 5 | 4 | 8 | [11 empty] | INVALID
176 | 44 | 030-095-4P-5HP | NBS_030-095_4P_5HP_6.10_SS | 576.7129 | 576.7129 | 1730.1386 | 3 | 0 | 3 | B | NBS_EndSuction | 4 | 3 | 4 | 5 | BranchMin4_BranchMax5 | 5 | 2 | 5 | 10 | HeaderMin5_HeaderMax10 | 6 | 4 | 8
176 | 44 | 030-095-4P-5HP | NBS_030-095_4P_5HP_6.10_SS | 576.7129 | 576.7129 | 1730.1386 | 3 | 0 | 3 | B | NBS_EndSuction | 4 | 3 | 4 | 5 | BranchMin4_BranchMax5 | 5 | 2 | 5 | 10 | HeaderMin5_HeaderMax10 | 8 | 4 | 8
176 | 44 | 030-095-4P-5HP | NBS_030-095_4P_5HP_6.10_SS | 576.7129 | 576.7129 | 1730.1386 | 3 | 0 | 3 | B | NBS_EndSuction | 4 | 3 | 4 | 5 | BranchMin4_BranchMax5 | 5 | 2 | 5 | 10 | HeaderMin5_HeaderMax10 | 10 | 4 | 8
177 | 45 | 030-095-4P-7pt5HP | NBS_030-095_4P_7.5HP_6.73_SS | 637.6666 | 637.6666 | 1912.9998 | 3 | 0 | 3 | B | NBS_EndSuction | 4 | 3 | 4 | 5 | BranchMin4_BranchMax5 | 4 | 2 | 5 | 10 | HeaderMin5_HeaderMax10 | 5 | 4 | 8
177 | 45 | 030-095-4P-7pt5HP | NBS_030-095_4P_7.5HP_6.73_SS | 637.6666 | 637.6666 | 1912.9998 | 3 | 0 | 3 | B | NBS_EndSuction | 4 | 3 | 4 | 5 | BranchMin4_BranchMax5 | 4 | 2 | 5 | 10 | HeaderMin5_HeaderMax10 | 6 | 4 | 8
177 | 45 | 030-095-4P-7pt5HP | NBS_030-095_4P_7.5HP_6.73_SS | 637.6666 | 637.6666 | 1912.9998 | 3 | 0 | 3 | B | NBS_EndSuction | 4 | 3 | 4 | 5 | BranchMin4_BranchMax5 | 4 | 2 | 5 | 10 | HeaderMin5_HeaderMax10 | 8 | 4 | 8
177 | 45 | 030-095-4P-7pt5HP | NBS_030-095_4P_7.5HP_6.73_SS | 637.6666 | 637.6666 | 1912.9998 | 3 | 0 | 3 | B | NBS_EndSuction | 4 | 3 | 4 | 5 | BranchMin4_BranchMax5 | 4 | 2 | 5 | 10 | HeaderMin5_HeaderMax10 | 10 | 4 | 8
177 | 45 | 030-095-4P-7pt5HP | NBS_030-095_4P_7.5HP_6.73_SS | 637.6666 | 637.6666 | 1912.9998 | 3 | 0 | 3 | B | NBS_EndSuction | 4 | 3 | 4 | 5 | BranchMin4_BranchMax5 | 5 | 2 | 5 | 10 | HeaderMin5_HeaderMax10 | 5 | 4 | 8 | [11 empty] | INVALID
177 | 45 | 030-095-4P-7pt5HP | NBS_030-095_4P_7.5HP_6.73_SS | 637.6666 | 637.6666 | 1912.9998 | 3 | 0 | 3 | B | NBS_EndSuction | 4 | 3 | 4 | 5 | BranchMin4_BranchMax5 | 5 | 2 | 5 | 10 | HeaderMin5_HeaderMax10 | 6 | 4 | 8
177 | 45 | 030-095-4P-7pt5HP | NBS_030-095_4P_7.5HP_6.73_SS | 637.6666 | 637.6666 | 1912.9998 | 3 | 0 | 3 | B | NBS_EndSuction | 4 | 3 | 4 | 5 | BranchMin4_BranchMax5 | 5 | 2 | 5 | 10 | HeaderMin5_HeaderMax10 | 8 | 4 | 8
177 | 45 | 030-095-4P-7pt5HP | NBS_030-095_4P_7.5HP_6.73_SS | 637.6666 | 637.6666 | 1912.9998 | 3 | 0 | 3 | B | NBS_EndSuction | 4 | 3 | 4 | 5 | BranchMin4_BranchMax5 | 5 | 2 | 5 | 10 | HeaderMin5_HeaderMax10 | 10 | 4 | 8
178 | 46 | 030-095-4P-10HP | NBS_030-095_4P_10HP_7.52_SS | 669.3599 | 669.3599 | 2008.0797 | 3 | 0 | 3 | B | NBS_EndSuction | 4 | 3 | 4 | 6 | BranchMin4_BranchMax6 | 4 | 3 | 5 | 10 | HeaderMin5_HeaderMax10 | 5 | 4 | 12
178 | 46 | 030-095-4P-10HP | NBS_030-095_4P_10HP_7.52_SS | 669.3599 | 669.3599 | 2008.0797 | 3 | 0 | 3 | B | NBS_EndSuction | 4 | 3 | 4 | 6 | BranchMin4_BranchMax6 | 4 | 3 | 5 | 10 | HeaderMin5_HeaderMax10 | 6 | 4 | 12
178 | 46 | 030-095-4P-10HP | NBS_030-095_4P_10HP_7.52_SS | 669.3599 | 669.3599 | 2008.0797 | 3 | 0 | 3 | B | NBS_EndSuction | 4 | 3 | 4 | 6 | BranchMin4_BranchMax6 | 4 | 3 | 5 | 10 | HeaderMin5_HeaderMax10 | 8 | 4 | 12
178 | 46 | 030-095-4P-10HP | NBS_030-095_4P_10HP_7.52_SS | 669.3599 | 669.3599 | 2008.0797 | 3 | 0 | 3 | B | NBS_EndSuction | 4 | 3 | 4 | 6 | BranchMin4_BranchMax6 | 4 | 3 | 5 | 10 | HeaderMin5_HeaderMax10 | 10 | 4 | 12
178 | 46 | 030-095-4P-10HP | NBS_030-095_4P_10HP_7.52_SS | 669.3599 | 669.3599 | 2008.0797 | 3 | 0 | 3 | B | NBS_EndSuction | 4 | 3 | 4 | 6 | BranchMin4_BranchMax6 | 5 | 3 | 5 | 10 | HeaderMin5_HeaderMax10 | 5 | 4 | 12 | [11 empty] | INVALID
178 | 46 | 030-095-4P-10HP | NBS_030-095_4P_10HP_7.52_SS | 669.3599 | 669.3599 | 2008.0797 | 3 | 0 | 3 | B | NBS_EndSuction | 4 | 3 | 4 | 6 | BranchMin4_BranchMax6 | 5 | 3 | 5 | 10 | HeaderMin5_HeaderMax10 | 6 | 4 | 12
178 | 46 | 030-095-4P-10HP | NBS_030-095_4P_10HP_7.52_SS | 669.3599 | 669.3599 | 2008.0797 | 3 | 0 | 3 | B | NBS_EndSuction | 4 | 3 | 4 | 6 | BranchMin4_BranchMax6 | 5 | 3 | 5 | 10 | HeaderMin5_HeaderMax10 | 8 | 4 | 12
178 | 46 | 030-095-4P-10HP | NBS_030-095_4P_10HP_7.52_SS | 669.3599 | 669.3599 | 2008.0797 | 3 | 0 | 3 | B | NBS_EndSuction | 4 | 3 | 4 | 6 | BranchMin4_BranchMax6 | 5 | 3 | 5 | 10 | HeaderMin5_HeaderMax10 | 10 | 4 | 12
178 | 46 | 030-095-4P-10HP | NBS_030-095_4P_10HP_7.52_SS | 669.3599 | 669.3599 | 2008.0797 | 3 | 0 | 3 | B | NBS_EndSuction | 4 | 3 | 4 | 6 | BranchMin4_BranchMax6 | 6 | 3 | 5 | 10 | HeaderMin5_HeaderMax10 | 5 | 4 | 12 | [11 empty] | INVALID
178 | 46 | 030-095-4P-10HP | NBS_030-095_4P_10HP_7.52_SS | 669.3599 | 669.3599 | 2008.0797 | 3 | 0 | 3 | B | NBS_EndSuction | 4 | 3 | 4 | 6 | BranchMin4_BranchMax6 | 6 | 3 | 5 | 10 | HeaderMin5_HeaderMax10 | 6 | 4 | 12 | [11 empty] | INVALID
178 | 46 | 030-095-4P-10HP | NBS_030-095_4P_10HP_7.52_SS | 669.3599 | 669.3599 | 2008.0797 | 3 | 0 | 3 | B | NBS_EndSuction | 4 | 3 | 4 | 6 | BranchMin4_BranchMax6 | 6 | 3 | 5 | 10 | HeaderMin5_HeaderMax10 | 8 | 4 | 12
178 | 46 | 030-095-4P-10HP | NBS_030-095_4P_10HP_7.52_SS | 669.3599 | 669.3599 | 2008.0797 | 3 | 0 | 3 | B | NBS_EndSuction | 4 | 3 | 4 | 6 | BranchMin4_BranchMax6 | 6 | 3 | 5 | 10 | HeaderMin5_HeaderMax10 | 10 | 4 | 12
179 | 47 | 030-095-4P-15HP | NBS_030-095_4P_15HP_8.86_SS | 685.5374 | 685.5374 | 2056.6121 | 3 | 0 | 3 | B | NBS_EndSuction | 4 | 3 | 4 | 6 | BranchMin4_BranchMax6 | 4 | 3 | 5 | 10 | HeaderMin5_HeaderMax10 | 5 | 4 | 12
179 | 47 | 030-095-4P-15HP | NBS_030-095_4P_15HP_8.86_SS | 685.5374 | 685.5374 | 2056.6121 | 3 | 0 | 3 | B | NBS_EndSuction | 4 | 3 | 4 | 6 | BranchMin4_BranchMax6 | 4 | 3 | 5 | 10 | HeaderMin5_HeaderMax10 | 6 | 4 | 12
179 | 47 | 030-095-4P-15HP | NBS_030-095_4P_15HP_8.86_SS | 685.5374 | 685.5374 | 2056.6121 | 3 | 0 | 3 | B | NBS_EndSuction | 4 | 3 | 4 | 6 | BranchMin4_BranchMax6 | 4 | 3 | 5 | 10 | HeaderMin5_HeaderMax10 | 8 | 4 | 12
179 | 47 | 030-095-4P-15HP | NBS_030-095_4P_15HP_8.86_SS | 685.5374 | 685.5374 | 2056.6121 | 3 | 0 | 3 | B | NBS_EndSuction | 4 | 3 | 4 | 6 | BranchMin4_BranchMax6 | 4 | 3 | 5 | 10 | HeaderMin5_HeaderMax10 | 10 | 4 | 12
179 | 47 | 030-095-4P-15HP | NBS_030-095_4P_15HP_8.86_SS | 685.5374 | 685.5374 | 2056.6121 | 3 | 0 | 3 | B | NBS_EndSuction | 4 | 3 | 4 | 6 | BranchMin4_BranchMax6 | 5 | 3 | 5 | 10 | HeaderMin5_HeaderMax10 | 5 | 4 | 12 | [11 empty] | INVALID
179 | 47 | 030-095-4P-15HP | NBS_030-095_4P_15HP_8.86_SS | 685.5374 | 685.5374 | 2056.6121 | 3 | 0 | 3 | B | NBS_EndSuction | 4 | 3 | 4 | 6 | BranchMin4_BranchMax6 | 5 | 3 | 5 | 10 | HeaderMin5_HeaderMax10 | 6 | 4 | 12
179 | 47 | 030-095-4P-15HP | NBS_030-095_4P_15HP_8.86_SS | 685.5374 | 685.5374 | 2056.6121 | 3 | 0 | 3 | B | NBS_EndSuction | 4 | 3 | 4 | 6 | BranchMin4_BranchMax6 | 5 | 3 | 5 | 10 | HeaderMin5_HeaderMax10 | 8 | 4 | 12
179 | 47 | 030-095-4P-15HP | NBS_030-095_4P_15HP_8.86_SS | 685.5374 | 685.5374 | 2056.6121 | 3 | 0 | 3 | B | NBS_EndSuction | 4 | 3 | 4 | 6 | BranchMin4_BranchMax6 | 5 | 3 | 5 | 10 | HeaderMin5_HeaderMax10 | 10 | 4 | 12
179 | 47 | 030-095-4P-15HP | NBS_030-095_4P_15HP_8.86_SS | 685.5374 | 685.5374 | 2056.6121 | 3 | 0 | 3 | B | NBS_EndSuction | 4 | 3 | 4 | 6 | BranchMin4_BranchMax6 | 6 | 3 | 5 | 10 | HeaderMin5_HeaderMax10 | 5 | 4 | 12 | [11 empty] | INVALID
179 | 47 | 030-095-4P-15HP | NBS_030-095_4P_15HP_8.86_SS | 685.5374 | 685.5374 | 2056.6121 | 3 | 0 | 3 | B | NBS_EndSuction | 4 | 3 | 4 | 6 | BranchMin4_BranchMax6 | 6 | 3 | 5 | 10 | HeaderMin5_HeaderMax10 | 6 | 4 | 12 | [11 empty] | INVALID
179 | 47 | 030-095-4P-15HP | NBS_030-095_4P_15HP_8.86_SS | 685.5374 | 685.5374 | 2056.6121 | 3 | 0 | 3 | B | NBS_EndSuction | 4 | 3 | 4 | 6 | BranchMin4_BranchMax6 | 6 | 3 | 5 | 10 | HeaderMin5_HeaderMax10 | 8 | 4 | 12
179 | 47 | 030-095-4P-15HP | NBS_030-095_4P_15HP_8.86_SS | 685.5374 | 685.5374 | 2056.6121 | 3 | 0 | 3 | B | NBS_EndSuction | 4 | 3 | 4 | 6 | BranchMin4_BranchMax6 | 6 | 3 | 5 | 10 | HeaderMin5_HeaderMax10 | 10 | 4 | 12
180 | 48 | 030-110-4P-10HP | NBS_030-110_4P_10HP_8.35_SS | 487.2856 | 487.2856 | 1461.8568 | 3 | 0 | 3 | B | NBS_EndSuction | 4 | 3 | 4 | 5 | BranchMin4_BranchMax5 | 4 | 2 | 5 | 8 | HeaderMin5_HeaderMax8 | 5 | 3 | 6
180 | 48 | 030-110-4P-10HP | NBS_030-110_4P_10HP_8.35_SS | 487.2856 | 487.2856 | 1461.8568 | 3 | 0 | 3 | B | NBS_EndSuction | 4 | 3 | 4 | 5 | BranchMin4_BranchMax5 | 4 | 2 | 5 | 8 | HeaderMin5_HeaderMax8 | 6 | 3 | 6
180 | 48 | 030-110-4P-10HP | NBS_030-110_4P_10HP_8.35_SS | 487.2856 | 487.2856 | 1461.8568 | 3 | 0 | 3 | B | NBS_EndSuction | 4 | 3 | 4 | 5 | BranchMin4_BranchMax5 | 4 | 2 | 5 | 8 | HeaderMin5_HeaderMax8 | 8 | 3 | 6
180 | 48 | 030-110-4P-10HP | NBS_030-110_4P_10HP_8.35_SS | 487.2856 | 487.2856 | 1461.8568 | 3 | 0 | 3 | B | NBS_EndSuction | 4 | 3 | 4 | 5 | BranchMin4_BranchMax5 | 5 | 2 | 5 | 8 | HeaderMin5_HeaderMax8 | 5 | 3 | 6 | [11 empty] | INVALID
180 | 48 | 030-110-4P-10HP | NBS_030-110_4P_10HP_8.35_SS | 487.2856 | 487.2856 | 1461.8568 | 3 | 0 | 3 | B | NBS_EndSuction | 4 | 3 | 4 | 5 | BranchMin4_BranchMax5 | 5 | 2 | 5 | 8 | HeaderMin5_HeaderMax8 | 6 | 3 | 6
180 | 48 | 030-110-4P-10HP | NBS_030-110_4P_10HP_8.35_SS | 487.2856 | 487.2856 | 1461.8568 | 3 | 0 | 3 | B | NBS_EndSuction | 4 | 3 | 4 | 5 | BranchMin4_BranchMax5 | 5 | 2 | 5 | 8 | HeaderMin5_HeaderMax8 | 8 | 3 | 6
181 | 49 | 030-110-4P-15HP | NBS_030-110_4P_15HP_9.61_SS | 573.2974 | 573.2974 | 1719.8922 | 3 | 0 | 3 | B | NBS_EndSuction | 4 | 3 | 4 | 5 | BranchMin4_BranchMax5 | 4 | 2 | 5 | 10 | HeaderMin5_HeaderMax10 | 5 | 4 | 8
181 | 49 | 030-110-4P-15HP | NBS_030-110_4P_15HP_9.61_SS | 573.2974 | 573.2974 | 1719.8922 | 3 | 0 | 3 | B | NBS_EndSuction | 4 | 3 | 4 | 5 | BranchMin4_BranchMax5 | 4 | 2 | 5 | 10 | HeaderMin5_HeaderMax10 | 6 | 4 | 8
181 | 49 | 030-110-4P-15HP | NBS_030-110_4P_15HP_9.61_SS | 573.2974 | 573.2974 | 1719.8922 | 3 | 0 | 3 | B | NBS_EndSuction | 4 | 3 | 4 | 5 | BranchMin4_BranchMax5 | 4 | 2 | 5 | 10 | HeaderMin5_HeaderMax10 | 8 | 4 | 8
181 | 49 | 030-110-4P-15HP | NBS_030-110_4P_15HP_9.61_SS | 573.2974 | 573.2974 | 1719.8922 | 3 | 0 | 3 | B | NBS_EndSuction | 4 | 3 | 4 | 5 | BranchMin4_BranchMax5 | 4 | 2 | 5 | 10 | HeaderMin5_HeaderMax10 | 10 | 4 | 8
181 | 49 | 030-110-4P-15HP | NBS_030-110_4P_15HP_9.61_SS | 573.2974 | 573.2974 | 1719.8922 | 3 | 0 | 3 | B | NBS_EndSuction | 4 | 3 | 4 | 5 | BranchMin4_BranchMax5 | 5 | 2 | 5 | 10 | HeaderMin5_HeaderMax10 | 5 | 4 | 8 | [11 empty] | INVALID
181 | 49 | 030-110-4P-15HP | NBS_030-110_4P_15HP_9.61_SS | 573.2974 | 573.2974 | 1719.8922 | 3 | 0 | 3 | B | NBS_EndSuction | 4 | 3 | 4 | 5 | BranchMin4_BranchMax5 | 5 | 2 | 5 | 10 | HeaderMin5_HeaderMax10 | 6 | 4 | 8
181 | 49 | 030-110-4P-15HP | NBS_030-110_4P_15HP_9.61_SS | 573.2974 | 573.2974 | 1719.8922 | 3 | 0 | 3 | B | NBS_EndSuction | 4 | 3 | 4 | 5 | BranchMin4_BranchMax5 | 5 | 2 | 5 | 10 | HeaderMin5_HeaderMax10 | 8 | 4 | 8
181 | 49 | 030-110-4P-15HP | NBS_030-110_4P_15HP_9.61_SS | 573.2974 | 573.2974 | 1719.8922 | 3 | 0 | 3 | B | NBS_EndSuction | 4 | 3 | 4 | 5 | BranchMin4_BranchMax5 | 5 | 2 | 5 | 10 | HeaderMin5_HeaderMax10 | 10 | 4 | 8
182 | 50 | 030-110-4P-20HP | NBS_030-110_4P_20HP_10.79_SS | 666.5942 | 666.5942 | 1999.7825 | 3 | 0 | 3 | B | NBS_EndSuction | 4 | 3 | 4 | 6 | BranchMin4_BranchMax6 | 4 | 3 | 5 | 10 | HeaderMin5_HeaderMax10 | 5 | 4 | 12
182 | 50 | 030-110-4P-20HP | NBS_030-110_4P_20HP_10.79_SS | 666.5942 | 666.5942 | 1999.7825 | 3 | 0 | 3 | B | NBS_EndSuction | 4 | 3 | 4 | 6 | BranchMin4_BranchMax6 | 4 | 3 | 5 | 10 | HeaderMin5_HeaderMax10 | 6 | 4 | 12
182 | 50 | 030-110-4P-20HP | NBS_030-110_4P_20HP_10.79_SS | 666.5942 | 666.5942 | 1999.7825 | 3 | 0 | 3 | B | NBS_EndSuction | 4 | 3 | 4 | 6 | BranchMin4_BranchMax6 | 4 | 3 | 5 | 10 | HeaderMin5_HeaderMax10 | 8 | 4 | 12
182 | 50 | 030-110-4P-20HP | NBS_030-110_4P_20HP_10.79_SS | 666.5942 | 666.5942 | 1999.7825 | 3 | 0 | 3 | B | NBS_EndSuction | 4 | 3 | 4 | 6 | BranchMin4_BranchMax6 | 4 | 3 | 5 | 10 | HeaderMin5_HeaderMax10 | 10 | 4 | 12
182 | 50 | 030-110-4P-20HP | NBS_030-110_4P_20HP_10.79_SS | 666.5942 | 666.5942 | 1999.7825 | 3 | 0 | 3 | B | NBS_EndSuction | 4 | 3 | 4 | 6 | BranchMin4_BranchMax6 | 5 | 3 | 5 | 10 | HeaderMin5_HeaderMax10 | 5 | 4 | 12 | [11 empty] | INVALID
182 | 50 | 030-110-4P-20HP | NBS_030-110_4P_20HP_10.79_SS | 666.5942 | 666.5942 | 1999.7825 | 3 | 0 | 3 | B | NBS_EndSuction | 4 | 3 | 4 | 6 | BranchMin4_BranchMax6 | 5 | 3 | 5 | 10 | HeaderMin5_HeaderMax10 | 6 | 4 | 12
182 | 50 | 030-110-4P-20HP | NBS_030-110_4P_20HP_10.79_SS | 666.5942 | 666.5942 | 1999.7825 | 3 | 0 | 3 | B | NBS_EndSuction | 4 | 3 | 4 | 6 | BranchMin4_BranchMax6 | 5 | 3 | 5 | 10 | HeaderMin5_HeaderMax10 | 8 | 4 | 12
182 | 50 | 030-110-4P-20HP | NBS_030-110_4P_20HP_10.79_SS | 666.5942 | 666.5942 | 1999.7825 | 3 | 0 | 3 | B | NBS_EndSuction | 4 | 3 | 4 | 6 | BranchMin4_BranchMax6 | 5 | 3 | 5 | 10 | HeaderMin5_HeaderMax10 | 10 | 4 | 12
182 | 50 | 030-110-4P-20HP | NBS_030-110_4P_20HP_10.79_SS | 666.5942 | 666.5942 | 1999.7825 | 3 | 0 | 3 | B | NBS_EndSuction | 4 | 3 | 4 | 6 | BranchMin4_BranchMax6 | 6 | 3 | 5 | 10 | HeaderMin5_HeaderMax10 | 5 | 4 | 12 | [11 empty] | INVALID
182 | 50 | 030-110-4P-20HP | NBS_030-110_4P_20HP_10.79_SS | 666.5942 | 666.5942 | 1999.7825 | 3 | 0 | 3 | B | NBS_EndSuction | 4 | 3 | 4 | 6 | BranchMin4_BranchMax6 | 6 | 3 | 5 | 10 | HeaderMin5_HeaderMax10 | 6 | 4 | 12 | [11 empty] | INVALID
182 | 50 | 030-110-4P-20HP | NBS_030-110_4P_20HP_10.79_SS | 666.5942 | 666.5942 | 1999.7825 | 3 | 0 | 3 | B | NBS_EndSuction | 4 | 3 | 4 | 6 | BranchMin4_BranchMax6 | 6 | 3 | 5 | 10 | HeaderMin5_HeaderMax10 | 8 | 4 | 12
182 | 50 | 030-110-4P-20HP | NBS_030-110_4P_20HP_10.79_SS | 666.5942 | 666.5942 | 1999.7825 | 3 | 0 | 3 | B | NBS_EndSuction | 4 | 3 | 4 | 6 | BranchMin4_BranchMax6 | 6 | 3 | 5 | 10 | HeaderMin5_HeaderMax10 | 10 | 4 | 12
183 | 51 | 030-135-4P-15HP | NBS_030-135_4P_15HP_8.98_SS | 598.5182 | 598.5182 | 1795.5546 | 3 | 0 | 3 | B | NBS_EndSuction | 4 | 3 | 4 | 5 | BranchMin4_BranchMax5 | 4 | 2 | 5 | 10 | HeaderMin5_HeaderMax10 | 5 | 4 | 8
183 | 51 | 030-135-4P-15HP | NBS_030-135_4P_15HP_8.98_SS | 598.5182 | 598.5182 | 1795.5546 | 3 | 0 | 3 | B | NBS_EndSuction | 4 | 3 | 4 | 5 | BranchMin4_BranchMax5 | 4 | 2 | 5 | 10 | HeaderMin5_HeaderMax10 | 6 | 4 | 8
183 | 51 | 030-135-4P-15HP | NBS_030-135_4P_15HP_8.98_SS | 598.5182 | 598.5182 | 1795.5546 | 3 | 0 | 3 | B | NBS_EndSuction | 4 | 3 | 4 | 5 | BranchMin4_BranchMax5 | 4 | 2 | 5 | 10 | HeaderMin5_HeaderMax10 | 8 | 4 | 8
183 | 51 | 030-135-4P-15HP | NBS_030-135_4P_15HP_8.98_SS | 598.5182 | 598.5182 | 1795.5546 | 3 | 0 | 3 | B | NBS_EndSuction | 4 | 3 | 4 | 5 | BranchMin4_BranchMax5 | 4 | 2 | 5 | 10 | HeaderMin5_HeaderMax10 | 10 | 4 | 8
183 | 51 | 030-135-4P-15HP | NBS_030-135_4P_15HP_8.98_SS | 598.5182 | 598.5182 | 1795.5546 | 3 | 0 | 3 | B | NBS_EndSuction | 4 | 3 | 4 | 5 | BranchMin4_BranchMax5 | 5 | 2 | 5 | 10 | HeaderMin5_HeaderMax10 | 5 | 4 | 8 | [11 empty] | INVALID
183 | 51 | 030-135-4P-15HP | NBS_030-135_4P_15HP_8.98_SS | 598.5182 | 598.5182 | 1795.5546 | 3 | 0 | 3 | B | NBS_EndSuction | 4 | 3 | 4 | 5 | BranchMin4_BranchMax5 | 5 | 2 | 5 | 10 | HeaderMin5_HeaderMax10 | 6 | 4 | 8
183 | 51 | 030-135-4P-15HP | NBS_030-135_4P_15HP_8.98_SS | 598.5182 | 598.5182 | 1795.5546 | 3 | 0 | 3 | B | NBS_EndSuction | 4 | 3 | 4 | 5 | BranchMin4_BranchMax5 | 5 | 2 | 5 | 10 | HeaderMin5_HeaderMax10 | 8 | 4 | 8
183 | 51 | 030-135-4P-15HP | NBS_030-135_4P_15HP_8.98_SS | 598.5182 | 598.5182 | 1795.5546 | 3 | 0 | 3 | B | NBS_EndSuction | 4 | 3 | 4 | 5 | BranchMin4_BranchMax5 | 5 | 2 | 5 | 10 | HeaderMin5_HeaderMax10 | 10 | 4 | 8
184 | 52 | 030-135-4P-20HP | NBS_030-135_4P_20HP_9.92_SS | 672.8213 | 672.8213 | 2018.4638 | 3 | 0 | 3 | B | NBS_EndSuction | 4 | 3 | 4 | 6 | BranchMin4_BranchMax6 | 4 | 3 | 5 | 10 | HeaderMin5_HeaderMax10 | 5 | 4 | 12
184 | 52 | 030-135-4P-20HP | NBS_030-135_4P_20HP_9.92_SS | 672.8213 | 672.8213 | 2018.4638 | 3 | 0 | 3 | B | NBS_EndSuction | 4 | 3 | 4 | 6 | BranchMin4_BranchMax6 | 4 | 3 | 5 | 10 | HeaderMin5_HeaderMax10 | 6 | 4 | 12
184 | 52 | 030-135-4P-20HP | NBS_030-135_4P_20HP_9.92_SS | 672.8213 | 672.8213 | 2018.4638 | 3 | 0 | 3 | B | NBS_EndSuction | 4 | 3 | 4 | 6 | BranchMin4_BranchMax6 | 4 | 3 | 5 | 10 | HeaderMin5_HeaderMax10 | 8 | 4 | 12
184 | 52 | 030-135-4P-20HP | NBS_030-135_4P_20HP_9.92_SS | 672.8213 | 672.8213 | 2018.4638 | 3 | 0 | 3 | B | NBS_EndSuction | 4 | 3 | 4 | 6 | BranchMin4_BranchMax6 | 4 | 3 | 5 | 10 | HeaderMin5_HeaderMax10 | 10 | 4 | 12
184 | 52 | 030-135-4P-20HP | NBS_030-135_4P_20HP_9.92_SS | 672.8213 | 672.8213 | 2018.4638 | 3 | 0 | 3 | B | NBS_EndSuction | 4 | 3 | 4 | 6 | BranchMin4_BranchMax6 | 5 | 3 | 5 | 10 | HeaderMin5_HeaderMax10 | 5 | 4 | 12 | [11 empty] | INVALID
184 | 52 | 030-135-4P-20HP | NBS_030-135_4P_20HP_9.92_SS | 672.8213 | 672.8213 | 2018.4638 | 3 | 0 | 3 | B | NBS_EndSuction | 4 | 3 | 4 | 6 | BranchMin4_BranchMax6 | 5 | 3 | 5 | 10 | HeaderMin5_HeaderMax10 | 6 | 4 | 12
184 | 52 | 030-135-4P-20HP | NBS_030-135_4P_20HP_9.92_SS | 672.8213 | 672.8213 | 2018.4638 | 3 | 0 | 3 | B | NBS_EndSuction | 4 | 3 | 4 | 6 | BranchMin4_BranchMax6 | 5 | 3 | 5 | 10 | HeaderMin5_HeaderMax10 | 8 | 4 | 12
184 | 52 | 030-135-4P-20HP | NBS_030-135_4P_20HP_9.92_SS | 672.8213 | 672.8213 | 2018.4638 | 3 | 0 | 3 | B | NBS_EndSuction | 4 | 3 | 4 | 6 | BranchMin4_BranchMax6 | 5 | 3 | 5 | 10 | HeaderMin5_HeaderMax10 | 10 | 4 | 12
184 | 52 | 030-135-4P-20HP | NBS_030-135_4P_20HP_9.92_SS | 672.8213 | 672.8213 | 2018.4638 | 3 | 0 | 3 | B | NBS_EndSuction | 4 | 3 | 4 | 6 | BranchMin4_BranchMax6 | 6 | 3 | 5 | 10 | HeaderMin5_HeaderMax10 | 5 | 4 | 12 | [11 empty] | INVALID
184 | 52 | 030-135-4P-20HP | NBS_030-135_4P_20HP_9.92_SS | 672.8213 | 672.8213 | 2018.4638 | 3 | 0 | 3 | B | NBS_EndSuction | 4 | 3 | 4 | 6 | BranchMin4_BranchMax6 | 6 | 3 | 5 | 10 | HeaderMin5_HeaderMax10 | 6 | 4 | 12 | [11 empty] | INVALID
184 | 52 | 030-135-4P-20HP | NBS_030-135_4P_20HP_9.92_SS | 672.8213 | 672.8213 | 2018.4638 | 3 | 0 | 3 | B | NBS_EndSuction | 4 | 3 | 4 | 6 | BranchMin4_BranchMax6 | 6 | 3 | 5 | 10 | HeaderMin5_HeaderMax10 | 8 | 4 | 12
184 | 52 | 030-135-4P-20HP | NBS_030-135_4P_20HP_9.92_SS | 672.8213 | 672.8213 | 2018.4638 | 3 | 0 | 3 | B | NBS_EndSuction | 4 | 3 | 4 | 6 | BranchMin4_BranchMax6 | 6 | 3 | 5 | 10 | HeaderMin5_HeaderMax10 | 10 | 4 | 12
185 | 53 | 030-135-4P-25HP | NBS_030-135_4P_25HP_10.63_SS | 735.3325 | 735.3325 | 2205.9974 | 3 | 0 | 3 | B | NBS_EndSuction | 4 | 3 | 4 | 6 | BranchMin4_BranchMax6 | 4 | 3 | 5 | 10 | HeaderMin5_HeaderMax10 | 5 | 4 | 12
185 | 53 | 030-135-4P-25HP | NBS_030-135_4P_25HP_10.63_SS | 735.3325 | 735.3325 | 2205.9974 | 3 | 0 | 3 | B | NBS_EndSuction | 4 | 3 | 4 | 6 | BranchMin4_BranchMax6 | 4 | 3 | 5 | 10 | HeaderMin5_HeaderMax10 | 6 | 4 | 12
185 | 53 | 030-135-4P-25HP | NBS_030-135_4P_25HP_10.63_SS | 735.3325 | 735.3325 | 2205.9974 | 3 | 0 | 3 | B | NBS_EndSuction | 4 | 3 | 4 | 6 | BranchMin4_BranchMax6 | 4 | 3 | 5 | 10 | HeaderMin5_HeaderMax10 | 8 | 4 | 12
185 | 53 | 030-135-4P-25HP | NBS_030-135_4P_25HP_10.63_SS | 735.3325 | 735.3325 | 2205.9974 | 3 | 0 | 3 | B | NBS_EndSuction | 4 | 3 | 4 | 6 | BranchMin4_BranchMax6 | 4 | 3 | 5 | 10 | HeaderMin5_HeaderMax10 | 10 | 4 | 12
185 | 53 | 030-135-4P-25HP | NBS_030-135_4P_25HP_10.63_SS | 735.3325 | 735.3325 | 2205.9974 | 3 | 0 | 3 | B | NBS_EndSuction | 4 | 3 | 4 | 6 | BranchMin4_BranchMax6 | 5 | 3 | 5 | 10 | HeaderMin5_HeaderMax10 | 5 | 4 | 12 | [11 empty] | INVALID
185 | 53 | 030-135-4P-25HP | NBS_030-135_4P_25HP_10.63_SS | 735.3325 | 735.3325 | 2205.9974 | 3 | 0 | 3 | B | NBS_EndSuction | 4 | 3 | 4 | 6 | BranchMin4_BranchMax6 | 5 | 3 | 5 | 10 | HeaderMin5_HeaderMax10 | 6 | 4 | 12
185 | 53 | 030-135-4P-25HP | NBS_030-135_4P_25HP_10.63_SS | 735.3325 | 735.3325 | 2205.9974 | 3 | 0 | 3 | B | NBS_EndSuction | 4 | 3 | 4 | 6 | BranchMin4_BranchMax6 | 5 | 3 | 5 | 10 | HeaderMin5_HeaderMax10 | 8 | 4 | 12
185 | 53 | 030-135-4P-25HP | NBS_030-135_4P_25HP_10.63_SS | 735.3325 | 735.3325 | 2205.9974 | 3 | 0 | 3 | B | NBS_EndSuction | 4 | 3 | 4 | 6 | BranchMin4_BranchMax6 | 5 | 3 | 5 | 10 | HeaderMin5_HeaderMax10 | 10 | 4 | 12
185 | 53 | 030-135-4P-25HP | NBS_030-135_4P_25HP_10.63_SS | 735.3325 | 735.3325 | 2205.9974 | 3 | 0 | 3 | B | NBS_EndSuction | 4 | 3 | 4 | 6 | BranchMin4_BranchMax6 | 6 | 3 | 5 | 10 | HeaderMin5_HeaderMax10 | 5 | 4 | 12 | [11 empty] | INVALID
185 | 53 | 030-135-4P-25HP | NBS_030-135_4P_25HP_10.63_SS | 735.3325 | 735.3325 | 2205.9974 | 3 | 0 | 3 | B | NBS_EndSuction | 4 | 3 | 4 | 6 | BranchMin4_BranchMax6 | 6 | 3 | 5 | 10 | HeaderMin5_HeaderMax10 | 6 | 4 | 12 | [11 empty] | INVALID
185 | 53 | 030-135-4P-25HP | NBS_030-135_4P_25HP_10.63_SS | 735.3325 | 735.3325 | 2205.9974 | 3 | 0 | 3 | B | NBS_EndSuction | 4 | 3 | 4 | 6 | BranchMin4_BranchMax6 | 6 | 3 | 5 | 10 | HeaderMin5_HeaderMax10 | 8 | 4 | 12
185 | 53 | 030-135-4P-25HP | NBS_030-135_4P_25HP_10.63_SS | 735.3325 | 735.3325 | 2205.9974 | 3 | 0 | 3 | B | NBS_EndSuction | 4 | 3 | 4 | 6 | BranchMin4_BranchMax6 | 6 | 3 | 5 | 10 | HeaderMin5_HeaderMax10 | 10 | 4 | 12
186 | 54 | 030-135-4P-30HP | NBS_030-135_4P_30HP_11.26_SS | 787.4175 | 787.4175 | 2362.2524 | 3 | 0 | 3 | B | NBS_EndSuction | 4 | 3 | 4 | 6 | BranchMin4_BranchMax6 | 4 | 3 | 5 | 10 | HeaderMin5_HeaderMax10 | 5 | 4 | 12
186 | 54 | 030-135-4P-30HP | NBS_030-135_4P_30HP_11.26_SS | 787.4175 | 787.4175 | 2362.2524 | 3 | 0 | 3 | B | NBS_EndSuction | 4 | 3 | 4 | 6 | BranchMin4_BranchMax6 | 4 | 3 | 5 | 10 | HeaderMin5_HeaderMax10 | 6 | 4 | 12
186 | 54 | 030-135-4P-30HP | NBS_030-135_4P_30HP_11.26_SS | 787.4175 | 787.4175 | 2362.2524 | 3 | 0 | 3 | B | NBS_EndSuction | 4 | 3 | 4 | 6 | BranchMin4_BranchMax6 | 4 | 3 | 5 | 10 | HeaderMin5_HeaderMax10 | 8 | 4 | 12
186 | 54 | 030-135-4P-30HP | NBS_030-135_4P_30HP_11.26_SS | 787.4175 | 787.4175 | 2362.2524 | 3 | 0 | 3 | B | NBS_EndSuction | 4 | 3 | 4 | 6 | BranchMin4_BranchMax6 | 4 | 3 | 5 | 10 | HeaderMin5_HeaderMax10 | 10 | 4 | 12
186 | 54 | 030-135-4P-30HP | NBS_030-135_4P_30HP_11.26_SS | 787.4175 | 787.4175 | 2362.2524 | 3 | 0 | 3 | B | NBS_EndSuction | 4 | 3 | 4 | 6 | BranchMin4_BranchMax6 | 5 | 3 | 5 | 10 | HeaderMin5_HeaderMax10 | 5 | 4 | 12 | [11 empty] | INVALID
186 | 54 | 030-135-4P-30HP | NBS_030-135_4P_30HP_11.26_SS | 787.4175 | 787.4175 | 2362.2524 | 3 | 0 | 3 | B | NBS_EndSuction | 4 | 3 | 4 | 6 | BranchMin4_BranchMax6 | 5 | 3 | 5 | 10 | HeaderMin5_HeaderMax10 | 6 | 4 | 12
186 | 54 | 030-135-4P-30HP | NBS_030-135_4P_30HP_11.26_SS | 787.4175 | 787.4175 | 2362.2524 | 3 | 0 | 3 | B | NBS_EndSuction | 4 | 3 | 4 | 6 | BranchMin4_BranchMax6 | 5 | 3 | 5 | 10 | HeaderMin5_HeaderMax10 | 8 | 4 | 12
186 | 54 | 030-135-4P-30HP | NBS_030-135_4P_30HP_11.26_SS | 787.4175 | 787.4175 | 2362.2524 | 3 | 0 | 3 | B | NBS_EndSuction | 4 | 3 | 4 | 6 | BranchMin4_BranchMax6 | 5 | 3 | 5 | 10 | HeaderMin5_HeaderMax10 | 10 | 4 | 12
186 | 54 | 030-135-4P-30HP | NBS_030-135_4P_30HP_11.26_SS | 787.4175 | 787.4175 | 2362.2524 | 3 | 0 | 3 | B | NBS_EndSuction | 4 | 3 | 4 | 6 | BranchMin4_BranchMax6 | 6 | 3 | 5 | 10 | HeaderMin5_HeaderMax10 | 5 | 4 | 12 | [11 empty] | INVALID
186 | 54 | 030-135-4P-30HP | NBS_030-135_4P_30HP_11.26_SS | 787.4175 | 787.4175 | 2362.2524 | 3 | 0 | 3 | B | NBS_EndSuction | 4 | 3 | 4 | 6 | BranchMin4_BranchMax6 | 6 | 3 | 5 | 10 | HeaderMin5_HeaderMax10 | 6 | 4 | 12 | [11 empty] | INVALID
186 | 54 | 030-135-4P-30HP | NBS_030-135_4P_30HP_11.26_SS | 787.4175 | 787.4175 | 2362.2524 | 3 | 0 | 3 | B | NBS_EndSuction | 4 | 3 | 4 | 6 | BranchMin4_BranchMax6 | 6 | 3 | 5 | 10 | HeaderMin5_HeaderMax10 | 8 | 4 | 12
186 | 54 | 030-135-4P-30HP | NBS_030-135_4P_30HP_11.26_SS | 787.4175 | 787.4175 | 2362.2524 | 3 | 0 | 3 | B | NBS_EndSuction | 4 | 3 | 4 | 6 | BranchMin4_BranchMax6 | 6 | 3 | 5 | 10 | HeaderMin5_HeaderMax10 | 10 | 4 | 12
187 | 55 | 030-135-4P-40HP | NBS_030-135_4P_40HP_12.91_SS | 832.83 | 832.83 | 2498.4899 | 3 | 0 | 3 | B | NBS_EndSuction | 4 | 3 | 4 | 6 | BranchMin4_BranchMax6 | 4 | 3 | 5 | 10 | HeaderMin5_HeaderMax10 | 5 | 4 | 12
187 | 55 | 030-135-4P-40HP | NBS_030-135_4P_40HP_12.91_SS | 832.83 | 832.83 | 2498.4899 | 3 | 0 | 3 | B | NBS_EndSuction | 4 | 3 | 4 | 6 | BranchMin4_BranchMax6 | 4 | 3 | 5 | 10 | HeaderMin5_HeaderMax10 | 6 | 4 | 12
187 | 55 | 030-135-4P-40HP | NBS_030-135_4P_40HP_12.91_SS | 832.83 | 832.83 | 2498.4899 | 3 | 0 | 3 | B | NBS_EndSuction | 4 | 3 | 4 | 6 | BranchMin4_BranchMax6 | 4 | 3 | 5 | 10 | HeaderMin5_HeaderMax10 | 8 | 4 | 12
187 | 55 | 030-135-4P-40HP | NBS_030-135_4P_40HP_12.91_SS | 832.83 | 832.83 | 2498.4899 | 3 | 0 | 3 | B | NBS_EndSuction | 4 | 3 | 4 | 6 | BranchMin4_BranchMax6 | 4 | 3 | 5 | 10 | HeaderMin5_HeaderMax10 | 10 | 4 | 12
187 | 55 | 030-135-4P-40HP | NBS_030-135_4P_40HP_12.91_SS | 832.83 | 832.83 | 2498.4899 | 3 | 0 | 3 | B | NBS_EndSuction | 4 | 3 | 4 | 6 | BranchMin4_BranchMax6 | 5 | 3 | 5 | 10 | HeaderMin5_HeaderMax10 | 5 | 4 | 12 | [11 empty] | INVALID
187 | 55 | 030-135-4P-40HP | NBS_030-135_4P_40HP_12.91_SS | 832.83 | 832.83 | 2498.4899 | 3 | 0 | 3 | B | NBS_EndSuction | 4 | 3 | 4 | 6 | BranchMin4_BranchMax6 | 5 | 3 | 5 | 10 | HeaderMin5_HeaderMax10 | 6 | 4 | 12
187 | 55 | 030-135-4P-40HP | NBS_030-135_4P_40HP_12.91_SS | 832.83 | 832.83 | 2498.4899 | 3 | 0 | 3 | B | NBS_EndSuction | 4 | 3 | 4 | 6 | BranchMin4_BranchMax6 | 5 | 3 | 5 | 10 | HeaderMin5_HeaderMax10 | 8 | 4 | 12
187 | 55 | 030-135-4P-40HP | NBS_030-135_4P_40HP_12.91_SS | 832.83 | 832.83 | 2498.4899 | 3 | 0 | 3 | B | NBS_EndSuction | 4 | 3 | 4 | 6 | BranchMin4_BranchMax6 | 5 | 3 | 5 | 10 | HeaderMin5_HeaderMax10 | 10 | 4 | 12
187 | 55 | 030-135-4P-40HP | NBS_030-135_4P_40HP_12.91_SS | 832.83 | 832.83 | 2498.4899 | 3 | 0 | 3 | B | NBS_EndSuction | 4 | 3 | 4 | 6 | BranchMin4_BranchMax6 | 6 | 3 | 5 | 10 | HeaderMin5_HeaderMax10 | 5 | 4 | 12 | [11 empty] | INVALID
187 | 55 | 030-135-4P-40HP | NBS_030-135_4P_40HP_12.91_SS | 832.83 | 832.83 | 2498.4899 | 3 | 0 | 3 | B | NBS_EndSuction | 4 | 3 | 4 | 6 | BranchMin4_BranchMax6 | 6 | 3 | 5 | 10 | HeaderMin5_HeaderMax10 | 6 | 4 | 12 | [11 empty] | INVALID
187 | 55 | 030-135-4P-40HP | NBS_030-135_4P_40HP_12.91_SS | 832.83 | 832.83 | 2498.4899 | 3 | 0 | 3 | B | NBS_EndSuction | 4 | 3 | 4 | 6 | BranchMin4_BranchMax6 | 6 | 3 | 5 | 10 | HeaderMin5_HeaderMax10 | 8 | 4 | 12
187 | 55 | 030-135-4P-40HP | NBS_030-135_4P_40HP_12.91_SS | 832.83 | 832.83 | 2498.4899 | 3 | 0 | 3 | B | NBS_EndSuction | 4 | 3 | 4 | 6 | BranchMin4_BranchMax6 | 6 | 3 | 5 | 10 | HeaderMin5_HeaderMax10 | 10 | 4 | 12
188 | 56 | 040-070-4P-2HP | NBS_040-070_4P_2HP_4.72_SS | 541.7729 | 541.7729 | 1625.3186 | 3 | 0 | 3 | B | NBS_EndSuction | 4 | 3 | 4 | 5 | BranchMin4_BranchMax5 | 4 | 2 | 5 | 10 | HeaderMin5_HeaderMax10 | 5 | 4 | 8
188 | 56 | 040-070-4P-2HP | NBS_040-070_4P_2HP_4.72_SS | 541.7729 | 541.7729 | 1625.3186 | 3 | 0 | 3 | B | NBS_EndSuction | 4 | 3 | 4 | 5 | BranchMin4_BranchMax5 | 4 | 2 | 5 | 10 | HeaderMin5_HeaderMax10 | 6 | 4 | 8
188 | 56 | 040-070-4P-2HP | NBS_040-070_4P_2HP_4.72_SS | 541.7729 | 541.7729 | 1625.3186 | 3 | 0 | 3 | B | NBS_EndSuction | 4 | 3 | 4 | 5 | BranchMin4_BranchMax5 | 4 | 2 | 5 | 10 | HeaderMin5_HeaderMax10 | 8 | 4 | 8
188 | 56 | 040-070-4P-2HP | NBS_040-070_4P_2HP_4.72_SS | 541.7729 | 541.7729 | 1625.3186 | 3 | 0 | 3 | B | NBS_EndSuction | 4 | 3 | 4 | 5 | BranchMin4_BranchMax5 | 4 | 2 | 5 | 10 | HeaderMin5_HeaderMax10 | 10 | 4 | 8
188 | 56 | 040-070-4P-2HP | NBS_040-070_4P_2HP_4.72_SS | 541.7729 | 541.7729 | 1625.3186 | 3 | 0 | 3 | B | NBS_EndSuction | 4 | 3 | 4 | 5 | BranchMin4_BranchMax5 | 5 | 2 | 5 | 10 | HeaderMin5_HeaderMax10 | 5 | 4 | 8 | [11 empty] | INVALID
188 | 56 | 040-070-4P-2HP | NBS_040-070_4P_2HP_4.72_SS | 541.7729 | 541.7729 | 1625.3186 | 3 | 0 | 3 | B | NBS_EndSuction | 4 | 3 | 4 | 5 | BranchMin4_BranchMax5 | 5 | 2 | 5 | 10 | HeaderMin5_HeaderMax10 | 6 | 4 | 8
188 | 56 | 040-070-4P-2HP | NBS_040-070_4P_2HP_4.72_SS | 541.7729 | 541.7729 | 1625.3186 | 3 | 0 | 3 | B | NBS_EndSuction | 4 | 3 | 4 | 5 | BranchMin4_BranchMax5 | 5 | 2 | 5 | 10 | HeaderMin5_HeaderMax10 | 8 | 4 | 8
188 | 56 | 040-070-4P-2HP | NBS_040-070_4P_2HP_4.72_SS | 541.7729 | 541.7729 | 1625.3186 | 3 | 0 | 3 | B | NBS_EndSuction | 4 | 3 | 4 | 5 | BranchMin4_BranchMax5 | 5 | 2 | 5 | 10 | HeaderMin5_HeaderMax10 | 10 | 4 | 8
189 | 57 | 040-070-4P-3HP | NBS_040-070_4P_3HP_5.43_SS | 534.0678 | 534.0678 | 1602.2035 | 3 | 0 | 3 | B | NBS_EndSuction | 4 | 3 | 4 | 5 | BranchMin4_BranchMax5 | 4 | 2 | 5 | 10 | HeaderMin5_HeaderMax10 | 5 | 4 | 8
189 | 57 | 040-070-4P-3HP | NBS_040-070_4P_3HP_5.43_SS | 534.0678 | 534.0678 | 1602.2035 | 3 | 0 | 3 | B | NBS_EndSuction | 4 | 3 | 4 | 5 | BranchMin4_BranchMax5 | 4 | 2 | 5 | 10 | HeaderMin5_HeaderMax10 | 6 | 4 | 8
189 | 57 | 040-070-4P-3HP | NBS_040-070_4P_3HP_5.43_SS | 534.0678 | 534.0678 | 1602.2035 | 3 | 0 | 3 | B | NBS_EndSuction | 4 | 3 | 4 | 5 | BranchMin4_BranchMax5 | 4 | 2 | 5 | 10 | HeaderMin5_HeaderMax10 | 8 | 4 | 8
189 | 57 | 040-070-4P-3HP | NBS_040-070_4P_3HP_5.43_SS | 534.0678 | 534.0678 | 1602.2035 | 3 | 0 | 3 | B | NBS_EndSuction | 4 | 3 | 4 | 5 | BranchMin4_BranchMax5 | 4 | 2 | 5 | 10 | HeaderMin5_HeaderMax10 | 10 | 4 | 8
189 | 57 | 040-070-4P-3HP | NBS_040-070_4P_3HP_5.43_SS | 534.0678 | 534.0678 | 1602.2035 | 3 | 0 | 3 | B | NBS_EndSuction | 4 | 3 | 4 | 5 | BranchMin4_BranchMax5 | 5 | 2 | 5 | 10 | HeaderMin5_HeaderMax10 | 5 | 4 | 8 | [11 empty] | INVALID
189 | 57 | 040-070-4P-3HP | NBS_040-070_4P_3HP_5.43_SS | 534.0678 | 534.0678 | 1602.2035 | 3 | 0 | 3 | B | NBS_EndSuction | 4 | 3 | 4 | 5 | BranchMin4_BranchMax5 | 5 | 2 | 5 | 10 | HeaderMin5_HeaderMax10 | 6 | 4 | 8
189 | 57 | 040-070-4P-3HP | NBS_040-070_4P_3HP_5.43_SS | 534.0678 | 534.0678 | 1602.2035 | 3 | 0 | 3 | B | NBS_EndSuction | 4 | 3 | 4 | 5 | BranchMin4_BranchMax5 | 5 | 2 | 5 | 10 | HeaderMin5_HeaderMax10 | 8 | 4 | 8
189 | 57 | 040-070-4P-3HP | NBS_040-070_4P_3HP_5.43_SS | 534.0678 | 534.0678 | 1602.2035 | 3 | 0 | 3 | B | NBS_EndSuction | 4 | 3 | 4 | 5 | BranchMin4_BranchMax5 | 5 | 2 | 5 | 10 | HeaderMin5_HeaderMax10 | 10 | 4 | 8
190 | 58 | 040-070-4P-5HP | NBS_040-070_4P_5HP_6.30_SS | 695.2568 | 695.2568 | 2085.7705 | 3 | 0 | 3 | B | NBS_EndSuction | 4 | 3 | 4 | 6 | BranchMin4_BranchMax6 | 4 | 3 | 5 | 10 | HeaderMin5_HeaderMax10 | 5 | 4 | 12
190 | 58 | 040-070-4P-5HP | NBS_040-070_4P_5HP_6.30_SS | 695.2568 | 695.2568 | 2085.7705 | 3 | 0 | 3 | B | NBS_EndSuction | 4 | 3 | 4 | 6 | BranchMin4_BranchMax6 | 4 | 3 | 5 | 10 | HeaderMin5_HeaderMax10 | 6 | 4 | 12
190 | 58 | 040-070-4P-5HP | NBS_040-070_4P_5HP_6.30_SS | 695.2568 | 695.2568 | 2085.7705 | 3 | 0 | 3 | B | NBS_EndSuction | 4 | 3 | 4 | 6 | BranchMin4_BranchMax6 | 4 | 3 | 5 | 10 | HeaderMin5_HeaderMax10 | 8 | 4 | 12
190 | 58 | 040-070-4P-5HP | NBS_040-070_4P_5HP_6.30_SS | 695.2568 | 695.2568 | 2085.7705 | 3 | 0 | 3 | B | NBS_EndSuction | 4 | 3 | 4 | 6 | BranchMin4_BranchMax6 | 4 | 3 | 5 | 10 | HeaderMin5_HeaderMax10 | 10 | 4 | 12
190 | 58 | 040-070-4P-5HP | NBS_040-070_4P_5HP_6.30_SS | 695.2568 | 695.2568 | 2085.7705 | 3 | 0 | 3 | B | NBS_EndSuction | 4 | 3 | 4 | 6 | BranchMin4_BranchMax6 | 5 | 3 | 5 | 10 | HeaderMin5_HeaderMax10 | 5 | 4 | 12 | [11 empty] | INVALID
190 | 58 | 040-070-4P-5HP | NBS_040-070_4P_5HP_6.30_SS | 695.2568 | 695.2568 | 2085.7705 | 3 | 0 | 3 | B | NBS_EndSuction | 4 | 3 | 4 | 6 | BranchMin4_BranchMax6 | 5 | 3 | 5 | 10 | HeaderMin5_HeaderMax10 | 6 | 4 | 12
190 | 58 | 040-070-4P-5HP | NBS_040-070_4P_5HP_6.30_SS | 695.2568 | 695.2568 | 2085.7705 | 3 | 0 | 3 | B | NBS_EndSuction | 4 | 3 | 4 | 6 | BranchMin4_BranchMax6 | 5 | 3 | 5 | 10 | HeaderMin5_HeaderMax10 | 8 | 4 | 12
190 | 58 | 040-070-4P-5HP | NBS_040-070_4P_5HP_6.30_SS | 695.2568 | 695.2568 | 2085.7705 | 3 | 0 | 3 | B | NBS_EndSuction | 4 | 3 | 4 | 6 | BranchMin4_BranchMax6 | 5 | 3 | 5 | 10 | HeaderMin5_HeaderMax10 | 10 | 4 | 12
190 | 58 | 040-070-4P-5HP | NBS_040-070_4P_5HP_6.30_SS | 695.2568 | 695.2568 | 2085.7705 | 3 | 0 | 3 | B | NBS_EndSuction | 4 | 3 | 4 | 6 | BranchMin4_BranchMax6 | 6 | 3 | 5 | 10 | HeaderMin5_HeaderMax10 | 5 | 4 | 12 | [11 empty] | INVALID
190 | 58 | 040-070-4P-5HP | NBS_040-070_4P_5HP_6.30_SS | 695.2568 | 695.2568 | 2085.7705 | 3 | 0 | 3 | B | NBS_EndSuction | 4 | 3 | 4 | 6 | BranchMin4_BranchMax6 | 6 | 3 | 5 | 10 | HeaderMin5_HeaderMax10 | 6 | 4 | 12 | [11 empty] | INVALID
190 | 58 | 040-070-4P-5HP | NBS_040-070_4P_5HP_6.30_SS | 695.2568 | 695.2568 | 2085.7705 | 3 | 0 | 3 | B | NBS_EndSuction | 4 | 3 | 4 | 6 | BranchMin4_BranchMax6 | 6 | 3 | 5 | 10 | HeaderMin5_HeaderMax10 | 8 | 4 | 12
190 | 58 | 040-070-4P-5HP | NBS_040-070_4P_5HP_6.30_SS | 695.2568 | 695.2568 | 2085.7705 | 3 | 0 | 3 | B | NBS_EndSuction | 4 | 3 | 4 | 6 | BranchMin4_BranchMax6 | 6 | 3 | 5 | 10 | HeaderMin5_HeaderMax10 | 10 | 4 | 12
191 | 59 | 040-070-4P-7pt5HP | NBS_040-070_4P_7.5HP_6.85_SS | 724.1837 | 724.1837 | 2172.551 | 3 | 0 | 3 | B | NBS_EndSuction | 4 | 3 | 4 | 6 | BranchMin4_BranchMax6 | 4 | 3 | 5 | 10 | HeaderMin5_HeaderMax10 | 5 | 4 | 12
191 | 59 | 040-070-4P-7pt5HP | NBS_040-070_4P_7.5HP_6.85_SS | 724.1837 | 724.1837 | 2172.551 | 3 | 0 | 3 | B | NBS_EndSuction | 4 | 3 | 4 | 6 | BranchMin4_BranchMax6 | 4 | 3 | 5 | 10 | HeaderMin5_HeaderMax10 | 6 | 4 | 12
191 | 59 | 040-070-4P-7pt5HP | NBS_040-070_4P_7.5HP_6.85_SS | 724.1837 | 724.1837 | 2172.551 | 3 | 0 | 3 | B | NBS_EndSuction | 4 | 3 | 4 | 6 | BranchMin4_BranchMax6 | 4 | 3 | 5 | 10 | HeaderMin5_HeaderMax10 | 8 | 4 | 12
191 | 59 | 040-070-4P-7pt5HP | NBS_040-070_4P_7.5HP_6.85_SS | 724.1837 | 724.1837 | 2172.551 | 3 | 0 | 3 | B | NBS_EndSuction | 4 | 3 | 4 | 6 | BranchMin4_BranchMax6 | 4 | 3 | 5 | 10 | HeaderMin5_HeaderMax10 | 10 | 4 | 12
191 | 59 | 040-070-4P-7pt5HP | NBS_040-070_4P_7.5HP_6.85_SS | 724.1837 | 724.1837 | 2172.551 | 3 | 0 | 3 | B | NBS_EndSuction | 4 | 3 | 4 | 6 | BranchMin4_BranchMax6 | 5 | 3 | 5 | 10 | HeaderMin5_HeaderMax10 | 5 | 4 | 12 | [11 empty] | INVALID
191 | 59 | 040-070-4P-7pt5HP | NBS_040-070_4P_7.5HP_6.85_SS | 724.1837 | 724.1837 | 2172.551 | 3 | 0 | 3 | B | NBS_EndSuction | 4 | 3 | 4 | 6 | BranchMin4_BranchMax6 | 5 | 3 | 5 | 10 | HeaderMin5_HeaderMax10 | 6 | 4 | 12
191 | 59 | 040-070-4P-7pt5HP | NBS_040-070_4P_7.5HP_6.85_SS | 724.1837 | 724.1837 | 2172.551 | 3 | 0 | 3 | B | NBS_EndSuction | 4 | 3 | 4 | 6 | BranchMin4_BranchMax6 | 5 | 3 | 5 | 10 | HeaderMin5_HeaderMax10 | 8 | 4 | 12
191 | 59 | 040-070-4P-7pt5HP | NBS_040-070_4P_7.5HP_6.85_SS | 724.1837 | 724.1837 | 2172.551 | 3 | 0 | 3 | B | NBS_EndSuction | 4 | 3 | 4 | 6 | BranchMin4_BranchMax6 | 5 | 3 | 5 | 10 | HeaderMin5_HeaderMax10 | 10 | 4 | 12
191 | 59 | 040-070-4P-7pt5HP | NBS_040-070_4P_7.5HP_6.85_SS | 724.1837 | 724.1837 | 2172.551 | 3 | 0 | 3 | B | NBS_EndSuction | 4 | 3 | 4 | 6 | BranchMin4_BranchMax6 | 6 | 3 | 5 | 10 | HeaderMin5_HeaderMax10 | 5 | 4 | 12 | [11 empty] | INVALID
191 | 59 | 040-070-4P-7pt5HP | NBS_040-070_4P_7.5HP_6.85_SS | 724.1837 | 724.1837 | 2172.551 | 3 | 0 | 3 | B | NBS_EndSuction | 4 | 3 | 4 | 6 | BranchMin4_BranchMax6 | 6 | 3 | 5 | 10 | HeaderMin5_HeaderMax10 | 6 | 4 | 12 | [11 empty] | INVALID
191 | 59 | 040-070-4P-7pt5HP | NBS_040-070_4P_7.5HP_6.85_SS | 724.1837 | 724.1837 | 2172.551 | 3 | 0 | 3 | B | NBS_EndSuction | 4 | 3 | 4 | 6 | BranchMin4_BranchMax6 | 6 | 3 | 5 | 10 | HeaderMin5_HeaderMax10 | 8 | 4 | 12
191 | 59 | 040-070-4P-7pt5HP | NBS_040-070_4P_7.5HP_6.85_SS | 724.1837 | 724.1837 | 2172.551 | 3 | 0 | 3 | B | NBS_EndSuction | 4 | 3 | 4 | 6 | BranchMin4_BranchMax6 | 6 | 3 | 5 | 10 | HeaderMin5_HeaderMax10 | 10 | 4 | 12
192 | 60 | 040-095-4P-7pt5HP | NBS_040-095_4P_7.5HP_6.38_SS | 864.0628 | 864.0628 | 2592.1883 | 3 | 0 | 3 | B | NBS_EndSuction | 5 | 4 | 5 | 6 | BranchMin5_BranchMax6 | 5 | 2 | 6 | 12 | HeaderMin6_HeaderMax12 | 6 | 4 | 8
192 | 60 | 040-095-4P-7pt5HP | NBS_040-095_4P_7.5HP_6.38_SS | 864.0628 | 864.0628 | 2592.1883 | 3 | 0 | 3 | B | NBS_EndSuction | 5 | 4 | 5 | 6 | BranchMin5_BranchMax6 | 5 | 2 | 6 | 12 | HeaderMin6_HeaderMax12 | 8 | 4 | 8
192 | 60 | 040-095-4P-7pt5HP | NBS_040-095_4P_7.5HP_6.38_SS | 864.0628 | 864.0628 | 2592.1883 | 3 | 0 | 3 | B | NBS_EndSuction | 5 | 4 | 5 | 6 | BranchMin5_BranchMax6 | 5 | 2 | 6 | 12 | HeaderMin6_HeaderMax12 | 10 | 4 | 8
192 | 60 | 040-095-4P-7pt5HP | NBS_040-095_4P_7.5HP_6.38_SS | 864.0628 | 864.0628 | 2592.1883 | 3 | 0 | 3 | B | NBS_EndSuction | 5 | 4 | 5 | 6 | BranchMin5_BranchMax6 | 5 | 2 | 6 | 12 | HeaderMin6_HeaderMax12 | 12 | 4 | 8
192 | 60 | 040-095-4P-7pt5HP | NBS_040-095_4P_7.5HP_6.38_SS | 864.0628 | 864.0628 | 2592.1883 | 3 | 0 | 3 | B | NBS_EndSuction | 5 | 4 | 5 | 6 | BranchMin5_BranchMax6 | 6 | 2 | 6 | 12 | HeaderMin6_HeaderMax12 | 6 | 4 | 8 | [11 empty] | INVALID
192 | 60 | 040-095-4P-7pt5HP | NBS_040-095_4P_7.5HP_6.38_SS | 864.0628 | 864.0628 | 2592.1883 | 3 | 0 | 3 | B | NBS_EndSuction | 5 | 4 | 5 | 6 | BranchMin5_BranchMax6 | 6 | 2 | 6 | 12 | HeaderMin6_HeaderMax12 | 8 | 4 | 8
192 | 60 | 040-095-4P-7pt5HP | NBS_040-095_4P_7.5HP_6.38_SS | 864.0628 | 864.0628 | 2592.1883 | 3 | 0 | 3 | B | NBS_EndSuction | 5 | 4 | 5 | 6 | BranchMin5_BranchMax6 | 6 | 2 | 6 | 12 | HeaderMin6_HeaderMax12 | 10 | 4 | 8
192 | 60 | 040-095-4P-7pt5HP | NBS_040-095_4P_7.5HP_6.38_SS | 864.0628 | 864.0628 | 2592.1883 | 3 | 0 | 3 | B | NBS_EndSuction | 5 | 4 | 5 | 6 | BranchMin5_BranchMax6 | 6 | 2 | 6 | 12 | HeaderMin6_HeaderMax12 | 12 | 4 | 8
193 | 61 | 040-095-4P-10HP | NBS_040-095_4P_10HP_7.09_SS | 924.6022 | 924.6022 | 2773.8066 | 3 | 0 | 3 | B | NBS_EndSuction | 5 | 4 | 5 | 6 | BranchMin5_BranchMax6 | 5 | 2 | 6 | 12 | HeaderMin6_HeaderMax12 | 6 | 4 | 8
193 | 61 | 040-095-4P-10HP | NBS_040-095_4P_10HP_7.09_SS | 924.6022 | 924.6022 | 2773.8066 | 3 | 0 | 3 | B | NBS_EndSuction | 5 | 4 | 5 | 6 | BranchMin5_BranchMax6 | 5 | 2 | 6 | 12 | HeaderMin6_HeaderMax12 | 8 | 4 | 8
193 | 61 | 040-095-4P-10HP | NBS_040-095_4P_10HP_7.09_SS | 924.6022 | 924.6022 | 2773.8066 | 3 | 0 | 3 | B | NBS_EndSuction | 5 | 4 | 5 | 6 | BranchMin5_BranchMax6 | 5 | 2 | 6 | 12 | HeaderMin6_HeaderMax12 | 10 | 4 | 8
193 | 61 | 040-095-4P-10HP | NBS_040-095_4P_10HP_7.09_SS | 924.6022 | 924.6022 | 2773.8066 | 3 | 0 | 3 | B | NBS_EndSuction | 5 | 4 | 5 | 6 | BranchMin5_BranchMax6 | 5 | 2 | 6 | 12 | HeaderMin6_HeaderMax12 | 12 | 4 | 8
193 | 61 | 040-095-4P-10HP | NBS_040-095_4P_10HP_7.09_SS | 924.6022 | 924.6022 | 2773.8066 | 3 | 0 | 3 | B | NBS_EndSuction | 5 | 4 | 5 | 6 | BranchMin5_BranchMax6 | 6 | 2 | 6 | 12 | HeaderMin6_HeaderMax12 | 6 | 4 | 8 | [11 empty] | INVALID
193 | 61 | 040-095-4P-10HP | NBS_040-095_4P_10HP_7.09_SS | 924.6022 | 924.6022 | 2773.8066 | 3 | 0 | 3 | B | NBS_EndSuction | 5 | 4 | 5 | 6 | BranchMin5_BranchMax6 | 6 | 2 | 6 | 12 | HeaderMin6_HeaderMax12 | 8 | 4 | 8
193 | 61 | 040-095-4P-10HP | NBS_040-095_4P_10HP_7.09_SS | 924.6022 | 924.6022 | 2773.8066 | 3 | 0 | 3 | B | NBS_EndSuction | 5 | 4 | 5 | 6 | BranchMin5_BranchMax6 | 6 | 2 | 6 | 12 | HeaderMin6_HeaderMax12 | 10 | 4 | 8
193 | 61 | 040-095-4P-10HP | NBS_040-095_4P_10HP_7.09_SS | 924.6022 | 924.6022 | 2773.8066 | 3 | 0 | 3 | B | NBS_EndSuction | 5 | 4 | 5 | 6 | BranchMin5_BranchMax6 | 6 | 2 | 6 | 12 | HeaderMin6_HeaderMax12 | 12 | 4 | 8
194 | 62 | 040-095-4P-15HP | NBS_040-095_4P_15HP_8.35_SS | 1036.8753 | 1036.8753 | 3110.626 | 3 | 0 | 3 | B | NBS_EndSuction | 5 | 4 | 5 | 8 | BranchMin5_BranchMax8 | 5 | 3 | 6 | 12 | HeaderMin6_HeaderMax12 | 6 | 4 | 12
194 | 62 | 040-095-4P-15HP | NBS_040-095_4P_15HP_8.35_SS | 1036.8753 | 1036.8753 | 3110.626 | 3 | 0 | 3 | B | NBS_EndSuction | 5 | 4 | 5 | 8 | BranchMin5_BranchMax8 | 5 | 3 | 6 | 12 | HeaderMin6_HeaderMax12 | 8 | 4 | 12
194 | 62 | 040-095-4P-15HP | NBS_040-095_4P_15HP_8.35_SS | 1036.8753 | 1036.8753 | 3110.626 | 3 | 0 | 3 | B | NBS_EndSuction | 5 | 4 | 5 | 8 | BranchMin5_BranchMax8 | 5 | 3 | 6 | 12 | HeaderMin6_HeaderMax12 | 10 | 4 | 12
194 | 62 | 040-095-4P-15HP | NBS_040-095_4P_15HP_8.35_SS | 1036.8753 | 1036.8753 | 3110.626 | 3 | 0 | 3 | B | NBS_EndSuction | 5 | 4 | 5 | 8 | BranchMin5_BranchMax8 | 5 | 3 | 6 | 12 | HeaderMin6_HeaderMax12 | 12 | 4 | 12
194 | 62 | 040-095-4P-15HP | NBS_040-095_4P_15HP_8.35_SS | 1036.8753 | 1036.8753 | 3110.626 | 3 | 0 | 3 | B | NBS_EndSuction | 5 | 4 | 5 | 8 | BranchMin5_BranchMax8 | 6 | 3 | 6 | 12 | HeaderMin6_HeaderMax12 | 6 | 4 | 12 | [11 empty] | INVALID
194 | 62 | 040-095-4P-15HP | NBS_040-095_4P_15HP_8.35_SS | 1036.8753 | 1036.8753 | 3110.626 | 3 | 0 | 3 | B | NBS_EndSuction | 5 | 4 | 5 | 8 | BranchMin5_BranchMax8 | 6 | 3 | 6 | 12 | HeaderMin6_HeaderMax12 | 8 | 4 | 12
194 | 62 | 040-095-4P-15HP | NBS_040-095_4P_15HP_8.35_SS | 1036.8753 | 1036.8753 | 3110.626 | 3 | 0 | 3 | B | NBS_EndSuction | 5 | 4 | 5 | 8 | BranchMin5_BranchMax8 | 6 | 3 | 6 | 12 | HeaderMin6_HeaderMax12 | 10 | 4 | 12
194 | 62 | 040-095-4P-15HP | NBS_040-095_4P_15HP_8.35_SS | 1036.8753 | 1036.8753 | 3110.626 | 3 | 0 | 3 | B | NBS_EndSuction | 5 | 4 | 5 | 8 | BranchMin5_BranchMax8 | 6 | 3 | 6 | 12 | HeaderMin6_HeaderMax12 | 12 | 4 | 12
194 | 62 | 040-095-4P-15HP | NBS_040-095_4P_15HP_8.35_SS | 1036.8753 | 1036.8753 | 3110.626 | 3 | 0 | 3 | B | NBS_EndSuction | 5 | 4 | 5 | 8 | BranchMin5_BranchMax8 | 8 | 3 | 6 | 12 | HeaderMin6_HeaderMax12 | 6 | 4 | 12 | [11 empty] | INVALID
194 | 62 | 040-095-4P-15HP | NBS_040-095_4P_15HP_8.35_SS | 1036.8753 | 1036.8753 | 3110.626 | 3 | 0 | 3 | B | NBS_EndSuction | 5 | 4 | 5 | 8 | BranchMin5_BranchMax8 | 8 | 3 | 6 | 12 | HeaderMin6_HeaderMax12 | 8 | 4 | 12 | [11 empty] | INVALID
194 | 62 | 040-095-4P-15HP | NBS_040-095_4P_15HP_8.35_SS | 1036.8753 | 1036.8753 | 3110.626 | 3 | 0 | 3 | B | NBS_EndSuction | 5 | 4 | 5 | 8 | BranchMin5_BranchMax8 | 8 | 3 | 6 | 12 | HeaderMin6_HeaderMax12 | 10 | 4 | 12
194 | 62 | 040-095-4P-15HP | NBS_040-095_4P_15HP_8.35_SS | 1036.8753 | 1036.8753 | 3110.626 | 3 | 0 | 3 | B | NBS_EndSuction | 5 | 4 | 5 | 8 | BranchMin5_BranchMax8 | 8 | 3 | 6 | 12 | HeaderMin6_HeaderMax12 | 12 | 4 | 12
195 | 63 | 040-095-4P-20HP | NBS_040-095_4P_20HP_9.37_SS | 1098.4714 | 1098.4714 | 3295.4143 | 3 | 0 | 3 | B | NBS_EndSuction | 5 | 4 | 5 | 8 | BranchMin5_BranchMax8 | 5 | 3 | 6 | 12 | HeaderMin6_HeaderMax12 | 6 | 4 | 12
195 | 63 | 040-095-4P-20HP | NBS_040-095_4P_20HP_9.37_SS | 1098.4714 | 1098.4714 | 3295.4143 | 3 | 0 | 3 | B | NBS_EndSuction | 5 | 4 | 5 | 8 | BranchMin5_BranchMax8 | 5 | 3 | 6 | 12 | HeaderMin6_HeaderMax12 | 8 | 4 | 12
195 | 63 | 040-095-4P-20HP | NBS_040-095_4P_20HP_9.37_SS | 1098.4714 | 1098.4714 | 3295.4143 | 3 | 0 | 3 | B | NBS_EndSuction | 5 | 4 | 5 | 8 | BranchMin5_BranchMax8 | 5 | 3 | 6 | 12 | HeaderMin6_HeaderMax12 | 10 | 4 | 12
195 | 63 | 040-095-4P-20HP | NBS_040-095_4P_20HP_9.37_SS | 1098.4714 | 1098.4714 | 3295.4143 | 3 | 0 | 3 | B | NBS_EndSuction | 5 | 4 | 5 | 8 | BranchMin5_BranchMax8 | 5 | 3 | 6 | 12 | HeaderMin6_HeaderMax12 | 12 | 4 | 12
195 | 63 | 040-095-4P-20HP | NBS_040-095_4P_20HP_9.37_SS | 1098.4714 | 1098.4714 | 3295.4143 | 3 | 0 | 3 | B | NBS_EndSuction | 5 | 4 | 5 | 8 | BranchMin5_BranchMax8 | 6 | 3 | 6 | 12 | HeaderMin6_HeaderMax12 | 6 | 4 | 12 | [11 empty] | INVALID
195 | 63 | 040-095-4P-20HP | NBS_040-095_4P_20HP_9.37_SS | 1098.4714 | 1098.4714 | 3295.4143 | 3 | 0 | 3 | B | NBS_EndSuction | 5 | 4 | 5 | 8 | BranchMin5_BranchMax8 | 6 | 3 | 6 | 12 | HeaderMin6_HeaderMax12 | 8 | 4 | 12
195 | 63 | 040-095-4P-20HP | NBS_040-095_4P_20HP_9.37_SS | 1098.4714 | 1098.4714 | 3295.4143 | 3 | 0 | 3 | B | NBS_EndSuction | 5 | 4 | 5 | 8 | BranchMin5_BranchMax8 | 6 | 3 | 6 | 12 | HeaderMin6_HeaderMax12 | 10 | 4 | 12
195 | 63 | 040-095-4P-20HP | NBS_040-095_4P_20HP_9.37_SS | 1098.4714 | 1098.4714 | 3295.4143 | 3 | 0 | 3 | B | NBS_EndSuction | 5 | 4 | 5 | 8 | BranchMin5_BranchMax8 | 6 | 3 | 6 | 12 | HeaderMin6_HeaderMax12 | 12 | 4 | 12
195 | 63 | 040-095-4P-20HP | NBS_040-095_4P_20HP_9.37_SS | 1098.4714 | 1098.4714 | 3295.4143 | 3 | 0 | 3 | B | NBS_EndSuction | 5 | 4 | 5 | 8 | BranchMin5_BranchMax8 | 8 | 3 | 6 | 12 | HeaderMin6_HeaderMax12 | 6 | 4 | 12 | [11 empty] | INVALID
195 | 63 | 040-095-4P-20HP | NBS_040-095_4P_20HP_9.37_SS | 1098.4714 | 1098.4714 | 3295.4143 | 3 | 0 | 3 | B | NBS_EndSuction | 5 | 4 | 5 | 8 | BranchMin5_BranchMax8 | 8 | 3 | 6 | 12 | HeaderMin6_HeaderMax12 | 8 | 4 | 12 | [11 empty] | INVALID
195 | 63 | 040-095-4P-20HP | NBS_040-095_4P_20HP_9.37_SS | 1098.4714 | 1098.4714 | 3295.4143 | 3 | 0 | 3 | B | NBS_EndSuction | 5 | 4 | 5 | 8 | BranchMin5_BranchMax8 | 8 | 3 | 6 | 12 | HeaderMin6_HeaderMax12 | 10 | 4 | 12
195 | 63 | 040-095-4P-20HP | NBS_040-095_4P_20HP_9.37_SS | 1098.4714 | 1098.4714 | 3295.4143 | 3 | 0 | 3 | B | NBS_EndSuction | 5 | 4 | 5 | 8 | BranchMin5_BranchMax8 | 8 | 3 | 6 | 12 | HeaderMin6_HeaderMax12 | 12 | 4 | 12
196 | 64 | 040-110-4P-15HP | NBS_040-110_4P_15HP_8.11_SS | 877.0156 | 877.0156 | 2631.0468 | 3 | 0 | 3 | B | NBS_EndSuction | 5 | 4 | 5 | 6 | BranchMin5_BranchMax6 | 5 | 2 | 6 | 12 | HeaderMin6_HeaderMax12 | 6 | 4 | 8
196 | 64 | 040-110-4P-15HP | NBS_040-110_4P_15HP_8.11_SS | 877.0156 | 877.0156 | 2631.0468 | 3 | 0 | 3 | B | NBS_EndSuction | 5 | 4 | 5 | 6 | BranchMin5_BranchMax6 | 5 | 2 | 6 | 12 | HeaderMin6_HeaderMax12 | 8 | 4 | 8
196 | 64 | 040-110-4P-15HP | NBS_040-110_4P_15HP_8.11_SS | 877.0156 | 877.0156 | 2631.0468 | 3 | 0 | 3 | B | NBS_EndSuction | 5 | 4 | 5 | 6 | BranchMin5_BranchMax6 | 5 | 2 | 6 | 12 | HeaderMin6_HeaderMax12 | 10 | 4 | 8
196 | 64 | 040-110-4P-15HP | NBS_040-110_4P_15HP_8.11_SS | 877.0156 | 877.0156 | 2631.0468 | 3 | 0 | 3 | B | NBS_EndSuction | 5 | 4 | 5 | 6 | BranchMin5_BranchMax6 | 5 | 2 | 6 | 12 | HeaderMin6_HeaderMax12 | 12 | 4 | 8
196 | 64 | 040-110-4P-15HP | NBS_040-110_4P_15HP_8.11_SS | 877.0156 | 877.0156 | 2631.0468 | 3 | 0 | 3 | B | NBS_EndSuction | 5 | 4 | 5 | 6 | BranchMin5_BranchMax6 | 6 | 2 | 6 | 12 | HeaderMin6_HeaderMax12 | 6 | 4 | 8 | [11 empty] | INVALID
196 | 64 | 040-110-4P-15HP | NBS_040-110_4P_15HP_8.11_SS | 877.0156 | 877.0156 | 2631.0468 | 3 | 0 | 3 | B | NBS_EndSuction | 5 | 4 | 5 | 6 | BranchMin5_BranchMax6 | 6 | 2 | 6 | 12 | HeaderMin6_HeaderMax12 | 8 | 4 | 8
196 | 64 | 040-110-4P-15HP | NBS_040-110_4P_15HP_8.11_SS | 877.0156 | 877.0156 | 2631.0468 | 3 | 0 | 3 | B | NBS_EndSuction | 5 | 4 | 5 | 6 | BranchMin5_BranchMax6 | 6 | 2 | 6 | 12 | HeaderMin6_HeaderMax12 | 10 | 4 | 8
196 | 64 | 040-110-4P-15HP | NBS_040-110_4P_15HP_8.11_SS | 877.0156 | 877.0156 | 2631.0468 | 3 | 0 | 3 | B | NBS_EndSuction | 5 | 4 | 5 | 6 | BranchMin5_BranchMax6 | 6 | 2 | 6 | 12 | HeaderMin6_HeaderMax12 | 12 | 4 | 8
197 | 65 | 040-110-4P-20HP | NBS_040-110_4P_20HP_8.74_SS | 948.7162 | 948.7162 | 2846.1487 | 3 | 0 | 3 | B | NBS_EndSuction | 5 | 4 | 5 | 6 | BranchMin5_BranchMax6 | 5 | 2 | 6 | 12 | HeaderMin6_HeaderMax12 | 6 | 4 | 8
197 | 65 | 040-110-4P-20HP | NBS_040-110_4P_20HP_8.74_SS | 948.7162 | 948.7162 | 2846.1487 | 3 | 0 | 3 | B | NBS_EndSuction | 5 | 4 | 5 | 6 | BranchMin5_BranchMax6 | 5 | 2 | 6 | 12 | HeaderMin6_HeaderMax12 | 8 | 4 | 8
197 | 65 | 040-110-4P-20HP | NBS_040-110_4P_20HP_8.74_SS | 948.7162 | 948.7162 | 2846.1487 | 3 | 0 | 3 | B | NBS_EndSuction | 5 | 4 | 5 | 6 | BranchMin5_BranchMax6 | 5 | 2 | 6 | 12 | HeaderMin6_HeaderMax12 | 10 | 4 | 8
197 | 65 | 040-110-4P-20HP | NBS_040-110_4P_20HP_8.74_SS | 948.7162 | 948.7162 | 2846.1487 | 3 | 0 | 3 | B | NBS_EndSuction | 5 | 4 | 5 | 6 | BranchMin5_BranchMax6 | 5 | 2 | 6 | 12 | HeaderMin6_HeaderMax12 | 12 | 4 | 8
197 | 65 | 040-110-4P-20HP | NBS_040-110_4P_20HP_8.74_SS | 948.7162 | 948.7162 | 2846.1487 | 3 | 0 | 3 | B | NBS_EndSuction | 5 | 4 | 5 | 6 | BranchMin5_BranchMax6 | 6 | 2 | 6 | 12 | HeaderMin6_HeaderMax12 | 6 | 4 | 8 | [11 empty] | INVALID
197 | 65 | 040-110-4P-20HP | NBS_040-110_4P_20HP_8.74_SS | 948.7162 | 948.7162 | 2846.1487 | 3 | 0 | 3 | B | NBS_EndSuction | 5 | 4 | 5 | 6 | BranchMin5_BranchMax6 | 6 | 2 | 6 | 12 | HeaderMin6_HeaderMax12 | 8 | 4 | 8
197 | 65 | 040-110-4P-20HP | NBS_040-110_4P_20HP_8.74_SS | 948.7162 | 948.7162 | 2846.1487 | 3 | 0 | 3 | B | NBS_EndSuction | 5 | 4 | 5 | 6 | BranchMin5_BranchMax6 | 6 | 2 | 6 | 12 | HeaderMin6_HeaderMax12 | 10 | 4 | 8
197 | 65 | 040-110-4P-20HP | NBS_040-110_4P_20HP_8.74_SS | 948.7162 | 948.7162 | 2846.1487 | 3 | 0 | 3 | B | NBS_EndSuction | 5 | 4 | 5 | 6 | BranchMin5_BranchMax6 | 6 | 2 | 6 | 12 | HeaderMin6_HeaderMax12 | 12 | 4 | 8
198 | 66 | 040-110-4P-25HP | NBS_040-110_4P_25HP_9.45_SS | 981.9574 | 981.9574 | 2945.8722 | 3 | 0 | 3 | B | NBS_EndSuction | 5 | 4 | 5 | 8 | BranchMin5_BranchMax8 | 5 | 3 | 6 | 12 | HeaderMin6_HeaderMax12 | 6 | 4 | 12
198 | 66 | 040-110-4P-25HP | NBS_040-110_4P_25HP_9.45_SS | 981.9574 | 981.9574 | 2945.8722 | 3 | 0 | 3 | B | NBS_EndSuction | 5 | 4 | 5 | 8 | BranchMin5_BranchMax8 | 5 | 3 | 6 | 12 | HeaderMin6_HeaderMax12 | 8 | 4 | 12
198 | 66 | 040-110-4P-25HP | NBS_040-110_4P_25HP_9.45_SS | 981.9574 | 981.9574 | 2945.8722 | 3 | 0 | 3 | B | NBS_EndSuction | 5 | 4 | 5 | 8 | BranchMin5_BranchMax8 | 5 | 3 | 6 | 12 | HeaderMin6_HeaderMax12 | 10 | 4 | 12
198 | 66 | 040-110-4P-25HP | NBS_040-110_4P_25HP_9.45_SS | 981.9574 | 981.9574 | 2945.8722 | 3 | 0 | 3 | B | NBS_EndSuction | 5 | 4 | 5 | 8 | BranchMin5_BranchMax8 | 5 | 3 | 6 | 12 | HeaderMin6_HeaderMax12 | 12 | 4 | 12
198 | 66 | 040-110-4P-25HP | NBS_040-110_4P_25HP_9.45_SS | 981.9574 | 981.9574 | 2945.8722 | 3 | 0 | 3 | B | NBS_EndSuction | 5 | 4 | 5 | 8 | BranchMin5_BranchMax8 | 6 | 3 | 6 | 12 | HeaderMin6_HeaderMax12 | 6 | 4 | 12 | [11 empty] | INVALID
198 | 66 | 040-110-4P-25HP | NBS_040-110_4P_25HP_9.45_SS | 981.9574 | 981.9574 | 2945.8722 | 3 | 0 | 3 | B | NBS_EndSuction | 5 | 4 | 5 | 8 | BranchMin5_BranchMax8 | 6 | 3 | 6 | 12 | HeaderMin6_HeaderMax12 | 8 | 4 | 12
198 | 66 | 040-110-4P-25HP | NBS_040-110_4P_25HP_9.45_SS | 981.9574 | 981.9574 | 2945.8722 | 3 | 0 | 3 | B | NBS_EndSuction | 5 | 4 | 5 | 8 | BranchMin5_BranchMax8 | 6 | 3 | 6 | 12 | HeaderMin6_HeaderMax12 | 10 | 4 | 12
198 | 66 | 040-110-4P-25HP | NBS_040-110_4P_25HP_9.45_SS | 981.9574 | 981.9574 | 2945.8722 | 3 | 0 | 3 | B | NBS_EndSuction | 5 | 4 | 5 | 8 | BranchMin5_BranchMax8 | 6 | 3 | 6 | 12 | HeaderMin6_HeaderMax12 | 12 | 4 | 12
198 | 66 | 040-110-4P-25HP | NBS_040-110_4P_25HP_9.45_SS | 981.9574 | 981.9574 | 2945.8722 | 3 | 0 | 3 | B | NBS_EndSuction | 5 | 4 | 5 | 8 | BranchMin5_BranchMax8 | 8 | 3 | 6 | 12 | HeaderMin6_HeaderMax12 | 6 | 4 | 12 | [11 empty] | INVALID
198 | 66 | 040-110-4P-25HP | NBS_040-110_4P_25HP_9.45_SS | 981.9574 | 981.9574 | 2945.8722 | 3 | 0 | 3 | B | NBS_EndSuction | 5 | 4 | 5 | 8 | BranchMin5_BranchMax8 | 8 | 3 | 6 | 12 | HeaderMin6_HeaderMax12 | 8 | 4 | 12 | [11 empty] | INVALID
198 | 66 | 040-110-4P-25HP | NBS_040-110_4P_25HP_9.45_SS | 981.9574 | 981.9574 | 2945.8722 | 3 | 0 | 3 | B | NBS_EndSuction | 5 | 4 | 5 | 8 | BranchMin5_BranchMax8 | 8 | 3 | 6 | 12 | HeaderMin6_HeaderMax12 | 10 | 4 | 12
198 | 66 | 040-110-4P-25HP | NBS_040-110_4P_25HP_9.45_SS | 981.9574 | 981.9574 | 2945.8722 | 3 | 0 | 3 | B | NBS_EndSuction | 5 | 4 | 5 | 8 | BranchMin5_BranchMax8 | 8 | 3 | 6 | 12 | HeaderMin6_HeaderMax12 | 12 | 4 | 12
199 | 67 | 040-110-4P-30HP | NBS_040-110_4P_30HP_10.08_SS | 1058.92 | 1058.92 | 3176.7601 | 3 | 0 | 3 | B | NBS_EndSuction | 5 | 4 | 5 | 8 | BranchMin5_BranchMax8 | 5 | 3 | 6 | 12 | HeaderMin6_HeaderMax12 | 6 | 4 | 12
199 | 67 | 040-110-4P-30HP | NBS_040-110_4P_30HP_10.08_SS | 1058.92 | 1058.92 | 3176.7601 | 3 | 0 | 3 | B | NBS_EndSuction | 5 | 4 | 5 | 8 | BranchMin5_BranchMax8 | 5 | 3 | 6 | 12 | HeaderMin6_HeaderMax12 | 8 | 4 | 12
199 | 67 | 040-110-4P-30HP | NBS_040-110_4P_30HP_10.08_SS | 1058.92 | 1058.92 | 3176.7601 | 3 | 0 | 3 | B | NBS_EndSuction | 5 | 4 | 5 | 8 | BranchMin5_BranchMax8 | 5 | 3 | 6 | 12 | HeaderMin6_HeaderMax12 | 10 | 4 | 12
199 | 67 | 040-110-4P-30HP | NBS_040-110_4P_30HP_10.08_SS | 1058.92 | 1058.92 | 3176.7601 | 3 | 0 | 3 | B | NBS_EndSuction | 5 | 4 | 5 | 8 | BranchMin5_BranchMax8 | 5 | 3 | 6 | 12 | HeaderMin6_HeaderMax12 | 12 | 4 | 12
199 | 67 | 040-110-4P-30HP | NBS_040-110_4P_30HP_10.08_SS | 1058.92 | 1058.92 | 3176.7601 | 3 | 0 | 3 | B | NBS_EndSuction | 5 | 4 | 5 | 8 | BranchMin5_BranchMax8 | 6 | 3 | 6 | 12 | HeaderMin6_HeaderMax12 | 6 | 4 | 12 | [11 empty] | INVALID
199 | 67 | 040-110-4P-30HP | NBS_040-110_4P_30HP_10.08_SS | 1058.92 | 1058.92 | 3176.7601 | 3 | 0 | 3 | B | NBS_EndSuction | 5 | 4 | 5 | 8 | BranchMin5_BranchMax8 | 6 | 3 | 6 | 12 | HeaderMin6_HeaderMax12 | 8 | 4 | 12
199 | 67 | 040-110-4P-30HP | NBS_040-110_4P_30HP_10.08_SS | 1058.92 | 1058.92 | 3176.7601 | 3 | 0 | 3 | B | NBS_EndSuction | 5 | 4 | 5 | 8 | BranchMin5_BranchMax8 | 6 | 3 | 6 | 12 | HeaderMin6_HeaderMax12 | 10 | 4 | 12
199 | 67 | 040-110-4P-30HP | NBS_040-110_4P_30HP_10.08_SS | 1058.92 | 1058.92 | 3176.7601 | 3 | 0 | 3 | B | NBS_EndSuction | 5 | 4 | 5 | 8 | BranchMin5_BranchMax8 | 6 | 3 | 6 | 12 | HeaderMin6_HeaderMax12 | 12 | 4 | 12
199 | 67 | 040-110-4P-30HP | NBS_040-110_4P_30HP_10.08_SS | 1058.92 | 1058.92 | 3176.7601 | 3 | 0 | 3 | B | NBS_EndSuction | 5 | 4 | 5 | 8 | BranchMin5_BranchMax8 | 8 | 3 | 6 | 12 | HeaderMin6_HeaderMax12 | 6 | 4 | 12 | [11 empty] | INVALID
199 | 67 | 040-110-4P-30HP | NBS_040-110_4P_30HP_10.08_SS | 1058.92 | 1058.92 | 3176.7601 | 3 | 0 | 3 | B | NBS_EndSuction | 5 | 4 | 5 | 8 | BranchMin5_BranchMax8 | 8 | 3 | 6 | 12 | HeaderMin6_HeaderMax12 | 8 | 4 | 12 | [11 empty] | INVALID
199 | 67 | 040-110-4P-30HP | NBS_040-110_4P_30HP_10.08_SS | 1058.92 | 1058.92 | 3176.7601 | 3 | 0 | 3 | B | NBS_EndSuction | 5 | 4 | 5 | 8 | BranchMin5_BranchMax8 | 8 | 3 | 6 | 12 | HeaderMin6_HeaderMax12 | 10 | 4 | 12
199 | 67 | 040-110-4P-30HP | NBS_040-110_4P_30HP_10.08_SS | 1058.92 | 1058.92 | 3176.7601 | 3 | 0 | 3 | B | NBS_EndSuction | 5 | 4 | 5 | 8 | BranchMin5_BranchMax8 | 8 | 3 | 6 | 12 | HeaderMin6_HeaderMax12 | 12 | 4 | 12
200 | 68 | 040-135-4P-20HP | NBS_040-135_4P_20HP_9.29_SS | 812.9455 | 812.9455 | 2438.8364 | 3 | 0 | 3 | B | NBS_EndSuction | 5 | 4 | 5 | 6 | BranchMin5_BranchMax6 | 5 | 2 | 6 | 10 | HeaderMin6_HeaderMax10 | 6 | 3 | 6
200 | 68 | 040-135-4P-20HP | NBS_040-135_4P_20HP_9.29_SS | 812.9455 | 812.9455 | 2438.8364 | 3 | 0 | 3 | B | NBS_EndSuction | 5 | 4 | 5 | 6 | BranchMin5_BranchMax6 | 5 | 2 | 6 | 10 | HeaderMin6_HeaderMax10 | 8 | 3 | 6
200 | 68 | 040-135-4P-20HP | NBS_040-135_4P_20HP_9.29_SS | 812.9455 | 812.9455 | 2438.8364 | 3 | 0 | 3 | B | NBS_EndSuction | 5 | 4 | 5 | 6 | BranchMin5_BranchMax6 | 5 | 2 | 6 | 10 | HeaderMin6_HeaderMax10 | 10 | 3 | 6
200 | 68 | 040-135-4P-20HP | NBS_040-135_4P_20HP_9.29_SS | 812.9455 | 812.9455 | 2438.8364 | 3 | 0 | 3 | B | NBS_EndSuction | 5 | 4 | 5 | 6 | BranchMin5_BranchMax6 | 6 | 2 | 6 | 10 | HeaderMin6_HeaderMax10 | 6 | 3 | 6 | [11 empty] | INVALID
200 | 68 | 040-135-4P-20HP | NBS_040-135_4P_20HP_9.29_SS | 812.9455 | 812.9455 | 2438.8364 | 3 | 0 | 3 | B | NBS_EndSuction | 5 | 4 | 5 | 6 | BranchMin5_BranchMax6 | 6 | 2 | 6 | 10 | HeaderMin6_HeaderMax10 | 8 | 3 | 6
200 | 68 | 040-135-4P-20HP | NBS_040-135_4P_20HP_9.29_SS | 812.9455 | 812.9455 | 2438.8364 | 3 | 0 | 3 | B | NBS_EndSuction | 5 | 4 | 5 | 6 | BranchMin5_BranchMax6 | 6 | 2 | 6 | 10 | HeaderMin6_HeaderMax10 | 10 | 3 | 6
201 | 69 | 040-135-4P-25HP | NBS_040-135_4P_25HP_10.24_SS | 894.4426 | 894.4426 | 2683.3277 | 3 | 0 | 3 | B | NBS_EndSuction | 5 | 4 | 5 | 6 | BranchMin5_BranchMax6 | 5 | 2 | 6 | 12 | HeaderMin6_HeaderMax12 | 6 | 4 | 8
201 | 69 | 040-135-4P-25HP | NBS_040-135_4P_25HP_10.24_SS | 894.4426 | 894.4426 | 2683.3277 | 3 | 0 | 3 | B | NBS_EndSuction | 5 | 4 | 5 | 6 | BranchMin5_BranchMax6 | 5 | 2 | 6 | 12 | HeaderMin6_HeaderMax12 | 8 | 4 | 8
201 | 69 | 040-135-4P-25HP | NBS_040-135_4P_25HP_10.24_SS | 894.4426 | 894.4426 | 2683.3277 | 3 | 0 | 3 | B | NBS_EndSuction | 5 | 4 | 5 | 6 | BranchMin5_BranchMax6 | 5 | 2 | 6 | 12 | HeaderMin6_HeaderMax12 | 10 | 4 | 8
201 | 69 | 040-135-4P-25HP | NBS_040-135_4P_25HP_10.24_SS | 894.4426 | 894.4426 | 2683.3277 | 3 | 0 | 3 | B | NBS_EndSuction | 5 | 4 | 5 | 6 | BranchMin5_BranchMax6 | 5 | 2 | 6 | 12 | HeaderMin6_HeaderMax12 | 12 | 4 | 8
201 | 69 | 040-135-4P-25HP | NBS_040-135_4P_25HP_10.24_SS | 894.4426 | 894.4426 | 2683.3277 | 3 | 0 | 3 | B | NBS_EndSuction | 5 | 4 | 5 | 6 | BranchMin5_BranchMax6 | 6 | 2 | 6 | 12 | HeaderMin6_HeaderMax12 | 6 | 4 | 8 | [11 empty] | INVALID
201 | 69 | 040-135-4P-25HP | NBS_040-135_4P_25HP_10.24_SS | 894.4426 | 894.4426 | 2683.3277 | 3 | 0 | 3 | B | NBS_EndSuction | 5 | 4 | 5 | 6 | BranchMin5_BranchMax6 | 6 | 2 | 6 | 12 | HeaderMin6_HeaderMax12 | 8 | 4 | 8
201 | 69 | 040-135-4P-25HP | NBS_040-135_4P_25HP_10.24_SS | 894.4426 | 894.4426 | 2683.3277 | 3 | 0 | 3 | B | NBS_EndSuction | 5 | 4 | 5 | 6 | BranchMin5_BranchMax6 | 6 | 2 | 6 | 12 | HeaderMin6_HeaderMax12 | 10 | 4 | 8
201 | 69 | 040-135-4P-25HP | NBS_040-135_4P_25HP_10.24_SS | 894.4426 | 894.4426 | 2683.3277 | 3 | 0 | 3 | B | NBS_EndSuction | 5 | 4 | 5 | 6 | BranchMin5_BranchMax6 | 6 | 2 | 6 | 12 | HeaderMin6_HeaderMax12 | 12 | 4 | 8
202 | 70 | 040-135-4P-30HP | NBS_040-135_4P_30HP_10.94_SS | 958.5264 | 958.5264 | 2875.5792 | 3 | 0 | 3 | B | NBS_EndSuction | 5 | 4 | 5 | 8 | BranchMin5_BranchMax8 | 5 | 3 | 6 | 12 | HeaderMin6_HeaderMax12 | 6 | 4 | 12
202 | 70 | 040-135-4P-30HP | NBS_040-135_4P_30HP_10.94_SS | 958.5264 | 958.5264 | 2875.5792 | 3 | 0 | 3 | B | NBS_EndSuction | 5 | 4 | 5 | 8 | BranchMin5_BranchMax8 | 5 | 3 | 6 | 12 | HeaderMin6_HeaderMax12 | 8 | 4 | 12
202 | 70 | 040-135-4P-30HP | NBS_040-135_4P_30HP_10.94_SS | 958.5264 | 958.5264 | 2875.5792 | 3 | 0 | 3 | B | NBS_EndSuction | 5 | 4 | 5 | 8 | BranchMin5_BranchMax8 | 5 | 3 | 6 | 12 | HeaderMin6_HeaderMax12 | 10 | 4 | 12
202 | 70 | 040-135-4P-30HP | NBS_040-135_4P_30HP_10.94_SS | 958.5264 | 958.5264 | 2875.5792 | 3 | 0 | 3 | B | NBS_EndSuction | 5 | 4 | 5 | 8 | BranchMin5_BranchMax8 | 5 | 3 | 6 | 12 | HeaderMin6_HeaderMax12 | 12 | 4 | 12
202 | 70 | 040-135-4P-30HP | NBS_040-135_4P_30HP_10.94_SS | 958.5264 | 958.5264 | 2875.5792 | 3 | 0 | 3 | B | NBS_EndSuction | 5 | 4 | 5 | 8 | BranchMin5_BranchMax8 | 6 | 3 | 6 | 12 | HeaderMin6_HeaderMax12 | 6 | 4 | 12 | [11 empty] | INVALID
202 | 70 | 040-135-4P-30HP | NBS_040-135_4P_30HP_10.94_SS | 958.5264 | 958.5264 | 2875.5792 | 3 | 0 | 3 | B | NBS_EndSuction | 5 | 4 | 5 | 8 | BranchMin5_BranchMax8 | 6 | 3 | 6 | 12 | HeaderMin6_HeaderMax12 | 8 | 4 | 12
202 | 70 | 040-135-4P-30HP | NBS_040-135_4P_30HP_10.94_SS | 958.5264 | 958.5264 | 2875.5792 | 3 | 0 | 3 | B | NBS_EndSuction | 5 | 4 | 5 | 8 | BranchMin5_BranchMax8 | 6 | 3 | 6 | 12 | HeaderMin6_HeaderMax12 | 10 | 4 | 12
202 | 70 | 040-135-4P-30HP | NBS_040-135_4P_30HP_10.94_SS | 958.5264 | 958.5264 | 2875.5792 | 3 | 0 | 3 | B | NBS_EndSuction | 5 | 4 | 5 | 8 | BranchMin5_BranchMax8 | 6 | 3 | 6 | 12 | HeaderMin6_HeaderMax12 | 12 | 4 | 12
202 | 70 | 040-135-4P-30HP | NBS_040-135_4P_30HP_10.94_SS | 958.5264 | 958.5264 | 2875.5792 | 3 | 0 | 3 | B | NBS_EndSuction | 5 | 4 | 5 | 8 | BranchMin5_BranchMax8 | 8 | 3 | 6 | 12 | HeaderMin6_HeaderMax12 | 6 | 4 | 12 | [11 empty] | INVALID
202 | 70 | 040-135-4P-30HP | NBS_040-135_4P_30HP_10.94_SS | 958.5264 | 958.5264 | 2875.5792 | 3 | 0 | 3 | B | NBS_EndSuction | 5 | 4 | 5 | 8 | BranchMin5_BranchMax8 | 8 | 3 | 6 | 12 | HeaderMin6_HeaderMax12 | 8 | 4 | 12 | [11 empty] | INVALID
202 | 70 | 040-135-4P-30HP | NBS_040-135_4P_30HP_10.94_SS | 958.5264 | 958.5264 | 2875.5792 | 3 | 0 | 3 | B | NBS_EndSuction | 5 | 4 | 5 | 8 | BranchMin5_BranchMax8 | 8 | 3 | 6 | 12 | HeaderMin6_HeaderMax12 | 10 | 4 | 12
202 | 70 | 040-135-4P-30HP | NBS_040-135_4P_30HP_10.94_SS | 958.5264 | 958.5264 | 2875.5792 | 3 | 0 | 3 | B | NBS_EndSuction | 5 | 4 | 5 | 8 | BranchMin5_BranchMax8 | 8 | 3 | 6 | 12 | HeaderMin6_HeaderMax12 | 12 | 4 | 12
203 | 71 | 040-135-4P-40HP | NBS_040-135_4P_40HP_11.81_SS | 1092.3955 | 1092.3955 | 3277.1865 | 3 | 0 | 3 | B | NBS_EndSuction | 5 | 4 | 5 | 8 | BranchMin5_BranchMax8 | 5 | 3 | 6 | 12 | HeaderMin6_HeaderMax12 | 6 | 4 | 12
203 | 71 | 040-135-4P-40HP | NBS_040-135_4P_40HP_11.81_SS | 1092.3955 | 1092.3955 | 3277.1865 | 3 | 0 | 3 | B | NBS_EndSuction | 5 | 4 | 5 | 8 | BranchMin5_BranchMax8 | 5 | 3 | 6 | 12 | HeaderMin6_HeaderMax12 | 8 | 4 | 12
203 | 71 | 040-135-4P-40HP | NBS_040-135_4P_40HP_11.81_SS | 1092.3955 | 1092.3955 | 3277.1865 | 3 | 0 | 3 | B | NBS_EndSuction | 5 | 4 | 5 | 8 | BranchMin5_BranchMax8 | 5 | 3 | 6 | 12 | HeaderMin6_HeaderMax12 | 10 | 4 | 12
203 | 71 | 040-135-4P-40HP | NBS_040-135_4P_40HP_11.81_SS | 1092.3955 | 1092.3955 | 3277.1865 | 3 | 0 | 3 | B | NBS_EndSuction | 5 | 4 | 5 | 8 | BranchMin5_BranchMax8 | 5 | 3 | 6 | 12 | HeaderMin6_HeaderMax12 | 12 | 4 | 12
203 | 71 | 040-135-4P-40HP | NBS_040-135_4P_40HP_11.81_SS | 1092.3955 | 1092.3955 | 3277.1865 | 3 | 0 | 3 | B | NBS_EndSuction | 5 | 4 | 5 | 8 | BranchMin5_BranchMax8 | 6 | 3 | 6 | 12 | HeaderMin6_HeaderMax12 | 6 | 4 | 12 | [11 empty] | INVALID
203 | 71 | 040-135-4P-40HP | NBS_040-135_4P_40HP_11.81_SS | 1092.3955 | 1092.3955 | 3277.1865 | 3 | 0 | 3 | B | NBS_EndSuction | 5 | 4 | 5 | 8 | BranchMin5_BranchMax8 | 6 | 3 | 6 | 12 | HeaderMin6_HeaderMax12 | 8 | 4 | 12
203 | 71 | 040-135-4P-40HP | NBS_040-135_4P_40HP_11.81_SS | 1092.3955 | 1092.3955 | 3277.1865 | 3 | 0 | 3 | B | NBS_EndSuction | 5 | 4 | 5 | 8 | BranchMin5_BranchMax8 | 6 | 3 | 6 | 12 | HeaderMin6_HeaderMax12 | 10 | 4 | 12
203 | 71 | 040-135-4P-40HP | NBS_040-135_4P_40HP_11.81_SS | 1092.3955 | 1092.3955 | 3277.1865 | 3 | 0 | 3 | B | NBS_EndSuction | 5 | 4 | 5 | 8 | BranchMin5_BranchMax8 | 6 | 3 | 6 | 12 | HeaderMin6_HeaderMax12 | 12 | 4 | 12
203 | 71 | 040-135-4P-40HP | NBS_040-135_4P_40HP_11.81_SS | 1092.3955 | 1092.3955 | 3277.1865 | 3 | 0 | 3 | B | NBS_EndSuction | 5 | 4 | 5 | 8 | BranchMin5_BranchMax8 | 8 | 3 | 6 | 12 | HeaderMin6_HeaderMax12 | 6 | 4 | 12 | [11 empty] | INVALID
203 | 71 | 040-135-4P-40HP | NBS_040-135_4P_40HP_11.81_SS | 1092.3955 | 1092.3955 | 3277.1865 | 3 | 0 | 3 | B | NBS_EndSuction | 5 | 4 | 5 | 8 | BranchMin5_BranchMax8 | 8 | 3 | 6 | 12 | HeaderMin6_HeaderMax12 | 8 | 4 | 12 | [11 empty] | INVALID
203 | 71 | 040-135-4P-40HP | NBS_040-135_4P_40HP_11.81_SS | 1092.3955 | 1092.3955 | 3277.1865 | 3 | 0 | 3 | B | NBS_EndSuction | 5 | 4 | 5 | 8 | BranchMin5_BranchMax8 | 8 | 3 | 6 | 12 | HeaderMin6_HeaderMax12 | 10 | 4 | 12
203 | 71 | 040-135-4P-40HP | NBS_040-135_4P_40HP_11.81_SS | 1092.3955 | 1092.3955 | 3277.1865 | 3 | 0 | 3 | B | NBS_EndSuction | 5 | 4 | 5 | 8 | BranchMin5_BranchMax8 | 8 | 3 | 6 | 12 | HeaderMin6_HeaderMax12 | 12 | 4 | 12
204 | 72 | 040-135-4P-50HP | NBS_040-135_4P_50HP_12.83_SS | 1108.1578 | 1108.1578 | 3324.4733 | 3 | 0 | 3 | B | NBS_EndSuction | 5 | 4 | 5 | 8 | BranchMin5_BranchMax8 | 5 | 3 | 6 | 12 | HeaderMin6_HeaderMax12 | 6 | 4 | 12
204 | 72 | 040-135-4P-50HP | NBS_040-135_4P_50HP_12.83_SS | 1108.1578 | 1108.1578 | 3324.4733 | 3 | 0 | 3 | B | NBS_EndSuction | 5 | 4 | 5 | 8 | BranchMin5_BranchMax8 | 5 | 3 | 6 | 12 | HeaderMin6_HeaderMax12 | 8 | 4 | 12
204 | 72 | 040-135-4P-50HP | NBS_040-135_4P_50HP_12.83_SS | 1108.1578 | 1108.1578 | 3324.4733 | 3 | 0 | 3 | B | NBS_EndSuction | 5 | 4 | 5 | 8 | BranchMin5_BranchMax8 | 5 | 3 | 6 | 12 | HeaderMin6_HeaderMax12 | 10 | 4 | 12
204 | 72 | 040-135-4P-50HP | NBS_040-135_4P_50HP_12.83_SS | 1108.1578 | 1108.1578 | 3324.4733 | 3 | 0 | 3 | B | NBS_EndSuction | 5 | 4 | 5 | 8 | BranchMin5_BranchMax8 | 5 | 3 | 6 | 12 | HeaderMin6_HeaderMax12 | 12 | 4 | 12
204 | 72 | 040-135-4P-50HP | NBS_040-135_4P_50HP_12.83_SS | 1108.1578 | 1108.1578 | 3324.4733 | 3 | 0 | 3 | B | NBS_EndSuction | 5 | 4 | 5 | 8 | BranchMin5_BranchMax8 | 6 | 3 | 6 | 12 | HeaderMin6_HeaderMax12 | 6 | 4 | 12 | [11 empty] | INVALID
204 | 72 | 040-135-4P-50HP | NBS_040-135_4P_50HP_12.83_SS | 1108.1578 | 1108.1578 | 3324.4733 | 3 | 0 | 3 | B | NBS_EndSuction | 5 | 4 | 5 | 8 | BranchMin5_BranchMax8 | 6 | 3 | 6 | 12 | HeaderMin6_HeaderMax12 | 8 | 4 | 12
204 | 72 | 040-135-4P-50HP | NBS_040-135_4P_50HP_12.83_SS | 1108.1578 | 1108.1578 | 3324.4733 | 3 | 0 | 3 | B | NBS_EndSuction | 5 | 4 | 5 | 8 | BranchMin5_BranchMax8 | 6 | 3 | 6 | 12 | HeaderMin6_HeaderMax12 | 10 | 4 | 12
204 | 72 | 040-135-4P-50HP | NBS_040-135_4P_50HP_12.83_SS | 1108.1578 | 1108.1578 | 3324.4733 | 3 | 0 | 3 | B | NBS_EndSuction | 5 | 4 | 5 | 8 | BranchMin5_BranchMax8 | 6 | 3 | 6 | 12 | HeaderMin6_HeaderMax12 | 12 | 4 | 12
204 | 72 | 040-135-4P-50HP | NBS_040-135_4P_50HP_12.83_SS | 1108.1578 | 1108.1578 | 3324.4733 | 3 | 0 | 3 | B | NBS_EndSuction | 5 | 4 | 5 | 8 | BranchMin5_BranchMax8 | 8 | 3 | 6 | 12 | HeaderMin6_HeaderMax12 | 6 | 4 | 12 | [11 empty] | INVALID
204 | 72 | 040-135-4P-50HP | NBS_040-135_4P_50HP_12.83_SS | 1108.1578 | 1108.1578 | 3324.4733 | 3 | 0 | 3 | B | NBS_EndSuction | 5 | 4 | 5 | 8 | BranchMin5_BranchMax8 | 8 | 3 | 6 | 12 | HeaderMin6_HeaderMax12 | 8 | 4 | 12 | [11 empty] | INVALID
204 | 72 | 040-135-4P-50HP | NBS_040-135_4P_50HP_12.83_SS | 1108.1578 | 1108.1578 | 3324.4733 | 3 | 0 | 3 | B | NBS_EndSuction | 5 | 4 | 5 | 8 | BranchMin5_BranchMax8 | 8 | 3 | 6 | 12 | HeaderMin6_HeaderMax12 | 10 | 4 | 12
204 | 72 | 040-135-4P-50HP | NBS_040-135_4P_50HP_12.83_SS | 1108.1578 | 1108.1578 | 3324.4733 | 3 | 0 | 3 | B | NBS_EndSuction | 5 | 4 | 5 | 8 | BranchMin5_BranchMax8 | 8 | 3 | 6 | 12 | HeaderMin6_HeaderMax12 | 12 | 4 | 12
205 | 73 | 040-150-4P-50HP | NBS_040-150_4P_50HP_12.36_SS | 1179.7044 | 1179.7044 | 3539.1131 | 3 | 0 | 3 | B | NBS_EndSuction | 5 | 4 | 5 | 8 | BranchMin5_BranchMax8 | 5 | 3 | 6 | 12 | HeaderMin6_HeaderMax12 | 6 | 4 | 12
205 | 73 | 040-150-4P-50HP | NBS_040-150_4P_50HP_12.36_SS | 1179.7044 | 1179.7044 | 3539.1131 | 3 | 0 | 3 | B | NBS_EndSuction | 5 | 4 | 5 | 8 | BranchMin5_BranchMax8 | 5 | 3 | 6 | 12 | HeaderMin6_HeaderMax12 | 8 | 4 | 12
205 | 73 | 040-150-4P-50HP | NBS_040-150_4P_50HP_12.36_SS | 1179.7044 | 1179.7044 | 3539.1131 | 3 | 0 | 3 | B | NBS_EndSuction | 5 | 4 | 5 | 8 | BranchMin5_BranchMax8 | 5 | 3 | 6 | 12 | HeaderMin6_HeaderMax12 | 10 | 4 | 12
205 | 73 | 040-150-4P-50HP | NBS_040-150_4P_50HP_12.36_SS | 1179.7044 | 1179.7044 | 3539.1131 | 3 | 0 | 3 | B | NBS_EndSuction | 5 | 4 | 5 | 8 | BranchMin5_BranchMax8 | 5 | 3 | 6 | 12 | HeaderMin6_HeaderMax12 | 12 | 4 | 12
205 | 73 | 040-150-4P-50HP | NBS_040-150_4P_50HP_12.36_SS | 1179.7044 | 1179.7044 | 3539.1131 | 3 | 0 | 3 | B | NBS_EndSuction | 5 | 4 | 5 | 8 | BranchMin5_BranchMax8 | 6 | 3 | 6 | 12 | HeaderMin6_HeaderMax12 | 6 | 4 | 12 | [11 empty] | INVALID
205 | 73 | 040-150-4P-50HP | NBS_040-150_4P_50HP_12.36_SS | 1179.7044 | 1179.7044 | 3539.1131 | 3 | 0 | 3 | B | NBS_EndSuction | 5 | 4 | 5 | 8 | BranchMin5_BranchMax8 | 6 | 3 | 6 | 12 | HeaderMin6_HeaderMax12 | 8 | 4 | 12
205 | 73 | 040-150-4P-50HP | NBS_040-150_4P_50HP_12.36_SS | 1179.7044 | 1179.7044 | 3539.1131 | 3 | 0 | 3 | B | NBS_EndSuction | 5 | 4 | 5 | 8 | BranchMin5_BranchMax8 | 6 | 3 | 6 | 12 | HeaderMin6_HeaderMax12 | 10 | 4 | 12
205 | 73 | 040-150-4P-50HP | NBS_040-150_4P_50HP_12.36_SS | 1179.7044 | 1179.7044 | 3539.1131 | 3 | 0 | 3 | B | NBS_EndSuction | 5 | 4 | 5 | 8 | BranchMin5_BranchMax8 | 6 | 3 | 6 | 12 | HeaderMin6_HeaderMax12 | 12 | 4 | 12
205 | 73 | 040-150-4P-50HP | NBS_040-150_4P_50HP_12.36_SS | 1179.7044 | 1179.7044 | 3539.1131 | 3 | 0 | 3 | B | NBS_EndSuction | 5 | 4 | 5 | 8 | BranchMin5_BranchMax8 | 8 | 3 | 6 | 12 | HeaderMin6_HeaderMax12 | 6 | 4 | 12 | [11 empty] | INVALID
205 | 73 | 040-150-4P-50HP | NBS_040-150_4P_50HP_12.36_SS | 1179.7044 | 1179.7044 | 3539.1131 | 3 | 0 | 3 | B | NBS_EndSuction | 5 | 4 | 5 | 8 | BranchMin5_BranchMax8 | 8 | 3 | 6 | 12 | HeaderMin6_HeaderMax12 | 8 | 4 | 12 | [11 empty] | INVALID
205 | 73 | 040-150-4P-50HP | NBS_040-150_4P_50HP_12.36_SS | 1179.7044 | 1179.7044 | 3539.1131 | 3 | 0 | 3 | B | NBS_EndSuction | 5 | 4 | 5 | 8 | BranchMin5_BranchMax8 | 8 | 3 | 6 | 12 | HeaderMin6_HeaderMax12 | 10 | 4 | 12
205 | 73 | 040-150-4P-50HP | NBS_040-150_4P_50HP_12.36_SS | 1179.7044 | 1179.7044 | 3539.1131 | 3 | 0 | 3 | B | NBS_EndSuction | 5 | 4 | 5 | 8 | BranchMin5_BranchMax8 | 8 | 3 | 6 | 12 | HeaderMin6_HeaderMax12 | 12 | 4 | 12
206 | 74 | 040-150-4P-60HP | NBS_040-150_4P_60HP_13.07_SS | 1257.8884 | 1257.8884 | 3773.6651 | 3 | 0 | 3 | B | NBS_EndSuction | 5 | 4 | 5 | 8 | BranchMin5_BranchMax8 | 5 | 3 | 6 | 14 | HeaderMin6_HeaderMax14 | 6 | 5 | 15
206 | 74 | 040-150-4P-60HP | NBS_040-150_4P_60HP_13.07_SS | 1257.8884 | 1257.8884 | 3773.6651 | 3 | 0 | 3 | B | NBS_EndSuction | 5 | 4 | 5 | 8 | BranchMin5_BranchMax8 | 5 | 3 | 6 | 14 | HeaderMin6_HeaderMax14 | 8 | 5 | 15
206 | 74 | 040-150-4P-60HP | NBS_040-150_4P_60HP_13.07_SS | 1257.8884 | 1257.8884 | 3773.6651 | 3 | 0 | 3 | B | NBS_EndSuction | 5 | 4 | 5 | 8 | BranchMin5_BranchMax8 | 5 | 3 | 6 | 14 | HeaderMin6_HeaderMax14 | 10 | 5 | 15
206 | 74 | 040-150-4P-60HP | NBS_040-150_4P_60HP_13.07_SS | 1257.8884 | 1257.8884 | 3773.6651 | 3 | 0 | 3 | B | NBS_EndSuction | 5 | 4 | 5 | 8 | BranchMin5_BranchMax8 | 5 | 3 | 6 | 14 | HeaderMin6_HeaderMax14 | 12 | 5 | 15
206 | 74 | 040-150-4P-60HP | NBS_040-150_4P_60HP_13.07_SS | 1257.8884 | 1257.8884 | 3773.6651 | 3 | 0 | 3 | B | NBS_EndSuction | 5 | 4 | 5 | 8 | BranchMin5_BranchMax8 | 5 | 3 | 6 | 14 | HeaderMin6_HeaderMax14 | 14 | 5 | 15
206 | 74 | 040-150-4P-60HP | NBS_040-150_4P_60HP_13.07_SS | 1257.8884 | 1257.8884 | 3773.6651 | 3 | 0 | 3 | B | NBS_EndSuction | 5 | 4 | 5 | 8 | BranchMin5_BranchMax8 | 6 | 3 | 6 | 14 | HeaderMin6_HeaderMax14 | 6 | 5 | 15 | [11 empty] | INVALID
206 | 74 | 040-150-4P-60HP | NBS_040-150_4P_60HP_13.07_SS | 1257.8884 | 1257.8884 | 3773.6651 | 3 | 0 | 3 | B | NBS_EndSuction | 5 | 4 | 5 | 8 | BranchMin5_BranchMax8 | 6 | 3 | 6 | 14 | HeaderMin6_HeaderMax14 | 8 | 5 | 15
206 | 74 | 040-150-4P-60HP | NBS_040-150_4P_60HP_13.07_SS | 1257.8884 | 1257.8884 | 3773.6651 | 3 | 0 | 3 | B | NBS_EndSuction | 5 | 4 | 5 | 8 | BranchMin5_BranchMax8 | 6 | 3 | 6 | 14 | HeaderMin6_HeaderMax14 | 10 | 5 | 15
206 | 74 | 040-150-4P-60HP | NBS_040-150_4P_60HP_13.07_SS | 1257.8884 | 1257.8884 | 3773.6651 | 3 | 0 | 3 | B | NBS_EndSuction | 5 | 4 | 5 | 8 | BranchMin5_BranchMax8 | 6 | 3 | 6 | 14 | HeaderMin6_HeaderMax14 | 12 | 5 | 15
206 | 74 | 040-150-4P-60HP | NBS_040-150_4P_60HP_13.07_SS | 1257.8884 | 1257.8884 | 3773.6651 | 3 | 0 | 3 | B | NBS_EndSuction | 5 | 4 | 5 | 8 | BranchMin5_BranchMax8 | 6 | 3 | 6 | 14 | HeaderMin6_HeaderMax14 | 14 | 5 | 15
206 | 74 | 040-150-4P-60HP | NBS_040-150_4P_60HP_13.07_SS | 1257.8884 | 1257.8884 | 3773.6651 | 3 | 0 | 3 | B | NBS_EndSuction | 5 | 4 | 5 | 8 | BranchMin5_BranchMax8 | 8 | 3 | 6 | 14 | HeaderMin6_HeaderMax14 | 6 | 5 | 15 | [11 empty] | INVALID
206 | 74 | 040-150-4P-60HP | NBS_040-150_4P_60HP_13.07_SS | 1257.8884 | 1257.8884 | 3773.6651 | 3 | 0 | 3 | B | NBS_EndSuction | 5 | 4 | 5 | 8 | BranchMin5_BranchMax8 | 8 | 3 | 6 | 14 | HeaderMin6_HeaderMax14 | 8 | 5 | 15 | [11 empty] | INVALID
206 | 74 | 040-150-4P-60HP | NBS_040-150_4P_60HP_13.07_SS | 1257.8884 | 1257.8884 | 3773.6651 | 3 | 0 | 3 | B | NBS_EndSuction | 5 | 4 | 5 | 8 | BranchMin5_BranchMax8 | 8 | 3 | 6 | 14 | HeaderMin6_HeaderMax14 | 10 | 5 | 15
206 | 74 | 040-150-4P-60HP | NBS_040-150_4P_60HP_13.07_SS | 1257.8884 | 1257.8884 | 3773.6651 | 3 | 0 | 3 | B | NBS_EndSuction | 5 | 4 | 5 | 8 | BranchMin5_BranchMax8 | 8 | 3 | 6 | 14 | HeaderMin6_HeaderMax14 | 12 | 5 | 15
206 | 74 | 040-150-4P-60HP | NBS_040-150_4P_60HP_13.07_SS | 1257.8884 | 1257.8884 | 3773.6651 | 3 | 0 | 3 | B | NBS_EndSuction | 5 | 4 | 5 | 8 | BranchMin5_BranchMax8 | 8 | 3 | 6 | 14 | HeaderMin6_HeaderMax14 | 14 | 5 | 15
207 | 75 | 040-150-4P-75HP | NBS_040-150_4P_75HP_14.02_SS | 1397.6463 | 1397.6463 | 4192.9389 | 3 | 0 | 3 | B | NBS_EndSuction | 5 | 4 | 5 | 8 | BranchMin5_BranchMax8 | 5 | 3 | 6 | 14 | HeaderMin6_HeaderMax14 | 6 | 5 | 15
207 | 75 | 040-150-4P-75HP | NBS_040-150_4P_75HP_14.02_SS | 1397.6463 | 1397.6463 | 4192.9389 | 3 | 0 | 3 | B | NBS_EndSuction | 5 | 4 | 5 | 8 | BranchMin5_BranchMax8 | 5 | 3 | 6 | 14 | HeaderMin6_HeaderMax14 | 8 | 5 | 15
207 | 75 | 040-150-4P-75HP | NBS_040-150_4P_75HP_14.02_SS | 1397.6463 | 1397.6463 | 4192.9389 | 3 | 0 | 3 | B | NBS_EndSuction | 5 | 4 | 5 | 8 | BranchMin5_BranchMax8 | 5 | 3 | 6 | 14 | HeaderMin6_HeaderMax14 | 10 | 5 | 15
207 | 75 | 040-150-4P-75HP | NBS_040-150_4P_75HP_14.02_SS | 1397.6463 | 1397.6463 | 4192.9389 | 3 | 0 | 3 | B | NBS_EndSuction | 5 | 4 | 5 | 8 | BranchMin5_BranchMax8 | 5 | 3 | 6 | 14 | HeaderMin6_HeaderMax14 | 12 | 5 | 15
207 | 75 | 040-150-4P-75HP | NBS_040-150_4P_75HP_14.02_SS | 1397.6463 | 1397.6463 | 4192.9389 | 3 | 0 | 3 | B | NBS_EndSuction | 5 | 4 | 5 | 8 | BranchMin5_BranchMax8 | 5 | 3 | 6 | 14 | HeaderMin6_HeaderMax14 | 14 | 5 | 15
207 | 75 | 040-150-4P-75HP | NBS_040-150_4P_75HP_14.02_SS | 1397.6463 | 1397.6463 | 4192.9389 | 3 | 0 | 3 | B | NBS_EndSuction | 5 | 4 | 5 | 8 | BranchMin5_BranchMax8 | 6 | 3 | 6 | 14 | HeaderMin6_HeaderMax14 | 6 | 5 | 15 | [11 empty] | INVALID
207 | 75 | 040-150-4P-75HP | NBS_040-150_4P_75HP_14.02_SS | 1397.6463 | 1397.6463 | 4192.9389 | 3 | 0 | 3 | B | NBS_EndSuction | 5 | 4 | 5 | 8 | BranchMin5_BranchMax8 | 6 | 3 | 6 | 14 | HeaderMin6_HeaderMax14 | 8 | 5 | 15
207 | 75 | 040-150-4P-75HP | NBS_040-150_4P_75HP_14.02_SS | 1397.6463 | 1397.6463 | 4192.9389 | 3 | 0 | 3 | B | NBS_EndSuction | 5 | 4 | 5 | 8 | BranchMin5_BranchMax8 | 6 | 3 | 6 | 14 | HeaderMin6_HeaderMax14 | 10 | 5 | 15
207 | 75 | 040-150-4P-75HP | NBS_040-150_4P_75HP_14.02_SS | 1397.6463 | 1397.6463 | 4192.9389 | 3 | 0 | 3 | B | NBS_EndSuction | 5 | 4 | 5 | 8 | BranchMin5_BranchMax8 | 6 | 3 | 6 | 14 | HeaderMin6_HeaderMax14 | 12 | 5 | 15
207 | 75 | 040-150-4P-75HP | NBS_040-150_4P_75HP_14.02_SS | 1397.6463 | 1397.6463 | 4192.9389 | 3 | 0 | 3 | B | NBS_EndSuction | 5 | 4 | 5 | 8 | BranchMin5_BranchMax8 | 6 | 3 | 6 | 14 | HeaderMin6_HeaderMax14 | 14 | 5 | 15
207 | 75 | 040-150-4P-75HP | NBS_040-150_4P_75HP_14.02_SS | 1397.6463 | 1397.6463 | 4192.9389 | 3 | 0 | 3 | B | NBS_EndSuction | 5 | 4 | 5 | 8 | BranchMin5_BranchMax8 | 8 | 3 | 6 | 14 | HeaderMin6_HeaderMax14 | 6 | 5 | 15 | [11 empty] | INVALID
207 | 75 | 040-150-4P-75HP | NBS_040-150_4P_75HP_14.02_SS | 1397.6463 | 1397.6463 | 4192.9389 | 3 | 0 | 3 | B | NBS_EndSuction | 5 | 4 | 5 | 8 | BranchMin5_BranchMax8 | 8 | 3 | 6 | 14 | HeaderMin6_HeaderMax14 | 8 | 5 | 15 | [11 empty] | INVALID
207 | 75 | 040-150-4P-75HP | NBS_040-150_4P_75HP_14.02_SS | 1397.6463 | 1397.6463 | 4192.9389 | 3 | 0 | 3 | B | NBS_EndSuction | 5 | 4 | 5 | 8 | BranchMin5_BranchMax8 | 8 | 3 | 6 | 14 | HeaderMin6_HeaderMax14 | 10 | 5 | 15
207 | 75 | 040-150-4P-75HP | NBS_040-150_4P_75HP_14.02_SS | 1397.6463 | 1397.6463 | 4192.9389 | 3 | 0 | 3 | B | NBS_EndSuction | 5 | 4 | 5 | 8 | BranchMin5_BranchMax8 | 8 | 3 | 6 | 14 | HeaderMin6_HeaderMax14 | 12 | 5 | 15
207 | 75 | 040-150-4P-75HP | NBS_040-150_4P_75HP_14.02_SS | 1397.6463 | 1397.6463 | 4192.9389 | 3 | 0 | 3 | B | NBS_EndSuction | 5 | 4 | 5 | 8 | BranchMin5_BranchMax8 | 8 | 3 | 6 | 14 | HeaderMin6_HeaderMax14 | 14 | 5 | 15
208 | 76 | 040-150-4P-100HP | NBS_040-150_4P_100HP_15.28_SS | 1556.5458 | 1556.5458 | 4669.6374 | 3 | 0 | 3 | B | NBS_EndSuction | 5 | 4 | 5 | 8 | BranchMin5_BranchMax8 | 5 | 3 | 6 | 16 | HeaderMin6_HeaderMax16 | 6 | 6 | 18
208 | 76 | 040-150-4P-100HP | NBS_040-150_4P_100HP_15.28_SS | 1556.5458 | 1556.5458 | 4669.6374 | 3 | 0 | 3 | B | NBS_EndSuction | 5 | 4 | 5 | 8 | BranchMin5_BranchMax8 | 5 | 3 | 6 | 16 | HeaderMin6_HeaderMax16 | 8 | 6 | 18
208 | 76 | 040-150-4P-100HP | NBS_040-150_4P_100HP_15.28_SS | 1556.5458 | 1556.5458 | 4669.6374 | 3 | 0 | 3 | B | NBS_EndSuction | 5 | 4 | 5 | 8 | BranchMin5_BranchMax8 | 5 | 3 | 6 | 16 | HeaderMin6_HeaderMax16 | 10 | 6 | 18
208 | 76 | 040-150-4P-100HP | NBS_040-150_4P_100HP_15.28_SS | 1556.5458 | 1556.5458 | 4669.6374 | 3 | 0 | 3 | B | NBS_EndSuction | 5 | 4 | 5 | 8 | BranchMin5_BranchMax8 | 5 | 3 | 6 | 16 | HeaderMin6_HeaderMax16 | 12 | 6 | 18
208 | 76 | 040-150-4P-100HP | NBS_040-150_4P_100HP_15.28_SS | 1556.5458 | 1556.5458 | 4669.6374 | 3 | 0 | 3 | B | NBS_EndSuction | 5 | 4 | 5 | 8 | BranchMin5_BranchMax8 | 5 | 3 | 6 | 16 | HeaderMin6_HeaderMax16 | 14 | 6 | 18
208 | 76 | 040-150-4P-100HP | NBS_040-150_4P_100HP_15.28_SS | 1556.5458 | 1556.5458 | 4669.6374 | 3 | 0 | 3 | B | NBS_EndSuction | 5 | 4 | 5 | 8 | BranchMin5_BranchMax8 | 5 | 3 | 6 | 16 | HeaderMin6_HeaderMax16 | 16 | 6 | 18
208 | 76 | 040-150-4P-100HP | NBS_040-150_4P_100HP_15.28_SS | 1556.5458 | 1556.5458 | 4669.6374 | 3 | 0 | 3 | B | NBS_EndSuction | 5 | 4 | 5 | 8 | BranchMin5_BranchMax8 | 6 | 3 | 6 | 16 | HeaderMin6_HeaderMax16 | 6 | 6 | 18 | [11 empty] | INVALID
208 | 76 | 040-150-4P-100HP | NBS_040-150_4P_100HP_15.28_SS | 1556.5458 | 1556.5458 | 4669.6374 | 3 | 0 | 3 | B | NBS_EndSuction | 5 | 4 | 5 | 8 | BranchMin5_BranchMax8 | 6 | 3 | 6 | 16 | HeaderMin6_HeaderMax16 | 8 | 6 | 18
208 | 76 | 040-150-4P-100HP | NBS_040-150_4P_100HP_15.28_SS | 1556.5458 | 1556.5458 | 4669.6374 | 3 | 0 | 3 | B | NBS_EndSuction | 5 | 4 | 5 | 8 | BranchMin5_BranchMax8 | 6 | 3 | 6 | 16 | HeaderMin6_HeaderMax16 | 10 | 6 | 18
208 | 76 | 040-150-4P-100HP | NBS_040-150_4P_100HP_15.28_SS | 1556.5458 | 1556.5458 | 4669.6374 | 3 | 0 | 3 | B | NBS_EndSuction | 5 | 4 | 5 | 8 | BranchMin5_BranchMax8 | 6 | 3 | 6 | 16 | HeaderMin6_HeaderMax16 | 12 | 6 | 18
208 | 76 | 040-150-4P-100HP | NBS_040-150_4P_100HP_15.28_SS | 1556.5458 | 1556.5458 | 4669.6374 | 3 | 0 | 3 | B | NBS_EndSuction | 5 | 4 | 5 | 8 | BranchMin5_BranchMax8 | 6 | 3 | 6 | 16 | HeaderMin6_HeaderMax16 | 14 | 6 | 18
208 | 76 | 040-150-4P-100HP | NBS_040-150_4P_100HP_15.28_SS | 1556.5458 | 1556.5458 | 4669.6374 | 3 | 0 | 3 | B | NBS_EndSuction | 5 | 4 | 5 | 8 | BranchMin5_BranchMax8 | 6 | 3 | 6 | 16 | HeaderMin6_HeaderMax16 | 16 | 6 | 18
208 | 76 | 040-150-4P-100HP | NBS_040-150_4P_100HP_15.28_SS | 1556.5458 | 1556.5458 | 4669.6374 | 3 | 0 | 3 | B | NBS_EndSuction | 5 | 4 | 5 | 8 | BranchMin5_BranchMax8 | 8 | 3 | 6 | 16 | HeaderMin6_HeaderMax16 | 6 | 6 | 18 | [11 empty] | INVALID
208 | 76 | 040-150-4P-100HP | NBS_040-150_4P_100HP_15.28_SS | 1556.5458 | 1556.5458 | 4669.6374 | 3 | 0 | 3 | B | NBS_EndSuction | 5 | 4 | 5 | 8 | BranchMin5_BranchMax8 | 8 | 3 | 6 | 16 | HeaderMin6_HeaderMax16 | 8 | 6 | 18 | [11 empty] | INVALID
208 | 76 | 040-150-4P-100HP | NBS_040-150_4P_100HP_15.28_SS | 1556.5458 | 1556.5458 | 4669.6374 | 3 | 0 | 3 | B | NBS_EndSuction | 5 | 4 | 5 | 8 | BranchMin5_BranchMax8 | 8 | 3 | 6 | 16 | HeaderMin6_HeaderMax16 | 10 | 6 | 18
208 | 76 | 040-150-4P-100HP | NBS_040-150_4P_100HP_15.28_SS | 1556.5458 | 1556.5458 | 4669.6374 | 3 | 0 | 3 | B | NBS_EndSuction | 5 | 4 | 5 | 8 | BranchMin5_BranchMax8 | 8 | 3 | 6 | 16 | HeaderMin6_HeaderMax16 | 12 | 6 | 18
208 | 76 | 040-150-4P-100HP | NBS_040-150_4P_100HP_15.28_SS | 1556.5458 | 1556.5458 | 4669.6374 | 3 | 0 | 3 | B | NBS_EndSuction | 5 | 4 | 5 | 8 | BranchMin5_BranchMax8 | 8 | 3 | 6 | 16 | HeaderMin6_HeaderMax16 | 14 | 6 | 18
208 | 76 | 040-150-4P-100HP | NBS_040-150_4P_100HP_15.28_SS | 1556.5458 | 1556.5458 | 4669.6374 | 3 | 0 | 3 | B | NBS_EndSuction | 5 | 4 | 5 | 8 | BranchMin5_BranchMax8 | 8 | 3 | 6 | 16 | HeaderMin6_HeaderMax16 | 16 | 6 | 18
209 | 77 | 040-150-4P-125HP | NBS_040-150_4P_125HP_16.14_SS | 1658.4722 | 1658.4722 | 4975.4165 | 3 | 0 | 3 | B | NBS_EndSuction | 5 | 4 | 5 | 10 | BranchMin5_BranchMax10 | 5 | 4 | 6 | 16 | HeaderMin6_HeaderMax16 | 6 | 6 | 24
209 | 77 | 040-150-4P-125HP | NBS_040-150_4P_125HP_16.14_SS | 1658.4722 | 1658.4722 | 4975.4165 | 3 | 0 | 3 | B | NBS_EndSuction | 5 | 4 | 5 | 10 | BranchMin5_BranchMax10 | 5 | 4 | 6 | 16 | HeaderMin6_HeaderMax16 | 8 | 6 | 24
209 | 77 | 040-150-4P-125HP | NBS_040-150_4P_125HP_16.14_SS | 1658.4722 | 1658.4722 | 4975.4165 | 3 | 0 | 3 | B | NBS_EndSuction | 5 | 4 | 5 | 10 | BranchMin5_BranchMax10 | 5 | 4 | 6 | 16 | HeaderMin6_HeaderMax16 | 10 | 6 | 24
209 | 77 | 040-150-4P-125HP | NBS_040-150_4P_125HP_16.14_SS | 1658.4722 | 1658.4722 | 4975.4165 | 3 | 0 | 3 | B | NBS_EndSuction | 5 | 4 | 5 | 10 | BranchMin5_BranchMax10 | 5 | 4 | 6 | 16 | HeaderMin6_HeaderMax16 | 12 | 6 | 24
209 | 77 | 040-150-4P-125HP | NBS_040-150_4P_125HP_16.14_SS | 1658.4722 | 1658.4722 | 4975.4165 | 3 | 0 | 3 | B | NBS_EndSuction | 5 | 4 | 5 | 10 | BranchMin5_BranchMax10 | 5 | 4 | 6 | 16 | HeaderMin6_HeaderMax16 | 14 | 6 | 24
209 | 77 | 040-150-4P-125HP | NBS_040-150_4P_125HP_16.14_SS | 1658.4722 | 1658.4722 | 4975.4165 | 3 | 0 | 3 | B | NBS_EndSuction | 5 | 4 | 5 | 10 | BranchMin5_BranchMax10 | 5 | 4 | 6 | 16 | HeaderMin6_HeaderMax16 | 16 | 6 | 24
209 | 77 | 040-150-4P-125HP | NBS_040-150_4P_125HP_16.14_SS | 1658.4722 | 1658.4722 | 4975.4165 | 3 | 0 | 3 | B | NBS_EndSuction | 5 | 4 | 5 | 10 | BranchMin5_BranchMax10 | 6 | 4 | 6 | 16 | HeaderMin6_HeaderMax16 | 6 | 6 | 24 | [11 empty] | INVALID
209 | 77 | 040-150-4P-125HP | NBS_040-150_4P_125HP_16.14_SS | 1658.4722 | 1658.4722 | 4975.4165 | 3 | 0 | 3 | B | NBS_EndSuction | 5 | 4 | 5 | 10 | BranchMin5_BranchMax10 | 6 | 4 | 6 | 16 | HeaderMin6_HeaderMax16 | 8 | 6 | 24
209 | 77 | 040-150-4P-125HP | NBS_040-150_4P_125HP_16.14_SS | 1658.4722 | 1658.4722 | 4975.4165 | 3 | 0 | 3 | B | NBS_EndSuction | 5 | 4 | 5 | 10 | BranchMin5_BranchMax10 | 6 | 4 | 6 | 16 | HeaderMin6_HeaderMax16 | 10 | 6 | 24
209 | 77 | 040-150-4P-125HP | NBS_040-150_4P_125HP_16.14_SS | 1658.4722 | 1658.4722 | 4975.4165 | 3 | 0 | 3 | B | NBS_EndSuction | 5 | 4 | 5 | 10 | BranchMin5_BranchMax10 | 6 | 4 | 6 | 16 | HeaderMin6_HeaderMax16 | 12 | 6 | 24
209 | 77 | 040-150-4P-125HP | NBS_040-150_4P_125HP_16.14_SS | 1658.4722 | 1658.4722 | 4975.4165 | 3 | 0 | 3 | B | NBS_EndSuction | 5 | 4 | 5 | 10 | BranchMin5_BranchMax10 | 6 | 4 | 6 | 16 | HeaderMin6_HeaderMax16 | 14 | 6 | 24
209 | 77 | 040-150-4P-125HP | NBS_040-150_4P_125HP_16.14_SS | 1658.4722 | 1658.4722 | 4975.4165 | 3 | 0 | 3 | B | NBS_EndSuction | 5 | 4 | 5 | 10 | BranchMin5_BranchMax10 | 6 | 4 | 6 | 16 | HeaderMin6_HeaderMax16 | 16 | 6 | 24
209 | 77 | 040-150-4P-125HP | NBS_040-150_4P_125HP_16.14_SS | 1658.4722 | 1658.4722 | 4975.4165 | 3 | 0 | 3 | B | NBS_EndSuction | 5 | 4 | 5 | 10 | BranchMin5_BranchMax10 | 8 | 4 | 6 | 16 | HeaderMin6_HeaderMax16 | 6 | 6 | 24 | [11 empty] | INVALID
209 | 77 | 040-150-4P-125HP | NBS_040-150_4P_125HP_16.14_SS | 1658.4722 | 1658.4722 | 4975.4165 | 3 | 0 | 3 | B | NBS_EndSuction | 5 | 4 | 5 | 10 | BranchMin5_BranchMax10 | 8 | 4 | 6 | 16 | HeaderMin6_HeaderMax16 | 8 | 6 | 24 | [11 empty] | INVALID
209 | 77 | 040-150-4P-125HP | NBS_040-150_4P_125HP_16.14_SS | 1658.4722 | 1658.4722 | 4975.4165 | 3 | 0 | 3 | B | NBS_EndSuction | 5 | 4 | 5 | 10 | BranchMin5_BranchMax10 | 8 | 4 | 6 | 16 | HeaderMin6_HeaderMax16 | 10 | 6 | 24
209 | 77 | 040-150-4P-125HP | NBS_040-150_4P_125HP_16.14_SS | 1658.4722 | 1658.4722 | 4975.4165 | 3 | 0 | 3 | B | NBS_EndSuction | 5 | 4 | 5 | 10 | BranchMin5_BranchMax10 | 8 | 4 | 6 | 16 | HeaderMin6_HeaderMax16 | 12 | 6 | 24
209 | 77 | 040-150-4P-125HP | NBS_040-150_4P_125HP_16.14_SS | 1658.4722 | 1658.4722 | 4975.4165 | 3 | 0 | 3 | B | NBS_EndSuction | 5 | 4 | 5 | 10 | BranchMin5_BranchMax10 | 8 | 4 | 6 | 16 | HeaderMin6_HeaderMax16 | 14 | 6 | 24
209 | 77 | 040-150-4P-125HP | NBS_040-150_4P_125HP_16.14_SS | 1658.4722 | 1658.4722 | 4975.4165 | 3 | 0 | 3 | B | NBS_EndSuction | 5 | 4 | 5 | 10 | BranchMin5_BranchMax10 | 8 | 4 | 6 | 16 | HeaderMin6_HeaderMax16 | 16 | 6 | 24
209 | 77 | 040-150-4P-125HP | NBS_040-150_4P_125HP_16.14_SS | 1658.4722 | 1658.4722 | 4975.4165 | 3 | 0 | 3 | B | NBS_EndSuction | 5 | 4 | 5 | 10 | BranchMin5_BranchMax10 | 10 | 4 | 6 | 16 | HeaderMin6_HeaderMax16 | 6 | 6 | 24 | [11 empty] | INVALID
209 | 77 | 040-150-4P-125HP | NBS_040-150_4P_125HP_16.14_SS | 1658.4722 | 1658.4722 | 4975.4165 | 3 | 0 | 3 | B | NBS_EndSuction | 5 | 4 | 5 | 10 | BranchMin5_BranchMax10 | 10 | 4 | 6 | 16 | HeaderMin6_HeaderMax16 | 8 | 6 | 24 | [11 empty] | INVALID
209 | 77 | 040-150-4P-125HP | NBS_040-150_4P_125HP_16.14_SS | 1658.4722 | 1658.4722 | 4975.4165 | 3 | 0 | 3 | B | NBS_EndSuction | 5 | 4 | 5 | 10 | BranchMin5_BranchMax10 | 10 | 4 | 6 | 16 | HeaderMin6_HeaderMax16 | 10 | 6 | 24 | [11 empty] | INVALID
209 | 77 | 040-150-4P-125HP | NBS_040-150_4P_125HP_16.14_SS | 1658.4722 | 1658.4722 | 4975.4165 | 3 | 0 | 3 | B | NBS_EndSuction | 5 | 4 | 5 | 10 | BranchMin5_BranchMax10 | 10 | 4 | 6 | 16 | HeaderMin6_HeaderMax16 | 12 | 6 | 24
209 | 77 | 040-150-4P-125HP | NBS_040-150_4P_125HP_16.14_SS | 1658.4722 | 1658.4722 | 4975.4165 | 3 | 0 | 3 | B | NBS_EndSuction | 5 | 4 | 5 | 10 | BranchMin5_BranchMax10 | 10 | 4 | 6 | 16 | HeaderMin6_HeaderMax16 | 14 | 6 | 24
209 | 77 | 040-150-4P-125HP | NBS_040-150_4P_125HP_16.14_SS | 1658.4722 | 1658.4722 | 4975.4165 | 3 | 0 | 3 | B | NBS_EndSuction | 5 | 4 | 5 | 10 | BranchMin5_BranchMax10 | 10 | 4 | 6 | 16 | HeaderMin6_HeaderMax16 | 16 | 6 | 24
210 | 78 | 040-150-4P-150HP | NBS_040-150_4P_150HP_16.77_SS | 1749.9638 | 1749.9638 | 5249.8913 | 3 | 0 | 3 | B | NBS_EndSuction | 5 | 4 | 5 | 10 | BranchMin5_BranchMax10 | 5 | 4 | 6 | 16 | HeaderMin6_HeaderMax16 | 6 | 6 | 24
210 | 78 | 040-150-4P-150HP | NBS_040-150_4P_150HP_16.77_SS | 1749.9638 | 1749.9638 | 5249.8913 | 3 | 0 | 3 | B | NBS_EndSuction | 5 | 4 | 5 | 10 | BranchMin5_BranchMax10 | 5 | 4 | 6 | 16 | HeaderMin6_HeaderMax16 | 8 | 6 | 24
210 | 78 | 040-150-4P-150HP | NBS_040-150_4P_150HP_16.77_SS | 1749.9638 | 1749.9638 | 5249.8913 | 3 | 0 | 3 | B | NBS_EndSuction | 5 | 4 | 5 | 10 | BranchMin5_BranchMax10 | 5 | 4 | 6 | 16 | HeaderMin6_HeaderMax16 | 10 | 6 | 24
210 | 78 | 040-150-4P-150HP | NBS_040-150_4P_150HP_16.77_SS | 1749.9638 | 1749.9638 | 5249.8913 | 3 | 0 | 3 | B | NBS_EndSuction | 5 | 4 | 5 | 10 | BranchMin5_BranchMax10 | 5 | 4 | 6 | 16 | HeaderMin6_HeaderMax16 | 12 | 6 | 24
210 | 78 | 040-150-4P-150HP | NBS_040-150_4P_150HP_16.77_SS | 1749.9638 | 1749.9638 | 5249.8913 | 3 | 0 | 3 | B | NBS_EndSuction | 5 | 4 | 5 | 10 | BranchMin5_BranchMax10 | 5 | 4 | 6 | 16 | HeaderMin6_HeaderMax16 | 14 | 6 | 24
210 | 78 | 040-150-4P-150HP | NBS_040-150_4P_150HP_16.77_SS | 1749.9638 | 1749.9638 | 5249.8913 | 3 | 0 | 3 | B | NBS_EndSuction | 5 | 4 | 5 | 10 | BranchMin5_BranchMax10 | 5 | 4 | 6 | 16 | HeaderMin6_HeaderMax16 | 16 | 6 | 24
210 | 78 | 040-150-4P-150HP | NBS_040-150_4P_150HP_16.77_SS | 1749.9638 | 1749.9638 | 5249.8913 | 3 | 0 | 3 | B | NBS_EndSuction | 5 | 4 | 5 | 10 | BranchMin5_BranchMax10 | 6 | 4 | 6 | 16 | HeaderMin6_HeaderMax16 | 6 | 6 | 24 | [11 empty] | INVALID
210 | 78 | 040-150-4P-150HP | NBS_040-150_4P_150HP_16.77_SS | 1749.9638 | 1749.9638 | 5249.8913 | 3 | 0 | 3 | B | NBS_EndSuction | 5 | 4 | 5 | 10 | BranchMin5_BranchMax10 | 6 | 4 | 6 | 16 | HeaderMin6_HeaderMax16 | 8 | 6 | 24
210 | 78 | 040-150-4P-150HP | NBS_040-150_4P_150HP_16.77_SS | 1749.9638 | 1749.9638 | 5249.8913 | 3 | 0 | 3 | B | NBS_EndSuction | 5 | 4 | 5 | 10 | BranchMin5_BranchMax10 | 6 | 4 | 6 | 16 | HeaderMin6_HeaderMax16 | 10 | 6 | 24
210 | 78 | 040-150-4P-150HP | NBS_040-150_4P_150HP_16.77_SS | 1749.9638 | 1749.9638 | 5249.8913 | 3 | 0 | 3 | B | NBS_EndSuction | 5 | 4 | 5 | 10 | BranchMin5_BranchMax10 | 6 | 4 | 6 | 16 | HeaderMin6_HeaderMax16 | 12 | 6 | 24
210 | 78 | 040-150-4P-150HP | NBS_040-150_4P_150HP_16.77_SS | 1749.9638 | 1749.9638 | 5249.8913 | 3 | 0 | 3 | B | NBS_EndSuction | 5 | 4 | 5 | 10 | BranchMin5_BranchMax10 | 6 | 4 | 6 | 16 | HeaderMin6_HeaderMax16 | 14 | 6 | 24
210 | 78 | 040-150-4P-150HP | NBS_040-150_4P_150HP_16.77_SS | 1749.9638 | 1749.9638 | 5249.8913 | 3 | 0 | 3 | B | NBS_EndSuction | 5 | 4 | 5 | 10 | BranchMin5_BranchMax10 | 6 | 4 | 6 | 16 | HeaderMin6_HeaderMax16 | 16 | 6 | 24
210 | 78 | 040-150-4P-150HP | NBS_040-150_4P_150HP_16.77_SS | 1749.9638 | 1749.9638 | 5249.8913 | 3 | 0 | 3 | B | NBS_EndSuction | 5 | 4 | 5 | 10 | BranchMin5_BranchMax10 | 8 | 4 | 6 | 16 | HeaderMin6_HeaderMax16 | 6 | 6 | 24 | [11 empty] | INVALID
210 | 78 | 040-150-4P-150HP | NBS_040-150_4P_150HP_16.77_SS | 1749.9638 | 1749.9638 | 5249.8913 | 3 | 0 | 3 | B | NBS_EndSuction | 5 | 4 | 5 | 10 | BranchMin5_BranchMax10 | 8 | 4 | 6 | 16 | HeaderMin6_HeaderMax16 | 8 | 6 | 24 | [11 empty] | INVALID
210 | 78 | 040-150-4P-150HP | NBS_040-150_4P_150HP_16.77_SS | 1749.9638 | 1749.9638 | 5249.8913 | 3 | 0 | 3 | B | NBS_EndSuction | 5 | 4 | 5 | 10 | BranchMin5_BranchMax10 | 8 | 4 | 6 | 16 | HeaderMin6_HeaderMax16 | 10 | 6 | 24
210 | 78 | 040-150-4P-150HP | NBS_040-150_4P_150HP_16.77_SS | 1749.9638 | 1749.9638 | 5249.8913 | 3 | 0 | 3 | B | NBS_EndSuction | 5 | 4 | 5 | 10 | BranchMin5_BranchMax10 | 8 | 4 | 6 | 16 | HeaderMin6_HeaderMax16 | 12 | 6 | 24
210 | 78 | 040-150-4P-150HP | NBS_040-150_4P_150HP_16.77_SS | 1749.9638 | 1749.9638 | 5249.8913 | 3 | 0 | 3 | B | NBS_EndSuction | 5 | 4 | 5 | 10 | BranchMin5_BranchMax10 | 8 | 4 | 6 | 16 | HeaderMin6_HeaderMax16 | 14 | 6 | 24
210 | 78 | 040-150-4P-150HP | NBS_040-150_4P_150HP_16.77_SS | 1749.9638 | 1749.9638 | 5249.8913 | 3 | 0 | 3 | B | NBS_EndSuction | 5 | 4 | 5 | 10 | BranchMin5_BranchMax10 | 8 | 4 | 6 | 16 | HeaderMin6_HeaderMax16 | 16 | 6 | 24
210 | 78 | 040-150-4P-150HP | NBS_040-150_4P_150HP_16.77_SS | 1749.9638 | 1749.9638 | 5249.8913 | 3 | 0 | 3 | B | NBS_EndSuction | 5 | 4 | 5 | 10 | BranchMin5_BranchMax10 | 10 | 4 | 6 | 16 | HeaderMin6_HeaderMax16 | 6 | 6 | 24 | [11 empty] | INVALID
210 | 78 | 040-150-4P-150HP | NBS_040-150_4P_150HP_16.77_SS | 1749.9638 | 1749.9638 | 5249.8913 | 3 | 0 | 3 | B | NBS_EndSuction | 5 | 4 | 5 | 10 | BranchMin5_BranchMax10 | 10 | 4 | 6 | 16 | HeaderMin6_HeaderMax16 | 8 | 6 | 24 | [11 empty] | INVALID
210 | 78 | 040-150-4P-150HP | NBS_040-150_4P_150HP_16.77_SS | 1749.9638 | 1749.9638 | 5249.8913 | 3 | 0 | 3 | B | NBS_EndSuction | 5 | 4 | 5 | 10 | BranchMin5_BranchMax10 | 10 | 4 | 6 | 16 | HeaderMin6_HeaderMax16 | 10 | 6 | 24 | [11 empty] | INVALID
210 | 78 | 040-150-4P-150HP | NBS_040-150_4P_150HP_16.77_SS | 1749.9638 | 1749.9638 | 5249.8913 | 3 | 0 | 3 | B | NBS_EndSuction | 5 | 4 | 5 | 10 | BranchMin5_BranchMax10 | 10 | 4 | 6 | 16 | HeaderMin6_HeaderMax16 | 12 | 6 | 24
210 | 78 | 040-150-4P-150HP | NBS_040-150_4P_150HP_16.77_SS | 1749.9638 | 1749.9638 | 5249.8913 | 3 | 0 | 3 | B | NBS_EndSuction | 5 | 4 | 5 | 10 | BranchMin5_BranchMax10 | 10 | 4 | 6 | 16 | HeaderMin6_HeaderMax16 | 14 | 6 | 24
210 | 78 | 040-150-4P-150HP | NBS_040-150_4P_150HP_16.77_SS | 1749.9638 | 1749.9638 | 5249.8913 | 3 | 0 | 3 | B | NBS_EndSuction | 5 | 4 | 5 | 10 | BranchMin5_BranchMax10 | 10 | 4 | 6 | 16 | HeaderMin6_HeaderMax16 | 16 | 6 | 24
211 | 79 | 050-070-4P-3HP | NBS_050-070_4P_3HP_4.88_SS | 840.0118 | 840.0118 | 2520.0353 | 3 | 0 | 3 | B | NBS_EndSuction | 5 | 4 | 5 | 6 | BranchMin5_BranchMax6 | 5 | 2 | 6 | 12 | HeaderMin6_HeaderMax12 | 6 | 4 | 8
211 | 79 | 050-070-4P-3HP | NBS_050-070_4P_3HP_4.88_SS | 840.0118 | 840.0118 | 2520.0353 | 3 | 0 | 3 | B | NBS_EndSuction | 5 | 4 | 5 | 6 | BranchMin5_BranchMax6 | 5 | 2 | 6 | 12 | HeaderMin6_HeaderMax12 | 8 | 4 | 8
211 | 79 | 050-070-4P-3HP | NBS_050-070_4P_3HP_4.88_SS | 840.0118 | 840.0118 | 2520.0353 | 3 | 0 | 3 | B | NBS_EndSuction | 5 | 4 | 5 | 6 | BranchMin5_BranchMax6 | 5 | 2 | 6 | 12 | HeaderMin6_HeaderMax12 | 10 | 4 | 8
211 | 79 | 050-070-4P-3HP | NBS_050-070_4P_3HP_4.88_SS | 840.0118 | 840.0118 | 2520.0353 | 3 | 0 | 3 | B | NBS_EndSuction | 5 | 4 | 5 | 6 | BranchMin5_BranchMax6 | 5 | 2 | 6 | 12 | HeaderMin6_HeaderMax12 | 12 | 4 | 8
211 | 79 | 050-070-4P-3HP | NBS_050-070_4P_3HP_4.88_SS | 840.0118 | 840.0118 | 2520.0353 | 3 | 0 | 3 | B | NBS_EndSuction | 5 | 4 | 5 | 6 | BranchMin5_BranchMax6 | 6 | 2 | 6 | 12 | HeaderMin6_HeaderMax12 | 6 | 4 | 8 | [11 empty] | INVALID
211 | 79 | 050-070-4P-3HP | NBS_050-070_4P_3HP_4.88_SS | 840.0118 | 840.0118 | 2520.0353 | 3 | 0 | 3 | B | NBS_EndSuction | 5 | 4 | 5 | 6 | BranchMin5_BranchMax6 | 6 | 2 | 6 | 12 | HeaderMin6_HeaderMax12 | 8 | 4 | 8
211 | 79 | 050-070-4P-3HP | NBS_050-070_4P_3HP_4.88_SS | 840.0118 | 840.0118 | 2520.0353 | 3 | 0 | 3 | B | NBS_EndSuction | 5 | 4 | 5 | 6 | BranchMin5_BranchMax6 | 6 | 2 | 6 | 12 | HeaderMin6_HeaderMax12 | 10 | 4 | 8
211 | 79 | 050-070-4P-3HP | NBS_050-070_4P_3HP_4.88_SS | 840.0118 | 840.0118 | 2520.0353 | 3 | 0 | 3 | B | NBS_EndSuction | 5 | 4 | 5 | 6 | BranchMin5_BranchMax6 | 6 | 2 | 6 | 12 | HeaderMin6_HeaderMax12 | 12 | 4 | 8
212 | 80 | 050-070-4P-5HP | NBS_050-070_4P_5HP_6.06_SS | 912.3919 | 912.3919 | 2737.1757 | 3 | 0 | 3 | B | NBS_EndSuction | 5 | 4 | 5 | 6 | BranchMin5_BranchMax6 | 5 | 2 | 6 | 12 | HeaderMin6_HeaderMax12 | 6 | 4 | 8
212 | 80 | 050-070-4P-5HP | NBS_050-070_4P_5HP_6.06_SS | 912.3919 | 912.3919 | 2737.1757 | 3 | 0 | 3 | B | NBS_EndSuction | 5 | 4 | 5 | 6 | BranchMin5_BranchMax6 | 5 | 2 | 6 | 12 | HeaderMin6_HeaderMax12 | 8 | 4 | 8
212 | 80 | 050-070-4P-5HP | NBS_050-070_4P_5HP_6.06_SS | 912.3919 | 912.3919 | 2737.1757 | 3 | 0 | 3 | B | NBS_EndSuction | 5 | 4 | 5 | 6 | BranchMin5_BranchMax6 | 5 | 2 | 6 | 12 | HeaderMin6_HeaderMax12 | 10 | 4 | 8
212 | 80 | 050-070-4P-5HP | NBS_050-070_4P_5HP_6.06_SS | 912.3919 | 912.3919 | 2737.1757 | 3 | 0 | 3 | B | NBS_EndSuction | 5 | 4 | 5 | 6 | BranchMin5_BranchMax6 | 5 | 2 | 6 | 12 | HeaderMin6_HeaderMax12 | 12 | 4 | 8
212 | 80 | 050-070-4P-5HP | NBS_050-070_4P_5HP_6.06_SS | 912.3919 | 912.3919 | 2737.1757 | 3 | 0 | 3 | B | NBS_EndSuction | 5 | 4 | 5 | 6 | BranchMin5_BranchMax6 | 6 | 2 | 6 | 12 | HeaderMin6_HeaderMax12 | 6 | 4 | 8 | [11 empty] | INVALID
212 | 80 | 050-070-4P-5HP | NBS_050-070_4P_5HP_6.06_SS | 912.3919 | 912.3919 | 2737.1757 | 3 | 0 | 3 | B | NBS_EndSuction | 5 | 4 | 5 | 6 | BranchMin5_BranchMax6 | 6 | 2 | 6 | 12 | HeaderMin6_HeaderMax12 | 8 | 4 | 8
212 | 80 | 050-070-4P-5HP | NBS_050-070_4P_5HP_6.06_SS | 912.3919 | 912.3919 | 2737.1757 | 3 | 0 | 3 | B | NBS_EndSuction | 5 | 4 | 5 | 6 | BranchMin5_BranchMax6 | 6 | 2 | 6 | 12 | HeaderMin6_HeaderMax12 | 10 | 4 | 8
212 | 80 | 050-070-4P-5HP | NBS_050-070_4P_5HP_6.06_SS | 912.3919 | 912.3919 | 2737.1757 | 3 | 0 | 3 | B | NBS_EndSuction | 5 | 4 | 5 | 6 | BranchMin5_BranchMax6 | 6 | 2 | 6 | 12 | HeaderMin6_HeaderMax12 | 12 | 4 | 8
213 | 81 | 050-070-4P-7pt5HP | NBS_050-070_4P_7.5HP_6.61_SS | 963.4895 | 963.4895 | 2890.4686 | 3 | 0 | 3 | B | NBS_EndSuction | 5 | 4 | 5 | 8 | BranchMin5_BranchMax8 | 5 | 3 | 6 | 12 | HeaderMin6_HeaderMax12 | 6 | 4 | 12
213 | 81 | 050-070-4P-7pt5HP | NBS_050-070_4P_7.5HP_6.61_SS | 963.4895 | 963.4895 | 2890.4686 | 3 | 0 | 3 | B | NBS_EndSuction | 5 | 4 | 5 | 8 | BranchMin5_BranchMax8 | 5 | 3 | 6 | 12 | HeaderMin6_HeaderMax12 | 8 | 4 | 12
213 | 81 | 050-070-4P-7pt5HP | NBS_050-070_4P_7.5HP_6.61_SS | 963.4895 | 963.4895 | 2890.4686 | 3 | 0 | 3 | B | NBS_EndSuction | 5 | 4 | 5 | 8 | BranchMin5_BranchMax8 | 5 | 3 | 6 | 12 | HeaderMin6_HeaderMax12 | 10 | 4 | 12
213 | 81 | 050-070-4P-7pt5HP | NBS_050-070_4P_7.5HP_6.61_SS | 963.4895 | 963.4895 | 2890.4686 | 3 | 0 | 3 | B | NBS_EndSuction | 5 | 4 | 5 | 8 | BranchMin5_BranchMax8 | 5 | 3 | 6 | 12 | HeaderMin6_HeaderMax12 | 12 | 4 | 12
213 | 81 | 050-070-4P-7pt5HP | NBS_050-070_4P_7.5HP_6.61_SS | 963.4895 | 963.4895 | 2890.4686 | 3 | 0 | 3 | B | NBS_EndSuction | 5 | 4 | 5 | 8 | BranchMin5_BranchMax8 | 6 | 3 | 6 | 12 | HeaderMin6_HeaderMax12 | 6 | 4 | 12 | [11 empty] | INVALID
213 | 81 | 050-070-4P-7pt5HP | NBS_050-070_4P_7.5HP_6.61_SS | 963.4895 | 963.4895 | 2890.4686 | 3 | 0 | 3 | B | NBS_EndSuction | 5 | 4 | 5 | 8 | BranchMin5_BranchMax8 | 6 | 3 | 6 | 12 | HeaderMin6_HeaderMax12 | 8 | 4 | 12
213 | 81 | 050-070-4P-7pt5HP | NBS_050-070_4P_7.5HP_6.61_SS | 963.4895 | 963.4895 | 2890.4686 | 3 | 0 | 3 | B | NBS_EndSuction | 5 | 4 | 5 | 8 | BranchMin5_BranchMax8 | 6 | 3 | 6 | 12 | HeaderMin6_HeaderMax12 | 10 | 4 | 12
213 | 81 | 050-070-4P-7pt5HP | NBS_050-070_4P_7.5HP_6.61_SS | 963.4895 | 963.4895 | 2890.4686 | 3 | 0 | 3 | B | NBS_EndSuction | 5 | 4 | 5 | 8 | BranchMin5_BranchMax8 | 6 | 3 | 6 | 12 | HeaderMin6_HeaderMax12 | 12 | 4 | 12
213 | 81 | 050-070-4P-7pt5HP | NBS_050-070_4P_7.5HP_6.61_SS | 963.4895 | 963.4895 | 2890.4686 | 3 | 0 | 3 | B | NBS_EndSuction | 5 | 4 | 5 | 8 | BranchMin5_BranchMax8 | 8 | 3 | 6 | 12 | HeaderMin6_HeaderMax12 | 6 | 4 | 12 | [11 empty] | INVALID
213 | 81 | 050-070-4P-7pt5HP | NBS_050-070_4P_7.5HP_6.61_SS | 963.4895 | 963.4895 | 2890.4686 | 3 | 0 | 3 | B | NBS_EndSuction | 5 | 4 | 5 | 8 | BranchMin5_BranchMax8 | 8 | 3 | 6 | 12 | HeaderMin6_HeaderMax12 | 8 | 4 | 12 | [11 empty] | INVALID
213 | 81 | 050-070-4P-7pt5HP | NBS_050-070_4P_7.5HP_6.61_SS | 963.4895 | 963.4895 | 2890.4686 | 3 | 0 | 3 | B | NBS_EndSuction | 5 | 4 | 5 | 8 | BranchMin5_BranchMax8 | 8 | 3 | 6 | 12 | HeaderMin6_HeaderMax12 | 10 | 4 | 12
213 | 81 | 050-070-4P-7pt5HP | NBS_050-070_4P_7.5HP_6.61_SS | 963.4895 | 963.4895 | 2890.4686 | 3 | 0 | 3 | B | NBS_EndSuction | 5 | 4 | 5 | 8 | BranchMin5_BranchMax8 | 8 | 3 | 6 | 12 | HeaderMin6_HeaderMax12 | 12 | 4 | 12
214 | 82 | 050-070-4P-10HP | NBS_050-070_4P_10HP_6.93_SS | 1003.339 | 1003.339 | 3010.017 | 3 | 0 | 3 | B | NBS_EndSuction | 5 | 4 | 5 | 8 | BranchMin5_BranchMax8 | 5 | 3 | 6 | 12 | HeaderMin6_HeaderMax12 | 6 | 4 | 12
214 | 82 | 050-070-4P-10HP | NBS_050-070_4P_10HP_6.93_SS | 1003.339 | 1003.339 | 3010.017 | 3 | 0 | 3 | B | NBS_EndSuction | 5 | 4 | 5 | 8 | BranchMin5_BranchMax8 | 5 | 3 | 6 | 12 | HeaderMin6_HeaderMax12 | 8 | 4 | 12
214 | 82 | 050-070-4P-10HP | NBS_050-070_4P_10HP_6.93_SS | 1003.339 | 1003.339 | 3010.017 | 3 | 0 | 3 | B | NBS_EndSuction | 5 | 4 | 5 | 8 | BranchMin5_BranchMax8 | 5 | 3 | 6 | 12 | HeaderMin6_HeaderMax12 | 10 | 4 | 12
214 | 82 | 050-070-4P-10HP | NBS_050-070_4P_10HP_6.93_SS | 1003.339 | 1003.339 | 3010.017 | 3 | 0 | 3 | B | NBS_EndSuction | 5 | 4 | 5 | 8 | BranchMin5_BranchMax8 | 5 | 3 | 6 | 12 | HeaderMin6_HeaderMax12 | 12 | 4 | 12
214 | 82 | 050-070-4P-10HP | NBS_050-070_4P_10HP_6.93_SS | 1003.339 | 1003.339 | 3010.017 | 3 | 0 | 3 | B | NBS_EndSuction | 5 | 4 | 5 | 8 | BranchMin5_BranchMax8 | 6 | 3 | 6 | 12 | HeaderMin6_HeaderMax12 | 6 | 4 | 12 | [11 empty] | INVALID
214 | 82 | 050-070-4P-10HP | NBS_050-070_4P_10HP_6.93_SS | 1003.339 | 1003.339 | 3010.017 | 3 | 0 | 3 | B | NBS_EndSuction | 5 | 4 | 5 | 8 | BranchMin5_BranchMax8 | 6 | 3 | 6 | 12 | HeaderMin6_HeaderMax12 | 8 | 4 | 12
214 | 82 | 050-070-4P-10HP | NBS_050-070_4P_10HP_6.93_SS | 1003.339 | 1003.339 | 3010.017 | 3 | 0 | 3 | B | NBS_EndSuction | 5 | 4 | 5 | 8 | BranchMin5_BranchMax8 | 6 | 3 | 6 | 12 | HeaderMin6_HeaderMax12 | 10 | 4 | 12
214 | 82 | 050-070-4P-10HP | NBS_050-070_4P_10HP_6.93_SS | 1003.339 | 1003.339 | 3010.017 | 3 | 0 | 3 | B | NBS_EndSuction | 5 | 4 | 5 | 8 | BranchMin5_BranchMax8 | 6 | 3 | 6 | 12 | HeaderMin6_HeaderMax12 | 12 | 4 | 12
214 | 82 | 050-070-4P-10HP | NBS_050-070_4P_10HP_6.93_SS | 1003.339 | 1003.339 | 3010.017 | 3 | 0 | 3 | B | NBS_EndSuction | 5 | 4 | 5 | 8 | BranchMin5_BranchMax8 | 8 | 3 | 6 | 12 | HeaderMin6_HeaderMax12 | 6 | 4 | 12 | [11 empty] | INVALID
214 | 82 | 050-070-4P-10HP | NBS_050-070_4P_10HP_6.93_SS | 1003.339 | 1003.339 | 3010.017 | 3 | 0 | 3 | B | NBS_EndSuction | 5 | 4 | 5 | 8 | BranchMin5_BranchMax8 | 8 | 3 | 6 | 12 | HeaderMin6_HeaderMax12 | 8 | 4 | 12 | [11 empty] | INVALID
214 | 82 | 050-070-4P-10HP | NBS_050-070_4P_10HP_6.93_SS | 1003.339 | 1003.339 | 3010.017 | 3 | 0 | 3 | B | NBS_EndSuction | 5 | 4 | 5 | 8 | BranchMin5_BranchMax8 | 8 | 3 | 6 | 12 | HeaderMin6_HeaderMax12 | 10 | 4 | 12
214 | 82 | 050-070-4P-10HP | NBS_050-070_4P_10HP_6.93_SS | 1003.339 | 1003.339 | 3010.017 | 3 | 0 | 3 | B | NBS_EndSuction | 5 | 4 | 5 | 8 | BranchMin5_BranchMax8 | 8 | 3 | 6 | 12 | HeaderMin6_HeaderMax12 | 12 | 4 | 12
215 | 83 | 050-095-4P-10HP | NBS_050-095_4P_10HP_6.46_SS | 1234.2559 | 1234.2559 | 3702.7677 | 3 | 0 | 3 | B | NBS_EndSuction | 6 | 5 | 6 | 8 | BranchMin6_BranchMax8 | 6 | 2 | 8 | 14 | HeaderMin8_HeaderMax14 | 8 | 4 | 8
215 | 83 | 050-095-4P-10HP | NBS_050-095_4P_10HP_6.46_SS | 1234.2559 | 1234.2559 | 3702.7677 | 3 | 0 | 3 | B | NBS_EndSuction | 6 | 5 | 6 | 8 | BranchMin6_BranchMax8 | 6 | 2 | 8 | 14 | HeaderMin8_HeaderMax14 | 10 | 4 | 8
215 | 83 | 050-095-4P-10HP | NBS_050-095_4P_10HP_6.46_SS | 1234.2559 | 1234.2559 | 3702.7677 | 3 | 0 | 3 | B | NBS_EndSuction | 6 | 5 | 6 | 8 | BranchMin6_BranchMax8 | 6 | 2 | 8 | 14 | HeaderMin8_HeaderMax14 | 12 | 4 | 8
215 | 83 | 050-095-4P-10HP | NBS_050-095_4P_10HP_6.46_SS | 1234.2559 | 1234.2559 | 3702.7677 | 3 | 0 | 3 | B | NBS_EndSuction | 6 | 5 | 6 | 8 | BranchMin6_BranchMax8 | 6 | 2 | 8 | 14 | HeaderMin8_HeaderMax14 | 14 | 4 | 8
215 | 83 | 050-095-4P-10HP | NBS_050-095_4P_10HP_6.46_SS | 1234.2559 | 1234.2559 | 3702.7677 | 3 | 0 | 3 | B | NBS_EndSuction | 6 | 5 | 6 | 8 | BranchMin6_BranchMax8 | 8 | 2 | 8 | 14 | HeaderMin8_HeaderMax14 | 8 | 4 | 8 | [11 empty] | INVALID
215 | 83 | 050-095-4P-10HP | NBS_050-095_4P_10HP_6.46_SS | 1234.2559 | 1234.2559 | 3702.7677 | 3 | 0 | 3 | B | NBS_EndSuction | 6 | 5 | 6 | 8 | BranchMin6_BranchMax8 | 8 | 2 | 8 | 14 | HeaderMin8_HeaderMax14 | 10 | 4 | 8
215 | 83 | 050-095-4P-10HP | NBS_050-095_4P_10HP_6.46_SS | 1234.2559 | 1234.2559 | 3702.7677 | 3 | 0 | 3 | B | NBS_EndSuction | 6 | 5 | 6 | 8 | BranchMin6_BranchMax8 | 8 | 2 | 8 | 14 | HeaderMin8_HeaderMax14 | 12 | 4 | 8
215 | 83 | 050-095-4P-10HP | NBS_050-095_4P_10HP_6.46_SS | 1234.2559 | 1234.2559 | 3702.7677 | 3 | 0 | 3 | B | NBS_EndSuction | 6 | 5 | 6 | 8 | BranchMin6_BranchMax8 | 8 | 2 | 8 | 14 | HeaderMin8_HeaderMax14 | 14 | 4 | 8
216 | 84 | 050-095-4P-15HP | NBS_050-095_4P_15HP_7.40_SS | 1338.3397 | 1338.3397 | 4015.019 | 3 | 0 | 3 | B | NBS_EndSuction | 6 | 5 | 6 | 8 | BranchMin6_BranchMax8 | 6 | 2 | 8 | 14 | HeaderMin8_HeaderMax14 | 8 | 4 | 8
216 | 84 | 050-095-4P-15HP | NBS_050-095_4P_15HP_7.40_SS | 1338.3397 | 1338.3397 | 4015.019 | 3 | 0 | 3 | B | NBS_EndSuction | 6 | 5 | 6 | 8 | BranchMin6_BranchMax8 | 6 | 2 | 8 | 14 | HeaderMin8_HeaderMax14 | 10 | 4 | 8
216 | 84 | 050-095-4P-15HP | NBS_050-095_4P_15HP_7.40_SS | 1338.3397 | 1338.3397 | 4015.019 | 3 | 0 | 3 | B | NBS_EndSuction | 6 | 5 | 6 | 8 | BranchMin6_BranchMax8 | 6 | 2 | 8 | 14 | HeaderMin8_HeaderMax14 | 12 | 4 | 8
216 | 84 | 050-095-4P-15HP | NBS_050-095_4P_15HP_7.40_SS | 1338.3397 | 1338.3397 | 4015.019 | 3 | 0 | 3 | B | NBS_EndSuction | 6 | 5 | 6 | 8 | BranchMin6_BranchMax8 | 6 | 2 | 8 | 14 | HeaderMin8_HeaderMax14 | 14 | 4 | 8
216 | 84 | 050-095-4P-15HP | NBS_050-095_4P_15HP_7.40_SS | 1338.3397 | 1338.3397 | 4015.019 | 3 | 0 | 3 | B | NBS_EndSuction | 6 | 5 | 6 | 8 | BranchMin6_BranchMax8 | 8 | 2 | 8 | 14 | HeaderMin8_HeaderMax14 | 8 | 4 | 8 | [11 empty] | INVALID
216 | 84 | 050-095-4P-15HP | NBS_050-095_4P_15HP_7.40_SS | 1338.3397 | 1338.3397 | 4015.019 | 3 | 0 | 3 | B | NBS_EndSuction | 6 | 5 | 6 | 8 | BranchMin6_BranchMax8 | 8 | 2 | 8 | 14 | HeaderMin8_HeaderMax14 | 10 | 4 | 8
216 | 84 | 050-095-4P-15HP | NBS_050-095_4P_15HP_7.40_SS | 1338.3397 | 1338.3397 | 4015.019 | 3 | 0 | 3 | B | NBS_EndSuction | 6 | 5 | 6 | 8 | BranchMin6_BranchMax8 | 8 | 2 | 8 | 14 | HeaderMin8_HeaderMax14 | 12 | 4 | 8
216 | 84 | 050-095-4P-15HP | NBS_050-095_4P_15HP_7.40_SS | 1338.3397 | 1338.3397 | 4015.019 | 3 | 0 | 3 | B | NBS_EndSuction | 6 | 5 | 6 | 8 | BranchMin6_BranchMax8 | 8 | 2 | 8 | 14 | HeaderMin8_HeaderMax14 | 14 | 4 | 8
217 | 85 | 050-095-4P-20HP | NBS_050-095_4P_20HP_8.19_SS | 1409.7542 | 1409.7542 | 4229.2626 | 3 | 0 | 3 | B | NBS_EndSuction | 6 | 5 | 6 | 8 | BranchMin6_BranchMax8 | 6 | 2 | 8 | 14 | HeaderMin8_HeaderMax14 | 8 | 4 | 8
217 | 85 | 050-095-4P-20HP | NBS_050-095_4P_20HP_8.19_SS | 1409.7542 | 1409.7542 | 4229.2626 | 3 | 0 | 3 | B | NBS_EndSuction | 6 | 5 | 6 | 8 | BranchMin6_BranchMax8 | 6 | 2 | 8 | 14 | HeaderMin8_HeaderMax14 | 10 | 4 | 8
217 | 85 | 050-095-4P-20HP | NBS_050-095_4P_20HP_8.19_SS | 1409.7542 | 1409.7542 | 4229.2626 | 3 | 0 | 3 | B | NBS_EndSuction | 6 | 5 | 6 | 8 | BranchMin6_BranchMax8 | 6 | 2 | 8 | 14 | HeaderMin8_HeaderMax14 | 12 | 4 | 8
217 | 85 | 050-095-4P-20HP | NBS_050-095_4P_20HP_8.19_SS | 1409.7542 | 1409.7542 | 4229.2626 | 3 | 0 | 3 | B | NBS_EndSuction | 6 | 5 | 6 | 8 | BranchMin6_BranchMax8 | 6 | 2 | 8 | 14 | HeaderMin8_HeaderMax14 | 14 | 4 | 8
217 | 85 | 050-095-4P-20HP | NBS_050-095_4P_20HP_8.19_SS | 1409.7542 | 1409.7542 | 4229.2626 | 3 | 0 | 3 | B | NBS_EndSuction | 6 | 5 | 6 | 8 | BranchMin6_BranchMax8 | 8 | 2 | 8 | 14 | HeaderMin8_HeaderMax14 | 8 | 4 | 8 | [11 empty] | INVALID
217 | 85 | 050-095-4P-20HP | NBS_050-095_4P_20HP_8.19_SS | 1409.7542 | 1409.7542 | 4229.2626 | 3 | 0 | 3 | B | NBS_EndSuction | 6 | 5 | 6 | 8 | BranchMin6_BranchMax8 | 8 | 2 | 8 | 14 | HeaderMin8_HeaderMax14 | 10 | 4 | 8
217 | 85 | 050-095-4P-20HP | NBS_050-095_4P_20HP_8.19_SS | 1409.7542 | 1409.7542 | 4229.2626 | 3 | 0 | 3 | B | NBS_EndSuction | 6 | 5 | 6 | 8 | BranchMin6_BranchMax8 | 8 | 2 | 8 | 14 | HeaderMin8_HeaderMax14 | 12 | 4 | 8
217 | 85 | 050-095-4P-20HP | NBS_050-095_4P_20HP_8.19_SS | 1409.7542 | 1409.7542 | 4229.2626 | 3 | 0 | 3 | B | NBS_EndSuction | 6 | 5 | 6 | 8 | BranchMin6_BranchMax8 | 8 | 2 | 8 | 14 | HeaderMin8_HeaderMax14 | 14 | 4 | 8
218 | 86 | 050-095-4P-25HP | NBS_050-095_4P_25HP_8.74_SS | 1493.981 | 1493.981 | 4481.9431 | 3 | 0 | 3 | B | NBS_EndSuction | 6 | 5 | 6 | 8 | BranchMin6_BranchMax8 | 6 | 2 | 8 | 16 | HeaderMin8_HeaderMax16 | 8 | 5 | 10
218 | 86 | 050-095-4P-25HP | NBS_050-095_4P_25HP_8.74_SS | 1493.981 | 1493.981 | 4481.9431 | 3 | 0 | 3 | B | NBS_EndSuction | 6 | 5 | 6 | 8 | BranchMin6_BranchMax8 | 6 | 2 | 8 | 16 | HeaderMin8_HeaderMax16 | 10 | 5 | 10
218 | 86 | 050-095-4P-25HP | NBS_050-095_4P_25HP_8.74_SS | 1493.981 | 1493.981 | 4481.9431 | 3 | 0 | 3 | B | NBS_EndSuction | 6 | 5 | 6 | 8 | BranchMin6_BranchMax8 | 6 | 2 | 8 | 16 | HeaderMin8_HeaderMax16 | 12 | 5 | 10
218 | 86 | 050-095-4P-25HP | NBS_050-095_4P_25HP_8.74_SS | 1493.981 | 1493.981 | 4481.9431 | 3 | 0 | 3 | B | NBS_EndSuction | 6 | 5 | 6 | 8 | BranchMin6_BranchMax8 | 6 | 2 | 8 | 16 | HeaderMin8_HeaderMax16 | 14 | 5 | 10
218 | 86 | 050-095-4P-25HP | NBS_050-095_4P_25HP_8.74_SS | 1493.981 | 1493.981 | 4481.9431 | 3 | 0 | 3 | B | NBS_EndSuction | 6 | 5 | 6 | 8 | BranchMin6_BranchMax8 | 6 | 2 | 8 | 16 | HeaderMin8_HeaderMax16 | 16 | 5 | 10
218 | 86 | 050-095-4P-25HP | NBS_050-095_4P_25HP_8.74_SS | 1493.981 | 1493.981 | 4481.9431 | 3 | 0 | 3 | B | NBS_EndSuction | 6 | 5 | 6 | 8 | BranchMin6_BranchMax8 | 8 | 2 | 8 | 16 | HeaderMin8_HeaderMax16 | 8 | 5 | 10 | [11 empty] | INVALID
218 | 86 | 050-095-4P-25HP | NBS_050-095_4P_25HP_8.74_SS | 1493.981 | 1493.981 | 4481.9431 | 3 | 0 | 3 | B | NBS_EndSuction | 6 | 5 | 6 | 8 | BranchMin6_BranchMax8 | 8 | 2 | 8 | 16 | HeaderMin8_HeaderMax16 | 10 | 5 | 10
218 | 86 | 050-095-4P-25HP | NBS_050-095_4P_25HP_8.74_SS | 1493.981 | 1493.981 | 4481.9431 | 3 | 0 | 3 | B | NBS_EndSuction | 6 | 5 | 6 | 8 | BranchMin6_BranchMax8 | 8 | 2 | 8 | 16 | HeaderMin8_HeaderMax16 | 12 | 5 | 10
218 | 86 | 050-095-4P-25HP | NBS_050-095_4P_25HP_8.74_SS | 1493.981 | 1493.981 | 4481.9431 | 3 | 0 | 3 | B | NBS_EndSuction | 6 | 5 | 6 | 8 | BranchMin6_BranchMax8 | 8 | 2 | 8 | 16 | HeaderMin8_HeaderMax16 | 14 | 5 | 10
218 | 86 | 050-095-4P-25HP | NBS_050-095_4P_25HP_8.74_SS | 1493.981 | 1493.981 | 4481.9431 | 3 | 0 | 3 | B | NBS_EndSuction | 6 | 5 | 6 | 8 | BranchMin6_BranchMax8 | 8 | 2 | 8 | 16 | HeaderMin8_HeaderMax16 | 16 | 5 | 10
219 | 87 | 050-095-4P-30HP | NBS_050-095_4P_30HP_9.13_SS | 1550.69 | 1550.69 | 4652.0699 | 3 | 0 | 3 | B | NBS_EndSuction | 6 | 5 | 6 | 8 | BranchMin6_BranchMax8 | 6 | 2 | 8 | 16 | HeaderMin8_HeaderMax16 | 8 | 5 | 10
219 | 87 | 050-095-4P-30HP | NBS_050-095_4P_30HP_9.13_SS | 1550.69 | 1550.69 | 4652.0699 | 3 | 0 | 3 | B | NBS_EndSuction | 6 | 5 | 6 | 8 | BranchMin6_BranchMax8 | 6 | 2 | 8 | 16 | HeaderMin8_HeaderMax16 | 10 | 5 | 10
219 | 87 | 050-095-4P-30HP | NBS_050-095_4P_30HP_9.13_SS | 1550.69 | 1550.69 | 4652.0699 | 3 | 0 | 3 | B | NBS_EndSuction | 6 | 5 | 6 | 8 | BranchMin6_BranchMax8 | 6 | 2 | 8 | 16 | HeaderMin8_HeaderMax16 | 12 | 5 | 10
219 | 87 | 050-095-4P-30HP | NBS_050-095_4P_30HP_9.13_SS | 1550.69 | 1550.69 | 4652.0699 | 3 | 0 | 3 | B | NBS_EndSuction | 6 | 5 | 6 | 8 | BranchMin6_BranchMax8 | 6 | 2 | 8 | 16 | HeaderMin8_HeaderMax16 | 14 | 5 | 10
219 | 87 | 050-095-4P-30HP | NBS_050-095_4P_30HP_9.13_SS | 1550.69 | 1550.69 | 4652.0699 | 3 | 0 | 3 | B | NBS_EndSuction | 6 | 5 | 6 | 8 | BranchMin6_BranchMax8 | 6 | 2 | 8 | 16 | HeaderMin8_HeaderMax16 | 16 | 5 | 10
219 | 87 | 050-095-4P-30HP | NBS_050-095_4P_30HP_9.13_SS | 1550.69 | 1550.69 | 4652.0699 | 3 | 0 | 3 | B | NBS_EndSuction | 6 | 5 | 6 | 8 | BranchMin6_BranchMax8 | 8 | 2 | 8 | 16 | HeaderMin8_HeaderMax16 | 8 | 5 | 10 | [11 empty] | INVALID
219 | 87 | 050-095-4P-30HP | NBS_050-095_4P_30HP_9.13_SS | 1550.69 | 1550.69 | 4652.0699 | 3 | 0 | 3 | B | NBS_EndSuction | 6 | 5 | 6 | 8 | BranchMin6_BranchMax8 | 8 | 2 | 8 | 16 | HeaderMin8_HeaderMax16 | 10 | 5 | 10
219 | 87 | 050-095-4P-30HP | NBS_050-095_4P_30HP_9.13_SS | 1550.69 | 1550.69 | 4652.0699 | 3 | 0 | 3 | B | NBS_EndSuction | 6 | 5 | 6 | 8 | BranchMin6_BranchMax8 | 8 | 2 | 8 | 16 | HeaderMin8_HeaderMax16 | 12 | 5 | 10
219 | 87 | 050-095-4P-30HP | NBS_050-095_4P_30HP_9.13_SS | 1550.69 | 1550.69 | 4652.0699 | 3 | 0 | 3 | B | NBS_EndSuction | 6 | 5 | 6 | 8 | BranchMin6_BranchMax8 | 8 | 2 | 8 | 16 | HeaderMin8_HeaderMax16 | 14 | 5 | 10
219 | 87 | 050-095-4P-30HP | NBS_050-095_4P_30HP_9.13_SS | 1550.69 | 1550.69 | 4652.0699 | 3 | 0 | 3 | B | NBS_EndSuction | 6 | 5 | 6 | 8 | BranchMin6_BranchMax8 | 8 | 2 | 8 | 16 | HeaderMin8_HeaderMax16 | 16 | 5 | 10
220 | 88 | 050-110-4P-20HP | NBS_050-110_4P_20HP_8.35_SS | 1352.693 | 1352.693 | 4058.0791 | 3 | 0 | 3 | B | NBS_EndSuction | 6 | 5 | 6 | 8 | BranchMin6_BranchMax8 | 6 | 2 | 8 | 14 | HeaderMin8_HeaderMax14 | 8 | 4 | 8
220 | 88 | 050-110-4P-20HP | NBS_050-110_4P_20HP_8.35_SS | 1352.693 | 1352.693 | 4058.0791 | 3 | 0 | 3 | B | NBS_EndSuction | 6 | 5 | 6 | 8 | BranchMin6_BranchMax8 | 6 | 2 | 8 | 14 | HeaderMin8_HeaderMax14 | 10 | 4 | 8
220 | 88 | 050-110-4P-20HP | NBS_050-110_4P_20HP_8.35_SS | 1352.693 | 1352.693 | 4058.0791 | 3 | 0 | 3 | B | NBS_EndSuction | 6 | 5 | 6 | 8 | BranchMin6_BranchMax8 | 6 | 2 | 8 | 14 | HeaderMin8_HeaderMax14 | 12 | 4 | 8
220 | 88 | 050-110-4P-20HP | NBS_050-110_4P_20HP_8.35_SS | 1352.693 | 1352.693 | 4058.0791 | 3 | 0 | 3 | B | NBS_EndSuction | 6 | 5 | 6 | 8 | BranchMin6_BranchMax8 | 6 | 2 | 8 | 14 | HeaderMin8_HeaderMax14 | 14 | 4 | 8
220 | 88 | 050-110-4P-20HP | NBS_050-110_4P_20HP_8.35_SS | 1352.693 | 1352.693 | 4058.0791 | 3 | 0 | 3 | B | NBS_EndSuction | 6 | 5 | 6 | 8 | BranchMin6_BranchMax8 | 8 | 2 | 8 | 14 | HeaderMin8_HeaderMax14 | 8 | 4 | 8 | [11 empty] | INVALID
220 | 88 | 050-110-4P-20HP | NBS_050-110_4P_20HP_8.35_SS | 1352.693 | 1352.693 | 4058.0791 | 3 | 0 | 3 | B | NBS_EndSuction | 6 | 5 | 6 | 8 | BranchMin6_BranchMax8 | 8 | 2 | 8 | 14 | HeaderMin8_HeaderMax14 | 10 | 4 | 8
220 | 88 | 050-110-4P-20HP | NBS_050-110_4P_20HP_8.35_SS | 1352.693 | 1352.693 | 4058.0791 | 3 | 0 | 3 | B | NBS_EndSuction | 6 | 5 | 6 | 8 | BranchMin6_BranchMax8 | 8 | 2 | 8 | 14 | HeaderMin8_HeaderMax14 | 12 | 4 | 8
220 | 88 | 050-110-4P-20HP | NBS_050-110_4P_20HP_8.35_SS | 1352.693 | 1352.693 | 4058.0791 | 3 | 0 | 3 | B | NBS_EndSuction | 6 | 5 | 6 | 8 | BranchMin6_BranchMax8 | 8 | 2 | 8 | 14 | HeaderMin8_HeaderMax14 | 14 | 4 | 8
221 | 89 | 050-110-4P-25HP | NBS_050-110_4P_25HP_9.06_SS | 1398.703 | 1398.703 | 4196.109 | 3 | 0 | 3 | B | NBS_EndSuction | 6 | 5 | 6 | 8 | BranchMin6_BranchMax8 | 6 | 2 | 8 | 14 | HeaderMin8_HeaderMax14 | 8 | 4 | 8
221 | 89 | 050-110-4P-25HP | NBS_050-110_4P_25HP_9.06_SS | 1398.703 | 1398.703 | 4196.109 | 3 | 0 | 3 | B | NBS_EndSuction | 6 | 5 | 6 | 8 | BranchMin6_BranchMax8 | 6 | 2 | 8 | 14 | HeaderMin8_HeaderMax14 | 10 | 4 | 8
221 | 89 | 050-110-4P-25HP | NBS_050-110_4P_25HP_9.06_SS | 1398.703 | 1398.703 | 4196.109 | 3 | 0 | 3 | B | NBS_EndSuction | 6 | 5 | 6 | 8 | BranchMin6_BranchMax8 | 6 | 2 | 8 | 14 | HeaderMin8_HeaderMax14 | 12 | 4 | 8
221 | 89 | 050-110-4P-25HP | NBS_050-110_4P_25HP_9.06_SS | 1398.703 | 1398.703 | 4196.109 | 3 | 0 | 3 | B | NBS_EndSuction | 6 | 5 | 6 | 8 | BranchMin6_BranchMax8 | 6 | 2 | 8 | 14 | HeaderMin8_HeaderMax14 | 14 | 4 | 8
221 | 89 | 050-110-4P-25HP | NBS_050-110_4P_25HP_9.06_SS | 1398.703 | 1398.703 | 4196.109 | 3 | 0 | 3 | B | NBS_EndSuction | 6 | 5 | 6 | 8 | BranchMin6_BranchMax8 | 8 | 2 | 8 | 14 | HeaderMin8_HeaderMax14 | 8 | 4 | 8 | [11 empty] | INVALID
221 | 89 | 050-110-4P-25HP | NBS_050-110_4P_25HP_9.06_SS | 1398.703 | 1398.703 | 4196.109 | 3 | 0 | 3 | B | NBS_EndSuction | 6 | 5 | 6 | 8 | BranchMin6_BranchMax8 | 8 | 2 | 8 | 14 | HeaderMin8_HeaderMax14 | 10 | 4 | 8
221 | 89 | 050-110-4P-25HP | NBS_050-110_4P_25HP_9.06_SS | 1398.703 | 1398.703 | 4196.109 | 3 | 0 | 3 | B | NBS_EndSuction | 6 | 5 | 6 | 8 | BranchMin6_BranchMax8 | 8 | 2 | 8 | 14 | HeaderMin8_HeaderMax14 | 12 | 4 | 8
221 | 89 | 050-110-4P-25HP | NBS_050-110_4P_25HP_9.06_SS | 1398.703 | 1398.703 | 4196.109 | 3 | 0 | 3 | B | NBS_EndSuction | 6 | 5 | 6 | 8 | BranchMin6_BranchMax8 | 8 | 2 | 8 | 14 | HeaderMin8_HeaderMax14 | 14 | 4 | 8
222 | 90 | 050-110-4P-30HP | NBS_050-110_4P_30HP_9.61_SS | 1508.9068 | 1508.9068 | 4526.7203 | 3 | 0 | 3 | B | NBS_EndSuction | 6 | 5 | 6 | 8 | BranchMin6_BranchMax8 | 6 | 2 | 8 | 16 | HeaderMin8_HeaderMax16 | 8 | 5 | 10
222 | 90 | 050-110-4P-30HP | NBS_050-110_4P_30HP_9.61_SS | 1508.9068 | 1508.9068 | 4526.7203 | 3 | 0 | 3 | B | NBS_EndSuction | 6 | 5 | 6 | 8 | BranchMin6_BranchMax8 | 6 | 2 | 8 | 16 | HeaderMin8_HeaderMax16 | 10 | 5 | 10
222 | 90 | 050-110-4P-30HP | NBS_050-110_4P_30HP_9.61_SS | 1508.9068 | 1508.9068 | 4526.7203 | 3 | 0 | 3 | B | NBS_EndSuction | 6 | 5 | 6 | 8 | BranchMin6_BranchMax8 | 6 | 2 | 8 | 16 | HeaderMin8_HeaderMax16 | 12 | 5 | 10
222 | 90 | 050-110-4P-30HP | NBS_050-110_4P_30HP_9.61_SS | 1508.9068 | 1508.9068 | 4526.7203 | 3 | 0 | 3 | B | NBS_EndSuction | 6 | 5 | 6 | 8 | BranchMin6_BranchMax8 | 6 | 2 | 8 | 16 | HeaderMin8_HeaderMax16 | 14 | 5 | 10
222 | 90 | 050-110-4P-30HP | NBS_050-110_4P_30HP_9.61_SS | 1508.9068 | 1508.9068 | 4526.7203 | 3 | 0 | 3 | B | NBS_EndSuction | 6 | 5 | 6 | 8 | BranchMin6_BranchMax8 | 6 | 2 | 8 | 16 | HeaderMin8_HeaderMax16 | 16 | 5 | 10
222 | 90 | 050-110-4P-30HP | NBS_050-110_4P_30HP_9.61_SS | 1508.9068 | 1508.9068 | 4526.7203 | 3 | 0 | 3 | B | NBS_EndSuction | 6 | 5 | 6 | 8 | BranchMin6_BranchMax8 | 8 | 2 | 8 | 16 | HeaderMin8_HeaderMax16 | 8 | 5 | 10 | [11 empty] | INVALID
222 | 90 | 050-110-4P-30HP | NBS_050-110_4P_30HP_9.61_SS | 1508.9068 | 1508.9068 | 4526.7203 | 3 | 0 | 3 | B | NBS_EndSuction | 6 | 5 | 6 | 8 | BranchMin6_BranchMax8 | 8 | 2 | 8 | 16 | HeaderMin8_HeaderMax16 | 10 | 5 | 10
222 | 90 | 050-110-4P-30HP | NBS_050-110_4P_30HP_9.61_SS | 1508.9068 | 1508.9068 | 4526.7203 | 3 | 0 | 3 | B | NBS_EndSuction | 6 | 5 | 6 | 8 | BranchMin6_BranchMax8 | 8 | 2 | 8 | 16 | HeaderMin8_HeaderMax16 | 12 | 5 | 10
222 | 90 | 050-110-4P-30HP | NBS_050-110_4P_30HP_9.61_SS | 1508.9068 | 1508.9068 | 4526.7203 | 3 | 0 | 3 | B | NBS_EndSuction | 6 | 5 | 6 | 8 | BranchMin6_BranchMax8 | 8 | 2 | 8 | 16 | HeaderMin8_HeaderMax16 | 14 | 5 | 10
222 | 90 | 050-110-4P-30HP | NBS_050-110_4P_30HP_9.61_SS | 1508.9068 | 1508.9068 | 4526.7203 | 3 | 0 | 3 | B | NBS_EndSuction | 6 | 5 | 6 | 8 | BranchMin6_BranchMax8 | 8 | 2 | 8 | 16 | HeaderMin8_HeaderMax16 | 16 | 5 | 10
223 | 91 | 050-110-4P-40HP | NBS_050-110_4P_40HP_10.63_SS | 1674.3665 | 1674.3665 | 5023.0996 | 3 | 0 | 3 | B | NBS_EndSuction | 6 | 5 | 6 | 10 | BranchMin6_BranchMax10 | 6 | 3 | 8 | 16 | HeaderMin8_HeaderMax16 | 8 | 5 | 15
223 | 91 | 050-110-4P-40HP | NBS_050-110_4P_40HP_10.63_SS | 1674.3665 | 1674.3665 | 5023.0996 | 3 | 0 | 3 | B | NBS_EndSuction | 6 | 5 | 6 | 10 | BranchMin6_BranchMax10 | 6 | 3 | 8 | 16 | HeaderMin8_HeaderMax16 | 10 | 5 | 15
223 | 91 | 050-110-4P-40HP | NBS_050-110_4P_40HP_10.63_SS | 1674.3665 | 1674.3665 | 5023.0996 | 3 | 0 | 3 | B | NBS_EndSuction | 6 | 5 | 6 | 10 | BranchMin6_BranchMax10 | 6 | 3 | 8 | 16 | HeaderMin8_HeaderMax16 | 12 | 5 | 15
223 | 91 | 050-110-4P-40HP | NBS_050-110_4P_40HP_10.63_SS | 1674.3665 | 1674.3665 | 5023.0996 | 3 | 0 | 3 | B | NBS_EndSuction | 6 | 5 | 6 | 10 | BranchMin6_BranchMax10 | 6 | 3 | 8 | 16 | HeaderMin8_HeaderMax16 | 14 | 5 | 15
223 | 91 | 050-110-4P-40HP | NBS_050-110_4P_40HP_10.63_SS | 1674.3665 | 1674.3665 | 5023.0996 | 3 | 0 | 3 | B | NBS_EndSuction | 6 | 5 | 6 | 10 | BranchMin6_BranchMax10 | 6 | 3 | 8 | 16 | HeaderMin8_HeaderMax16 | 16 | 5 | 15
223 | 91 | 050-110-4P-40HP | NBS_050-110_4P_40HP_10.63_SS | 1674.3665 | 1674.3665 | 5023.0996 | 3 | 0 | 3 | B | NBS_EndSuction | 6 | 5 | 6 | 10 | BranchMin6_BranchMax10 | 8 | 3 | 8 | 16 | HeaderMin8_HeaderMax16 | 8 | 5 | 15 | [11 empty] | INVALID
223 | 91 | 050-110-4P-40HP | NBS_050-110_4P_40HP_10.63_SS | 1674.3665 | 1674.3665 | 5023.0996 | 3 | 0 | 3 | B | NBS_EndSuction | 6 | 5 | 6 | 10 | BranchMin6_BranchMax10 | 8 | 3 | 8 | 16 | HeaderMin8_HeaderMax16 | 10 | 5 | 15
223 | 91 | 050-110-4P-40HP | NBS_050-110_4P_40HP_10.63_SS | 1674.3665 | 1674.3665 | 5023.0996 | 3 | 0 | 3 | B | NBS_EndSuction | 6 | 5 | 6 | 10 | BranchMin6_BranchMax10 | 8 | 3 | 8 | 16 | HeaderMin8_HeaderMax16 | 12 | 5 | 15
223 | 91 | 050-110-4P-40HP | NBS_050-110_4P_40HP_10.63_SS | 1674.3665 | 1674.3665 | 5023.0996 | 3 | 0 | 3 | B | NBS_EndSuction | 6 | 5 | 6 | 10 | BranchMin6_BranchMax10 | 8 | 3 | 8 | 16 | HeaderMin8_HeaderMax16 | 14 | 5 | 15
223 | 91 | 050-110-4P-40HP | NBS_050-110_4P_40HP_10.63_SS | 1674.3665 | 1674.3665 | 5023.0996 | 3 | 0 | 3 | B | NBS_EndSuction | 6 | 5 | 6 | 10 | BranchMin6_BranchMax10 | 8 | 3 | 8 | 16 | HeaderMin8_HeaderMax16 | 16 | 5 | 15
223 | 91 | 050-110-4P-40HP | NBS_050-110_4P_40HP_10.63_SS | 1674.3665 | 1674.3665 | 5023.0996 | 3 | 0 | 3 | B | NBS_EndSuction | 6 | 5 | 6 | 10 | BranchMin6_BranchMax10 | 10 | 3 | 8 | 16 | HeaderMin8_HeaderMax16 | 8 | 5 | 15 | [11 empty] | INVALID
223 | 91 | 050-110-4P-40HP | NBS_050-110_4P_40HP_10.63_SS | 1674.3665 | 1674.3665 | 5023.0996 | 3 | 0 | 3 | B | NBS_EndSuction | 6 | 5 | 6 | 10 | BranchMin6_BranchMax10 | 10 | 3 | 8 | 16 | HeaderMin8_HeaderMax16 | 10 | 5 | 15 | [11 empty] | INVALID
223 | 91 | 050-110-4P-40HP | NBS_050-110_4P_40HP_10.63_SS | 1674.3665 | 1674.3665 | 5023.0996 | 3 | 0 | 3 | B | NBS_EndSuction | 6 | 5 | 6 | 10 | BranchMin6_BranchMax10 | 10 | 3 | 8 | 16 | HeaderMin8_HeaderMax16 | 12 | 5 | 15
223 | 91 | 050-110-4P-40HP | NBS_050-110_4P_40HP_10.63_SS | 1674.3665 | 1674.3665 | 5023.0996 | 3 | 0 | 3 | B | NBS_EndSuction | 6 | 5 | 6 | 10 | BranchMin6_BranchMax10 | 10 | 3 | 8 | 16 | HeaderMin8_HeaderMax16 | 14 | 5 | 15
223 | 91 | 050-110-4P-40HP | NBS_050-110_4P_40HP_10.63_SS | 1674.3665 | 1674.3665 | 5023.0996 | 3 | 0 | 3 | B | NBS_EndSuction | 6 | 5 | 6 | 10 | BranchMin6_BranchMax10 | 10 | 3 | 8 | 16 | HeaderMin8_HeaderMax16 | 16 | 5 | 15
224 | 92 | 050-135-4P-25HP | NBS_050-135_4P_25HP_8.86_SS | 1200.4144 | 1200.4144 | 3601.2433 | 3 | 0 | 3 | B | NBS_EndSuction | 6 | 5 | 6 | 8 | BranchMin6_BranchMax8 | 6 | 2 | 8 | 14 | HeaderMin8_HeaderMax14 | 8 | 4 | 8
224 | 92 | 050-135-4P-25HP | NBS_050-135_4P_25HP_8.86_SS | 1200.4144 | 1200.4144 | 3601.2433 | 3 | 0 | 3 | B | NBS_EndSuction | 6 | 5 | 6 | 8 | BranchMin6_BranchMax8 | 6 | 2 | 8 | 14 | HeaderMin8_HeaderMax14 | 10 | 4 | 8
224 | 92 | 050-135-4P-25HP | NBS_050-135_4P_25HP_8.86_SS | 1200.4144 | 1200.4144 | 3601.2433 | 3 | 0 | 3 | B | NBS_EndSuction | 6 | 5 | 6 | 8 | BranchMin6_BranchMax8 | 6 | 2 | 8 | 14 | HeaderMin8_HeaderMax14 | 12 | 4 | 8
224 | 92 | 050-135-4P-25HP | NBS_050-135_4P_25HP_8.86_SS | 1200.4144 | 1200.4144 | 3601.2433 | 3 | 0 | 3 | B | NBS_EndSuction | 6 | 5 | 6 | 8 | BranchMin6_BranchMax8 | 6 | 2 | 8 | 14 | HeaderMin8_HeaderMax14 | 14 | 4 | 8
224 | 92 | 050-135-4P-25HP | NBS_050-135_4P_25HP_8.86_SS | 1200.4144 | 1200.4144 | 3601.2433 | 3 | 0 | 3 | B | NBS_EndSuction | 6 | 5 | 6 | 8 | BranchMin6_BranchMax8 | 8 | 2 | 8 | 14 | HeaderMin8_HeaderMax14 | 8 | 4 | 8 | [11 empty] | INVALID
224 | 92 | 050-135-4P-25HP | NBS_050-135_4P_25HP_8.86_SS | 1200.4144 | 1200.4144 | 3601.2433 | 3 | 0 | 3 | B | NBS_EndSuction | 6 | 5 | 6 | 8 | BranchMin6_BranchMax8 | 8 | 2 | 8 | 14 | HeaderMin8_HeaderMax14 | 10 | 4 | 8
224 | 92 | 050-135-4P-25HP | NBS_050-135_4P_25HP_8.86_SS | 1200.4144 | 1200.4144 | 3601.2433 | 3 | 0 | 3 | B | NBS_EndSuction | 6 | 5 | 6 | 8 | BranchMin6_BranchMax8 | 8 | 2 | 8 | 14 | HeaderMin8_HeaderMax14 | 12 | 4 | 8
224 | 92 | 050-135-4P-25HP | NBS_050-135_4P_25HP_8.86_SS | 1200.4144 | 1200.4144 | 3601.2433 | 3 | 0 | 3 | B | NBS_EndSuction | 6 | 5 | 6 | 8 | BranchMin6_BranchMax8 | 8 | 2 | 8 | 14 | HeaderMin8_HeaderMax14 | 14 | 4 | 8
225 | 93 | 050-135-4P-30HP | NBS_050-135_4P_30HP_9.49_SS | 1283.8269 | 1283.8269 | 3851.4807 | 3 | 0 | 3 | B | NBS_EndSuction | 6 | 5 | 6 | 8 | BranchMin6_BranchMax8 | 6 | 2 | 8 | 14 | HeaderMin8_HeaderMax14 | 8 | 4 | 8
225 | 93 | 050-135-4P-30HP | NBS_050-135_4P_30HP_9.49_SS | 1283.8269 | 1283.8269 | 3851.4807 | 3 | 0 | 3 | B | NBS_EndSuction | 6 | 5 | 6 | 8 | BranchMin6_BranchMax8 | 6 | 2 | 8 | 14 | HeaderMin8_HeaderMax14 | 10 | 4 | 8
225 | 93 | 050-135-4P-30HP | NBS_050-135_4P_30HP_9.49_SS | 1283.8269 | 1283.8269 | 3851.4807 | 3 | 0 | 3 | B | NBS_EndSuction | 6 | 5 | 6 | 8 | BranchMin6_BranchMax8 | 6 | 2 | 8 | 14 | HeaderMin8_HeaderMax14 | 12 | 4 | 8
225 | 93 | 050-135-4P-30HP | NBS_050-135_4P_30HP_9.49_SS | 1283.8269 | 1283.8269 | 3851.4807 | 3 | 0 | 3 | B | NBS_EndSuction | 6 | 5 | 6 | 8 | BranchMin6_BranchMax8 | 6 | 2 | 8 | 14 | HeaderMin8_HeaderMax14 | 14 | 4 | 8
225 | 93 | 050-135-4P-30HP | NBS_050-135_4P_30HP_9.49_SS | 1283.8269 | 1283.8269 | 3851.4807 | 3 | 0 | 3 | B | NBS_EndSuction | 6 | 5 | 6 | 8 | BranchMin6_BranchMax8 | 8 | 2 | 8 | 14 | HeaderMin8_HeaderMax14 | 8 | 4 | 8 | [11 empty] | INVALID
225 | 93 | 050-135-4P-30HP | NBS_050-135_4P_30HP_9.49_SS | 1283.8269 | 1283.8269 | 3851.4807 | 3 | 0 | 3 | B | NBS_EndSuction | 6 | 5 | 6 | 8 | BranchMin6_BranchMax8 | 8 | 2 | 8 | 14 | HeaderMin8_HeaderMax14 | 10 | 4 | 8
225 | 93 | 050-135-4P-30HP | NBS_050-135_4P_30HP_9.49_SS | 1283.8269 | 1283.8269 | 3851.4807 | 3 | 0 | 3 | B | NBS_EndSuction | 6 | 5 | 6 | 8 | BranchMin6_BranchMax8 | 8 | 2 | 8 | 14 | HeaderMin8_HeaderMax14 | 12 | 4 | 8
225 | 93 | 050-135-4P-30HP | NBS_050-135_4P_30HP_9.49_SS | 1283.8269 | 1283.8269 | 3851.4807 | 3 | 0 | 3 | B | NBS_EndSuction | 6 | 5 | 6 | 8 | BranchMin6_BranchMax8 | 8 | 2 | 8 | 14 | HeaderMin8_HeaderMax14 | 14 | 4 | 8
226 | 94 | 050-135-4P-40HP | NBS_050-135_4P_40HP_10.59_SS | 1416.7849 | 1416.7849 | 4250.3547 | 3 | 0 | 3 | B | NBS_EndSuction | 6 | 5 | 6 | 8 | BranchMin6_BranchMax8 | 6 | 2 | 8 | 16 | HeaderMin8_HeaderMax16 | 8 | 5 | 10
226 | 94 | 050-135-4P-40HP | NBS_050-135_4P_40HP_10.59_SS | 1416.7849 | 1416.7849 | 4250.3547 | 3 | 0 | 3 | B | NBS_EndSuction | 6 | 5 | 6 | 8 | BranchMin6_BranchMax8 | 6 | 2 | 8 | 16 | HeaderMin8_HeaderMax16 | 10 | 5 | 10
226 | 94 | 050-135-4P-40HP | NBS_050-135_4P_40HP_10.59_SS | 1416.7849 | 1416.7849 | 4250.3547 | 3 | 0 | 3 | B | NBS_EndSuction | 6 | 5 | 6 | 8 | BranchMin6_BranchMax8 | 6 | 2 | 8 | 16 | HeaderMin8_HeaderMax16 | 12 | 5 | 10
226 | 94 | 050-135-4P-40HP | NBS_050-135_4P_40HP_10.59_SS | 1416.7849 | 1416.7849 | 4250.3547 | 3 | 0 | 3 | B | NBS_EndSuction | 6 | 5 | 6 | 8 | BranchMin6_BranchMax8 | 6 | 2 | 8 | 16 | HeaderMin8_HeaderMax16 | 14 | 5 | 10
226 | 94 | 050-135-4P-40HP | NBS_050-135_4P_40HP_10.59_SS | 1416.7849 | 1416.7849 | 4250.3547 | 3 | 0 | 3 | B | NBS_EndSuction | 6 | 5 | 6 | 8 | BranchMin6_BranchMax8 | 6 | 2 | 8 | 16 | HeaderMin8_HeaderMax16 | 16 | 5 | 10
226 | 94 | 050-135-4P-40HP | NBS_050-135_4P_40HP_10.59_SS | 1416.7849 | 1416.7849 | 4250.3547 | 3 | 0 | 3 | B | NBS_EndSuction | 6 | 5 | 6 | 8 | BranchMin6_BranchMax8 | 8 | 2 | 8 | 16 | HeaderMin8_HeaderMax16 | 8 | 5 | 10 | [11 empty] | INVALID
226 | 94 | 050-135-4P-40HP | NBS_050-135_4P_40HP_10.59_SS | 1416.7849 | 1416.7849 | 4250.3547 | 3 | 0 | 3 | B | NBS_EndSuction | 6 | 5 | 6 | 8 | BranchMin6_BranchMax8 | 8 | 2 | 8 | 16 | HeaderMin8_HeaderMax16 | 10 | 5 | 10
226 | 94 | 050-135-4P-40HP | NBS_050-135_4P_40HP_10.59_SS | 1416.7849 | 1416.7849 | 4250.3547 | 3 | 0 | 3 | B | NBS_EndSuction | 6 | 5 | 6 | 8 | BranchMin6_BranchMax8 | 8 | 2 | 8 | 16 | HeaderMin8_HeaderMax16 | 12 | 5 | 10
226 | 94 | 050-135-4P-40HP | NBS_050-135_4P_40HP_10.59_SS | 1416.7849 | 1416.7849 | 4250.3547 | 3 | 0 | 3 | B | NBS_EndSuction | 6 | 5 | 6 | 8 | BranchMin6_BranchMax8 | 8 | 2 | 8 | 16 | HeaderMin8_HeaderMax16 | 14 | 5 | 10
226 | 94 | 050-135-4P-40HP | NBS_050-135_4P_40HP_10.59_SS | 1416.7849 | 1416.7849 | 4250.3547 | 3 | 0 | 3 | B | NBS_EndSuction | 6 | 5 | 6 | 8 | BranchMin6_BranchMax8 | 8 | 2 | 8 | 16 | HeaderMin8_HeaderMax16 | 16 | 5 | 10
227 | 95 | 050-135-4P-50HP | NBS_050-135_4P_50HP_11.30_SS | 1508.8665 | 1508.8665 | 4526.5994 | 3 | 0 | 3 | B | NBS_EndSuction | 6 | 5 | 6 | 8 | BranchMin6_BranchMax8 | 6 | 2 | 8 | 16 | HeaderMin8_HeaderMax16 | 8 | 5 | 10
227 | 95 | 050-135-4P-50HP | NBS_050-135_4P_50HP_11.30_SS | 1508.8665 | 1508.8665 | 4526.5994 | 3 | 0 | 3 | B | NBS_EndSuction | 6 | 5 | 6 | 8 | BranchMin6_BranchMax8 | 6 | 2 | 8 | 16 | HeaderMin8_HeaderMax16 | 10 | 5 | 10
227 | 95 | 050-135-4P-50HP | NBS_050-135_4P_50HP_11.30_SS | 1508.8665 | 1508.8665 | 4526.5994 | 3 | 0 | 3 | B | NBS_EndSuction | 6 | 5 | 6 | 8 | BranchMin6_BranchMax8 | 6 | 2 | 8 | 16 | HeaderMin8_HeaderMax16 | 12 | 5 | 10
227 | 95 | 050-135-4P-50HP | NBS_050-135_4P_50HP_11.30_SS | 1508.8665 | 1508.8665 | 4526.5994 | 3 | 0 | 3 | B | NBS_EndSuction | 6 | 5 | 6 | 8 | BranchMin6_BranchMax8 | 6 | 2 | 8 | 16 | HeaderMin8_HeaderMax16 | 14 | 5 | 10
227 | 95 | 050-135-4P-50HP | NBS_050-135_4P_50HP_11.30_SS | 1508.8665 | 1508.8665 | 4526.5994 | 3 | 0 | 3 | B | NBS_EndSuction | 6 | 5 | 6 | 8 | BranchMin6_BranchMax8 | 6 | 2 | 8 | 16 | HeaderMin8_HeaderMax16 | 16 | 5 | 10
227 | 95 | 050-135-4P-50HP | NBS_050-135_4P_50HP_11.30_SS | 1508.8665 | 1508.8665 | 4526.5994 | 3 | 0 | 3 | B | NBS_EndSuction | 6 | 5 | 6 | 8 | BranchMin6_BranchMax8 | 8 | 2 | 8 | 16 | HeaderMin8_HeaderMax16 | 8 | 5 | 10 | [11 empty] | INVALID
227 | 95 | 050-135-4P-50HP | NBS_050-135_4P_50HP_11.30_SS | 1508.8665 | 1508.8665 | 4526.5994 | 3 | 0 | 3 | B | NBS_EndSuction | 6 | 5 | 6 | 8 | BranchMin6_BranchMax8 | 8 | 2 | 8 | 16 | HeaderMin8_HeaderMax16 | 10 | 5 | 10
227 | 95 | 050-135-4P-50HP | NBS_050-135_4P_50HP_11.30_SS | 1508.8665 | 1508.8665 | 4526.5994 | 3 | 0 | 3 | B | NBS_EndSuction | 6 | 5 | 6 | 8 | BranchMin6_BranchMax8 | 8 | 2 | 8 | 16 | HeaderMin8_HeaderMax16 | 12 | 5 | 10
227 | 95 | 050-135-4P-50HP | NBS_050-135_4P_50HP_11.30_SS | 1508.8665 | 1508.8665 | 4526.5994 | 3 | 0 | 3 | B | NBS_EndSuction | 6 | 5 | 6 | 8 | BranchMin6_BranchMax8 | 8 | 2 | 8 | 16 | HeaderMin8_HeaderMax16 | 14 | 5 | 10
227 | 95 | 050-135-4P-50HP | NBS_050-135_4P_50HP_11.30_SS | 1508.8665 | 1508.8665 | 4526.5994 | 3 | 0 | 3 | B | NBS_EndSuction | 6 | 5 | 6 | 8 | BranchMin6_BranchMax8 | 8 | 2 | 8 | 16 | HeaderMin8_HeaderMax16 | 16 | 5 | 10
228 | 96 | 050-135-4P-60HP | NBS_050-135_4P_60HP_12.01_SS | 1598.8017 | 1598.8017 | 4796.4052 | 3 | 0 | 3 | B | NBS_EndSuction | 6 | 5 | 6 | 8 | BranchMin6_BranchMax8 | 6 | 2 | 8 | 16 | HeaderMin8_HeaderMax16 | 8 | 5 | 10
228 | 96 | 050-135-4P-60HP | NBS_050-135_4P_60HP_12.01_SS | 1598.8017 | 1598.8017 | 4796.4052 | 3 | 0 | 3 | B | NBS_EndSuction | 6 | 5 | 6 | 8 | BranchMin6_BranchMax8 | 6 | 2 | 8 | 16 | HeaderMin8_HeaderMax16 | 10 | 5 | 10
228 | 96 | 050-135-4P-60HP | NBS_050-135_4P_60HP_12.01_SS | 1598.8017 | 1598.8017 | 4796.4052 | 3 | 0 | 3 | B | NBS_EndSuction | 6 | 5 | 6 | 8 | BranchMin6_BranchMax8 | 6 | 2 | 8 | 16 | HeaderMin8_HeaderMax16 | 12 | 5 | 10
228 | 96 | 050-135-4P-60HP | NBS_050-135_4P_60HP_12.01_SS | 1598.8017 | 1598.8017 | 4796.4052 | 3 | 0 | 3 | B | NBS_EndSuction | 6 | 5 | 6 | 8 | BranchMin6_BranchMax8 | 6 | 2 | 8 | 16 | HeaderMin8_HeaderMax16 | 14 | 5 | 10
228 | 96 | 050-135-4P-60HP | NBS_050-135_4P_60HP_12.01_SS | 1598.8017 | 1598.8017 | 4796.4052 | 3 | 0 | 3 | B | NBS_EndSuction | 6 | 5 | 6 | 8 | BranchMin6_BranchMax8 | 6 | 2 | 8 | 16 | HeaderMin8_HeaderMax16 | 16 | 5 | 10
228 | 96 | 050-135-4P-60HP | NBS_050-135_4P_60HP_12.01_SS | 1598.8017 | 1598.8017 | 4796.4052 | 3 | 0 | 3 | B | NBS_EndSuction | 6 | 5 | 6 | 8 | BranchMin6_BranchMax8 | 8 | 2 | 8 | 16 | HeaderMin8_HeaderMax16 | 8 | 5 | 10 | [11 empty] | INVALID
228 | 96 | 050-135-4P-60HP | NBS_050-135_4P_60HP_12.01_SS | 1598.8017 | 1598.8017 | 4796.4052 | 3 | 0 | 3 | B | NBS_EndSuction | 6 | 5 | 6 | 8 | BranchMin6_BranchMax8 | 8 | 2 | 8 | 16 | HeaderMin8_HeaderMax16 | 10 | 5 | 10
228 | 96 | 050-135-4P-60HP | NBS_050-135_4P_60HP_12.01_SS | 1598.8017 | 1598.8017 | 4796.4052 | 3 | 0 | 3 | B | NBS_EndSuction | 6 | 5 | 6 | 8 | BranchMin6_BranchMax8 | 8 | 2 | 8 | 16 | HeaderMin8_HeaderMax16 | 12 | 5 | 10
228 | 96 | 050-135-4P-60HP | NBS_050-135_4P_60HP_12.01_SS | 1598.8017 | 1598.8017 | 4796.4052 | 3 | 0 | 3 | B | NBS_EndSuction | 6 | 5 | 6 | 8 | BranchMin6_BranchMax8 | 8 | 2 | 8 | 16 | HeaderMin8_HeaderMax16 | 14 | 5 | 10
228 | 96 | 050-135-4P-60HP | NBS_050-135_4P_60HP_12.01_SS | 1598.8017 | 1598.8017 | 4796.4052 | 3 | 0 | 3 | B | NBS_EndSuction | 6 | 5 | 6 | 8 | BranchMin6_BranchMax8 | 8 | 2 | 8 | 16 | HeaderMin8_HeaderMax16 | 16 | 5 | 10
229 | 97 | 050-135-4P-75HP | NBS_050-135_4P_75HP_13.03_SS | 1689.4197 | 1689.4197 | 5068.259 | 3 | 0 | 3 | B | NBS_EndSuction | 6 | 5 | 6 | 10 | BranchMin6_BranchMax10 | 6 | 3 | 8 | 16 | HeaderMin8_HeaderMax16 | 8 | 5 | 15
229 | 97 | 050-135-4P-75HP | NBS_050-135_4P_75HP_13.03_SS | 1689.4197 | 1689.4197 | 5068.259 | 3 | 0 | 3 | B | NBS_EndSuction | 6 | 5 | 6 | 10 | BranchMin6_BranchMax10 | 6 | 3 | 8 | 16 | HeaderMin8_HeaderMax16 | 10 | 5 | 15
229 | 97 | 050-135-4P-75HP | NBS_050-135_4P_75HP_13.03_SS | 1689.4197 | 1689.4197 | 5068.259 | 3 | 0 | 3 | B | NBS_EndSuction | 6 | 5 | 6 | 10 | BranchMin6_BranchMax10 | 6 | 3 | 8 | 16 | HeaderMin8_HeaderMax16 | 12 | 5 | 15
229 | 97 | 050-135-4P-75HP | NBS_050-135_4P_75HP_13.03_SS | 1689.4197 | 1689.4197 | 5068.259 | 3 | 0 | 3 | B | NBS_EndSuction | 6 | 5 | 6 | 10 | BranchMin6_BranchMax10 | 6 | 3 | 8 | 16 | HeaderMin8_HeaderMax16 | 14 | 5 | 15
229 | 97 | 050-135-4P-75HP | NBS_050-135_4P_75HP_13.03_SS | 1689.4197 | 1689.4197 | 5068.259 | 3 | 0 | 3 | B | NBS_EndSuction | 6 | 5 | 6 | 10 | BranchMin6_BranchMax10 | 6 | 3 | 8 | 16 | HeaderMin8_HeaderMax16 | 16 | 5 | 15
229 | 97 | 050-135-4P-75HP | NBS_050-135_4P_75HP_13.03_SS | 1689.4197 | 1689.4197 | 5068.259 | 3 | 0 | 3 | B | NBS_EndSuction | 6 | 5 | 6 | 10 | BranchMin6_BranchMax10 | 8 | 3 | 8 | 16 | HeaderMin8_HeaderMax16 | 8 | 5 | 15 | [11 empty] | INVALID
229 | 97 | 050-135-4P-75HP | NBS_050-135_4P_75HP_13.03_SS | 1689.4197 | 1689.4197 | 5068.259 | 3 | 0 | 3 | B | NBS_EndSuction | 6 | 5 | 6 | 10 | BranchMin6_BranchMax10 | 8 | 3 | 8 | 16 | HeaderMin8_HeaderMax16 | 10 | 5 | 15
229 | 97 | 050-135-4P-75HP | NBS_050-135_4P_75HP_13.03_SS | 1689.4197 | 1689.4197 | 5068.259 | 3 | 0 | 3 | B | NBS_EndSuction | 6 | 5 | 6 | 10 | BranchMin6_BranchMax10 | 8 | 3 | 8 | 16 | HeaderMin8_HeaderMax16 | 12 | 5 | 15
229 | 97 | 050-135-4P-75HP | NBS_050-135_4P_75HP_13.03_SS | 1689.4197 | 1689.4197 | 5068.259 | 3 | 0 | 3 | B | NBS_EndSuction | 6 | 5 | 6 | 10 | BranchMin6_BranchMax10 | 8 | 3 | 8 | 16 | HeaderMin8_HeaderMax16 | 14 | 5 | 15
229 | 97 | 050-135-4P-75HP | NBS_050-135_4P_75HP_13.03_SS | 1689.4197 | 1689.4197 | 5068.259 | 3 | 0 | 3 | B | NBS_EndSuction | 6 | 5 | 6 | 10 | BranchMin6_BranchMax10 | 8 | 3 | 8 | 16 | HeaderMin8_HeaderMax16 | 16 | 5 | 15
229 | 97 | 050-135-4P-75HP | NBS_050-135_4P_75HP_13.03_SS | 1689.4197 | 1689.4197 | 5068.259 | 3 | 0 | 3 | B | NBS_EndSuction | 6 | 5 | 6 | 10 | BranchMin6_BranchMax10 | 10 | 3 | 8 | 16 | HeaderMin8_HeaderMax16 | 8 | 5 | 15 | [11 empty] | INVALID
229 | 97 | 050-135-4P-75HP | NBS_050-135_4P_75HP_13.03_SS | 1689.4197 | 1689.4197 | 5068.259 | 3 | 0 | 3 | B | NBS_EndSuction | 6 | 5 | 6 | 10 | BranchMin6_BranchMax10 | 10 | 3 | 8 | 16 | HeaderMin8_HeaderMax16 | 10 | 5 | 15 | [11 empty] | INVALID
229 | 97 | 050-135-4P-75HP | NBS_050-135_4P_75HP_13.03_SS | 1689.4197 | 1689.4197 | 5068.259 | 3 | 0 | 3 | B | NBS_EndSuction | 6 | 5 | 6 | 10 | BranchMin6_BranchMax10 | 10 | 3 | 8 | 16 | HeaderMin8_HeaderMax16 | 12 | 5 | 15
229 | 97 | 050-135-4P-75HP | NBS_050-135_4P_75HP_13.03_SS | 1689.4197 | 1689.4197 | 5068.259 | 3 | 0 | 3 | B | NBS_EndSuction | 6 | 5 | 6 | 10 | BranchMin6_BranchMax10 | 10 | 3 | 8 | 16 | HeaderMin8_HeaderMax16 | 14 | 5 | 15
229 | 97 | 050-135-4P-75HP | NBS_050-135_4P_75HP_13.03_SS | 1689.4197 | 1689.4197 | 5068.259 | 3 | 0 | 3 | B | NBS_EndSuction | 6 | 5 | 6 | 10 | BranchMin6_BranchMax10 | 10 | 3 | 8 | 16 | HeaderMin8_HeaderMax16 | 16 | 5 | 15
230 | 98 | 050-150-4P-75HP | NBS_050-150_4P_75HP_11.73_SS | 2092.9884 | 2092.9884 | 6278.9651 | 3 | 0 | 3 | B | NBS_EndSuction | 6 | 5 | 6 | 10 | BranchMin6_BranchMax10 | 6 | 3 | 8 | 18 | HeaderMin8_HeaderMax18 | 8 | 6 | 18
230 | 98 | 050-150-4P-75HP | NBS_050-150_4P_75HP_11.73_SS | 2092.9884 | 2092.9884 | 6278.9651 | 3 | 0 | 3 | B | NBS_EndSuction | 6 | 5 | 6 | 10 | BranchMin6_BranchMax10 | 6 | 3 | 8 | 18 | HeaderMin8_HeaderMax18 | 10 | 6 | 18
230 | 98 | 050-150-4P-75HP | NBS_050-150_4P_75HP_11.73_SS | 2092.9884 | 2092.9884 | 6278.9651 | 3 | 0 | 3 | B | NBS_EndSuction | 6 | 5 | 6 | 10 | BranchMin6_BranchMax10 | 6 | 3 | 8 | 18 | HeaderMin8_HeaderMax18 | 12 | 6 | 18
230 | 98 | 050-150-4P-75HP | NBS_050-150_4P_75HP_11.73_SS | 2092.9884 | 2092.9884 | 6278.9651 | 3 | 0 | 3 | B | NBS_EndSuction | 6 | 5 | 6 | 10 | BranchMin6_BranchMax10 | 6 | 3 | 8 | 18 | HeaderMin8_HeaderMax18 | 14 | 6 | 18
230 | 98 | 050-150-4P-75HP | NBS_050-150_4P_75HP_11.73_SS | 2092.9884 | 2092.9884 | 6278.9651 | 3 | 0 | 3 | B | NBS_EndSuction | 6 | 5 | 6 | 10 | BranchMin6_BranchMax10 | 6 | 3 | 8 | 18 | HeaderMin8_HeaderMax18 | 16 | 6 | 18
230 | 98 | 050-150-4P-75HP | NBS_050-150_4P_75HP_11.73_SS | 2092.9884 | 2092.9884 | 6278.9651 | 3 | 0 | 3 | B | NBS_EndSuction | 6 | 5 | 6 | 10 | BranchMin6_BranchMax10 | 6 | 3 | 8 | 18 | HeaderMin8_HeaderMax18 | 18 | 6 | 18
230 | 98 | 050-150-4P-75HP | NBS_050-150_4P_75HP_11.73_SS | 2092.9884 | 2092.9884 | 6278.9651 | 3 | 0 | 3 | B | NBS_EndSuction | 6 | 5 | 6 | 10 | BranchMin6_BranchMax10 | 8 | 3 | 8 | 18 | HeaderMin8_HeaderMax18 | 8 | 6 | 18 | [11 empty] | INVALID
230 | 98 | 050-150-4P-75HP | NBS_050-150_4P_75HP_11.73_SS | 2092.9884 | 2092.9884 | 6278.9651 | 3 | 0 | 3 | B | NBS_EndSuction | 6 | 5 | 6 | 10 | BranchMin6_BranchMax10 | 8 | 3 | 8 | 18 | HeaderMin8_HeaderMax18 | 10 | 6 | 18
230 | 98 | 050-150-4P-75HP | NBS_050-150_4P_75HP_11.73_SS | 2092.9884 | 2092.9884 | 6278.9651 | 3 | 0 | 3 | B | NBS_EndSuction | 6 | 5 | 6 | 10 | BranchMin6_BranchMax10 | 8 | 3 | 8 | 18 | HeaderMin8_HeaderMax18 | 12 | 6 | 18
230 | 98 | 050-150-4P-75HP | NBS_050-150_4P_75HP_11.73_SS | 2092.9884 | 2092.9884 | 6278.9651 | 3 | 0 | 3 | B | NBS_EndSuction | 6 | 5 | 6 | 10 | BranchMin6_BranchMax10 | 8 | 3 | 8 | 18 | HeaderMin8_HeaderMax18 | 14 | 6 | 18
230 | 98 | 050-150-4P-75HP | NBS_050-150_4P_75HP_11.73_SS | 2092.9884 | 2092.9884 | 6278.9651 | 3 | 0 | 3 | B | NBS_EndSuction | 6 | 5 | 6 | 10 | BranchMin6_BranchMax10 | 8 | 3 | 8 | 18 | HeaderMin8_HeaderMax18 | 16 | 6 | 18
230 | 98 | 050-150-4P-75HP | NBS_050-150_4P_75HP_11.73_SS | 2092.9884 | 2092.9884 | 6278.9651 | 3 | 0 | 3 | B | NBS_EndSuction | 6 | 5 | 6 | 10 | BranchMin6_BranchMax10 | 8 | 3 | 8 | 18 | HeaderMin8_HeaderMax18 | 18 | 6 | 18
230 | 98 | 050-150-4P-75HP | NBS_050-150_4P_75HP_11.73_SS | 2092.9884 | 2092.9884 | 6278.9651 | 3 | 0 | 3 | B | NBS_EndSuction | 6 | 5 | 6 | 10 | BranchMin6_BranchMax10 | 10 | 3 | 8 | 18 | HeaderMin8_HeaderMax18 | 8 | 6 | 18 | [11 empty] | INVALID
230 | 98 | 050-150-4P-75HP | NBS_050-150_4P_75HP_11.73_SS | 2092.9884 | 2092.9884 | 6278.9651 | 3 | 0 | 3 | B | NBS_EndSuction | 6 | 5 | 6 | 10 | BranchMin6_BranchMax10 | 10 | 3 | 8 | 18 | HeaderMin8_HeaderMax18 | 10 | 6 | 18 | [11 empty] | INVALID
230 | 98 | 050-150-4P-75HP | NBS_050-150_4P_75HP_11.73_SS | 2092.9884 | 2092.9884 | 6278.9651 | 3 | 0 | 3 | B | NBS_EndSuction | 6 | 5 | 6 | 10 | BranchMin6_BranchMax10 | 10 | 3 | 8 | 18 | HeaderMin8_HeaderMax18 | 12 | 6 | 18
230 | 98 | 050-150-4P-75HP | NBS_050-150_4P_75HP_11.73_SS | 2092.9884 | 2092.9884 | 6278.9651 | 3 | 0 | 3 | B | NBS_EndSuction | 6 | 5 | 6 | 10 | BranchMin6_BranchMax10 | 10 | 3 | 8 | 18 | HeaderMin8_HeaderMax18 | 14 | 6 | 18
230 | 98 | 050-150-4P-75HP | NBS_050-150_4P_75HP_11.73_SS | 2092.9884 | 2092.9884 | 6278.9651 | 3 | 0 | 3 | B | NBS_EndSuction | 6 | 5 | 6 | 10 | BranchMin6_BranchMax10 | 10 | 3 | 8 | 18 | HeaderMin8_HeaderMax18 | 16 | 6 | 18
230 | 98 | 050-150-4P-75HP | NBS_050-150_4P_75HP_11.73_SS | 2092.9884 | 2092.9884 | 6278.9651 | 3 | 0 | 3 | B | NBS_EndSuction | 6 | 5 | 6 | 10 | BranchMin6_BranchMax10 | 10 | 3 | 8 | 18 | HeaderMin8_HeaderMax18 | 18 | 6 | 18
231 | 99 | 050-150-4P-100HP | NBS_050-150_4P_100HP_12.99_SS | 2346.9884 | 2346.9884 | 7040.9653 | 3 | 0 | 3 | B | NBS_EndSuction | 6 | 5 | 6 | 10 | BranchMin6_BranchMax10 | 6 | 3 | 8 | 18 | HeaderMin8_HeaderMax18 | 8 | 6 | 18
231 | 99 | 050-150-4P-100HP | NBS_050-150_4P_100HP_12.99_SS | 2346.9884 | 2346.9884 | 7040.9653 | 3 | 0 | 3 | B | NBS_EndSuction | 6 | 5 | 6 | 10 | BranchMin6_BranchMax10 | 6 | 3 | 8 | 18 | HeaderMin8_HeaderMax18 | 10 | 6 | 18
231 | 99 | 050-150-4P-100HP | NBS_050-150_4P_100HP_12.99_SS | 2346.9884 | 2346.9884 | 7040.9653 | 3 | 0 | 3 | B | NBS_EndSuction | 6 | 5 | 6 | 10 | BranchMin6_BranchMax10 | 6 | 3 | 8 | 18 | HeaderMin8_HeaderMax18 | 12 | 6 | 18
231 | 99 | 050-150-4P-100HP | NBS_050-150_4P_100HP_12.99_SS | 2346.9884 | 2346.9884 | 7040.9653 | 3 | 0 | 3 | B | NBS_EndSuction | 6 | 5 | 6 | 10 | BranchMin6_BranchMax10 | 6 | 3 | 8 | 18 | HeaderMin8_HeaderMax18 | 14 | 6 | 18
231 | 99 | 050-150-4P-100HP | NBS_050-150_4P_100HP_12.99_SS | 2346.9884 | 2346.9884 | 7040.9653 | 3 | 0 | 3 | B | NBS_EndSuction | 6 | 5 | 6 | 10 | BranchMin6_BranchMax10 | 6 | 3 | 8 | 18 | HeaderMin8_HeaderMax18 | 16 | 6 | 18
231 | 99 | 050-150-4P-100HP | NBS_050-150_4P_100HP_12.99_SS | 2346.9884 | 2346.9884 | 7040.9653 | 3 | 0 | 3 | B | NBS_EndSuction | 6 | 5 | 6 | 10 | BranchMin6_BranchMax10 | 6 | 3 | 8 | 18 | HeaderMin8_HeaderMax18 | 18 | 6 | 18
231 | 99 | 050-150-4P-100HP | NBS_050-150_4P_100HP_12.99_SS | 2346.9884 | 2346.9884 | 7040.9653 | 3 | 0 | 3 | B | NBS_EndSuction | 6 | 5 | 6 | 10 | BranchMin6_BranchMax10 | 8 | 3 | 8 | 18 | HeaderMin8_HeaderMax18 | 8 | 6 | 18 | [11 empty] | INVALID
231 | 99 | 050-150-4P-100HP | NBS_050-150_4P_100HP_12.99_SS | 2346.9884 | 2346.9884 | 7040.9653 | 3 | 0 | 3 | B | NBS_EndSuction | 6 | 5 | 6 | 10 | BranchMin6_BranchMax10 | 8 | 3 | 8 | 18 | HeaderMin8_HeaderMax18 | 10 | 6 | 18
231 | 99 | 050-150-4P-100HP | NBS_050-150_4P_100HP_12.99_SS | 2346.9884 | 2346.9884 | 7040.9653 | 3 | 0 | 3 | B | NBS_EndSuction | 6 | 5 | 6 | 10 | BranchMin6_BranchMax10 | 8 | 3 | 8 | 18 | HeaderMin8_HeaderMax18 | 12 | 6 | 18
231 | 99 | 050-150-4P-100HP | NBS_050-150_4P_100HP_12.99_SS | 2346.9884 | 2346.9884 | 7040.9653 | 3 | 0 | 3 | B | NBS_EndSuction | 6 | 5 | 6 | 10 | BranchMin6_BranchMax10 | 8 | 3 | 8 | 18 | HeaderMin8_HeaderMax18 | 14 | 6 | 18
231 | 99 | 050-150-4P-100HP | NBS_050-150_4P_100HP_12.99_SS | 2346.9884 | 2346.9884 | 7040.9653 | 3 | 0 | 3 | B | NBS_EndSuction | 6 | 5 | 6 | 10 | BranchMin6_BranchMax10 | 8 | 3 | 8 | 18 | HeaderMin8_HeaderMax18 | 16 | 6 | 18
231 | 99 | 050-150-4P-100HP | NBS_050-150_4P_100HP_12.99_SS | 2346.9884 | 2346.9884 | 7040.9653 | 3 | 0 | 3 | B | NBS_EndSuction | 6 | 5 | 6 | 10 | BranchMin6_BranchMax10 | 8 | 3 | 8 | 18 | HeaderMin8_HeaderMax18 | 18 | 6 | 18
231 | 99 | 050-150-4P-100HP | NBS_050-150_4P_100HP_12.99_SS | 2346.9884 | 2346.9884 | 7040.9653 | 3 | 0 | 3 | B | NBS_EndSuction | 6 | 5 | 6 | 10 | BranchMin6_BranchMax10 | 10 | 3 | 8 | 18 | HeaderMin8_HeaderMax18 | 8 | 6 | 18 | [11 empty] | INVALID
231 | 99 | 050-150-4P-100HP | NBS_050-150_4P_100HP_12.99_SS | 2346.9884 | 2346.9884 | 7040.9653 | 3 | 0 | 3 | B | NBS_EndSuction | 6 | 5 | 6 | 10 | BranchMin6_BranchMax10 | 10 | 3 | 8 | 18 | HeaderMin8_HeaderMax18 | 10 | 6 | 18 | [11 empty] | INVALID
231 | 99 | 050-150-4P-100HP | NBS_050-150_4P_100HP_12.99_SS | 2346.9884 | 2346.9884 | 7040.9653 | 3 | 0 | 3 | B | NBS_EndSuction | 6 | 5 | 6 | 10 | BranchMin6_BranchMax10 | 10 | 3 | 8 | 18 | HeaderMin8_HeaderMax18 | 12 | 6 | 18
231 | 99 | 050-150-4P-100HP | NBS_050-150_4P_100HP_12.99_SS | 2346.9884 | 2346.9884 | 7040.9653 | 3 | 0 | 3 | B | NBS_EndSuction | 6 | 5 | 6 | 10 | BranchMin6_BranchMax10 | 10 | 3 | 8 | 18 | HeaderMin8_HeaderMax18 | 14 | 6 | 18
231 | 99 | 050-150-4P-100HP | NBS_050-150_4P_100HP_12.99_SS | 2346.9884 | 2346.9884 | 7040.9653 | 3 | 0 | 3 | B | NBS_EndSuction | 6 | 5 | 6 | 10 | BranchMin6_BranchMax10 | 10 | 3 | 8 | 18 | HeaderMin8_HeaderMax18 | 16 | 6 | 18
231 | 99 | 050-150-4P-100HP | NBS_050-150_4P_100HP_12.99_SS | 2346.9884 | 2346.9884 | 7040.9653 | 3 | 0 | 3 | B | NBS_EndSuction | 6 | 5 | 6 | 10 | BranchMin6_BranchMax10 | 10 | 3 | 8 | 18 | HeaderMin8_HeaderMax18 | 18 | 6 | 18
232 | 100 | 050-150-4P-125HP | NBS_050-150_4P_125HP_14.09_SS | 2529.5219 | 2529.5219 | 7588.5656 | 3 | 0 | 3 | B | NBS_EndSuction | 6 | 5 | 6 | 12 | BranchMin6_BranchMax12 | 6 | 4 | 8 | 20 | HeaderMin8_HeaderMax20 | 8 | 7 | 28
232 | 100 | 050-150-4P-125HP | NBS_050-150_4P_125HP_14.09_SS | 2529.5219 | 2529.5219 | 7588.5656 | 3 | 0 | 3 | B | NBS_EndSuction | 6 | 5 | 6 | 12 | BranchMin6_BranchMax12 | 6 | 4 | 8 | 20 | HeaderMin8_HeaderMax20 | 10 | 7 | 28
232 | 100 | 050-150-4P-125HP | NBS_050-150_4P_125HP_14.09_SS | 2529.5219 | 2529.5219 | 7588.5656 | 3 | 0 | 3 | B | NBS_EndSuction | 6 | 5 | 6 | 12 | BranchMin6_BranchMax12 | 6 | 4 | 8 | 20 | HeaderMin8_HeaderMax20 | 12 | 7 | 28
232 | 100 | 050-150-4P-125HP | NBS_050-150_4P_125HP_14.09_SS | 2529.5219 | 2529.5219 | 7588.5656 | 3 | 0 | 3 | B | NBS_EndSuction | 6 | 5 | 6 | 12 | BranchMin6_BranchMax12 | 6 | 4 | 8 | 20 | HeaderMin8_HeaderMax20 | 14 | 7 | 28
232 | 100 | 050-150-4P-125HP | NBS_050-150_4P_125HP_14.09_SS | 2529.5219 | 2529.5219 | 7588.5656 | 3 | 0 | 3 | B | NBS_EndSuction | 6 | 5 | 6 | 12 | BranchMin6_BranchMax12 | 6 | 4 | 8 | 20 | HeaderMin8_HeaderMax20 | 16 | 7 | 28
232 | 100 | 050-150-4P-125HP | NBS_050-150_4P_125HP_14.09_SS | 2529.5219 | 2529.5219 | 7588.5656 | 3 | 0 | 3 | B | NBS_EndSuction | 6 | 5 | 6 | 12 | BranchMin6_BranchMax12 | 6 | 4 | 8 | 20 | HeaderMin8_HeaderMax20 | 18 | 7 | 28
232 | 100 | 050-150-4P-125HP | NBS_050-150_4P_125HP_14.09_SS | 2529.5219 | 2529.5219 | 7588.5656 | 3 | 0 | 3 | B | NBS_EndSuction | 6 | 5 | 6 | 12 | BranchMin6_BranchMax12 | 6 | 4 | 8 | 20 | HeaderMin8_HeaderMax20 | 20 | 7 | 28
232 | 100 | 050-150-4P-125HP | NBS_050-150_4P_125HP_14.09_SS | 2529.5219 | 2529.5219 | 7588.5656 | 3 | 0 | 3 | B | NBS_EndSuction | 6 | 5 | 6 | 12 | BranchMin6_BranchMax12 | 8 | 4 | 8 | 20 | HeaderMin8_HeaderMax20 | 8 | 7 | 28 | [11 empty] | INVALID
232 | 100 | 050-150-4P-125HP | NBS_050-150_4P_125HP_14.09_SS | 2529.5219 | 2529.5219 | 7588.5656 | 3 | 0 | 3 | B | NBS_EndSuction | 6 | 5 | 6 | 12 | BranchMin6_BranchMax12 | 8 | 4 | 8 | 20 | HeaderMin8_HeaderMax20 | 10 | 7 | 28
232 | 100 | 050-150-4P-125HP | NBS_050-150_4P_125HP_14.09_SS | 2529.5219 | 2529.5219 | 7588.5656 | 3 | 0 | 3 | B | NBS_EndSuction | 6 | 5 | 6 | 12 | BranchMin6_BranchMax12 | 8 | 4 | 8 | 20 | HeaderMin8_HeaderMax20 | 12 | 7 | 28
232 | 100 | 050-150-4P-125HP | NBS_050-150_4P_125HP_14.09_SS | 2529.5219 | 2529.5219 | 7588.5656 | 3 | 0 | 3 | B | NBS_EndSuction | 6 | 5 | 6 | 12 | BranchMin6_BranchMax12 | 8 | 4 | 8 | 20 | HeaderMin8_HeaderMax20 | 14 | 7 | 28
232 | 100 | 050-150-4P-125HP | NBS_050-150_4P_125HP_14.09_SS | 2529.5219 | 2529.5219 | 7588.5656 | 3 | 0 | 3 | B | NBS_EndSuction | 6 | 5 | 6 | 12 | BranchMin6_BranchMax12 | 8 | 4 | 8 | 20 | HeaderMin8_HeaderMax20 | 16 | 7 | 28
232 | 100 | 050-150-4P-125HP | NBS_050-150_4P_125HP_14.09_SS | 2529.5219 | 2529.5219 | 7588.5656 | 3 | 0 | 3 | B | NBS_EndSuction | 6 | 5 | 6 | 12 | BranchMin6_BranchMax12 | 8 | 4 | 8 | 20 | HeaderMin8_HeaderMax20 | 18 | 7 | 28
232 | 100 | 050-150-4P-125HP | NBS_050-150_4P_125HP_14.09_SS | 2529.5219 | 2529.5219 | 7588.5656 | 3 | 0 | 3 | B | NBS_EndSuction | 6 | 5 | 6 | 12 | BranchMin6_BranchMax12 | 8 | 4 | 8 | 20 | HeaderMin8_HeaderMax20 | 20 | 7 | 28
232 | 100 | 050-150-4P-125HP | NBS_050-150_4P_125HP_14.09_SS | 2529.5219 | 2529.5219 | 7588.5656 | 3 | 0 | 3 | B | NBS_EndSuction | 6 | 5 | 6 | 12 | BranchMin6_BranchMax12 | 10 | 4 | 8 | 20 | HeaderMin8_HeaderMax20 | 8 | 7 | 28 | [11 empty] | INVALID
232 | 100 | 050-150-4P-125HP | NBS_050-150_4P_125HP_14.09_SS | 2529.5219 | 2529.5219 | 7588.5656 | 3 | 0 | 3 | B | NBS_EndSuction | 6 | 5 | 6 | 12 | BranchMin6_BranchMax12 | 10 | 4 | 8 | 20 | HeaderMin8_HeaderMax20 | 10 | 7 | 28 | [11 empty] | INVALID
232 | 100 | 050-150-4P-125HP | NBS_050-150_4P_125HP_14.09_SS | 2529.5219 | 2529.5219 | 7588.5656 | 3 | 0 | 3 | B | NBS_EndSuction | 6 | 5 | 6 | 12 | BranchMin6_BranchMax12 | 10 | 4 | 8 | 20 | HeaderMin8_HeaderMax20 | 12 | 7 | 28
232 | 100 | 050-150-4P-125HP | NBS_050-150_4P_125HP_14.09_SS | 2529.5219 | 2529.5219 | 7588.5656 | 3 | 0 | 3 | B | NBS_EndSuction | 6 | 5 | 6 | 12 | BranchMin6_BranchMax12 | 10 | 4 | 8 | 20 | HeaderMin8_HeaderMax20 | 14 | 7 | 28
232 | 100 | 050-150-4P-125HP | NBS_050-150_4P_125HP_14.09_SS | 2529.5219 | 2529.5219 | 7588.5656 | 3 | 0 | 3 | B | NBS_EndSuction | 6 | 5 | 6 | 12 | BranchMin6_BranchMax12 | 10 | 4 | 8 | 20 | HeaderMin8_HeaderMax20 | 16 | 7 | 28
232 | 100 | 050-150-4P-125HP | NBS_050-150_4P_125HP_14.09_SS | 2529.5219 | 2529.5219 | 7588.5656 | 3 | 0 | 3 | B | NBS_EndSuction | 6 | 5 | 6 | 12 | BranchMin6_BranchMax12 | 10 | 4 | 8 | 20 | HeaderMin8_HeaderMax20 | 18 | 7 | 28
232 | 100 | 050-150-4P-125HP | NBS_050-150_4P_125HP_14.09_SS | 2529.5219 | 2529.5219 | 7588.5656 | 3 | 0 | 3 | B | NBS_EndSuction | 6 | 5 | 6 | 12 | BranchMin6_BranchMax12 | 10 | 4 | 8 | 20 | HeaderMin8_HeaderMax20 | 20 | 7 | 28
232 | 100 | 050-150-4P-125HP | NBS_050-150_4P_125HP_14.09_SS | 2529.5219 | 2529.5219 | 7588.5656 | 3 | 0 | 3 | B | NBS_EndSuction | 6 | 5 | 6 | 12 | BranchMin6_BranchMax12 | 12 | 4 | 8 | 20 | HeaderMin8_HeaderMax20 | 8 | 7 | 28 | [11 empty] | INVALID
232 | 100 | 050-150-4P-125HP | NBS_050-150_4P_125HP_14.09_SS | 2529.5219 | 2529.5219 | 7588.5656 | 3 | 0 | 3 | B | NBS_EndSuction | 6 | 5 | 6 | 12 | BranchMin6_BranchMax12 | 12 | 4 | 8 | 20 | HeaderMin8_HeaderMax20 | 10 | 7 | 28 | [11 empty] | INVALID
232 | 100 | 050-150-4P-125HP | NBS_050-150_4P_125HP_14.09_SS | 2529.5219 | 2529.5219 | 7588.5656 | 3 | 0 | 3 | B | NBS_EndSuction | 6 | 5 | 6 | 12 | BranchMin6_BranchMax12 | 12 | 4 | 8 | 20 | HeaderMin8_HeaderMax20 | 12 | 7 | 28 | [11 empty] | INVALID
232 | 100 | 050-150-4P-125HP | NBS_050-150_4P_125HP_14.09_SS | 2529.5219 | 2529.5219 | 7588.5656 | 3 | 0 | 3 | B | NBS_EndSuction | 6 | 5 | 6 | 12 | BranchMin6_BranchMax12 | 12 | 4 | 8 | 20 | HeaderMin8_HeaderMax20 | 14 | 7 | 28
232 | 100 | 050-150-4P-125HP | NBS_050-150_4P_125HP_14.09_SS | 2529.5219 | 2529.5219 | 7588.5656 | 3 | 0 | 3 | B | NBS_EndSuction | 6 | 5 | 6 | 12 | BranchMin6_BranchMax12 | 12 | 4 | 8 | 20 | HeaderMin8_HeaderMax20 | 16 | 7 | 28
232 | 100 | 050-150-4P-125HP | NBS_050-150_4P_125HP_14.09_SS | 2529.5219 | 2529.5219 | 7588.5656 | 3 | 0 | 3 | B | NBS_EndSuction | 6 | 5 | 6 | 12 | BranchMin6_BranchMax12 | 12 | 4 | 8 | 20 | HeaderMin8_HeaderMax20 | 18 | 7 | 28
232 | 100 | 050-150-4P-125HP | NBS_050-150_4P_125HP_14.09_SS | 2529.5219 | 2529.5219 | 7588.5656 | 3 | 0 | 3 | B | NBS_EndSuction | 6 | 5 | 6 | 12 | BranchMin6_BranchMax12 | 12 | 4 | 8 | 20 | HeaderMin8_HeaderMax20 | 20 | 7 | 28
233 | 101 | 050-150-4P-150HP | NBS_050-150_4P_150HP_14.96_SS | 2703.7978 | 2703.7978 | 8111.3933 | 3 | 0 | 3 | B | NBS_EndSuction | 6 | 5 | 6 | 12 | BranchMin6_BranchMax12 | 6 | 4 | 8 | 20 | HeaderMin8_HeaderMax20 | 8 | 7 | 28
233 | 101 | 050-150-4P-150HP | NBS_050-150_4P_150HP_14.96_SS | 2703.7978 | 2703.7978 | 8111.3933 | 3 | 0 | 3 | B | NBS_EndSuction | 6 | 5 | 6 | 12 | BranchMin6_BranchMax12 | 6 | 4 | 8 | 20 | HeaderMin8_HeaderMax20 | 10 | 7 | 28
233 | 101 | 050-150-4P-150HP | NBS_050-150_4P_150HP_14.96_SS | 2703.7978 | 2703.7978 | 8111.3933 | 3 | 0 | 3 | B | NBS_EndSuction | 6 | 5 | 6 | 12 | BranchMin6_BranchMax12 | 6 | 4 | 8 | 20 | HeaderMin8_HeaderMax20 | 12 | 7 | 28
233 | 101 | 050-150-4P-150HP | NBS_050-150_4P_150HP_14.96_SS | 2703.7978 | 2703.7978 | 8111.3933 | 3 | 0 | 3 | B | NBS_EndSuction | 6 | 5 | 6 | 12 | BranchMin6_BranchMax12 | 6 | 4 | 8 | 20 | HeaderMin8_HeaderMax20 | 14 | 7 | 28
233 | 101 | 050-150-4P-150HP | NBS_050-150_4P_150HP_14.96_SS | 2703.7978 | 2703.7978 | 8111.3933 | 3 | 0 | 3 | B | NBS_EndSuction | 6 | 5 | 6 | 12 | BranchMin6_BranchMax12 | 6 | 4 | 8 | 20 | HeaderMin8_HeaderMax20 | 16 | 7 | 28
233 | 101 | 050-150-4P-150HP | NBS_050-150_4P_150HP_14.96_SS | 2703.7978 | 2703.7978 | 8111.3933 | 3 | 0 | 3 | B | NBS_EndSuction | 6 | 5 | 6 | 12 | BranchMin6_BranchMax12 | 6 | 4 | 8 | 20 | HeaderMin8_HeaderMax20 | 18 | 7 | 28
233 | 101 | 050-150-4P-150HP | NBS_050-150_4P_150HP_14.96_SS | 2703.7978 | 2703.7978 | 8111.3933 | 3 | 0 | 3 | B | NBS_EndSuction | 6 | 5 | 6 | 12 | BranchMin6_BranchMax12 | 6 | 4 | 8 | 20 | HeaderMin8_HeaderMax20 | 20 | 7 | 28
233 | 101 | 050-150-4P-150HP | NBS_050-150_4P_150HP_14.96_SS | 2703.7978 | 2703.7978 | 8111.3933 | 3 | 0 | 3 | B | NBS_EndSuction | 6 | 5 | 6 | 12 | BranchMin6_BranchMax12 | 8 | 4 | 8 | 20 | HeaderMin8_HeaderMax20 | 8 | 7 | 28 | [11 empty] | INVALID
233 | 101 | 050-150-4P-150HP | NBS_050-150_4P_150HP_14.96_SS | 2703.7978 | 2703.7978 | 8111.3933 | 3 | 0 | 3 | B | NBS_EndSuction | 6 | 5 | 6 | 12 | BranchMin6_BranchMax12 | 8 | 4 | 8 | 20 | HeaderMin8_HeaderMax20 | 10 | 7 | 28
233 | 101 | 050-150-4P-150HP | NBS_050-150_4P_150HP_14.96_SS | 2703.7978 | 2703.7978 | 8111.3933 | 3 | 0 | 3 | B | NBS_EndSuction | 6 | 5 | 6 | 12 | BranchMin6_BranchMax12 | 8 | 4 | 8 | 20 | HeaderMin8_HeaderMax20 | 12 | 7 | 28
233 | 101 | 050-150-4P-150HP | NBS_050-150_4P_150HP_14.96_SS | 2703.7978 | 2703.7978 | 8111.3933 | 3 | 0 | 3 | B | NBS_EndSuction | 6 | 5 | 6 | 12 | BranchMin6_BranchMax12 | 8 | 4 | 8 | 20 | HeaderMin8_HeaderMax20 | 14 | 7 | 28
233 | 101 | 050-150-4P-150HP | NBS_050-150_4P_150HP_14.96_SS | 2703.7978 | 2703.7978 | 8111.3933 | 3 | 0 | 3 | B | NBS_EndSuction | 6 | 5 | 6 | 12 | BranchMin6_BranchMax12 | 8 | 4 | 8 | 20 | HeaderMin8_HeaderMax20 | 16 | 7 | 28
233 | 101 | 050-150-4P-150HP | NBS_050-150_4P_150HP_14.96_SS | 2703.7978 | 2703.7978 | 8111.3933 | 3 | 0 | 3 | B | NBS_EndSuction | 6 | 5 | 6 | 12 | BranchMin6_BranchMax12 | 8 | 4 | 8 | 20 | HeaderMin8_HeaderMax20 | 18 | 7 | 28
233 | 101 | 050-150-4P-150HP | NBS_050-150_4P_150HP_14.96_SS | 2703.7978 | 2703.7978 | 8111.3933 | 3 | 0 | 3 | B | NBS_EndSuction | 6 | 5 | 6 | 12 | BranchMin6_BranchMax12 | 8 | 4 | 8 | 20 | HeaderMin8_HeaderMax20 | 20 | 7 | 28
233 | 101 | 050-150-4P-150HP | NBS_050-150_4P_150HP_14.96_SS | 2703.7978 | 2703.7978 | 8111.3933 | 3 | 0 | 3 | B | NBS_EndSuction | 6 | 5 | 6 | 12 | BranchMin6_BranchMax12 | 10 | 4 | 8 | 20 | HeaderMin8_HeaderMax20 | 8 | 7 | 28 | [11 empty] | INVALID
233 | 101 | 050-150-4P-150HP | NBS_050-150_4P_150HP_14.96_SS | 2703.7978 | 2703.7978 | 8111.3933 | 3 | 0 | 3 | B | NBS_EndSuction | 6 | 5 | 6 | 12 | BranchMin6_BranchMax12 | 10 | 4 | 8 | 20 | HeaderMin8_HeaderMax20 | 10 | 7 | 28 | [11 empty] | INVALID
233 | 101 | 050-150-4P-150HP | NBS_050-150_4P_150HP_14.96_SS | 2703.7978 | 2703.7978 | 8111.3933 | 3 | 0 | 3 | B | NBS_EndSuction | 6 | 5 | 6 | 12 | BranchMin6_BranchMax12 | 10 | 4 | 8 | 20 | HeaderMin8_HeaderMax20 | 12 | 7 | 28
233 | 101 | 050-150-4P-150HP | NBS_050-150_4P_150HP_14.96_SS | 2703.7978 | 2703.7978 | 8111.3933 | 3 | 0 | 3 | B | NBS_EndSuction | 6 | 5 | 6 | 12 | BranchMin6_BranchMax12 | 10 | 4 | 8 | 20 | HeaderMin8_HeaderMax20 | 14 | 7 | 28
233 | 101 | 050-150-4P-150HP | NBS_050-150_4P_150HP_14.96_SS | 2703.7978 | 2703.7978 | 8111.3933 | 3 | 0 | 3 | B | NBS_EndSuction | 6 | 5 | 6 | 12 | BranchMin6_BranchMax12 | 10 | 4 | 8 | 20 | HeaderMin8_HeaderMax20 | 16 | 7 | 28
233 | 101 | 050-150-4P-150HP | NBS_050-150_4P_150HP_14.96_SS | 2703.7978 | 2703.7978 | 8111.3933 | 3 | 0 | 3 | B | NBS_EndSuction | 6 | 5 | 6 | 12 | BranchMin6_BranchMax12 | 10 | 4 | 8 | 20 | HeaderMin8_HeaderMax20 | 18 | 7 | 28
233 | 101 | 050-150-4P-150HP | NBS_050-150_4P_150HP_14.96_SS | 2703.7978 | 2703.7978 | 8111.3933 | 3 | 0 | 3 | B | NBS_EndSuction | 6 | 5 | 6 | 12 | BranchMin6_BranchMax12 | 10 | 4 | 8 | 20 | HeaderMin8_HeaderMax20 | 20 | 7 | 28
233 | 101 | 050-150-4P-150HP | NBS_050-150_4P_150HP_14.96_SS | 2703.7978 | 2703.7978 | 8111.3933 | 3 | 0 | 3 | B | NBS_EndSuction | 6 | 5 | 6 | 12 | BranchMin6_BranchMax12 | 12 | 4 | 8 | 20 | HeaderMin8_HeaderMax20 | 8 | 7 | 28 | [11 empty] | INVALID
233 | 101 | 050-150-4P-150HP | NBS_050-150_4P_150HP_14.96_SS | 2703.7978 | 2703.7978 | 8111.3933 | 3 | 0 | 3 | B | NBS_EndSuction | 6 | 5 | 6 | 12 | BranchMin6_BranchMax12 | 12 | 4 | 8 | 20 | HeaderMin8_HeaderMax20 | 10 | 7 | 28 | [11 empty] | INVALID
233 | 101 | 050-150-4P-150HP | NBS_050-150_4P_150HP_14.96_SS | 2703.7978 | 2703.7978 | 8111.3933 | 3 | 0 | 3 | B | NBS_EndSuction | 6 | 5 | 6 | 12 | BranchMin6_BranchMax12 | 12 | 4 | 8 | 20 | HeaderMin8_HeaderMax20 | 12 | 7 | 28 | [11 empty] | INVALID
233 | 101 | 050-150-4P-150HP | NBS_050-150_4P_150HP_14.96_SS | 2703.7978 | 2703.7978 | 8111.3933 | 3 | 0 | 3 | B | NBS_EndSuction | 6 | 5 | 6 | 12 | BranchMin6_BranchMax12 | 12 | 4 | 8 | 20 | HeaderMin8_HeaderMax20 | 14 | 7 | 28
233 | 101 | 050-150-4P-150HP | NBS_050-150_4P_150HP_14.96_SS | 2703.7978 | 2703.7978 | 8111.3933 | 3 | 0 | 3 | B | NBS_EndSuction | 6 | 5 | 6 | 12 | BranchMin6_BranchMax12 | 12 | 4 | 8 | 20 | HeaderMin8_HeaderMax20 | 16 | 7 | 28
233 | 101 | 050-150-4P-150HP | NBS_050-150_4P_150HP_14.96_SS | 2703.7978 | 2703.7978 | 8111.3933 | 3 | 0 | 3 | B | NBS_EndSuction | 6 | 5 | 6 | 12 | BranchMin6_BranchMax12 | 12 | 4 | 8 | 20 | HeaderMin8_HeaderMax20 | 18 | 7 | 28
233 | 101 | 050-150-4P-150HP | NBS_050-150_4P_150HP_14.96_SS | 2703.7978 | 2703.7978 | 8111.3933 | 3 | 0 | 3 | B | NBS_EndSuction | 6 | 5 | 6 | 12 | BranchMin6_BranchMax12 | 12 | 4 | 8 | 20 | HeaderMin8_HeaderMax20 | 20 | 7 | 28
234 | 102 | 060-095-4P-15HP | NBS_060-095_4P_15HP_7.32_SS | 2169.9766 | 2169.9766 | 6509.9297 | 3 | 0 | 3 | B | NBS_EndSuction | 8 | 6 | 8 | 10 | BranchMin8_BranchMax10 | 8 | 2 | 10 | 18 | HeaderMin10_HeaderMax18 | 10 | 5 | 10
234 | 102 | 060-095-4P-15HP | NBS_060-095_4P_15HP_7.32_SS | 2169.9766 | 2169.9766 | 6509.9297 | 3 | 0 | 3 | B | NBS_EndSuction | 8 | 6 | 8 | 10 | BranchMin8_BranchMax10 | 8 | 2 | 10 | 18 | HeaderMin10_HeaderMax18 | 12 | 5 | 10
234 | 102 | 060-095-4P-15HP | NBS_060-095_4P_15HP_7.32_SS | 2169.9766 | 2169.9766 | 6509.9297 | 3 | 0 | 3 | B | NBS_EndSuction | 8 | 6 | 8 | 10 | BranchMin8_BranchMax10 | 8 | 2 | 10 | 18 | HeaderMin10_HeaderMax18 | 14 | 5 | 10
234 | 102 | 060-095-4P-15HP | NBS_060-095_4P_15HP_7.32_SS | 2169.9766 | 2169.9766 | 6509.9297 | 3 | 0 | 3 | B | NBS_EndSuction | 8 | 6 | 8 | 10 | BranchMin8_BranchMax10 | 8 | 2 | 10 | 18 | HeaderMin10_HeaderMax18 | 16 | 5 | 10
234 | 102 | 060-095-4P-15HP | NBS_060-095_4P_15HP_7.32_SS | 2169.9766 | 2169.9766 | 6509.9297 | 3 | 0 | 3 | B | NBS_EndSuction | 8 | 6 | 8 | 10 | BranchMin8_BranchMax10 | 8 | 2 | 10 | 18 | HeaderMin10_HeaderMax18 | 18 | 5 | 10
234 | 102 | 060-095-4P-15HP | NBS_060-095_4P_15HP_7.32_SS | 2169.9766 | 2169.9766 | 6509.9297 | 3 | 0 | 3 | B | NBS_EndSuction | 8 | 6 | 8 | 10 | BranchMin8_BranchMax10 | 10 | 2 | 10 | 18 | HeaderMin10_HeaderMax18 | 10 | 5 | 10 | [11 empty] | INVALID
234 | 102 | 060-095-4P-15HP | NBS_060-095_4P_15HP_7.32_SS | 2169.9766 | 2169.9766 | 6509.9297 | 3 | 0 | 3 | B | NBS_EndSuction | 8 | 6 | 8 | 10 | BranchMin8_BranchMax10 | 10 | 2 | 10 | 18 | HeaderMin10_HeaderMax18 | 12 | 5 | 10
234 | 102 | 060-095-4P-15HP | NBS_060-095_4P_15HP_7.32_SS | 2169.9766 | 2169.9766 | 6509.9297 | 3 | 0 | 3 | B | NBS_EndSuction | 8 | 6 | 8 | 10 | BranchMin8_BranchMax10 | 10 | 2 | 10 | 18 | HeaderMin10_HeaderMax18 | 14 | 5 | 10
234 | 102 | 060-095-4P-15HP | NBS_060-095_4P_15HP_7.32_SS | 2169.9766 | 2169.9766 | 6509.9297 | 3 | 0 | 3 | B | NBS_EndSuction | 8 | 6 | 8 | 10 | BranchMin8_BranchMax10 | 10 | 2 | 10 | 18 | HeaderMin10_HeaderMax18 | 16 | 5 | 10
234 | 102 | 060-095-4P-15HP | NBS_060-095_4P_15HP_7.32_SS | 2169.9766 | 2169.9766 | 6509.9297 | 3 | 0 | 3 | B | NBS_EndSuction | 8 | 6 | 8 | 10 | BranchMin8_BranchMax10 | 10 | 2 | 10 | 18 | HeaderMin10_HeaderMax18 | 18 | 5 | 10
235 | 103 | 060-095-4P-20HP | NBS_060-095_4P_20HP_7.95_SS | 2284.2526 | 2284.2526 | 6852.7577 | 3 | 0 | 3 | B | NBS_EndSuction | 8 | 6 | 8 | 10 | BranchMin8_BranchMax10 | 8 | 2 | 10 | 18 | HeaderMin10_HeaderMax18 | 10 | 5 | 10
235 | 103 | 060-095-4P-20HP | NBS_060-095_4P_20HP_7.95_SS | 2284.2526 | 2284.2526 | 6852.7577 | 3 | 0 | 3 | B | NBS_EndSuction | 8 | 6 | 8 | 10 | BranchMin8_BranchMax10 | 8 | 2 | 10 | 18 | HeaderMin10_HeaderMax18 | 12 | 5 | 10
235 | 103 | 060-095-4P-20HP | NBS_060-095_4P_20HP_7.95_SS | 2284.2526 | 2284.2526 | 6852.7577 | 3 | 0 | 3 | B | NBS_EndSuction | 8 | 6 | 8 | 10 | BranchMin8_BranchMax10 | 8 | 2 | 10 | 18 | HeaderMin10_HeaderMax18 | 14 | 5 | 10
235 | 103 | 060-095-4P-20HP | NBS_060-095_4P_20HP_7.95_SS | 2284.2526 | 2284.2526 | 6852.7577 | 3 | 0 | 3 | B | NBS_EndSuction | 8 | 6 | 8 | 10 | BranchMin8_BranchMax10 | 8 | 2 | 10 | 18 | HeaderMin10_HeaderMax18 | 16 | 5 | 10
235 | 103 | 060-095-4P-20HP | NBS_060-095_4P_20HP_7.95_SS | 2284.2526 | 2284.2526 | 6852.7577 | 3 | 0 | 3 | B | NBS_EndSuction | 8 | 6 | 8 | 10 | BranchMin8_BranchMax10 | 8 | 2 | 10 | 18 | HeaderMin10_HeaderMax18 | 18 | 5 | 10
235 | 103 | 060-095-4P-20HP | NBS_060-095_4P_20HP_7.95_SS | 2284.2526 | 2284.2526 | 6852.7577 | 3 | 0 | 3 | B | NBS_EndSuction | 8 | 6 | 8 | 10 | BranchMin8_BranchMax10 | 10 | 2 | 10 | 18 | HeaderMin10_HeaderMax18 | 10 | 5 | 10 | [11 empty] | INVALID
235 | 103 | 060-095-4P-20HP | NBS_060-095_4P_20HP_7.95_SS | 2284.2526 | 2284.2526 | 6852.7577 | 3 | 0 | 3 | B | NBS_EndSuction | 8 | 6 | 8 | 10 | BranchMin8_BranchMax10 | 10 | 2 | 10 | 18 | HeaderMin10_HeaderMax18 | 12 | 5 | 10
235 | 103 | 060-095-4P-20HP | NBS_060-095_4P_20HP_7.95_SS | 2284.2526 | 2284.2526 | 6852.7577 | 3 | 0 | 3 | B | NBS_EndSuction | 8 | 6 | 8 | 10 | BranchMin8_BranchMax10 | 10 | 2 | 10 | 18 | HeaderMin10_HeaderMax18 | 14 | 5 | 10
235 | 103 | 060-095-4P-20HP | NBS_060-095_4P_20HP_7.95_SS | 2284.2526 | 2284.2526 | 6852.7577 | 3 | 0 | 3 | B | NBS_EndSuction | 8 | 6 | 8 | 10 | BranchMin8_BranchMax10 | 10 | 2 | 10 | 18 | HeaderMin10_HeaderMax18 | 16 | 5 | 10
235 | 103 | 060-095-4P-20HP | NBS_060-095_4P_20HP_7.95_SS | 2284.2526 | 2284.2526 | 6852.7577 | 3 | 0 | 3 | B | NBS_EndSuction | 8 | 6 | 8 | 10 | BranchMin8_BranchMax10 | 10 | 2 | 10 | 18 | HeaderMin10_HeaderMax18 | 18 | 5 | 10
236 | 104 | 060-095-4P-25HP | NBS_060-095_4P_25HP_8.43_SS | 2385.0423 | 2385.0423 | 7155.1269 | 3 | 0 | 3 | B | NBS_EndSuction | 8 | 6 | 8 | 10 | BranchMin8_BranchMax10 | 8 | 2 | 10 | 20 | HeaderMin10_HeaderMax20 | 10 | 6 | 12
236 | 104 | 060-095-4P-25HP | NBS_060-095_4P_25HP_8.43_SS | 2385.0423 | 2385.0423 | 7155.1269 | 3 | 0 | 3 | B | NBS_EndSuction | 8 | 6 | 8 | 10 | BranchMin8_BranchMax10 | 8 | 2 | 10 | 20 | HeaderMin10_HeaderMax20 | 12 | 6 | 12
236 | 104 | 060-095-4P-25HP | NBS_060-095_4P_25HP_8.43_SS | 2385.0423 | 2385.0423 | 7155.1269 | 3 | 0 | 3 | B | NBS_EndSuction | 8 | 6 | 8 | 10 | BranchMin8_BranchMax10 | 8 | 2 | 10 | 20 | HeaderMin10_HeaderMax20 | 14 | 6 | 12
236 | 104 | 060-095-4P-25HP | NBS_060-095_4P_25HP_8.43_SS | 2385.0423 | 2385.0423 | 7155.1269 | 3 | 0 | 3 | B | NBS_EndSuction | 8 | 6 | 8 | 10 | BranchMin8_BranchMax10 | 8 | 2 | 10 | 20 | HeaderMin10_HeaderMax20 | 16 | 6 | 12
236 | 104 | 060-095-4P-25HP | NBS_060-095_4P_25HP_8.43_SS | 2385.0423 | 2385.0423 | 7155.1269 | 3 | 0 | 3 | B | NBS_EndSuction | 8 | 6 | 8 | 10 | BranchMin8_BranchMax10 | 8 | 2 | 10 | 20 | HeaderMin10_HeaderMax20 | 18 | 6 | 12
236 | 104 | 060-095-4P-25HP | NBS_060-095_4P_25HP_8.43_SS | 2385.0423 | 2385.0423 | 7155.1269 | 3 | 0 | 3 | B | NBS_EndSuction | 8 | 6 | 8 | 10 | BranchMin8_BranchMax10 | 8 | 2 | 10 | 20 | HeaderMin10_HeaderMax20 | 20 | 6 | 12
236 | 104 | 060-095-4P-25HP | NBS_060-095_4P_25HP_8.43_SS | 2385.0423 | 2385.0423 | 7155.1269 | 3 | 0 | 3 | B | NBS_EndSuction | 8 | 6 | 8 | 10 | BranchMin8_BranchMax10 | 10 | 2 | 10 | 20 | HeaderMin10_HeaderMax20 | 10 | 6 | 12 | [11 empty] | INVALID
236 | 104 | 060-095-4P-25HP | NBS_060-095_4P_25HP_8.43_SS | 2385.0423 | 2385.0423 | 7155.1269 | 3 | 0 | 3 | B | NBS_EndSuction | 8 | 6 | 8 | 10 | BranchMin8_BranchMax10 | 10 | 2 | 10 | 20 | HeaderMin10_HeaderMax20 | 12 | 6 | 12
236 | 104 | 060-095-4P-25HP | NBS_060-095_4P_25HP_8.43_SS | 2385.0423 | 2385.0423 | 7155.1269 | 3 | 0 | 3 | B | NBS_EndSuction | 8 | 6 | 8 | 10 | BranchMin8_BranchMax10 | 10 | 2 | 10 | 20 | HeaderMin10_HeaderMax20 | 14 | 6 | 12
236 | 104 | 060-095-4P-25HP | NBS_060-095_4P_25HP_8.43_SS | 2385.0423 | 2385.0423 | 7155.1269 | 3 | 0 | 3 | B | NBS_EndSuction | 8 | 6 | 8 | 10 | BranchMin8_BranchMax10 | 10 | 2 | 10 | 20 | HeaderMin10_HeaderMax20 | 16 | 6 | 12
236 | 104 | 060-095-4P-25HP | NBS_060-095_4P_25HP_8.43_SS | 2385.0423 | 2385.0423 | 7155.1269 | 3 | 0 | 3 | B | NBS_EndSuction | 8 | 6 | 8 | 10 | BranchMin8_BranchMax10 | 10 | 2 | 10 | 20 | HeaderMin10_HeaderMax20 | 18 | 6 | 12
236 | 104 | 060-095-4P-25HP | NBS_060-095_4P_25HP_8.43_SS | 2385.0423 | 2385.0423 | 7155.1269 | 3 | 0 | 3 | B | NBS_EndSuction | 8 | 6 | 8 | 10 | BranchMin8_BranchMax10 | 10 | 2 | 10 | 20 | HeaderMin10_HeaderMax20 | 20 | 6 | 12
237 | 105 | 060-095-4P-30HP | NBS_060-095_4P_30HP_8.90_SS | 2493.7612 | 2493.7612 | 7481.2836 | 3 | 0 | 3 | B | NBS_EndSuction | 8 | 6 | 8 | 10 | BranchMin8_BranchMax10 | 8 | 2 | 10 | 20 | HeaderMin10_HeaderMax20 | 10 | 6 | 12
237 | 105 | 060-095-4P-30HP | NBS_060-095_4P_30HP_8.90_SS | 2493.7612 | 2493.7612 | 7481.2836 | 3 | 0 | 3 | B | NBS_EndSuction | 8 | 6 | 8 | 10 | BranchMin8_BranchMax10 | 8 | 2 | 10 | 20 | HeaderMin10_HeaderMax20 | 12 | 6 | 12
237 | 105 | 060-095-4P-30HP | NBS_060-095_4P_30HP_8.90_SS | 2493.7612 | 2493.7612 | 7481.2836 | 3 | 0 | 3 | B | NBS_EndSuction | 8 | 6 | 8 | 10 | BranchMin8_BranchMax10 | 8 | 2 | 10 | 20 | HeaderMin10_HeaderMax20 | 14 | 6 | 12
237 | 105 | 060-095-4P-30HP | NBS_060-095_4P_30HP_8.90_SS | 2493.7612 | 2493.7612 | 7481.2836 | 3 | 0 | 3 | B | NBS_EndSuction | 8 | 6 | 8 | 10 | BranchMin8_BranchMax10 | 8 | 2 | 10 | 20 | HeaderMin10_HeaderMax20 | 16 | 6 | 12
237 | 105 | 060-095-4P-30HP | NBS_060-095_4P_30HP_8.90_SS | 2493.7612 | 2493.7612 | 7481.2836 | 3 | 0 | 3 | B | NBS_EndSuction | 8 | 6 | 8 | 10 | BranchMin8_BranchMax10 | 8 | 2 | 10 | 20 | HeaderMin10_HeaderMax20 | 18 | 6 | 12
237 | 105 | 060-095-4P-30HP | NBS_060-095_4P_30HP_8.90_SS | 2493.7612 | 2493.7612 | 7481.2836 | 3 | 0 | 3 | B | NBS_EndSuction | 8 | 6 | 8 | 10 | BranchMin8_BranchMax10 | 8 | 2 | 10 | 20 | HeaderMin10_HeaderMax20 | 20 | 6 | 12
237 | 105 | 060-095-4P-30HP | NBS_060-095_4P_30HP_8.90_SS | 2493.7612 | 2493.7612 | 7481.2836 | 3 | 0 | 3 | B | NBS_EndSuction | 8 | 6 | 8 | 10 | BranchMin8_BranchMax10 | 10 | 2 | 10 | 20 | HeaderMin10_HeaderMax20 | 10 | 6 | 12 | [11 empty] | INVALID
237 | 105 | 060-095-4P-30HP | NBS_060-095_4P_30HP_8.90_SS | 2493.7612 | 2493.7612 | 7481.2836 | 3 | 0 | 3 | B | NBS_EndSuction | 8 | 6 | 8 | 10 | BranchMin8_BranchMax10 | 10 | 2 | 10 | 20 | HeaderMin10_HeaderMax20 | 12 | 6 | 12
237 | 105 | 060-095-4P-30HP | NBS_060-095_4P_30HP_8.90_SS | 2493.7612 | 2493.7612 | 7481.2836 | 3 | 0 | 3 | B | NBS_EndSuction | 8 | 6 | 8 | 10 | BranchMin8_BranchMax10 | 10 | 2 | 10 | 20 | HeaderMin10_HeaderMax20 | 14 | 6 | 12
237 | 105 | 060-095-4P-30HP | NBS_060-095_4P_30HP_8.90_SS | 2493.7612 | 2493.7612 | 7481.2836 | 3 | 0 | 3 | B | NBS_EndSuction | 8 | 6 | 8 | 10 | BranchMin8_BranchMax10 | 10 | 2 | 10 | 20 | HeaderMin10_HeaderMax20 | 16 | 6 | 12
237 | 105 | 060-095-4P-30HP | NBS_060-095_4P_30HP_8.90_SS | 2493.7612 | 2493.7612 | 7481.2836 | 3 | 0 | 3 | B | NBS_EndSuction | 8 | 6 | 8 | 10 | BranchMin8_BranchMax10 | 10 | 2 | 10 | 20 | HeaderMin10_HeaderMax20 | 18 | 6 | 12
237 | 105 | 060-095-4P-30HP | NBS_060-095_4P_30HP_8.90_SS | 2493.7612 | 2493.7612 | 7481.2836 | 3 | 0 | 3 | B | NBS_EndSuction | 8 | 6 | 8 | 10 | BranchMin8_BranchMax10 | 10 | 2 | 10 | 20 | HeaderMin10_HeaderMax20 | 20 | 6 | 12
238 | 106 | 060-095-4P-40HP | NBS_060-095_4P_40HP_9.53_SS | 2617.6301 | 2617.6301 | 7852.8904 | 3 | 0 | 3 | B | NBS_EndSuction | 8 | 6 | 8 | 12 | BranchMin8_BranchMax12 | 8 | 3 | 10 | 20 | HeaderMin10_HeaderMax20 | 10 | 6 | 18
238 | 106 | 060-095-4P-40HP | NBS_060-095_4P_40HP_9.53_SS | 2617.6301 | 2617.6301 | 7852.8904 | 3 | 0 | 3 | B | NBS_EndSuction | 8 | 6 | 8 | 12 | BranchMin8_BranchMax12 | 8 | 3 | 10 | 20 | HeaderMin10_HeaderMax20 | 12 | 6 | 18
238 | 106 | 060-095-4P-40HP | NBS_060-095_4P_40HP_9.53_SS | 2617.6301 | 2617.6301 | 7852.8904 | 3 | 0 | 3 | B | NBS_EndSuction | 8 | 6 | 8 | 12 | BranchMin8_BranchMax12 | 8 | 3 | 10 | 20 | HeaderMin10_HeaderMax20 | 14 | 6 | 18
238 | 106 | 060-095-4P-40HP | NBS_060-095_4P_40HP_9.53_SS | 2617.6301 | 2617.6301 | 7852.8904 | 3 | 0 | 3 | B | NBS_EndSuction | 8 | 6 | 8 | 12 | BranchMin8_BranchMax12 | 8 | 3 | 10 | 20 | HeaderMin10_HeaderMax20 | 16 | 6 | 18
238 | 106 | 060-095-4P-40HP | NBS_060-095_4P_40HP_9.53_SS | 2617.6301 | 2617.6301 | 7852.8904 | 3 | 0 | 3 | B | NBS_EndSuction | 8 | 6 | 8 | 12 | BranchMin8_BranchMax12 | 8 | 3 | 10 | 20 | HeaderMin10_HeaderMax20 | 18 | 6 | 18
238 | 106 | 060-095-4P-40HP | NBS_060-095_4P_40HP_9.53_SS | 2617.6301 | 2617.6301 | 7852.8904 | 3 | 0 | 3 | B | NBS_EndSuction | 8 | 6 | 8 | 12 | BranchMin8_BranchMax12 | 8 | 3 | 10 | 20 | HeaderMin10_HeaderMax20 | 20 | 6 | 18
238 | 106 | 060-095-4P-40HP | NBS_060-095_4P_40HP_9.53_SS | 2617.6301 | 2617.6301 | 7852.8904 | 3 | 0 | 3 | B | NBS_EndSuction | 8 | 6 | 8 | 12 | BranchMin8_BranchMax12 | 10 | 3 | 10 | 20 | HeaderMin10_HeaderMax20 | 10 | 6 | 18 | [11 empty] | INVALID
238 | 106 | 060-095-4P-40HP | NBS_060-095_4P_40HP_9.53_SS | 2617.6301 | 2617.6301 | 7852.8904 | 3 | 0 | 3 | B | NBS_EndSuction | 8 | 6 | 8 | 12 | BranchMin8_BranchMax12 | 10 | 3 | 10 | 20 | HeaderMin10_HeaderMax20 | 12 | 6 | 18
238 | 106 | 060-095-4P-40HP | NBS_060-095_4P_40HP_9.53_SS | 2617.6301 | 2617.6301 | 7852.8904 | 3 | 0 | 3 | B | NBS_EndSuction | 8 | 6 | 8 | 12 | BranchMin8_BranchMax12 | 10 | 3 | 10 | 20 | HeaderMin10_HeaderMax20 | 14 | 6 | 18
238 | 106 | 060-095-4P-40HP | NBS_060-095_4P_40HP_9.53_SS | 2617.6301 | 2617.6301 | 7852.8904 | 3 | 0 | 3 | B | NBS_EndSuction | 8 | 6 | 8 | 12 | BranchMin8_BranchMax12 | 10 | 3 | 10 | 20 | HeaderMin10_HeaderMax20 | 16 | 6 | 18
238 | 106 | 060-095-4P-40HP | NBS_060-095_4P_40HP_9.53_SS | 2617.6301 | 2617.6301 | 7852.8904 | 3 | 0 | 3 | B | NBS_EndSuction | 8 | 6 | 8 | 12 | BranchMin8_BranchMax12 | 10 | 3 | 10 | 20 | HeaderMin10_HeaderMax20 | 18 | 6 | 18
238 | 106 | 060-095-4P-40HP | NBS_060-095_4P_40HP_9.53_SS | 2617.6301 | 2617.6301 | 7852.8904 | 3 | 0 | 3 | B | NBS_EndSuction | 8 | 6 | 8 | 12 | BranchMin8_BranchMax12 | 10 | 3 | 10 | 20 | HeaderMin10_HeaderMax20 | 20 | 6 | 18
238 | 106 | 060-095-4P-40HP | NBS_060-095_4P_40HP_9.53_SS | 2617.6301 | 2617.6301 | 7852.8904 | 3 | 0 | 3 | B | NBS_EndSuction | 8 | 6 | 8 | 12 | BranchMin8_BranchMax12 | 12 | 3 | 10 | 20 | HeaderMin10_HeaderMax20 | 10 | 6 | 18 | [11 empty] | INVALID
238 | 106 | 060-095-4P-40HP | NBS_060-095_4P_40HP_9.53_SS | 2617.6301 | 2617.6301 | 7852.8904 | 3 | 0 | 3 | B | NBS_EndSuction | 8 | 6 | 8 | 12 | BranchMin8_BranchMax12 | 12 | 3 | 10 | 20 | HeaderMin10_HeaderMax20 | 12 | 6 | 18 | [11 empty] | INVALID
238 | 106 | 060-095-4P-40HP | NBS_060-095_4P_40HP_9.53_SS | 2617.6301 | 2617.6301 | 7852.8904 | 3 | 0 | 3 | B | NBS_EndSuction | 8 | 6 | 8 | 12 | BranchMin8_BranchMax12 | 12 | 3 | 10 | 20 | HeaderMin10_HeaderMax20 | 14 | 6 | 18
238 | 106 | 060-095-4P-40HP | NBS_060-095_4P_40HP_9.53_SS | 2617.6301 | 2617.6301 | 7852.8904 | 3 | 0 | 3 | B | NBS_EndSuction | 8 | 6 | 8 | 12 | BranchMin8_BranchMax12 | 12 | 3 | 10 | 20 | HeaderMin10_HeaderMax20 | 16 | 6 | 18
238 | 106 | 060-095-4P-40HP | NBS_060-095_4P_40HP_9.53_SS | 2617.6301 | 2617.6301 | 7852.8904 | 3 | 0 | 3 | B | NBS_EndSuction | 8 | 6 | 8 | 12 | BranchMin8_BranchMax12 | 12 | 3 | 10 | 20 | HeaderMin10_HeaderMax20 | 18 | 6 | 18
238 | 106 | 060-095-4P-40HP | NBS_060-095_4P_40HP_9.53_SS | 2617.6301 | 2617.6301 | 7852.8904 | 3 | 0 | 3 | B | NBS_EndSuction | 8 | 6 | 8 | 12 | BranchMin8_BranchMax12 | 12 | 3 | 10 | 20 | HeaderMin10_HeaderMax20 | 20 | 6 | 18
239 | 107 | 060-110-4P-30HP | NBS_060-110_4P_30HP_8.78_SS | 2227.2787 | 2227.2787 | 6681.836 | 3 | 0 | 3 | B | NBS_EndSuction | 8 | 6 | 8 | 10 | BranchMin8_BranchMax10 | 8 | 2 | 10 | 18 | HeaderMin10_HeaderMax18 | 10 | 5 | 10
239 | 107 | 060-110-4P-30HP | NBS_060-110_4P_30HP_8.78_SS | 2227.2787 | 2227.2787 | 6681.836 | 3 | 0 | 3 | B | NBS_EndSuction | 8 | 6 | 8 | 10 | BranchMin8_BranchMax10 | 8 | 2 | 10 | 18 | HeaderMin10_HeaderMax18 | 12 | 5 | 10
239 | 107 | 060-110-4P-30HP | NBS_060-110_4P_30HP_8.78_SS | 2227.2787 | 2227.2787 | 6681.836 | 3 | 0 | 3 | B | NBS_EndSuction | 8 | 6 | 8 | 10 | BranchMin8_BranchMax10 | 8 | 2 | 10 | 18 | HeaderMin10_HeaderMax18 | 14 | 5 | 10
239 | 107 | 060-110-4P-30HP | NBS_060-110_4P_30HP_8.78_SS | 2227.2787 | 2227.2787 | 6681.836 | 3 | 0 | 3 | B | NBS_EndSuction | 8 | 6 | 8 | 10 | BranchMin8_BranchMax10 | 8 | 2 | 10 | 18 | HeaderMin10_HeaderMax18 | 16 | 5 | 10
239 | 107 | 060-110-4P-30HP | NBS_060-110_4P_30HP_8.78_SS | 2227.2787 | 2227.2787 | 6681.836 | 3 | 0 | 3 | B | NBS_EndSuction | 8 | 6 | 8 | 10 | BranchMin8_BranchMax10 | 8 | 2 | 10 | 18 | HeaderMin10_HeaderMax18 | 18 | 5 | 10
239 | 107 | 060-110-4P-30HP | NBS_060-110_4P_30HP_8.78_SS | 2227.2787 | 2227.2787 | 6681.836 | 3 | 0 | 3 | B | NBS_EndSuction | 8 | 6 | 8 | 10 | BranchMin8_BranchMax10 | 10 | 2 | 10 | 18 | HeaderMin10_HeaderMax18 | 10 | 5 | 10 | [11 empty] | INVALID
239 | 107 | 060-110-4P-30HP | NBS_060-110_4P_30HP_8.78_SS | 2227.2787 | 2227.2787 | 6681.836 | 3 | 0 | 3 | B | NBS_EndSuction | 8 | 6 | 8 | 10 | BranchMin8_BranchMax10 | 10 | 2 | 10 | 18 | HeaderMin10_HeaderMax18 | 12 | 5 | 10
239 | 107 | 060-110-4P-30HP | NBS_060-110_4P_30HP_8.78_SS | 2227.2787 | 2227.2787 | 6681.836 | 3 | 0 | 3 | B | NBS_EndSuction | 8 | 6 | 8 | 10 | BranchMin8_BranchMax10 | 10 | 2 | 10 | 18 | HeaderMin10_HeaderMax18 | 14 | 5 | 10
239 | 107 | 060-110-4P-30HP | NBS_060-110_4P_30HP_8.78_SS | 2227.2787 | 2227.2787 | 6681.836 | 3 | 0 | 3 | B | NBS_EndSuction | 8 | 6 | 8 | 10 | BranchMin8_BranchMax10 | 10 | 2 | 10 | 18 | HeaderMin10_HeaderMax18 | 16 | 5 | 10
239 | 107 | 060-110-4P-30HP | NBS_060-110_4P_30HP_8.78_SS | 2227.2787 | 2227.2787 | 6681.836 | 3 | 0 | 3 | B | NBS_EndSuction | 8 | 6 | 8 | 10 | BranchMin8_BranchMax10 | 10 | 2 | 10 | 18 | HeaderMin10_HeaderMax18 | 18 | 5 | 10
240 | 108 | 060-110-4P-40HP | NBS_060-110_4P_40HP_9.57_SS | 2407.488 | 2407.488 | 7222.4641 | 3 | 0 | 3 | B | NBS_EndSuction | 8 | 6 | 8 | 10 | BranchMin8_BranchMax10 | 8 | 2 | 10 | 20 | HeaderMin10_HeaderMax20 | 10 | 6 | 12
240 | 108 | 060-110-4P-40HP | NBS_060-110_4P_40HP_9.57_SS | 2407.488 | 2407.488 | 7222.4641 | 3 | 0 | 3 | B | NBS_EndSuction | 8 | 6 | 8 | 10 | BranchMin8_BranchMax10 | 8 | 2 | 10 | 20 | HeaderMin10_HeaderMax20 | 12 | 6 | 12
240 | 108 | 060-110-4P-40HP | NBS_060-110_4P_40HP_9.57_SS | 2407.488 | 2407.488 | 7222.4641 | 3 | 0 | 3 | B | NBS_EndSuction | 8 | 6 | 8 | 10 | BranchMin8_BranchMax10 | 8 | 2 | 10 | 20 | HeaderMin10_HeaderMax20 | 14 | 6 | 12
240 | 108 | 060-110-4P-40HP | NBS_060-110_4P_40HP_9.57_SS | 2407.488 | 2407.488 | 7222.4641 | 3 | 0 | 3 | B | NBS_EndSuction | 8 | 6 | 8 | 10 | BranchMin8_BranchMax10 | 8 | 2 | 10 | 20 | HeaderMin10_HeaderMax20 | 16 | 6 | 12
240 | 108 | 060-110-4P-40HP | NBS_060-110_4P_40HP_9.57_SS | 2407.488 | 2407.488 | 7222.4641 | 3 | 0 | 3 | B | NBS_EndSuction | 8 | 6 | 8 | 10 | BranchMin8_BranchMax10 | 8 | 2 | 10 | 20 | HeaderMin10_HeaderMax20 | 18 | 6 | 12
240 | 108 | 060-110-4P-40HP | NBS_060-110_4P_40HP_9.57_SS | 2407.488 | 2407.488 | 7222.4641 | 3 | 0 | 3 | B | NBS_EndSuction | 8 | 6 | 8 | 10 | BranchMin8_BranchMax10 | 8 | 2 | 10 | 20 | HeaderMin10_HeaderMax20 | 20 | 6 | 12
240 | 108 | 060-110-4P-40HP | NBS_060-110_4P_40HP_9.57_SS | 2407.488 | 2407.488 | 7222.4641 | 3 | 0 | 3 | B | NBS_EndSuction | 8 | 6 | 8 | 10 | BranchMin8_BranchMax10 | 10 | 2 | 10 | 20 | HeaderMin10_HeaderMax20 | 10 | 6 | 12 | [11 empty] | INVALID
240 | 108 | 060-110-4P-40HP | NBS_060-110_4P_40HP_9.57_SS | 2407.488 | 2407.488 | 7222.4641 | 3 | 0 | 3 | B | NBS_EndSuction | 8 | 6 | 8 | 10 | BranchMin8_BranchMax10 | 10 | 2 | 10 | 20 | HeaderMin10_HeaderMax20 | 12 | 6 | 12
240 | 108 | 060-110-4P-40HP | NBS_060-110_4P_40HP_9.57_SS | 2407.488 | 2407.488 | 7222.4641 | 3 | 0 | 3 | B | NBS_EndSuction | 8 | 6 | 8 | 10 | BranchMin8_BranchMax10 | 10 | 2 | 10 | 20 | HeaderMin10_HeaderMax20 | 14 | 6 | 12
240 | 108 | 060-110-4P-40HP | NBS_060-110_4P_40HP_9.57_SS | 2407.488 | 2407.488 | 7222.4641 | 3 | 0 | 3 | B | NBS_EndSuction | 8 | 6 | 8 | 10 | BranchMin8_BranchMax10 | 10 | 2 | 10 | 20 | HeaderMin10_HeaderMax20 | 16 | 6 | 12
240 | 108 | 060-110-4P-40HP | NBS_060-110_4P_40HP_9.57_SS | 2407.488 | 2407.488 | 7222.4641 | 3 | 0 | 3 | B | NBS_EndSuction | 8 | 6 | 8 | 10 | BranchMin8_BranchMax10 | 10 | 2 | 10 | 20 | HeaderMin10_HeaderMax20 | 18 | 6 | 12
240 | 108 | 060-110-4P-40HP | NBS_060-110_4P_40HP_9.57_SS | 2407.488 | 2407.488 | 7222.4641 | 3 | 0 | 3 | B | NBS_EndSuction | 8 | 6 | 8 | 10 | BranchMin8_BranchMax10 | 10 | 2 | 10 | 20 | HeaderMin10_HeaderMax20 | 20 | 6 | 12
241 | 109 | 060-110-4P-50HP | NBS_060-110_4P_50HP_10.20_SS | 2508.3577 | 2508.3577 | 7525.0732 | 3 | 0 | 3 | B | NBS_EndSuction | 8 | 6 | 8 | 12 | BranchMin8_BranchMax12 | 8 | 3 | 10 | 20 | HeaderMin10_HeaderMax20 | 10 | 6 | 18
241 | 109 | 060-110-4P-50HP | NBS_060-110_4P_50HP_10.20_SS | 2508.3577 | 2508.3577 | 7525.0732 | 3 | 0 | 3 | B | NBS_EndSuction | 8 | 6 | 8 | 12 | BranchMin8_BranchMax12 | 8 | 3 | 10 | 20 | HeaderMin10_HeaderMax20 | 12 | 6 | 18
241 | 109 | 060-110-4P-50HP | NBS_060-110_4P_50HP_10.20_SS | 2508.3577 | 2508.3577 | 7525.0732 | 3 | 0 | 3 | B | NBS_EndSuction | 8 | 6 | 8 | 12 | BranchMin8_BranchMax12 | 8 | 3 | 10 | 20 | HeaderMin10_HeaderMax20 | 14 | 6 | 18
241 | 109 | 060-110-4P-50HP | NBS_060-110_4P_50HP_10.20_SS | 2508.3577 | 2508.3577 | 7525.0732 | 3 | 0 | 3 | B | NBS_EndSuction | 8 | 6 | 8 | 12 | BranchMin8_BranchMax12 | 8 | 3 | 10 | 20 | HeaderMin10_HeaderMax20 | 16 | 6 | 18
241 | 109 | 060-110-4P-50HP | NBS_060-110_4P_50HP_10.20_SS | 2508.3577 | 2508.3577 | 7525.0732 | 3 | 0 | 3 | B | NBS_EndSuction | 8 | 6 | 8 | 12 | BranchMin8_BranchMax12 | 8 | 3 | 10 | 20 | HeaderMin10_HeaderMax20 | 18 | 6 | 18
241 | 109 | 060-110-4P-50HP | NBS_060-110_4P_50HP_10.20_SS | 2508.3577 | 2508.3577 | 7525.0732 | 3 | 0 | 3 | B | NBS_EndSuction | 8 | 6 | 8 | 12 | BranchMin8_BranchMax12 | 8 | 3 | 10 | 20 | HeaderMin10_HeaderMax20 | 20 | 6 | 18
241 | 109 | 060-110-4P-50HP | NBS_060-110_4P_50HP_10.20_SS | 2508.3577 | 2508.3577 | 7525.0732 | 3 | 0 | 3 | B | NBS_EndSuction | 8 | 6 | 8 | 12 | BranchMin8_BranchMax12 | 10 | 3 | 10 | 20 | HeaderMin10_HeaderMax20 | 10 | 6 | 18 | [11 empty] | INVALID
241 | 109 | 060-110-4P-50HP | NBS_060-110_4P_50HP_10.20_SS | 2508.3577 | 2508.3577 | 7525.0732 | 3 | 0 | 3 | B | NBS_EndSuction | 8 | 6 | 8 | 12 | BranchMin8_BranchMax12 | 10 | 3 | 10 | 20 | HeaderMin10_HeaderMax20 | 12 | 6 | 18
241 | 109 | 060-110-4P-50HP | NBS_060-110_4P_50HP_10.20_SS | 2508.3577 | 2508.3577 | 7525.0732 | 3 | 0 | 3 | B | NBS_EndSuction | 8 | 6 | 8 | 12 | BranchMin8_BranchMax12 | 10 | 3 | 10 | 20 | HeaderMin10_HeaderMax20 | 14 | 6 | 18
241 | 109 | 060-110-4P-50HP | NBS_060-110_4P_50HP_10.20_SS | 2508.3577 | 2508.3577 | 7525.0732 | 3 | 0 | 3 | B | NBS_EndSuction | 8 | 6 | 8 | 12 | BranchMin8_BranchMax12 | 10 | 3 | 10 | 20 | HeaderMin10_HeaderMax20 | 16 | 6 | 18
241 | 109 | 060-110-4P-50HP | NBS_060-110_4P_50HP_10.20_SS | 2508.3577 | 2508.3577 | 7525.0732 | 3 | 0 | 3 | B | NBS_EndSuction | 8 | 6 | 8 | 12 | BranchMin8_BranchMax12 | 10 | 3 | 10 | 20 | HeaderMin10_HeaderMax20 | 18 | 6 | 18
241 | 109 | 060-110-4P-50HP | NBS_060-110_4P_50HP_10.20_SS | 2508.3577 | 2508.3577 | 7525.0732 | 3 | 0 | 3 | B | NBS_EndSuction | 8 | 6 | 8 | 12 | BranchMin8_BranchMax12 | 10 | 3 | 10 | 20 | HeaderMin10_HeaderMax20 | 20 | 6 | 18
241 | 109 | 060-110-4P-50HP | NBS_060-110_4P_50HP_10.20_SS | 2508.3577 | 2508.3577 | 7525.0732 | 3 | 0 | 3 | B | NBS_EndSuction | 8 | 6 | 8 | 12 | BranchMin8_BranchMax12 | 12 | 3 | 10 | 20 | HeaderMin10_HeaderMax20 | 10 | 6 | 18 | [11 empty] | INVALID
241 | 109 | 060-110-4P-50HP | NBS_060-110_4P_50HP_10.20_SS | 2508.3577 | 2508.3577 | 7525.0732 | 3 | 0 | 3 | B | NBS_EndSuction | 8 | 6 | 8 | 12 | BranchMin8_BranchMax12 | 12 | 3 | 10 | 20 | HeaderMin10_HeaderMax20 | 12 | 6 | 18 | [11 empty] | INVALID
241 | 109 | 060-110-4P-50HP | NBS_060-110_4P_50HP_10.20_SS | 2508.3577 | 2508.3577 | 7525.0732 | 3 | 0 | 3 | B | NBS_EndSuction | 8 | 6 | 8 | 12 | BranchMin8_BranchMax12 | 12 | 3 | 10 | 20 | HeaderMin10_HeaderMax20 | 14 | 6 | 18
241 | 109 | 060-110-4P-50HP | NBS_060-110_4P_50HP_10.20_SS | 2508.3577 | 2508.3577 | 7525.0732 | 3 | 0 | 3 | B | NBS_EndSuction | 8 | 6 | 8 | 12 | BranchMin8_BranchMax12 | 12 | 3 | 10 | 20 | HeaderMin10_HeaderMax20 | 16 | 6 | 18
241 | 109 | 060-110-4P-50HP | NBS_060-110_4P_50HP_10.20_SS | 2508.3577 | 2508.3577 | 7525.0732 | 3 | 0 | 3 | B | NBS_EndSuction | 8 | 6 | 8 | 12 | BranchMin8_BranchMax12 | 12 | 3 | 10 | 20 | HeaderMin10_HeaderMax20 | 18 | 6 | 18
241 | 109 | 060-110-4P-50HP | NBS_060-110_4P_50HP_10.20_SS | 2508.3577 | 2508.3577 | 7525.0732 | 3 | 0 | 3 | B | NBS_EndSuction | 8 | 6 | 8 | 12 | BranchMin8_BranchMax12 | 12 | 3 | 10 | 20 | HeaderMin10_HeaderMax20 | 20 | 6 | 18
242 | 110 | 060-110-4P-60HP | NBS_060-110_4P_60HP_10.75_SS | 2624.9016 | 2624.9016 | 7874.7049 | 3 | 0 | 3 | B | NBS_EndSuction | 8 | 6 | 8 | 12 | BranchMin8_BranchMax12 | 8 | 3 | 10 | 20 | HeaderMin10_HeaderMax20 | 10 | 6 | 18
242 | 110 | 060-110-4P-60HP | NBS_060-110_4P_60HP_10.75_SS | 2624.9016 | 2624.9016 | 7874.7049 | 3 | 0 | 3 | B | NBS_EndSuction | 8 | 6 | 8 | 12 | BranchMin8_BranchMax12 | 8 | 3 | 10 | 20 | HeaderMin10_HeaderMax20 | 12 | 6 | 18
242 | 110 | 060-110-4P-60HP | NBS_060-110_4P_60HP_10.75_SS | 2624.9016 | 2624.9016 | 7874.7049 | 3 | 0 | 3 | B | NBS_EndSuction | 8 | 6 | 8 | 12 | BranchMin8_BranchMax12 | 8 | 3 | 10 | 20 | HeaderMin10_HeaderMax20 | 14 | 6 | 18
242 | 110 | 060-110-4P-60HP | NBS_060-110_4P_60HP_10.75_SS | 2624.9016 | 2624.9016 | 7874.7049 | 3 | 0 | 3 | B | NBS_EndSuction | 8 | 6 | 8 | 12 | BranchMin8_BranchMax12 | 8 | 3 | 10 | 20 | HeaderMin10_HeaderMax20 | 16 | 6 | 18
242 | 110 | 060-110-4P-60HP | NBS_060-110_4P_60HP_10.75_SS | 2624.9016 | 2624.9016 | 7874.7049 | 3 | 0 | 3 | B | NBS_EndSuction | 8 | 6 | 8 | 12 | BranchMin8_BranchMax12 | 8 | 3 | 10 | 20 | HeaderMin10_HeaderMax20 | 18 | 6 | 18
242 | 110 | 060-110-4P-60HP | NBS_060-110_4P_60HP_10.75_SS | 2624.9016 | 2624.9016 | 7874.7049 | 3 | 0 | 3 | B | NBS_EndSuction | 8 | 6 | 8 | 12 | BranchMin8_BranchMax12 | 8 | 3 | 10 | 20 | HeaderMin10_HeaderMax20 | 20 | 6 | 18
242 | 110 | 060-110-4P-60HP | NBS_060-110_4P_60HP_10.75_SS | 2624.9016 | 2624.9016 | 7874.7049 | 3 | 0 | 3 | B | NBS_EndSuction | 8 | 6 | 8 | 12 | BranchMin8_BranchMax12 | 10 | 3 | 10 | 20 | HeaderMin10_HeaderMax20 | 10 | 6 | 18 | [11 empty] | INVALID
242 | 110 | 060-110-4P-60HP | NBS_060-110_4P_60HP_10.75_SS | 2624.9016 | 2624.9016 | 7874.7049 | 3 | 0 | 3 | B | NBS_EndSuction | 8 | 6 | 8 | 12 | BranchMin8_BranchMax12 | 10 | 3 | 10 | 20 | HeaderMin10_HeaderMax20 | 12 | 6 | 18
242 | 110 | 060-110-4P-60HP | NBS_060-110_4P_60HP_10.75_SS | 2624.9016 | 2624.9016 | 7874.7049 | 3 | 0 | 3 | B | NBS_EndSuction | 8 | 6 | 8 | 12 | BranchMin8_BranchMax12 | 10 | 3 | 10 | 20 | HeaderMin10_HeaderMax20 | 14 | 6 | 18
242 | 110 | 060-110-4P-60HP | NBS_060-110_4P_60HP_10.75_SS | 2624.9016 | 2624.9016 | 7874.7049 | 3 | 0 | 3 | B | NBS_EndSuction | 8 | 6 | 8 | 12 | BranchMin8_BranchMax12 | 10 | 3 | 10 | 20 | HeaderMin10_HeaderMax20 | 16 | 6 | 18
242 | 110 | 060-110-4P-60HP | NBS_060-110_4P_60HP_10.75_SS | 2624.9016 | 2624.9016 | 7874.7049 | 3 | 0 | 3 | B | NBS_EndSuction | 8 | 6 | 8 | 12 | BranchMin8_BranchMax12 | 10 | 3 | 10 | 20 | HeaderMin10_HeaderMax20 | 18 | 6 | 18
242 | 110 | 060-110-4P-60HP | NBS_060-110_4P_60HP_10.75_SS | 2624.9016 | 2624.9016 | 7874.7049 | 3 | 0 | 3 | B | NBS_EndSuction | 8 | 6 | 8 | 12 | BranchMin8_BranchMax12 | 10 | 3 | 10 | 20 | HeaderMin10_HeaderMax20 | 20 | 6 | 18
242 | 110 | 060-110-4P-60HP | NBS_060-110_4P_60HP_10.75_SS | 2624.9016 | 2624.9016 | 7874.7049 | 3 | 0 | 3 | B | NBS_EndSuction | 8 | 6 | 8 | 12 | BranchMin8_BranchMax12 | 12 | 3 | 10 | 20 | HeaderMin10_HeaderMax20 | 10 | 6 | 18 | [11 empty] | INVALID
242 | 110 | 060-110-4P-60HP | NBS_060-110_4P_60HP_10.75_SS | 2624.9016 | 2624.9016 | 7874.7049 | 3 | 0 | 3 | B | NBS_EndSuction | 8 | 6 | 8 | 12 | BranchMin8_BranchMax12 | 12 | 3 | 10 | 20 | HeaderMin10_HeaderMax20 | 12 | 6 | 18 | [11 empty] | INVALID
242 | 110 | 060-110-4P-60HP | NBS_060-110_4P_60HP_10.75_SS | 2624.9016 | 2624.9016 | 7874.7049 | 3 | 0 | 3 | B | NBS_EndSuction | 8 | 6 | 8 | 12 | BranchMin8_BranchMax12 | 12 | 3 | 10 | 20 | HeaderMin10_HeaderMax20 | 14 | 6 | 18
242 | 110 | 060-110-4P-60HP | NBS_060-110_4P_60HP_10.75_SS | 2624.9016 | 2624.9016 | 7874.7049 | 3 | 0 | 3 | B | NBS_EndSuction | 8 | 6 | 8 | 12 | BranchMin8_BranchMax12 | 12 | 3 | 10 | 20 | HeaderMin10_HeaderMax20 | 16 | 6 | 18
242 | 110 | 060-110-4P-60HP | NBS_060-110_4P_60HP_10.75_SS | 2624.9016 | 2624.9016 | 7874.7049 | 3 | 0 | 3 | B | NBS_EndSuction | 8 | 6 | 8 | 12 | BranchMin8_BranchMax12 | 12 | 3 | 10 | 20 | HeaderMin10_HeaderMax20 | 18 | 6 | 18
242 | 110 | 060-110-4P-60HP | NBS_060-110_4P_60HP_10.75_SS | 2624.9016 | 2624.9016 | 7874.7049 | 3 | 0 | 3 | B | NBS_EndSuction | 8 | 6 | 8 | 12 | BranchMin8_BranchMax12 | 12 | 3 | 10 | 20 | HeaderMin10_HeaderMax20 | 20 | 6 | 18
243 | 111 | 060-135-4P-40HP | NBS_060-135_4P_40HP_9.25_SS | 2111.5713 | 2111.5713 | 6334.7139 | 3 | 0 | 3 | B | NBS_EndSuction | 8 | 6 | 8 | 10 | BranchMin8_BranchMax10 | 8 | 2 | 10 | 18 | HeaderMin10_HeaderMax18 | 10 | 5 | 10
243 | 111 | 060-135-4P-40HP | NBS_060-135_4P_40HP_9.25_SS | 2111.5713 | 2111.5713 | 6334.7139 | 3 | 0 | 3 | B | NBS_EndSuction | 8 | 6 | 8 | 10 | BranchMin8_BranchMax10 | 8 | 2 | 10 | 18 | HeaderMin10_HeaderMax18 | 12 | 5 | 10
243 | 111 | 060-135-4P-40HP | NBS_060-135_4P_40HP_9.25_SS | 2111.5713 | 2111.5713 | 6334.7139 | 3 | 0 | 3 | B | NBS_EndSuction | 8 | 6 | 8 | 10 | BranchMin8_BranchMax10 | 8 | 2 | 10 | 18 | HeaderMin10_HeaderMax18 | 14 | 5 | 10
243 | 111 | 060-135-4P-40HP | NBS_060-135_4P_40HP_9.25_SS | 2111.5713 | 2111.5713 | 6334.7139 | 3 | 0 | 3 | B | NBS_EndSuction | 8 | 6 | 8 | 10 | BranchMin8_BranchMax10 | 8 | 2 | 10 | 18 | HeaderMin10_HeaderMax18 | 16 | 5 | 10
243 | 111 | 060-135-4P-40HP | NBS_060-135_4P_40HP_9.25_SS | 2111.5713 | 2111.5713 | 6334.7139 | 3 | 0 | 3 | B | NBS_EndSuction | 8 | 6 | 8 | 10 | BranchMin8_BranchMax10 | 8 | 2 | 10 | 18 | HeaderMin10_HeaderMax18 | 18 | 5 | 10
243 | 111 | 060-135-4P-40HP | NBS_060-135_4P_40HP_9.25_SS | 2111.5713 | 2111.5713 | 6334.7139 | 3 | 0 | 3 | B | NBS_EndSuction | 8 | 6 | 8 | 10 | BranchMin8_BranchMax10 | 10 | 2 | 10 | 18 | HeaderMin10_HeaderMax18 | 10 | 5 | 10 | [11 empty] | INVALID
243 | 111 | 060-135-4P-40HP | NBS_060-135_4P_40HP_9.25_SS | 2111.5713 | 2111.5713 | 6334.7139 | 3 | 0 | 3 | B | NBS_EndSuction | 8 | 6 | 8 | 10 | BranchMin8_BranchMax10 | 10 | 2 | 10 | 18 | HeaderMin10_HeaderMax18 | 12 | 5 | 10
243 | 111 | 060-135-4P-40HP | NBS_060-135_4P_40HP_9.25_SS | 2111.5713 | 2111.5713 | 6334.7139 | 3 | 0 | 3 | B | NBS_EndSuction | 8 | 6 | 8 | 10 | BranchMin8_BranchMax10 | 10 | 2 | 10 | 18 | HeaderMin10_HeaderMax18 | 14 | 5 | 10
243 | 111 | 060-135-4P-40HP | NBS_060-135_4P_40HP_9.25_SS | 2111.5713 | 2111.5713 | 6334.7139 | 3 | 0 | 3 | B | NBS_EndSuction | 8 | 6 | 8 | 10 | BranchMin8_BranchMax10 | 10 | 2 | 10 | 18 | HeaderMin10_HeaderMax18 | 16 | 5 | 10
243 | 111 | 060-135-4P-40HP | NBS_060-135_4P_40HP_9.25_SS | 2111.5713 | 2111.5713 | 6334.7139 | 3 | 0 | 3 | B | NBS_EndSuction | 8 | 6 | 8 | 10 | BranchMin8_BranchMax10 | 10 | 2 | 10 | 18 | HeaderMin10_HeaderMax18 | 18 | 5 | 10
244 | 112 | 060-135-4P-50HP | NBS_060-135_4P_50HP_9.96_SS | 2305.4296 | 2305.4296 | 6916.2887 | 3 | 0 | 3 | B | NBS_EndSuction | 8 | 6 | 8 | 10 | BranchMin8_BranchMax10 | 8 | 2 | 10 | 18 | HeaderMin10_HeaderMax18 | 10 | 5 | 10
244 | 112 | 060-135-4P-50HP | NBS_060-135_4P_50HP_9.96_SS | 2305.4296 | 2305.4296 | 6916.2887 | 3 | 0 | 3 | B | NBS_EndSuction | 8 | 6 | 8 | 10 | BranchMin8_BranchMax10 | 8 | 2 | 10 | 18 | HeaderMin10_HeaderMax18 | 12 | 5 | 10
244 | 112 | 060-135-4P-50HP | NBS_060-135_4P_50HP_9.96_SS | 2305.4296 | 2305.4296 | 6916.2887 | 3 | 0 | 3 | B | NBS_EndSuction | 8 | 6 | 8 | 10 | BranchMin8_BranchMax10 | 8 | 2 | 10 | 18 | HeaderMin10_HeaderMax18 | 14 | 5 | 10
244 | 112 | 060-135-4P-50HP | NBS_060-135_4P_50HP_9.96_SS | 2305.4296 | 2305.4296 | 6916.2887 | 3 | 0 | 3 | B | NBS_EndSuction | 8 | 6 | 8 | 10 | BranchMin8_BranchMax10 | 8 | 2 | 10 | 18 | HeaderMin10_HeaderMax18 | 16 | 5 | 10
244 | 112 | 060-135-4P-50HP | NBS_060-135_4P_50HP_9.96_SS | 2305.4296 | 2305.4296 | 6916.2887 | 3 | 0 | 3 | B | NBS_EndSuction | 8 | 6 | 8 | 10 | BranchMin8_BranchMax10 | 8 | 2 | 10 | 18 | HeaderMin10_HeaderMax18 | 18 | 5 | 10
244 | 112 | 060-135-4P-50HP | NBS_060-135_4P_50HP_9.96_SS | 2305.4296 | 2305.4296 | 6916.2887 | 3 | 0 | 3 | B | NBS_EndSuction | 8 | 6 | 8 | 10 | BranchMin8_BranchMax10 | 10 | 2 | 10 | 18 | HeaderMin10_HeaderMax18 | 10 | 5 | 10 | [11 empty] | INVALID
244 | 112 | 060-135-4P-50HP | NBS_060-135_4P_50HP_9.96_SS | 2305.4296 | 2305.4296 | 6916.2887 | 3 | 0 | 3 | B | NBS_EndSuction | 8 | 6 | 8 | 10 | BranchMin8_BranchMax10 | 10 | 2 | 10 | 18 | HeaderMin10_HeaderMax18 | 12 | 5 | 10
244 | 112 | 060-135-4P-50HP | NBS_060-135_4P_50HP_9.96_SS | 2305.4296 | 2305.4296 | 6916.2887 | 3 | 0 | 3 | B | NBS_EndSuction | 8 | 6 | 8 | 10 | BranchMin8_BranchMax10 | 10 | 2 | 10 | 18 | HeaderMin10_HeaderMax18 | 14 | 5 | 10
244 | 112 | 060-135-4P-50HP | NBS_060-135_4P_50HP_9.96_SS | 2305.4296 | 2305.4296 | 6916.2887 | 3 | 0 | 3 | B | NBS_EndSuction | 8 | 6 | 8 | 10 | BranchMin8_BranchMax10 | 10 | 2 | 10 | 18 | HeaderMin10_HeaderMax18 | 16 | 5 | 10
244 | 112 | 060-135-4P-50HP | NBS_060-135_4P_50HP_9.96_SS | 2305.4296 | 2305.4296 | 6916.2887 | 3 | 0 | 3 | B | NBS_EndSuction | 8 | 6 | 8 | 10 | BranchMin8_BranchMax10 | 10 | 2 | 10 | 18 | HeaderMin10_HeaderMax18 | 18 | 5 | 10
245 | 113 | 060-135-4P-60HP | NBS_060-135_4P_60HP_10.35_SS | 2491.2746 | 2491.2746 | 7473.8238 | 3 | 0 | 3 | B | NBS_EndSuction | 8 | 6 | 8 | 10 | BranchMin8_BranchMax10 | 8 | 2 | 10 | 20 | HeaderMin10_HeaderMax20 | 10 | 6 | 12
245 | 113 | 060-135-4P-60HP | NBS_060-135_4P_60HP_10.35_SS | 2491.2746 | 2491.2746 | 7473.8238 | 3 | 0 | 3 | B | NBS_EndSuction | 8 | 6 | 8 | 10 | BranchMin8_BranchMax10 | 8 | 2 | 10 | 20 | HeaderMin10_HeaderMax20 | 12 | 6 | 12
245 | 113 | 060-135-4P-60HP | NBS_060-135_4P_60HP_10.35_SS | 2491.2746 | 2491.2746 | 7473.8238 | 3 | 0 | 3 | B | NBS_EndSuction | 8 | 6 | 8 | 10 | BranchMin8_BranchMax10 | 8 | 2 | 10 | 20 | HeaderMin10_HeaderMax20 | 14 | 6 | 12
245 | 113 | 060-135-4P-60HP | NBS_060-135_4P_60HP_10.35_SS | 2491.2746 | 2491.2746 | 7473.8238 | 3 | 0 | 3 | B | NBS_EndSuction | 8 | 6 | 8 | 10 | BranchMin8_BranchMax10 | 8 | 2 | 10 | 20 | HeaderMin10_HeaderMax20 | 16 | 6 | 12
245 | 113 | 060-135-4P-60HP | NBS_060-135_4P_60HP_10.35_SS | 2491.2746 | 2491.2746 | 7473.8238 | 3 | 0 | 3 | B | NBS_EndSuction | 8 | 6 | 8 | 10 | BranchMin8_BranchMax10 | 8 | 2 | 10 | 20 | HeaderMin10_HeaderMax20 | 18 | 6 | 12
245 | 113 | 060-135-4P-60HP | NBS_060-135_4P_60HP_10.35_SS | 2491.2746 | 2491.2746 | 7473.8238 | 3 | 0 | 3 | B | NBS_EndSuction | 8 | 6 | 8 | 10 | BranchMin8_BranchMax10 | 8 | 2 | 10 | 20 | HeaderMin10_HeaderMax20 | 20 | 6 | 12
245 | 113 | 060-135-4P-60HP | NBS_060-135_4P_60HP_10.35_SS | 2491.2746 | 2491.2746 | 7473.8238 | 3 | 0 | 3 | B | NBS_EndSuction | 8 | 6 | 8 | 10 | BranchMin8_BranchMax10 | 10 | 2 | 10 | 20 | HeaderMin10_HeaderMax20 | 10 | 6 | 12 | [11 empty] | INVALID
245 | 113 | 060-135-4P-60HP | NBS_060-135_4P_60HP_10.35_SS | 2491.2746 | 2491.2746 | 7473.8238 | 3 | 0 | 3 | B | NBS_EndSuction | 8 | 6 | 8 | 10 | BranchMin8_BranchMax10 | 10 | 2 | 10 | 20 | HeaderMin10_HeaderMax20 | 12 | 6 | 12
245 | 113 | 060-135-4P-60HP | NBS_060-135_4P_60HP_10.35_SS | 2491.2746 | 2491.2746 | 7473.8238 | 3 | 0 | 3 | B | NBS_EndSuction | 8 | 6 | 8 | 10 | BranchMin8_BranchMax10 | 10 | 2 | 10 | 20 | HeaderMin10_HeaderMax20 | 14 | 6 | 12
245 | 113 | 060-135-4P-60HP | NBS_060-135_4P_60HP_10.35_SS | 2491.2746 | 2491.2746 | 7473.8238 | 3 | 0 | 3 | B | NBS_EndSuction | 8 | 6 | 8 | 10 | BranchMin8_BranchMax10 | 10 | 2 | 10 | 20 | HeaderMin10_HeaderMax20 | 16 | 6 | 12
245 | 113 | 060-135-4P-60HP | NBS_060-135_4P_60HP_10.35_SS | 2491.2746 | 2491.2746 | 7473.8238 | 3 | 0 | 3 | B | NBS_EndSuction | 8 | 6 | 8 | 10 | BranchMin8_BranchMax10 | 10 | 2 | 10 | 20 | HeaderMin10_HeaderMax20 | 18 | 6 | 12
245 | 113 | 060-135-4P-60HP | NBS_060-135_4P_60HP_10.35_SS | 2491.2746 | 2491.2746 | 7473.8238 | 3 | 0 | 3 | B | NBS_EndSuction | 8 | 6 | 8 | 10 | BranchMin8_BranchMax10 | 10 | 2 | 10 | 20 | HeaderMin10_HeaderMax20 | 20 | 6 | 12
246 | 114 | 060-135-4P-75HP | NBS_060-135_4P_75HP_11.22_SS | 2766.6299 | 2766.6299 | 8299.8898 | 3 | 0 | 3 | B | NBS_EndSuction | 8 | 6 | 8 | 12 | BranchMin8_BranchMax12 | 8 | 3 | 10 | 20 | HeaderMin10_HeaderMax20 | 10 | 6 | 18
246 | 114 | 060-135-4P-75HP | NBS_060-135_4P_75HP_11.22_SS | 2766.6299 | 2766.6299 | 8299.8898 | 3 | 0 | 3 | B | NBS_EndSuction | 8 | 6 | 8 | 12 | BranchMin8_BranchMax12 | 8 | 3 | 10 | 20 | HeaderMin10_HeaderMax20 | 12 | 6 | 18
246 | 114 | 060-135-4P-75HP | NBS_060-135_4P_75HP_11.22_SS | 2766.6299 | 2766.6299 | 8299.8898 | 3 | 0 | 3 | B | NBS_EndSuction | 8 | 6 | 8 | 12 | BranchMin8_BranchMax12 | 8 | 3 | 10 | 20 | HeaderMin10_HeaderMax20 | 14 | 6 | 18
246 | 114 | 060-135-4P-75HP | NBS_060-135_4P_75HP_11.22_SS | 2766.6299 | 2766.6299 | 8299.8898 | 3 | 0 | 3 | B | NBS_EndSuction | 8 | 6 | 8 | 12 | BranchMin8_BranchMax12 | 8 | 3 | 10 | 20 | HeaderMin10_HeaderMax20 | 16 | 6 | 18
246 | 114 | 060-135-4P-75HP | NBS_060-135_4P_75HP_11.22_SS | 2766.6299 | 2766.6299 | 8299.8898 | 3 | 0 | 3 | B | NBS_EndSuction | 8 | 6 | 8 | 12 | BranchMin8_BranchMax12 | 8 | 3 | 10 | 20 | HeaderMin10_HeaderMax20 | 18 | 6 | 18
246 | 114 | 060-135-4P-75HP | NBS_060-135_4P_75HP_11.22_SS | 2766.6299 | 2766.6299 | 8299.8898 | 3 | 0 | 3 | B | NBS_EndSuction | 8 | 6 | 8 | 12 | BranchMin8_BranchMax12 | 8 | 3 | 10 | 20 | HeaderMin10_HeaderMax20 | 20 | 6 | 18
246 | 114 | 060-135-4P-75HP | NBS_060-135_4P_75HP_11.22_SS | 2766.6299 | 2766.6299 | 8299.8898 | 3 | 0 | 3 | B | NBS_EndSuction | 8 | 6 | 8 | 12 | BranchMin8_BranchMax12 | 10 | 3 | 10 | 20 | HeaderMin10_HeaderMax20 | 10 | 6 | 18 | [11 empty] | INVALID
246 | 114 | 060-135-4P-75HP | NBS_060-135_4P_75HP_11.22_SS | 2766.6299 | 2766.6299 | 8299.8898 | 3 | 0 | 3 | B | NBS_EndSuction | 8 | 6 | 8 | 12 | BranchMin8_BranchMax12 | 10 | 3 | 10 | 20 | HeaderMin10_HeaderMax20 | 12 | 6 | 18
246 | 114 | 060-135-4P-75HP | NBS_060-135_4P_75HP_11.22_SS | 2766.6299 | 2766.6299 | 8299.8898 | 3 | 0 | 3 | B | NBS_EndSuction | 8 | 6 | 8 | 12 | BranchMin8_BranchMax12 | 10 | 3 | 10 | 20 | HeaderMin10_HeaderMax20 | 14 | 6 | 18
246 | 114 | 060-135-4P-75HP | NBS_060-135_4P_75HP_11.22_SS | 2766.6299 | 2766.6299 | 8299.8898 | 3 | 0 | 3 | B | NBS_EndSuction | 8 | 6 | 8 | 12 | BranchMin8_BranchMax12 | 10 | 3 | 10 | 20 | HeaderMin10_HeaderMax20 | 16 | 6 | 18
246 | 114 | 060-135-4P-75HP | NBS_060-135_4P_75HP_11.22_SS | 2766.6299 | 2766.6299 | 8299.8898 | 3 | 0 | 3 | B | NBS_EndSuction | 8 | 6 | 8 | 12 | BranchMin8_BranchMax12 | 10 | 3 | 10 | 20 | HeaderMin10_HeaderMax20 | 18 | 6 | 18
246 | 114 | 060-135-4P-75HP | NBS_060-135_4P_75HP_11.22_SS | 2766.6299 | 2766.6299 | 8299.8898 | 3 | 0 | 3 | B | NBS_EndSuction | 8 | 6 | 8 | 12 | BranchMin8_BranchMax12 | 10 | 3 | 10 | 20 | HeaderMin10_HeaderMax20 | 20 | 6 | 18
246 | 114 | 060-135-4P-75HP | NBS_060-135_4P_75HP_11.22_SS | 2766.6299 | 2766.6299 | 8299.8898 | 3 | 0 | 3 | B | NBS_EndSuction | 8 | 6 | 8 | 12 | BranchMin8_BranchMax12 | 12 | 3 | 10 | 20 | HeaderMin10_HeaderMax20 | 10 | 6 | 18 | [11 empty] | INVALID
246 | 114 | 060-135-4P-75HP | NBS_060-135_4P_75HP_11.22_SS | 2766.6299 | 2766.6299 | 8299.8898 | 3 | 0 | 3 | B | NBS_EndSuction | 8 | 6 | 8 | 12 | BranchMin8_BranchMax12 | 12 | 3 | 10 | 20 | HeaderMin10_HeaderMax20 | 12 | 6 | 18 | [11 empty] | INVALID
246 | 114 | 060-135-4P-75HP | NBS_060-135_4P_75HP_11.22_SS | 2766.6299 | 2766.6299 | 8299.8898 | 3 | 0 | 3 | B | NBS_EndSuction | 8 | 6 | 8 | 12 | BranchMin8_BranchMax12 | 12 | 3 | 10 | 20 | HeaderMin10_HeaderMax20 | 14 | 6 | 18
246 | 114 | 060-135-4P-75HP | NBS_060-135_4P_75HP_11.22_SS | 2766.6299 | 2766.6299 | 8299.8898 | 3 | 0 | 3 | B | NBS_EndSuction | 8 | 6 | 8 | 12 | BranchMin8_BranchMax12 | 12 | 3 | 10 | 20 | HeaderMin10_HeaderMax20 | 16 | 6 | 18
246 | 114 | 060-135-4P-75HP | NBS_060-135_4P_75HP_11.22_SS | 2766.6299 | 2766.6299 | 8299.8898 | 3 | 0 | 3 | B | NBS_EndSuction | 8 | 6 | 8 | 12 | BranchMin8_BranchMax12 | 12 | 3 | 10 | 20 | HeaderMin10_HeaderMax20 | 18 | 6 | 18
246 | 114 | 060-135-4P-75HP | NBS_060-135_4P_75HP_11.22_SS | 2766.6299 | 2766.6299 | 8299.8898 | 3 | 0 | 3 | B | NBS_EndSuction | 8 | 6 | 8 | 12 | BranchMin8_BranchMax12 | 12 | 3 | 10 | 20 | HeaderMin10_HeaderMax20 | 20 | 6 | 18
247 | 115 | 060-135-4P-100HP | NBS_060-135_4P_100HP_12.24_SS | 3069.239 | 3069.239 | 9207.7171 | 3 | 0 | 3 | B | NBS_EndSuction | 8 | 6 | 8 | 12 | BranchMin8_BranchMax12 | 8 | 3 | 10 | 24 | HeaderMin10_HeaderMax24 | 10 | 7 | 21
247 | 115 | 060-135-4P-100HP | NBS_060-135_4P_100HP_12.24_SS | 3069.239 | 3069.239 | 9207.7171 | 3 | 0 | 3 | B | NBS_EndSuction | 8 | 6 | 8 | 12 | BranchMin8_BranchMax12 | 8 | 3 | 10 | 24 | HeaderMin10_HeaderMax24 | 12 | 7 | 21
247 | 115 | 060-135-4P-100HP | NBS_060-135_4P_100HP_12.24_SS | 3069.239 | 3069.239 | 9207.7171 | 3 | 0 | 3 | B | NBS_EndSuction | 8 | 6 | 8 | 12 | BranchMin8_BranchMax12 | 8 | 3 | 10 | 24 | HeaderMin10_HeaderMax24 | 14 | 7 | 21
247 | 115 | 060-135-4P-100HP | NBS_060-135_4P_100HP_12.24_SS | 3069.239 | 3069.239 | 9207.7171 | 3 | 0 | 3 | B | NBS_EndSuction | 8 | 6 | 8 | 12 | BranchMin8_BranchMax12 | 8 | 3 | 10 | 24 | HeaderMin10_HeaderMax24 | 16 | 7 | 21
247 | 115 | 060-135-4P-100HP | NBS_060-135_4P_100HP_12.24_SS | 3069.239 | 3069.239 | 9207.7171 | 3 | 0 | 3 | B | NBS_EndSuction | 8 | 6 | 8 | 12 | BranchMin8_BranchMax12 | 8 | 3 | 10 | 24 | HeaderMin10_HeaderMax24 | 18 | 7 | 21
247 | 115 | 060-135-4P-100HP | NBS_060-135_4P_100HP_12.24_SS | 3069.239 | 3069.239 | 9207.7171 | 3 | 0 | 3 | B | NBS_EndSuction | 8 | 6 | 8 | 12 | BranchMin8_BranchMax12 | 8 | 3 | 10 | 24 | HeaderMin10_HeaderMax24 | 20 | 7 | 21
247 | 115 | 060-135-4P-100HP | NBS_060-135_4P_100HP_12.24_SS | 3069.239 | 3069.239 | 9207.7171 | 3 | 0 | 3 | B | NBS_EndSuction | 8 | 6 | 8 | 12 | BranchMin8_BranchMax12 | 8 | 3 | 10 | 24 | HeaderMin10_HeaderMax24 | 24 | 7 | 21
247 | 115 | 060-135-4P-100HP | NBS_060-135_4P_100HP_12.24_SS | 3069.239 | 3069.239 | 9207.7171 | 3 | 0 | 3 | B | NBS_EndSuction | 8 | 6 | 8 | 12 | BranchMin8_BranchMax12 | 10 | 3 | 10 | 24 | HeaderMin10_HeaderMax24 | 10 | 7 | 21 | [11 empty] | INVALID
247 | 115 | 060-135-4P-100HP | NBS_060-135_4P_100HP_12.24_SS | 3069.239 | 3069.239 | 9207.7171 | 3 | 0 | 3 | B | NBS_EndSuction | 8 | 6 | 8 | 12 | BranchMin8_BranchMax12 | 10 | 3 | 10 | 24 | HeaderMin10_HeaderMax24 | 12 | 7 | 21
247 | 115 | 060-135-4P-100HP | NBS_060-135_4P_100HP_12.24_SS | 3069.239 | 3069.239 | 9207.7171 | 3 | 0 | 3 | B | NBS_EndSuction | 8 | 6 | 8 | 12 | BranchMin8_BranchMax12 | 10 | 3 | 10 | 24 | HeaderMin10_HeaderMax24 | 14 | 7 | 21
247 | 115 | 060-135-4P-100HP | NBS_060-135_4P_100HP_12.24_SS | 3069.239 | 3069.239 | 9207.7171 | 3 | 0 | 3 | B | NBS_EndSuction | 8 | 6 | 8 | 12 | BranchMin8_BranchMax12 | 10 | 3 | 10 | 24 | HeaderMin10_HeaderMax24 | 16 | 7 | 21
247 | 115 | 060-135-4P-100HP | NBS_060-135_4P_100HP_12.24_SS | 3069.239 | 3069.239 | 9207.7171 | 3 | 0 | 3 | B | NBS_EndSuction | 8 | 6 | 8 | 12 | BranchMin8_BranchMax12 | 10 | 3 | 10 | 24 | HeaderMin10_HeaderMax24 | 18 | 7 | 21
247 | 115 | 060-135-4P-100HP | NBS_060-135_4P_100HP_12.24_SS | 3069.239 | 3069.239 | 9207.7171 | 3 | 0 | 3 | B | NBS_EndSuction | 8 | 6 | 8 | 12 | BranchMin8_BranchMax12 | 10 | 3 | 10 | 24 | HeaderMin10_HeaderMax24 | 20 | 7 | 21
247 | 115 | 060-135-4P-100HP | NBS_060-135_4P_100HP_12.24_SS | 3069.239 | 3069.239 | 9207.7171 | 3 | 0 | 3 | B | NBS_EndSuction | 8 | 6 | 8 | 12 | BranchMin8_BranchMax12 | 10 | 3 | 10 | 24 | HeaderMin10_HeaderMax24 | 24 | 7 | 21
247 | 115 | 060-135-4P-100HP | NBS_060-135_4P_100HP_12.24_SS | 3069.239 | 3069.239 | 9207.7171 | 3 | 0 | 3 | B | NBS_EndSuction | 8 | 6 | 8 | 12 | BranchMin8_BranchMax12 | 12 | 3 | 10 | 24 | HeaderMin10_HeaderMax24 | 10 | 7 | 21 | [11 empty] | INVALID
247 | 115 | 060-135-4P-100HP | NBS_060-135_4P_100HP_12.24_SS | 3069.239 | 3069.239 | 9207.7171 | 3 | 0 | 3 | B | NBS_EndSuction | 8 | 6 | 8 | 12 | BranchMin8_BranchMax12 | 12 | 3 | 10 | 24 | HeaderMin10_HeaderMax24 | 12 | 7 | 21 | [11 empty] | INVALID
247 | 115 | 060-135-4P-100HP | NBS_060-135_4P_100HP_12.24_SS | 3069.239 | 3069.239 | 9207.7171 | 3 | 0 | 3 | B | NBS_EndSuction | 8 | 6 | 8 | 12 | BranchMin8_BranchMax12 | 12 | 3 | 10 | 24 | HeaderMin10_HeaderMax24 | 14 | 7 | 21
247 | 115 | 060-135-4P-100HP | NBS_060-135_4P_100HP_12.24_SS | 3069.239 | 3069.239 | 9207.7171 | 3 | 0 | 3 | B | NBS_EndSuction | 8 | 6 | 8 | 12 | BranchMin8_BranchMax12 | 12 | 3 | 10 | 24 | HeaderMin10_HeaderMax24 | 16 | 7 | 21
247 | 115 | 060-135-4P-100HP | NBS_060-135_4P_100HP_12.24_SS | 3069.239 | 3069.239 | 9207.7171 | 3 | 0 | 3 | B | NBS_EndSuction | 8 | 6 | 8 | 12 | BranchMin8_BranchMax12 | 12 | 3 | 10 | 24 | HeaderMin10_HeaderMax24 | 18 | 7 | 21
247 | 115 | 060-135-4P-100HP | NBS_060-135_4P_100HP_12.24_SS | 3069.239 | 3069.239 | 9207.7171 | 3 | 0 | 3 | B | NBS_EndSuction | 8 | 6 | 8 | 12 | BranchMin8_BranchMax12 | 12 | 3 | 10 | 24 | HeaderMin10_HeaderMax24 | 20 | 7 | 21
247 | 115 | 060-135-4P-100HP | NBS_060-135_4P_100HP_12.24_SS | 3069.239 | 3069.239 | 9207.7171 | 3 | 0 | 3 | B | NBS_EndSuction | 8 | 6 | 8 | 12 | BranchMin8_BranchMax12 | 12 | 3 | 10 | 24 | HeaderMin10_HeaderMax24 | 24 | 7 | 21
248 | 116 | 060-135-4P-125HP | NBS_060-135_4P_125HP_12.83_SS | 3426.3556 | 3426.3556 | 10279.0669 | 3 | 0 | 3 | B | NBS_EndSuction | 8 | 6 | 8 | 12 | BranchMin8_BranchMax12 | 8 | 3 | 10 | 24 | HeaderMin10_HeaderMax24 | 10 | 7 | 21
248 | 116 | 060-135-4P-125HP | NBS_060-135_4P_125HP_12.83_SS | 3426.3556 | 3426.3556 | 10279.0669 | 3 | 0 | 3 | B | NBS_EndSuction | 8 | 6 | 8 | 12 | BranchMin8_BranchMax12 | 8 | 3 | 10 | 24 | HeaderMin10_HeaderMax24 | 12 | 7 | 21
248 | 116 | 060-135-4P-125HP | NBS_060-135_4P_125HP_12.83_SS | 3426.3556 | 3426.3556 | 10279.0669 | 3 | 0 | 3 | B | NBS_EndSuction | 8 | 6 | 8 | 12 | BranchMin8_BranchMax12 | 8 | 3 | 10 | 24 | HeaderMin10_HeaderMax24 | 14 | 7 | 21
248 | 116 | 060-135-4P-125HP | NBS_060-135_4P_125HP_12.83_SS | 3426.3556 | 3426.3556 | 10279.0669 | 3 | 0 | 3 | B | NBS_EndSuction | 8 | 6 | 8 | 12 | BranchMin8_BranchMax12 | 8 | 3 | 10 | 24 | HeaderMin10_HeaderMax24 | 16 | 7 | 21
248 | 116 | 060-135-4P-125HP | NBS_060-135_4P_125HP_12.83_SS | 3426.3556 | 3426.3556 | 10279.0669 | 3 | 0 | 3 | B | NBS_EndSuction | 8 | 6 | 8 | 12 | BranchMin8_BranchMax12 | 8 | 3 | 10 | 24 | HeaderMin10_HeaderMax24 | 18 | 7 | 21
248 | 116 | 060-135-4P-125HP | NBS_060-135_4P_125HP_12.83_SS | 3426.3556 | 3426.3556 | 10279.0669 | 3 | 0 | 3 | B | NBS_EndSuction | 8 | 6 | 8 | 12 | BranchMin8_BranchMax12 | 8 | 3 | 10 | 24 | HeaderMin10_HeaderMax24 | 20 | 7 | 21
248 | 116 | 060-135-4P-125HP | NBS_060-135_4P_125HP_12.83_SS | 3426.3556 | 3426.3556 | 10279.0669 | 3 | 0 | 3 | B | NBS_EndSuction | 8 | 6 | 8 | 12 | BranchMin8_BranchMax12 | 8 | 3 | 10 | 24 | HeaderMin10_HeaderMax24 | 24 | 7 | 21
248 | 116 | 060-135-4P-125HP | NBS_060-135_4P_125HP_12.83_SS | 3426.3556 | 3426.3556 | 10279.0669 | 3 | 0 | 3 | B | NBS_EndSuction | 8 | 6 | 8 | 12 | BranchMin8_BranchMax12 | 10 | 3 | 10 | 24 | HeaderMin10_HeaderMax24 | 10 | 7 | 21 | [11 empty] | INVALID
248 | 116 | 060-135-4P-125HP | NBS_060-135_4P_125HP_12.83_SS | 3426.3556 | 3426.3556 | 10279.0669 | 3 | 0 | 3 | B | NBS_EndSuction | 8 | 6 | 8 | 12 | BranchMin8_BranchMax12 | 10 | 3 | 10 | 24 | HeaderMin10_HeaderMax24 | 12 | 7 | 21
248 | 116 | 060-135-4P-125HP | NBS_060-135_4P_125HP_12.83_SS | 3426.3556 | 3426.3556 | 10279.0669 | 3 | 0 | 3 | B | NBS_EndSuction | 8 | 6 | 8 | 12 | BranchMin8_BranchMax12 | 10 | 3 | 10 | 24 | HeaderMin10_HeaderMax24 | 14 | 7 | 21
248 | 116 | 060-135-4P-125HP | NBS_060-135_4P_125HP_12.83_SS | 3426.3556 | 3426.3556 | 10279.0669 | 3 | 0 | 3 | B | NBS_EndSuction | 8 | 6 | 8 | 12 | BranchMin8_BranchMax12 | 10 | 3 | 10 | 24 | HeaderMin10_HeaderMax24 | 16 | 7 | 21
248 | 116 | 060-135-4P-125HP | NBS_060-135_4P_125HP_12.83_SS | 3426.3556 | 3426.3556 | 10279.0669 | 3 | 0 | 3 | B | NBS_EndSuction | 8 | 6 | 8 | 12 | BranchMin8_BranchMax12 | 10 | 3 | 10 | 24 | HeaderMin10_HeaderMax24 | 18 | 7 | 21
248 | 116 | 060-135-4P-125HP | NBS_060-135_4P_125HP_12.83_SS | 3426.3556 | 3426.3556 | 10279.0669 | 3 | 0 | 3 | B | NBS_EndSuction | 8 | 6 | 8 | 12 | BranchMin8_BranchMax12 | 10 | 3 | 10 | 24 | HeaderMin10_HeaderMax24 | 20 | 7 | 21
248 | 116 | 060-135-4P-125HP | NBS_060-135_4P_125HP_12.83_SS | 3426.3556 | 3426.3556 | 10279.0669 | 3 | 0 | 3 | B | NBS_EndSuction | 8 | 6 | 8 | 12 | BranchMin8_BranchMax12 | 10 | 3 | 10 | 24 | HeaderMin10_HeaderMax24 | 24 | 7 | 21
248 | 116 | 060-135-4P-125HP | NBS_060-135_4P_125HP_12.83_SS | 3426.3556 | 3426.3556 | 10279.0669 | 3 | 0 | 3 | B | NBS_EndSuction | 8 | 6 | 8 | 12 | BranchMin8_BranchMax12 | 12 | 3 | 10 | 24 | HeaderMin10_HeaderMax24 | 10 | 7 | 21 | [11 empty] | INVALID
248 | 116 | 060-135-4P-125HP | NBS_060-135_4P_125HP_12.83_SS | 3426.3556 | 3426.3556 | 10279.0669 | 3 | 0 | 3 | B | NBS_EndSuction | 8 | 6 | 8 | 12 | BranchMin8_BranchMax12 | 12 | 3 | 10 | 24 | HeaderMin10_HeaderMax24 | 12 | 7 | 21 | [11 empty] | INVALID
248 | 116 | 060-135-4P-125HP | NBS_060-135_4P_125HP_12.83_SS | 3426.3556 | 3426.3556 | 10279.0669 | 3 | 0 | 3 | B | NBS_EndSuction | 8 | 6 | 8 | 12 | BranchMin8_BranchMax12 | 12 | 3 | 10 | 24 | HeaderMin10_HeaderMax24 | 14 | 7 | 21
248 | 116 | 060-135-4P-125HP | NBS_060-135_4P_125HP_12.83_SS | 3426.3556 | 3426.3556 | 10279.0669 | 3 | 0 | 3 | B | NBS_EndSuction | 8 | 6 | 8 | 12 | BranchMin8_BranchMax12 | 12 | 3 | 10 | 24 | HeaderMin10_HeaderMax24 | 16 | 7 | 21
248 | 116 | 060-135-4P-125HP | NBS_060-135_4P_125HP_12.83_SS | 3426.3556 | 3426.3556 | 10279.0669 | 3 | 0 | 3 | B | NBS_EndSuction | 8 | 6 | 8 | 12 | BranchMin8_BranchMax12 | 12 | 3 | 10 | 24 | HeaderMin10_HeaderMax24 | 18 | 7 | 21
248 | 116 | 060-135-4P-125HP | NBS_060-135_4P_125HP_12.83_SS | 3426.3556 | 3426.3556 | 10279.0669 | 3 | 0 | 3 | B | NBS_EndSuction | 8 | 6 | 8 | 12 | BranchMin8_BranchMax12 | 12 | 3 | 10 | 24 | HeaderMin10_HeaderMax24 | 20 | 7 | 21
248 | 116 | 060-135-4P-125HP | NBS_060-135_4P_125HP_12.83_SS | 3426.3556 | 3426.3556 | 10279.0669 | 3 | 0 | 3 | B | NBS_EndSuction | 8 | 6 | 8 | 12 | BranchMin8_BranchMax12 | 12 | 3 | 10 | 24 | HeaderMin10_HeaderMax24 | 24 | 7 | 21
249 | 117 | 060-150-4P-125HP | NBS_060-150_4P_125HP_11.97_SS | 2867.819 | 2867.819 | 8603.4569 | 3 | 0 | 3 | B | NBS_EndSuction | 8 | 6 | 8 | 12 | BranchMin8_BranchMax12 | 8 | 3 | 10 | 20 | HeaderMin10_HeaderMax20 | 10 | 6 | 18
249 | 117 | 060-150-4P-125HP | NBS_060-150_4P_125HP_11.97_SS | 2867.819 | 2867.819 | 8603.4569 | 3 | 0 | 3 | B | NBS_EndSuction | 8 | 6 | 8 | 12 | BranchMin8_BranchMax12 | 8 | 3 | 10 | 20 | HeaderMin10_HeaderMax20 | 12 | 6 | 18
249 | 117 | 060-150-4P-125HP | NBS_060-150_4P_125HP_11.97_SS | 2867.819 | 2867.819 | 8603.4569 | 3 | 0 | 3 | B | NBS_EndSuction | 8 | 6 | 8 | 12 | BranchMin8_BranchMax12 | 8 | 3 | 10 | 20 | HeaderMin10_HeaderMax20 | 14 | 6 | 18
249 | 117 | 060-150-4P-125HP | NBS_060-150_4P_125HP_11.97_SS | 2867.819 | 2867.819 | 8603.4569 | 3 | 0 | 3 | B | NBS_EndSuction | 8 | 6 | 8 | 12 | BranchMin8_BranchMax12 | 8 | 3 | 10 | 20 | HeaderMin10_HeaderMax20 | 16 | 6 | 18
249 | 117 | 060-150-4P-125HP | NBS_060-150_4P_125HP_11.97_SS | 2867.819 | 2867.819 | 8603.4569 | 3 | 0 | 3 | B | NBS_EndSuction | 8 | 6 | 8 | 12 | BranchMin8_BranchMax12 | 8 | 3 | 10 | 20 | HeaderMin10_HeaderMax20 | 18 | 6 | 18
249 | 117 | 060-150-4P-125HP | NBS_060-150_4P_125HP_11.97_SS | 2867.819 | 2867.819 | 8603.4569 | 3 | 0 | 3 | B | NBS_EndSuction | 8 | 6 | 8 | 12 | BranchMin8_BranchMax12 | 8 | 3 | 10 | 20 | HeaderMin10_HeaderMax20 | 20 | 6 | 18
249 | 117 | 060-150-4P-125HP | NBS_060-150_4P_125HP_11.97_SS | 2867.819 | 2867.819 | 8603.4569 | 3 | 0 | 3 | B | NBS_EndSuction | 8 | 6 | 8 | 12 | BranchMin8_BranchMax12 | 10 | 3 | 10 | 20 | HeaderMin10_HeaderMax20 | 10 | 6 | 18 | [11 empty] | INVALID
249 | 117 | 060-150-4P-125HP | NBS_060-150_4P_125HP_11.97_SS | 2867.819 | 2867.819 | 8603.4569 | 3 | 0 | 3 | B | NBS_EndSuction | 8 | 6 | 8 | 12 | BranchMin8_BranchMax12 | 10 | 3 | 10 | 20 | HeaderMin10_HeaderMax20 | 12 | 6 | 18
249 | 117 | 060-150-4P-125HP | NBS_060-150_4P_125HP_11.97_SS | 2867.819 | 2867.819 | 8603.4569 | 3 | 0 | 3 | B | NBS_EndSuction | 8 | 6 | 8 | 12 | BranchMin8_BranchMax12 | 10 | 3 | 10 | 20 | HeaderMin10_HeaderMax20 | 14 | 6 | 18
249 | 117 | 060-150-4P-125HP | NBS_060-150_4P_125HP_11.97_SS | 2867.819 | 2867.819 | 8603.4569 | 3 | 0 | 3 | B | NBS_EndSuction | 8 | 6 | 8 | 12 | BranchMin8_BranchMax12 | 10 | 3 | 10 | 20 | HeaderMin10_HeaderMax20 | 16 | 6 | 18
249 | 117 | 060-150-4P-125HP | NBS_060-150_4P_125HP_11.97_SS | 2867.819 | 2867.819 | 8603.4569 | 3 | 0 | 3 | B | NBS_EndSuction | 8 | 6 | 8 | 12 | BranchMin8_BranchMax12 | 10 | 3 | 10 | 20 | HeaderMin10_HeaderMax20 | 18 | 6 | 18
249 | 117 | 060-150-4P-125HP | NBS_060-150_4P_125HP_11.97_SS | 2867.819 | 2867.819 | 8603.4569 | 3 | 0 | 3 | B | NBS_EndSuction | 8 | 6 | 8 | 12 | BranchMin8_BranchMax12 | 10 | 3 | 10 | 20 | HeaderMin10_HeaderMax20 | 20 | 6 | 18
249 | 117 | 060-150-4P-125HP | NBS_060-150_4P_125HP_11.97_SS | 2867.819 | 2867.819 | 8603.4569 | 3 | 0 | 3 | B | NBS_EndSuction | 8 | 6 | 8 | 12 | BranchMin8_BranchMax12 | 12 | 3 | 10 | 20 | HeaderMin10_HeaderMax20 | 10 | 6 | 18 | [11 empty] | INVALID
249 | 117 | 060-150-4P-125HP | NBS_060-150_4P_125HP_11.97_SS | 2867.819 | 2867.819 | 8603.4569 | 3 | 0 | 3 | B | NBS_EndSuction | 8 | 6 | 8 | 12 | BranchMin8_BranchMax12 | 12 | 3 | 10 | 20 | HeaderMin10_HeaderMax20 | 12 | 6 | 18 | [11 empty] | INVALID
249 | 117 | 060-150-4P-125HP | NBS_060-150_4P_125HP_11.97_SS | 2867.819 | 2867.819 | 8603.4569 | 3 | 0 | 3 | B | NBS_EndSuction | 8 | 6 | 8 | 12 | BranchMin8_BranchMax12 | 12 | 3 | 10 | 20 | HeaderMin10_HeaderMax20 | 14 | 6 | 18
249 | 117 | 060-150-4P-125HP | NBS_060-150_4P_125HP_11.97_SS | 2867.819 | 2867.819 | 8603.4569 | 3 | 0 | 3 | B | NBS_EndSuction | 8 | 6 | 8 | 12 | BranchMin8_BranchMax12 | 12 | 3 | 10 | 20 | HeaderMin10_HeaderMax20 | 16 | 6 | 18
249 | 117 | 060-150-4P-125HP | NBS_060-150_4P_125HP_11.97_SS | 2867.819 | 2867.819 | 8603.4569 | 3 | 0 | 3 | B | NBS_EndSuction | 8 | 6 | 8 | 12 | BranchMin8_BranchMax12 | 12 | 3 | 10 | 20 | HeaderMin10_HeaderMax20 | 18 | 6 | 18
249 | 117 | 060-150-4P-125HP | NBS_060-150_4P_125HP_11.97_SS | 2867.819 | 2867.819 | 8603.4569 | 3 | 0 | 3 | B | NBS_EndSuction | 8 | 6 | 8 | 12 | BranchMin8_BranchMax12 | 12 | 3 | 10 | 20 | HeaderMin10_HeaderMax20 | 20 | 6 | 18
250 | 118 | 060-150-4P-150HP | NBS_060-150_4P_150HP_12.83_SS | 3379.8685 | 3379.8685 | 10139.6056 | 3 | 0 | 3 | B | NBS_EndSuction | 8 | 6 | 8 | 12 | BranchMin8_BranchMax12 | 8 | 3 | 10 | 24 | HeaderMin10_HeaderMax24 | 10 | 7 | 21
250 | 118 | 060-150-4P-150HP | NBS_060-150_4P_150HP_12.83_SS | 3379.8685 | 3379.8685 | 10139.6056 | 3 | 0 | 3 | B | NBS_EndSuction | 8 | 6 | 8 | 12 | BranchMin8_BranchMax12 | 8 | 3 | 10 | 24 | HeaderMin10_HeaderMax24 | 12 | 7 | 21
250 | 118 | 060-150-4P-150HP | NBS_060-150_4P_150HP_12.83_SS | 3379.8685 | 3379.8685 | 10139.6056 | 3 | 0 | 3 | B | NBS_EndSuction | 8 | 6 | 8 | 12 | BranchMin8_BranchMax12 | 8 | 3 | 10 | 24 | HeaderMin10_HeaderMax24 | 14 | 7 | 21
250 | 118 | 060-150-4P-150HP | NBS_060-150_4P_150HP_12.83_SS | 3379.8685 | 3379.8685 | 10139.6056 | 3 | 0 | 3 | B | NBS_EndSuction | 8 | 6 | 8 | 12 | BranchMin8_BranchMax12 | 8 | 3 | 10 | 24 | HeaderMin10_HeaderMax24 | 16 | 7 | 21
250 | 118 | 060-150-4P-150HP | NBS_060-150_4P_150HP_12.83_SS | 3379.8685 | 3379.8685 | 10139.6056 | 3 | 0 | 3 | B | NBS_EndSuction | 8 | 6 | 8 | 12 | BranchMin8_BranchMax12 | 8 | 3 | 10 | 24 | HeaderMin10_HeaderMax24 | 18 | 7 | 21
250 | 118 | 060-150-4P-150HP | NBS_060-150_4P_150HP_12.83_SS | 3379.8685 | 3379.8685 | 10139.6056 | 3 | 0 | 3 | B | NBS_EndSuction | 8 | 6 | 8 | 12 | BranchMin8_BranchMax12 | 8 | 3 | 10 | 24 | HeaderMin10_HeaderMax24 | 20 | 7 | 21
250 | 118 | 060-150-4P-150HP | NBS_060-150_4P_150HP_12.83_SS | 3379.8685 | 3379.8685 | 10139.6056 | 3 | 0 | 3 | B | NBS_EndSuction | 8 | 6 | 8 | 12 | BranchMin8_BranchMax12 | 8 | 3 | 10 | 24 | HeaderMin10_HeaderMax24 | 24 | 7 | 21
250 | 118 | 060-150-4P-150HP | NBS_060-150_4P_150HP_12.83_SS | 3379.8685 | 3379.8685 | 10139.6056 | 3 | 0 | 3 | B | NBS_EndSuction | 8 | 6 | 8 | 12 | BranchMin8_BranchMax12 | 10 | 3 | 10 | 24 | HeaderMin10_HeaderMax24 | 10 | 7 | 21 | [11 empty] | INVALID
250 | 118 | 060-150-4P-150HP | NBS_060-150_4P_150HP_12.83_SS | 3379.8685 | 3379.8685 | 10139.6056 | 3 | 0 | 3 | B | NBS_EndSuction | 8 | 6 | 8 | 12 | BranchMin8_BranchMax12 | 10 | 3 | 10 | 24 | HeaderMin10_HeaderMax24 | 12 | 7 | 21
250 | 118 | 060-150-4P-150HP | NBS_060-150_4P_150HP_12.83_SS | 3379.8685 | 3379.8685 | 10139.6056 | 3 | 0 | 3 | B | NBS_EndSuction | 8 | 6 | 8 | 12 | BranchMin8_BranchMax12 | 10 | 3 | 10 | 24 | HeaderMin10_HeaderMax24 | 14 | 7 | 21
250 | 118 | 060-150-4P-150HP | NBS_060-150_4P_150HP_12.83_SS | 3379.8685 | 3379.8685 | 10139.6056 | 3 | 0 | 3 | B | NBS_EndSuction | 8 | 6 | 8 | 12 | BranchMin8_BranchMax12 | 10 | 3 | 10 | 24 | HeaderMin10_HeaderMax24 | 16 | 7 | 21
250 | 118 | 060-150-4P-150HP | NBS_060-150_4P_150HP_12.83_SS | 3379.8685 | 3379.8685 | 10139.6056 | 3 | 0 | 3 | B | NBS_EndSuction | 8 | 6 | 8 | 12 | BranchMin8_BranchMax12 | 10 | 3 | 10 | 24 | HeaderMin10_HeaderMax24 | 18 | 7 | 21
250 | 118 | 060-150-4P-150HP | NBS_060-150_4P_150HP_12.83_SS | 3379.8685 | 3379.8685 | 10139.6056 | 3 | 0 | 3 | B | NBS_EndSuction | 8 | 6 | 8 | 12 | BranchMin8_BranchMax12 | 10 | 3 | 10 | 24 | HeaderMin10_HeaderMax24 | 20 | 7 | 21
250 | 118 | 060-150-4P-150HP | NBS_060-150_4P_150HP_12.83_SS | 3379.8685 | 3379.8685 | 10139.6056 | 3 | 0 | 3 | B | NBS_EndSuction | 8 | 6 | 8 | 12 | BranchMin8_BranchMax12 | 10 | 3 | 10 | 24 | HeaderMin10_HeaderMax24 | 24 | 7 | 21
250 | 118 | 060-150-4P-150HP | NBS_060-150_4P_150HP_12.83_SS | 3379.8685 | 3379.8685 | 10139.6056 | 3 | 0 | 3 | B | NBS_EndSuction | 8 | 6 | 8 | 12 | BranchMin8_BranchMax12 | 12 | 3 | 10 | 24 | HeaderMin10_HeaderMax24 | 10 | 7 | 21 | [11 empty] | INVALID
250 | 118 | 060-150-4P-150HP | NBS_060-150_4P_150HP_12.83_SS | 3379.8685 | 3379.8685 | 10139.6056 | 3 | 0 | 3 | B | NBS_EndSuction | 8 | 6 | 8 | 12 | BranchMin8_BranchMax12 | 12 | 3 | 10 | 24 | HeaderMin10_HeaderMax24 | 12 | 7 | 21 | [11 empty] | INVALID
250 | 118 | 060-150-4P-150HP | NBS_060-150_4P_150HP_12.83_SS | 3379.8685 | 3379.8685 | 10139.6056 | 3 | 0 | 3 | B | NBS_EndSuction | 8 | 6 | 8 | 12 | BranchMin8_BranchMax12 | 12 | 3 | 10 | 24 | HeaderMin10_HeaderMax24 | 14 | 7 | 21
250 | 118 | 060-150-4P-150HP | NBS_060-150_4P_150HP_12.83_SS | 3379.8685 | 3379.8685 | 10139.6056 | 3 | 0 | 3 | B | NBS_EndSuction | 8 | 6 | 8 | 12 | BranchMin8_BranchMax12 | 12 | 3 | 10 | 24 | HeaderMin10_HeaderMax24 | 16 | 7 | 21
250 | 118 | 060-150-4P-150HP | NBS_060-150_4P_150HP_12.83_SS | 3379.8685 | 3379.8685 | 10139.6056 | 3 | 0 | 3 | B | NBS_EndSuction | 8 | 6 | 8 | 12 | BranchMin8_BranchMax12 | 12 | 3 | 10 | 24 | HeaderMin10_HeaderMax24 | 18 | 7 | 21
250 | 118 | 060-150-4P-150HP | NBS_060-150_4P_150HP_12.83_SS | 3379.8685 | 3379.8685 | 10139.6056 | 3 | 0 | 3 | B | NBS_EndSuction | 8 | 6 | 8 | 12 | BranchMin8_BranchMax12 | 12 | 3 | 10 | 24 | HeaderMin10_HeaderMax24 | 20 | 7 | 21
250 | 118 | 060-150-4P-150HP | NBS_060-150_4P_150HP_12.83_SS | 3379.8685 | 3379.8685 | 10139.6056 | 3 | 0 | 3 | B | NBS_EndSuction | 8 | 6 | 8 | 12 | BranchMin8_BranchMax12 | 12 | 3 | 10 | 24 | HeaderMin10_HeaderMax24 | 24 | 7 | 21
251 | 119 | 060-150-4P-200HP | NBS_060-150_4P_200HP_14.8_SS | 3737.7603 | 3737.7603 | 11213.2809 | 3 | 0 | 3 | B | NBS_EndSuction | 8 | 6 | 8 | 14 | BranchMin8_BranchMax14 | 8 | 4 | 10 | 24 | HeaderMin10_HeaderMax24 | 10 | 7 | 28
251 | 119 | 060-150-4P-200HP | NBS_060-150_4P_200HP_14.8_SS | 3737.7603 | 3737.7603 | 11213.2809 | 3 | 0 | 3 | B | NBS_EndSuction | 8 | 6 | 8 | 14 | BranchMin8_BranchMax14 | 8 | 4 | 10 | 24 | HeaderMin10_HeaderMax24 | 12 | 7 | 28
251 | 119 | 060-150-4P-200HP | NBS_060-150_4P_200HP_14.8_SS | 3737.7603 | 3737.7603 | 11213.2809 | 3 | 0 | 3 | B | NBS_EndSuction | 8 | 6 | 8 | 14 | BranchMin8_BranchMax14 | 8 | 4 | 10 | 24 | HeaderMin10_HeaderMax24 | 14 | 7 | 28
251 | 119 | 060-150-4P-200HP | NBS_060-150_4P_200HP_14.8_SS | 3737.7603 | 3737.7603 | 11213.2809 | 3 | 0 | 3 | B | NBS_EndSuction | 8 | 6 | 8 | 14 | BranchMin8_BranchMax14 | 8 | 4 | 10 | 24 | HeaderMin10_HeaderMax24 | 16 | 7 | 28
251 | 119 | 060-150-4P-200HP | NBS_060-150_4P_200HP_14.8_SS | 3737.7603 | 3737.7603 | 11213.2809 | 3 | 0 | 3 | B | NBS_EndSuction | 8 | 6 | 8 | 14 | BranchMin8_BranchMax14 | 8 | 4 | 10 | 24 | HeaderMin10_HeaderMax24 | 18 | 7 | 28
251 | 119 | 060-150-4P-200HP | NBS_060-150_4P_200HP_14.8_SS | 3737.7603 | 3737.7603 | 11213.2809 | 3 | 0 | 3 | B | NBS_EndSuction | 8 | 6 | 8 | 14 | BranchMin8_BranchMax14 | 8 | 4 | 10 | 24 | HeaderMin10_HeaderMax24 | 20 | 7 | 28
251 | 119 | 060-150-4P-200HP | NBS_060-150_4P_200HP_14.8_SS | 3737.7603 | 3737.7603 | 11213.2809 | 3 | 0 | 3 | B | NBS_EndSuction | 8 | 6 | 8 | 14 | BranchMin8_BranchMax14 | 8 | 4 | 10 | 24 | HeaderMin10_HeaderMax24 | 24 | 7 | 28
251 | 119 | 060-150-4P-200HP | NBS_060-150_4P_200HP_14.8_SS | 3737.7603 | 3737.7603 | 11213.2809 | 3 | 0 | 3 | B | NBS_EndSuction | 8 | 6 | 8 | 14 | BranchMin8_BranchMax14 | 10 | 4 | 10 | 24 | HeaderMin10_HeaderMax24 | 10 | 7 | 28 | [11 empty] | INVALID
251 | 119 | 060-150-4P-200HP | NBS_060-150_4P_200HP_14.8_SS | 3737.7603 | 3737.7603 | 11213.2809 | 3 | 0 | 3 | B | NBS_EndSuction | 8 | 6 | 8 | 14 | BranchMin8_BranchMax14 | 10 | 4 | 10 | 24 | HeaderMin10_HeaderMax24 | 12 | 7 | 28
251 | 119 | 060-150-4P-200HP | NBS_060-150_4P_200HP_14.8_SS | 3737.7603 | 3737.7603 | 11213.2809 | 3 | 0 | 3 | B | NBS_EndSuction | 8 | 6 | 8 | 14 | BranchMin8_BranchMax14 | 10 | 4 | 10 | 24 | HeaderMin10_HeaderMax24 | 14 | 7 | 28
251 | 119 | 060-150-4P-200HP | NBS_060-150_4P_200HP_14.8_SS | 3737.7603 | 3737.7603 | 11213.2809 | 3 | 0 | 3 | B | NBS_EndSuction | 8 | 6 | 8 | 14 | BranchMin8_BranchMax14 | 10 | 4 | 10 | 24 | HeaderMin10_HeaderMax24 | 16 | 7 | 28
251 | 119 | 060-150-4P-200HP | NBS_060-150_4P_200HP_14.8_SS | 3737.7603 | 3737.7603 | 11213.2809 | 3 | 0 | 3 | B | NBS_EndSuction | 8 | 6 | 8 | 14 | BranchMin8_BranchMax14 | 10 | 4 | 10 | 24 | HeaderMin10_HeaderMax24 | 18 | 7 | 28
251 | 119 | 060-150-4P-200HP | NBS_060-150_4P_200HP_14.8_SS | 3737.7603 | 3737.7603 | 11213.2809 | 3 | 0 | 3 | B | NBS_EndSuction | 8 | 6 | 8 | 14 | BranchMin8_BranchMax14 | 10 | 4 | 10 | 24 | HeaderMin10_HeaderMax24 | 20 | 7 | 28
251 | 119 | 060-150-4P-200HP | NBS_060-150_4P_200HP_14.8_SS | 3737.7603 | 3737.7603 | 11213.2809 | 3 | 0 | 3 | B | NBS_EndSuction | 8 | 6 | 8 | 14 | BranchMin8_BranchMax14 | 10 | 4 | 10 | 24 | HeaderMin10_HeaderMax24 | 24 | 7 | 28
251 | 119 | 060-150-4P-200HP | NBS_060-150_4P_200HP_14.8_SS | 3737.7603 | 3737.7603 | 11213.2809 | 3 | 0 | 3 | B | NBS_EndSuction | 8 | 6 | 8 | 14 | BranchMin8_BranchMax14 | 12 | 4 | 10 | 24 | HeaderMin10_HeaderMax24 | 10 | 7 | 28 | [11 empty] | INVALID
251 | 119 | 060-150-4P-200HP | NBS_060-150_4P_200HP_14.8_SS | 3737.7603 | 3737.7603 | 11213.2809 | 3 | 0 | 3 | B | NBS_EndSuction | 8 | 6 | 8 | 14 | BranchMin8_BranchMax14 | 12 | 4 | 10 | 24 | HeaderMin10_HeaderMax24 | 12 | 7 | 28 | [11 empty] | INVALID
251 | 119 | 060-150-4P-200HP | NBS_060-150_4P_200HP_14.8_SS | 3737.7603 | 3737.7603 | 11213.2809 | 3 | 0 | 3 | B | NBS_EndSuction | 8 | 6 | 8 | 14 | BranchMin8_BranchMax14 | 12 | 4 | 10 | 24 | HeaderMin10_HeaderMax24 | 14 | 7 | 28
251 | 119 | 060-150-4P-200HP | NBS_060-150_4P_200HP_14.8_SS | 3737.7603 | 3737.7603 | 11213.2809 | 3 | 0 | 3 | B | NBS_EndSuction | 8 | 6 | 8 | 14 | BranchMin8_BranchMax14 | 12 | 4 | 10 | 24 | HeaderMin10_HeaderMax24 | 16 | 7 | 28
251 | 119 | 060-150-4P-200HP | NBS_060-150_4P_200HP_14.8_SS | 3737.7603 | 3737.7603 | 11213.2809 | 3 | 0 | 3 | B | NBS_EndSuction | 8 | 6 | 8 | 14 | BranchMin8_BranchMax14 | 12 | 4 | 10 | 24 | HeaderMin10_HeaderMax24 | 18 | 7 | 28
251 | 119 | 060-150-4P-200HP | NBS_060-150_4P_200HP_14.8_SS | 3737.7603 | 3737.7603 | 11213.2809 | 3 | 0 | 3 | B | NBS_EndSuction | 8 | 6 | 8 | 14 | BranchMin8_BranchMax14 | 12 | 4 | 10 | 24 | HeaderMin10_HeaderMax24 | 20 | 7 | 28
251 | 119 | 060-150-4P-200HP | NBS_060-150_4P_200HP_14.8_SS | 3737.7603 | 3737.7603 | 11213.2809 | 3 | 0 | 3 | B | NBS_EndSuction | 8 | 6 | 8 | 14 | BranchMin8_BranchMax14 | 12 | 4 | 10 | 24 | HeaderMin10_HeaderMax24 | 24 | 7 | 28
251 | 119 | 060-150-4P-200HP | NBS_060-150_4P_200HP_14.8_SS | 3737.7603 | 3737.7603 | 11213.2809 | 3 | 0 | 3 | B | NBS_EndSuction | 8 | 6 | 8 | 14 | BranchMin8_BranchMax14 | 14 | 4 | 10 | 24 | HeaderMin10_HeaderMax24 | 10 | 7 | 28 | [11 empty] | INVALID
251 | 119 | 060-150-4P-200HP | NBS_060-150_4P_200HP_14.8_SS | 3737.7603 | 3737.7603 | 11213.2809 | 3 | 0 | 3 | B | NBS_EndSuction | 8 | 6 | 8 | 14 | BranchMin8_BranchMax14 | 14 | 4 | 10 | 24 | HeaderMin10_HeaderMax24 | 12 | 7 | 28 | [11 empty] | INVALID
251 | 119 | 060-150-4P-200HP | NBS_060-150_4P_200HP_14.8_SS | 3737.7603 | 3737.7603 | 11213.2809 | 3 | 0 | 3 | B | NBS_EndSuction | 8 | 6 | 8 | 14 | BranchMin8_BranchMax14 | 14 | 4 | 10 | 24 | HeaderMin10_HeaderMax24 | 14 | 7 | 28 | [11 empty] | INVALID
251 | 119 | 060-150-4P-200HP | NBS_060-150_4P_200HP_14.8_SS | 3737.7603 | 3737.7603 | 11213.2809 | 3 | 0 | 3 | B | NBS_EndSuction | 8 | 6 | 8 | 14 | BranchMin8_BranchMax14 | 14 | 4 | 10 | 24 | HeaderMin10_HeaderMax24 | 16 | 7 | 28
251 | 119 | 060-150-4P-200HP | NBS_060-150_4P_200HP_14.8_SS | 3737.7603 | 3737.7603 | 11213.2809 | 3 | 0 | 3 | B | NBS_EndSuction | 8 | 6 | 8 | 14 | BranchMin8_BranchMax14 | 14 | 4 | 10 | 24 | HeaderMin10_HeaderMax24 | 18 | 7 | 28
251 | 119 | 060-150-4P-200HP | NBS_060-150_4P_200HP_14.8_SS | 3737.7603 | 3737.7603 | 11213.2809 | 3 | 0 | 3 | B | NBS_EndSuction | 8 | 6 | 8 | 14 | BranchMin8_BranchMax14 | 14 | 4 | 10 | 24 | HeaderMin10_HeaderMax24 | 20 | 7 | 28
251 | 119 | 060-150-4P-200HP | NBS_060-150_4P_200HP_14.8_SS | 3737.7603 | 3737.7603 | 11213.2809 | 3 | 0 | 3 | B | NBS_EndSuction | 8 | 6 | 8 | 14 | BranchMin8_BranchMax14 | 14 | 4 | 10 | 24 | HeaderMin10_HeaderMax24 | 24 | 7 | 28
252 | 120 | 060-150-4P-250HP | NBS_060-150_4P_250HP_15.83_SS | 3875.064 | 3875.064 | 11625.1919 | 3 | 0 | 3 | B | NBS_EndSuction | 8 | 6 | 8 | 14 | BranchMin8_BranchMax14 | 8 | 4 | 10 | 24 | HeaderMin10_HeaderMax24 | 10 | 7 | 28
252 | 120 | 060-150-4P-250HP | NBS_060-150_4P_250HP_15.83_SS | 3875.064 | 3875.064 | 11625.1919 | 3 | 0 | 3 | B | NBS_EndSuction | 8 | 6 | 8 | 14 | BranchMin8_BranchMax14 | 8 | 4 | 10 | 24 | HeaderMin10_HeaderMax24 | 12 | 7 | 28
252 | 120 | 060-150-4P-250HP | NBS_060-150_4P_250HP_15.83_SS | 3875.064 | 3875.064 | 11625.1919 | 3 | 0 | 3 | B | NBS_EndSuction | 8 | 6 | 8 | 14 | BranchMin8_BranchMax14 | 8 | 4 | 10 | 24 | HeaderMin10_HeaderMax24 | 14 | 7 | 28
252 | 120 | 060-150-4P-250HP | NBS_060-150_4P_250HP_15.83_SS | 3875.064 | 3875.064 | 11625.1919 | 3 | 0 | 3 | B | NBS_EndSuction | 8 | 6 | 8 | 14 | BranchMin8_BranchMax14 | 8 | 4 | 10 | 24 | HeaderMin10_HeaderMax24 | 16 | 7 | 28
252 | 120 | 060-150-4P-250HP | NBS_060-150_4P_250HP_15.83_SS | 3875.064 | 3875.064 | 11625.1919 | 3 | 0 | 3 | B | NBS_EndSuction | 8 | 6 | 8 | 14 | BranchMin8_BranchMax14 | 8 | 4 | 10 | 24 | HeaderMin10_HeaderMax24 | 18 | 7 | 28
252 | 120 | 060-150-4P-250HP | NBS_060-150_4P_250HP_15.83_SS | 3875.064 | 3875.064 | 11625.1919 | 3 | 0 | 3 | B | NBS_EndSuction | 8 | 6 | 8 | 14 | BranchMin8_BranchMax14 | 8 | 4 | 10 | 24 | HeaderMin10_HeaderMax24 | 20 | 7 | 28
252 | 120 | 060-150-4P-250HP | NBS_060-150_4P_250HP_15.83_SS | 3875.064 | 3875.064 | 11625.1919 | 3 | 0 | 3 | B | NBS_EndSuction | 8 | 6 | 8 | 14 | BranchMin8_BranchMax14 | 8 | 4 | 10 | 24 | HeaderMin10_HeaderMax24 | 24 | 7 | 28
252 | 120 | 060-150-4P-250HP | NBS_060-150_4P_250HP_15.83_SS | 3875.064 | 3875.064 | 11625.1919 | 3 | 0 | 3 | B | NBS_EndSuction | 8 | 6 | 8 | 14 | BranchMin8_BranchMax14 | 10 | 4 | 10 | 24 | HeaderMin10_HeaderMax24 | 10 | 7 | 28 | [11 empty] | INVALID
252 | 120 | 060-150-4P-250HP | NBS_060-150_4P_250HP_15.83_SS | 3875.064 | 3875.064 | 11625.1919 | 3 | 0 | 3 | B | NBS_EndSuction | 8 | 6 | 8 | 14 | BranchMin8_BranchMax14 | 10 | 4 | 10 | 24 | HeaderMin10_HeaderMax24 | 12 | 7 | 28
252 | 120 | 060-150-4P-250HP | NBS_060-150_4P_250HP_15.83_SS | 3875.064 | 3875.064 | 11625.1919 | 3 | 0 | 3 | B | NBS_EndSuction | 8 | 6 | 8 | 14 | BranchMin8_BranchMax14 | 10 | 4 | 10 | 24 | HeaderMin10_HeaderMax24 | 14 | 7 | 28
252 | 120 | 060-150-4P-250HP | NBS_060-150_4P_250HP_15.83_SS | 3875.064 | 3875.064 | 11625.1919 | 3 | 0 | 3 | B | NBS_EndSuction | 8 | 6 | 8 | 14 | BranchMin8_BranchMax14 | 10 | 4 | 10 | 24 | HeaderMin10_HeaderMax24 | 16 | 7 | 28
252 | 120 | 060-150-4P-250HP | NBS_060-150_4P_250HP_15.83_SS | 3875.064 | 3875.064 | 11625.1919 | 3 | 0 | 3 | B | NBS_EndSuction | 8 | 6 | 8 | 14 | BranchMin8_BranchMax14 | 10 | 4 | 10 | 24 | HeaderMin10_HeaderMax24 | 18 | 7 | 28
252 | 120 | 060-150-4P-250HP | NBS_060-150_4P_250HP_15.83_SS | 3875.064 | 3875.064 | 11625.1919 | 3 | 0 | 3 | B | NBS_EndSuction | 8 | 6 | 8 | 14 | BranchMin8_BranchMax14 | 10 | 4 | 10 | 24 | HeaderMin10_HeaderMax24 | 20 | 7 | 28
252 | 120 | 060-150-4P-250HP | NBS_060-150_4P_250HP_15.83_SS | 3875.064 | 3875.064 | 11625.1919 | 3 | 0 | 3 | B | NBS_EndSuction | 8 | 6 | 8 | 14 | BranchMin8_BranchMax14 | 10 | 4 | 10 | 24 | HeaderMin10_HeaderMax24 | 24 | 7 | 28
252 | 120 | 060-150-4P-250HP | NBS_060-150_4P_250HP_15.83_SS | 3875.064 | 3875.064 | 11625.1919 | 3 | 0 | 3 | B | NBS_EndSuction | 8 | 6 | 8 | 14 | BranchMin8_BranchMax14 | 12 | 4 | 10 | 24 | HeaderMin10_HeaderMax24 | 10 | 7 | 28 | [11 empty] | INVALID
252 | 120 | 060-150-4P-250HP | NBS_060-150_4P_250HP_15.83_SS | 3875.064 | 3875.064 | 11625.1919 | 3 | 0 | 3 | B | NBS_EndSuction | 8 | 6 | 8 | 14 | BranchMin8_BranchMax14 | 12 | 4 | 10 | 24 | HeaderMin10_HeaderMax24 | 12 | 7 | 28 | [11 empty] | INVALID
252 | 120 | 060-150-4P-250HP | NBS_060-150_4P_250HP_15.83_SS | 3875.064 | 3875.064 | 11625.1919 | 3 | 0 | 3 | B | NBS_EndSuction | 8 | 6 | 8 | 14 | BranchMin8_BranchMax14 | 12 | 4 | 10 | 24 | HeaderMin10_HeaderMax24 | 14 | 7 | 28
252 | 120 | 060-150-4P-250HP | NBS_060-150_4P_250HP_15.83_SS | 3875.064 | 3875.064 | 11625.1919 | 3 | 0 | 3 | B | NBS_EndSuction | 8 | 6 | 8 | 14 | BranchMin8_BranchMax14 | 12 | 4 | 10 | 24 | HeaderMin10_HeaderMax24 | 16 | 7 | 28
252 | 120 | 060-150-4P-250HP | NBS_060-150_4P_250HP_15.83_SS | 3875.064 | 3875.064 | 11625.1919 | 3 | 0 | 3 | B | NBS_EndSuction | 8 | 6 | 8 | 14 | BranchMin8_BranchMax14 | 12 | 4 | 10 | 24 | HeaderMin10_HeaderMax24 | 18 | 7 | 28
252 | 120 | 060-150-4P-250HP | NBS_060-150_4P_250HP_15.83_SS | 3875.064 | 3875.064 | 11625.1919 | 3 | 0 | 3 | B | NBS_EndSuction | 8 | 6 | 8 | 14 | BranchMin8_BranchMax14 | 12 | 4 | 10 | 24 | HeaderMin10_HeaderMax24 | 20 | 7 | 28
252 | 120 | 060-150-4P-250HP | NBS_060-150_4P_250HP_15.83_SS | 3875.064 | 3875.064 | 11625.1919 | 3 | 0 | 3 | B | NBS_EndSuction | 8 | 6 | 8 | 14 | BranchMin8_BranchMax14 | 12 | 4 | 10 | 24 | HeaderMin10_HeaderMax24 | 24 | 7 | 28
252 | 120 | 060-150-4P-250HP | NBS_060-150_4P_250HP_15.83_SS | 3875.064 | 3875.064 | 11625.1919 | 3 | 0 | 3 | B | NBS_EndSuction | 8 | 6 | 8 | 14 | BranchMin8_BranchMax14 | 14 | 4 | 10 | 24 | HeaderMin10_HeaderMax24 | 10 | 7 | 28 | [11 empty] | INVALID
252 | 120 | 060-150-4P-250HP | NBS_060-150_4P_250HP_15.83_SS | 3875.064 | 3875.064 | 11625.1919 | 3 | 0 | 3 | B | NBS_EndSuction | 8 | 6 | 8 | 14 | BranchMin8_BranchMax14 | 14 | 4 | 10 | 24 | HeaderMin10_HeaderMax24 | 12 | 7 | 28 | [11 empty] | INVALID
252 | 120 | 060-150-4P-250HP | NBS_060-150_4P_250HP_15.83_SS | 3875.064 | 3875.064 | 11625.1919 | 3 | 0 | 3 | B | NBS_EndSuction | 8 | 6 | 8 | 14 | BranchMin8_BranchMax14 | 14 | 4 | 10 | 24 | HeaderMin10_HeaderMax24 | 14 | 7 | 28 | [11 empty] | INVALID
252 | 120 | 060-150-4P-250HP | NBS_060-150_4P_250HP_15.83_SS | 3875.064 | 3875.064 | 11625.1919 | 3 | 0 | 3 | B | NBS_EndSuction | 8 | 6 | 8 | 14 | BranchMin8_BranchMax14 | 14 | 4 | 10 | 24 | HeaderMin10_HeaderMax24 | 16 | 7 | 28
252 | 120 | 060-150-4P-250HP | NBS_060-150_4P_250HP_15.83_SS | 3875.064 | 3875.064 | 11625.1919 | 3 | 0 | 3 | B | NBS_EndSuction | 8 | 6 | 8 | 14 | BranchMin8_BranchMax14 | 14 | 4 | 10 | 24 | HeaderMin10_HeaderMax24 | 18 | 7 | 28
252 | 120 | 060-150-4P-250HP | NBS_060-150_4P_250HP_15.83_SS | 3875.064 | 3875.064 | 11625.1919 | 3 | 0 | 3 | B | NBS_EndSuction | 8 | 6 | 8 | 14 | BranchMin8_BranchMax14 | 14 | 4 | 10 | 24 | HeaderMin10_HeaderMax24 | 20 | 7 | 28
252 | 120 | 060-150-4P-250HP | NBS_060-150_4P_250HP_15.83_SS | 3875.064 | 3875.064 | 11625.1919 | 3 | 0 | 3 | B | NBS_EndSuction | 8 | 6 | 8 | 14 | BranchMin8_BranchMax14 | 14 | 4 | 10 | 24 | HeaderMin10_HeaderMax24 | 24 | 7 | 28
253 | 121 | 080-135-4P-60HP | NBS_080-135_4P_60HP_9.84_SS | 4004.1439 | 4004.1439 | 12012.4318 | 3 | 0 | 3 | B | NBS_EndSuction | 10 | 8 | 10 | 14 | BranchMin10_BranchMax14 | 10 | 3 | 12 | 24 | HeaderMin12_HeaderMax24 | 12 | 6 | 18
253 | 121 | 080-135-4P-60HP | NBS_080-135_4P_60HP_9.84_SS | 4004.1439 | 4004.1439 | 12012.4318 | 3 | 0 | 3 | B | NBS_EndSuction | 10 | 8 | 10 | 14 | BranchMin10_BranchMax14 | 10 | 3 | 12 | 24 | HeaderMin12_HeaderMax24 | 14 | 6 | 18
253 | 121 | 080-135-4P-60HP | NBS_080-135_4P_60HP_9.84_SS | 4004.1439 | 4004.1439 | 12012.4318 | 3 | 0 | 3 | B | NBS_EndSuction | 10 | 8 | 10 | 14 | BranchMin10_BranchMax14 | 10 | 3 | 12 | 24 | HeaderMin12_HeaderMax24 | 16 | 6 | 18
253 | 121 | 080-135-4P-60HP | NBS_080-135_4P_60HP_9.84_SS | 4004.1439 | 4004.1439 | 12012.4318 | 3 | 0 | 3 | B | NBS_EndSuction | 10 | 8 | 10 | 14 | BranchMin10_BranchMax14 | 10 | 3 | 12 | 24 | HeaderMin12_HeaderMax24 | 18 | 6 | 18
253 | 121 | 080-135-4P-60HP | NBS_080-135_4P_60HP_9.84_SS | 4004.1439 | 4004.1439 | 12012.4318 | 3 | 0 | 3 | B | NBS_EndSuction | 10 | 8 | 10 | 14 | BranchMin10_BranchMax14 | 10 | 3 | 12 | 24 | HeaderMin12_HeaderMax24 | 20 | 6 | 18
253 | 121 | 080-135-4P-60HP | NBS_080-135_4P_60HP_9.84_SS | 4004.1439 | 4004.1439 | 12012.4318 | 3 | 0 | 3 | B | NBS_EndSuction | 10 | 8 | 10 | 14 | BranchMin10_BranchMax14 | 10 | 3 | 12 | 24 | HeaderMin12_HeaderMax24 | 24 | 6 | 18
253 | 121 | 080-135-4P-60HP | NBS_080-135_4P_60HP_9.84_SS | 4004.1439 | 4004.1439 | 12012.4318 | 3 | 0 | 3 | B | NBS_EndSuction | 10 | 8 | 10 | 14 | BranchMin10_BranchMax14 | 12 | 3 | 12 | 24 | HeaderMin12_HeaderMax24 | 12 | 6 | 18 | [11 empty] | INVALID
253 | 121 | 080-135-4P-60HP | NBS_080-135_4P_60HP_9.84_SS | 4004.1439 | 4004.1439 | 12012.4318 | 3 | 0 | 3 | B | NBS_EndSuction | 10 | 8 | 10 | 14 | BranchMin10_BranchMax14 | 12 | 3 | 12 | 24 | HeaderMin12_HeaderMax24 | 14 | 6 | 18
253 | 121 | 080-135-4P-60HP | NBS_080-135_4P_60HP_9.84_SS | 4004.1439 | 4004.1439 | 12012.4318 | 3 | 0 | 3 | B | NBS_EndSuction | 10 | 8 | 10 | 14 | BranchMin10_BranchMax14 | 12 | 3 | 12 | 24 | HeaderMin12_HeaderMax24 | 16 | 6 | 18
253 | 121 | 080-135-4P-60HP | NBS_080-135_4P_60HP_9.84_SS | 4004.1439 | 4004.1439 | 12012.4318 | 3 | 0 | 3 | B | NBS_EndSuction | 10 | 8 | 10 | 14 | BranchMin10_BranchMax14 | 12 | 3 | 12 | 24 | HeaderMin12_HeaderMax24 | 18 | 6 | 18
253 | 121 | 080-135-4P-60HP | NBS_080-135_4P_60HP_9.84_SS | 4004.1439 | 4004.1439 | 12012.4318 | 3 | 0 | 3 | B | NBS_EndSuction | 10 | 8 | 10 | 14 | BranchMin10_BranchMax14 | 12 | 3 | 12 | 24 | HeaderMin12_HeaderMax24 | 20 | 6 | 18
253 | 121 | 080-135-4P-60HP | NBS_080-135_4P_60HP_9.84_SS | 4004.1439 | 4004.1439 | 12012.4318 | 3 | 0 | 3 | B | NBS_EndSuction | 10 | 8 | 10 | 14 | BranchMin10_BranchMax14 | 12 | 3 | 12 | 24 | HeaderMin12_HeaderMax24 | 24 | 6 | 18
253 | 121 | 080-135-4P-60HP | NBS_080-135_4P_60HP_9.84_SS | 4004.1439 | 4004.1439 | 12012.4318 | 3 | 0 | 3 | B | NBS_EndSuction | 10 | 8 | 10 | 14 | BranchMin10_BranchMax14 | 14 | 3 | 12 | 24 | HeaderMin12_HeaderMax24 | 12 | 6 | 18 | [11 empty] | INVALID
253 | 121 | 080-135-4P-60HP | NBS_080-135_4P_60HP_9.84_SS | 4004.1439 | 4004.1439 | 12012.4318 | 3 | 0 | 3 | B | NBS_EndSuction | 10 | 8 | 10 | 14 | BranchMin10_BranchMax14 | 14 | 3 | 12 | 24 | HeaderMin12_HeaderMax24 | 14 | 6 | 18 | [11 empty] | INVALID
253 | 121 | 080-135-4P-60HP | NBS_080-135_4P_60HP_9.84_SS | 4004.1439 | 4004.1439 | 12012.4318 | 3 | 0 | 3 | B | NBS_EndSuction | 10 | 8 | 10 | 14 | BranchMin10_BranchMax14 | 14 | 3 | 12 | 24 | HeaderMin12_HeaderMax24 | 16 | 6 | 18
253 | 121 | 080-135-4P-60HP | NBS_080-135_4P_60HP_9.84_SS | 4004.1439 | 4004.1439 | 12012.4318 | 3 | 0 | 3 | B | NBS_EndSuction | 10 | 8 | 10 | 14 | BranchMin10_BranchMax14 | 14 | 3 | 12 | 24 | HeaderMin12_HeaderMax24 | 18 | 6 | 18
253 | 121 | 080-135-4P-60HP | NBS_080-135_4P_60HP_9.84_SS | 4004.1439 | 4004.1439 | 12012.4318 | 3 | 0 | 3 | B | NBS_EndSuction | 10 | 8 | 10 | 14 | BranchMin10_BranchMax14 | 14 | 3 | 12 | 24 | HeaderMin12_HeaderMax24 | 20 | 6 | 18
253 | 121 | 080-135-4P-60HP | NBS_080-135_4P_60HP_9.84_SS | 4004.1439 | 4004.1439 | 12012.4318 | 3 | 0 | 3 | B | NBS_EndSuction | 10 | 8 | 10 | 14 | BranchMin10_BranchMax14 | 14 | 3 | 12 | 24 | HeaderMin12_HeaderMax24 | 24 | 6 | 18
254 | 122 | 080-135-4P-75HP | NBS_080-135_4P_75HP_10.31_SS | 4295.2175 | 4295.2175 | 12885.6526 | 3 | 0 | 3 | B | NBS_EndSuction | 10 | 8 | 10 | 16 | BranchMin10_BranchMax16 | 10 | 4 | 12 | 24 | HeaderMin12_HeaderMax24 | 12 | 6 | 24
254 | 122 | 080-135-4P-75HP | NBS_080-135_4P_75HP_10.31_SS | 4295.2175 | 4295.2175 | 12885.6526 | 3 | 0 | 3 | B | NBS_EndSuction | 10 | 8 | 10 | 16 | BranchMin10_BranchMax16 | 10 | 4 | 12 | 24 | HeaderMin12_HeaderMax24 | 14 | 6 | 24
254 | 122 | 080-135-4P-75HP | NBS_080-135_4P_75HP_10.31_SS | 4295.2175 | 4295.2175 | 12885.6526 | 3 | 0 | 3 | B | NBS_EndSuction | 10 | 8 | 10 | 16 | BranchMin10_BranchMax16 | 10 | 4 | 12 | 24 | HeaderMin12_HeaderMax24 | 16 | 6 | 24
254 | 122 | 080-135-4P-75HP | NBS_080-135_4P_75HP_10.31_SS | 4295.2175 | 4295.2175 | 12885.6526 | 3 | 0 | 3 | B | NBS_EndSuction | 10 | 8 | 10 | 16 | BranchMin10_BranchMax16 | 10 | 4 | 12 | 24 | HeaderMin12_HeaderMax24 | 18 | 6 | 24
254 | 122 | 080-135-4P-75HP | NBS_080-135_4P_75HP_10.31_SS | 4295.2175 | 4295.2175 | 12885.6526 | 3 | 0 | 3 | B | NBS_EndSuction | 10 | 8 | 10 | 16 | BranchMin10_BranchMax16 | 10 | 4 | 12 | 24 | HeaderMin12_HeaderMax24 | 20 | 6 | 24
254 | 122 | 080-135-4P-75HP | NBS_080-135_4P_75HP_10.31_SS | 4295.2175 | 4295.2175 | 12885.6526 | 3 | 0 | 3 | B | NBS_EndSuction | 10 | 8 | 10 | 16 | BranchMin10_BranchMax16 | 10 | 4 | 12 | 24 | HeaderMin12_HeaderMax24 | 24 | 6 | 24
254 | 122 | 080-135-4P-75HP | NBS_080-135_4P_75HP_10.31_SS | 4295.2175 | 4295.2175 | 12885.6526 | 3 | 0 | 3 | B | NBS_EndSuction | 10 | 8 | 10 | 16 | BranchMin10_BranchMax16 | 12 | 4 | 12 | 24 | HeaderMin12_HeaderMax24 | 12 | 6 | 24 | [11 empty] | INVALID
254 | 122 | 080-135-4P-75HP | NBS_080-135_4P_75HP_10.31_SS | 4295.2175 | 4295.2175 | 12885.6526 | 3 | 0 | 3 | B | NBS_EndSuction | 10 | 8 | 10 | 16 | BranchMin10_BranchMax16 | 12 | 4 | 12 | 24 | HeaderMin12_HeaderMax24 | 14 | 6 | 24
254 | 122 | 080-135-4P-75HP | NBS_080-135_4P_75HP_10.31_SS | 4295.2175 | 4295.2175 | 12885.6526 | 3 | 0 | 3 | B | NBS_EndSuction | 10 | 8 | 10 | 16 | BranchMin10_BranchMax16 | 12 | 4 | 12 | 24 | HeaderMin12_HeaderMax24 | 16 | 6 | 24
254 | 122 | 080-135-4P-75HP | NBS_080-135_4P_75HP_10.31_SS | 4295.2175 | 4295.2175 | 12885.6526 | 3 | 0 | 3 | B | NBS_EndSuction | 10 | 8 | 10 | 16 | BranchMin10_BranchMax16 | 12 | 4 | 12 | 24 | HeaderMin12_HeaderMax24 | 18 | 6 | 24
254 | 122 | 080-135-4P-75HP | NBS_080-135_4P_75HP_10.31_SS | 4295.2175 | 4295.2175 | 12885.6526 | 3 | 0 | 3 | B | NBS_EndSuction | 10 | 8 | 10 | 16 | BranchMin10_BranchMax16 | 12 | 4 | 12 | 24 | HeaderMin12_HeaderMax24 | 20 | 6 | 24
254 | 122 | 080-135-4P-75HP | NBS_080-135_4P_75HP_10.31_SS | 4295.2175 | 4295.2175 | 12885.6526 | 3 | 0 | 3 | B | NBS_EndSuction | 10 | 8 | 10 | 16 | BranchMin10_BranchMax16 | 12 | 4 | 12 | 24 | HeaderMin12_HeaderMax24 | 24 | 6 | 24
254 | 122 | 080-135-4P-75HP | NBS_080-135_4P_75HP_10.31_SS | 4295.2175 | 4295.2175 | 12885.6526 | 3 | 0 | 3 | B | NBS_EndSuction | 10 | 8 | 10 | 16 | BranchMin10_BranchMax16 | 14 | 4 | 12 | 24 | HeaderMin12_HeaderMax24 | 12 | 6 | 24 | [11 empty] | INVALID
254 | 122 | 080-135-4P-75HP | NBS_080-135_4P_75HP_10.31_SS | 4295.2175 | 4295.2175 | 12885.6526 | 3 | 0 | 3 | B | NBS_EndSuction | 10 | 8 | 10 | 16 | BranchMin10_BranchMax16 | 14 | 4 | 12 | 24 | HeaderMin12_HeaderMax24 | 14 | 6 | 24 | [11 empty] | INVALID
254 | 122 | 080-135-4P-75HP | NBS_080-135_4P_75HP_10.31_SS | 4295.2175 | 4295.2175 | 12885.6526 | 3 | 0 | 3 | B | NBS_EndSuction | 10 | 8 | 10 | 16 | BranchMin10_BranchMax16 | 14 | 4 | 12 | 24 | HeaderMin12_HeaderMax24 | 16 | 6 | 24
254 | 122 | 080-135-4P-75HP | NBS_080-135_4P_75HP_10.31_SS | 4295.2175 | 4295.2175 | 12885.6526 | 3 | 0 | 3 | B | NBS_EndSuction | 10 | 8 | 10 | 16 | BranchMin10_BranchMax16 | 14 | 4 | 12 | 24 | HeaderMin12_HeaderMax24 | 18 | 6 | 24
254 | 122 | 080-135-4P-75HP | NBS_080-135_4P_75HP_10.31_SS | 4295.2175 | 4295.2175 | 12885.6526 | 3 | 0 | 3 | B | NBS_EndSuction | 10 | 8 | 10 | 16 | BranchMin10_BranchMax16 | 14 | 4 | 12 | 24 | HeaderMin12_HeaderMax24 | 20 | 6 | 24
254 | 122 | 080-135-4P-75HP | NBS_080-135_4P_75HP_10.31_SS | 4295.2175 | 4295.2175 | 12885.6526 | 3 | 0 | 3 | B | NBS_EndSuction | 10 | 8 | 10 | 16 | BranchMin10_BranchMax16 | 14 | 4 | 12 | 24 | HeaderMin12_HeaderMax24 | 24 | 6 | 24
254 | 122 | 080-135-4P-75HP | NBS_080-135_4P_75HP_10.31_SS | 4295.2175 | 4295.2175 | 12885.6526 | 3 | 0 | 3 | B | NBS_EndSuction | 10 | 8 | 10 | 16 | BranchMin10_BranchMax16 | 16 | 4 | 12 | 24 | HeaderMin12_HeaderMax24 | 12 | 6 | 24 | [11 empty] | INVALID
254 | 122 | 080-135-4P-75HP | NBS_080-135_4P_75HP_10.31_SS | 4295.2175 | 4295.2175 | 12885.6526 | 3 | 0 | 3 | B | NBS_EndSuction | 10 | 8 | 10 | 16 | BranchMin10_BranchMax16 | 16 | 4 | 12 | 24 | HeaderMin12_HeaderMax24 | 14 | 6 | 24 | [11 empty] | INVALID
254 | 122 | 080-135-4P-75HP | NBS_080-135_4P_75HP_10.31_SS | 4295.2175 | 4295.2175 | 12885.6526 | 3 | 0 | 3 | B | NBS_EndSuction | 10 | 8 | 10 | 16 | BranchMin10_BranchMax16 | 16 | 4 | 12 | 24 | HeaderMin12_HeaderMax24 | 16 | 6 | 24 | [11 empty] | INVALID
254 | 122 | 080-135-4P-75HP | NBS_080-135_4P_75HP_10.31_SS | 4295.2175 | 4295.2175 | 12885.6526 | 3 | 0 | 3 | B | NBS_EndSuction | 10 | 8 | 10 | 16 | BranchMin10_BranchMax16 | 16 | 4 | 12 | 24 | HeaderMin12_HeaderMax24 | 18 | 6 | 24
254 | 122 | 080-135-4P-75HP | NBS_080-135_4P_75HP_10.31_SS | 4295.2175 | 4295.2175 | 12885.6526 | 3 | 0 | 3 | B | NBS_EndSuction | 10 | 8 | 10 | 16 | BranchMin10_BranchMax16 | 16 | 4 | 12 | 24 | HeaderMin12_HeaderMax24 | 20 | 6 | 24
254 | 122 | 080-135-4P-75HP | NBS_080-135_4P_75HP_10.31_SS | 4295.2175 | 4295.2175 | 12885.6526 | 3 | 0 | 3 | B | NBS_EndSuction | 10 | 8 | 10 | 16 | BranchMin10_BranchMax16 | 16 | 4 | 12 | 24 | HeaderMin12_HeaderMax24 | 24 | 6 | 24
255 | 123 | 080-135-4P-100HP | NBS_080-135_4P_100HP_11.26_SS | 4595.0968 | 4595.0968 | 13785.2905 | 3 | 0 | 3 | B | NBS_EndSuction | 10 | 8 | 10 | 16 | BranchMin10_BranchMax16 | 10 | 4 | 12 | 24 | HeaderMin12_HeaderMax24 | 12 | 6 | 24
255 | 123 | 080-135-4P-100HP | NBS_080-135_4P_100HP_11.26_SS | 4595.0968 | 4595.0968 | 13785.2905 | 3 | 0 | 3 | B | NBS_EndSuction | 10 | 8 | 10 | 16 | BranchMin10_BranchMax16 | 10 | 4 | 12 | 24 | HeaderMin12_HeaderMax24 | 14 | 6 | 24
255 | 123 | 080-135-4P-100HP | NBS_080-135_4P_100HP_11.26_SS | 4595.0968 | 4595.0968 | 13785.2905 | 3 | 0 | 3 | B | NBS_EndSuction | 10 | 8 | 10 | 16 | BranchMin10_BranchMax16 | 10 | 4 | 12 | 24 | HeaderMin12_HeaderMax24 | 16 | 6 | 24
255 | 123 | 080-135-4P-100HP | NBS_080-135_4P_100HP_11.26_SS | 4595.0968 | 4595.0968 | 13785.2905 | 3 | 0 | 3 | B | NBS_EndSuction | 10 | 8 | 10 | 16 | BranchMin10_BranchMax16 | 10 | 4 | 12 | 24 | HeaderMin12_HeaderMax24 | 18 | 6 | 24
255 | 123 | 080-135-4P-100HP | NBS_080-135_4P_100HP_11.26_SS | 4595.0968 | 4595.0968 | 13785.2905 | 3 | 0 | 3 | B | NBS_EndSuction | 10 | 8 | 10 | 16 | BranchMin10_BranchMax16 | 10 | 4 | 12 | 24 | HeaderMin12_HeaderMax24 | 20 | 6 | 24
255 | 123 | 080-135-4P-100HP | NBS_080-135_4P_100HP_11.26_SS | 4595.0968 | 4595.0968 | 13785.2905 | 3 | 0 | 3 | B | NBS_EndSuction | 10 | 8 | 10 | 16 | BranchMin10_BranchMax16 | 10 | 4 | 12 | 24 | HeaderMin12_HeaderMax24 | 24 | 6 | 24
255 | 123 | 080-135-4P-100HP | NBS_080-135_4P_100HP_11.26_SS | 4595.0968 | 4595.0968 | 13785.2905 | 3 | 0 | 3 | B | NBS_EndSuction | 10 | 8 | 10 | 16 | BranchMin10_BranchMax16 | 12 | 4 | 12 | 24 | HeaderMin12_HeaderMax24 | 12 | 6 | 24 | [11 empty] | INVALID
255 | 123 | 080-135-4P-100HP | NBS_080-135_4P_100HP_11.26_SS | 4595.0968 | 4595.0968 | 13785.2905 | 3 | 0 | 3 | B | NBS_EndSuction | 10 | 8 | 10 | 16 | BranchMin10_BranchMax16 | 12 | 4 | 12 | 24 | HeaderMin12_HeaderMax24 | 14 | 6 | 24
255 | 123 | 080-135-4P-100HP | NBS_080-135_4P_100HP_11.26_SS | 4595.0968 | 4595.0968 | 13785.2905 | 3 | 0 | 3 | B | NBS_EndSuction | 10 | 8 | 10 | 16 | BranchMin10_BranchMax16 | 12 | 4 | 12 | 24 | HeaderMin12_HeaderMax24 | 16 | 6 | 24
255 | 123 | 080-135-4P-100HP | NBS_080-135_4P_100HP_11.26_SS | 4595.0968 | 4595.0968 | 13785.2905 | 3 | 0 | 3 | B | NBS_EndSuction | 10 | 8 | 10 | 16 | BranchMin10_BranchMax16 | 12 | 4 | 12 | 24 | HeaderMin12_HeaderMax24 | 18 | 6 | 24
255 | 123 | 080-135-4P-100HP | NBS_080-135_4P_100HP_11.26_SS | 4595.0968 | 4595.0968 | 13785.2905 | 3 | 0 | 3 | B | NBS_EndSuction | 10 | 8 | 10 | 16 | BranchMin10_BranchMax16 | 12 | 4 | 12 | 24 | HeaderMin12_HeaderMax24 | 20 | 6 | 24
255 | 123 | 080-135-4P-100HP | NBS_080-135_4P_100HP_11.26_SS | 4595.0968 | 4595.0968 | 13785.2905 | 3 | 0 | 3 | B | NBS_EndSuction | 10 | 8 | 10 | 16 | BranchMin10_BranchMax16 | 12 | 4 | 12 | 24 | HeaderMin12_HeaderMax24 | 24 | 6 | 24
255 | 123 | 080-135-4P-100HP | NBS_080-135_4P_100HP_11.26_SS | 4595.0968 | 4595.0968 | 13785.2905 | 3 | 0 | 3 | B | NBS_EndSuction | 10 | 8 | 10 | 16 | BranchMin10_BranchMax16 | 14 | 4 | 12 | 24 | HeaderMin12_HeaderMax24 | 12 | 6 | 24 | [11 empty] | INVALID
255 | 123 | 080-135-4P-100HP | NBS_080-135_4P_100HP_11.26_SS | 4595.0968 | 4595.0968 | 13785.2905 | 3 | 0 | 3 | B | NBS_EndSuction | 10 | 8 | 10 | 16 | BranchMin10_BranchMax16 | 14 | 4 | 12 | 24 | HeaderMin12_HeaderMax24 | 14 | 6 | 24 | [11 empty] | INVALID
255 | 123 | 080-135-4P-100HP | NBS_080-135_4P_100HP_11.26_SS | 4595.0968 | 4595.0968 | 13785.2905 | 3 | 0 | 3 | B | NBS_EndSuction | 10 | 8 | 10 | 16 | BranchMin10_BranchMax16 | 14 | 4 | 12 | 24 | HeaderMin12_HeaderMax24 | 16 | 6 | 24
255 | 123 | 080-135-4P-100HP | NBS_080-135_4P_100HP_11.26_SS | 4595.0968 | 4595.0968 | 13785.2905 | 3 | 0 | 3 | B | NBS_EndSuction | 10 | 8 | 10 | 16 | BranchMin10_BranchMax16 | 14 | 4 | 12 | 24 | HeaderMin12_HeaderMax24 | 18 | 6 | 24
255 | 123 | 080-135-4P-100HP | NBS_080-135_4P_100HP_11.26_SS | 4595.0968 | 4595.0968 | 13785.2905 | 3 | 0 | 3 | B | NBS_EndSuction | 10 | 8 | 10 | 16 | BranchMin10_BranchMax16 | 14 | 4 | 12 | 24 | HeaderMin12_HeaderMax24 | 20 | 6 | 24
255 | 123 | 080-135-4P-100HP | NBS_080-135_4P_100HP_11.26_SS | 4595.0968 | 4595.0968 | 13785.2905 | 3 | 0 | 3 | B | NBS_EndSuction | 10 | 8 | 10 | 16 | BranchMin10_BranchMax16 | 14 | 4 | 12 | 24 | HeaderMin12_HeaderMax24 | 24 | 6 | 24
255 | 123 | 080-135-4P-100HP | NBS_080-135_4P_100HP_11.26_SS | 4595.0968 | 4595.0968 | 13785.2905 | 3 | 0 | 3 | B | NBS_EndSuction | 10 | 8 | 10 | 16 | BranchMin10_BranchMax16 | 16 | 4 | 12 | 24 | HeaderMin12_HeaderMax24 | 12 | 6 | 24 | [11 empty] | INVALID
255 | 123 | 080-135-4P-100HP | NBS_080-135_4P_100HP_11.26_SS | 4595.0968 | 4595.0968 | 13785.2905 | 3 | 0 | 3 | B | NBS_EndSuction | 10 | 8 | 10 | 16 | BranchMin10_BranchMax16 | 16 | 4 | 12 | 24 | HeaderMin12_HeaderMax24 | 14 | 6 | 24 | [11 empty] | INVALID
255 | 123 | 080-135-4P-100HP | NBS_080-135_4P_100HP_11.26_SS | 4595.0968 | 4595.0968 | 13785.2905 | 3 | 0 | 3 | B | NBS_EndSuction | 10 | 8 | 10 | 16 | BranchMin10_BranchMax16 | 16 | 4 | 12 | 24 | HeaderMin12_HeaderMax24 | 16 | 6 | 24 | [11 empty] | INVALID
255 | 123 | 080-135-4P-100HP | NBS_080-135_4P_100HP_11.26_SS | 4595.0968 | 4595.0968 | 13785.2905 | 3 | 0 | 3 | B | NBS_EndSuction | 10 | 8 | 10 | 16 | BranchMin10_BranchMax16 | 16 | 4 | 12 | 24 | HeaderMin12_HeaderMax24 | 18 | 6 | 24
255 | 123 | 080-135-4P-100HP | NBS_080-135_4P_100HP_11.26_SS | 4595.0968 | 4595.0968 | 13785.2905 | 3 | 0 | 3 | B | NBS_EndSuction | 10 | 8 | 10 | 16 | BranchMin10_BranchMax16 | 16 | 4 | 12 | 24 | HeaderMin12_HeaderMax24 | 20 | 6 | 24
255 | 123 | 080-135-4P-100HP | NBS_080-135_4P_100HP_11.26_SS | 4595.0968 | 4595.0968 | 13785.2905 | 3 | 0 | 3 | B | NBS_EndSuction | 10 | 8 | 10 | 16 | BranchMin10_BranchMax16 | 16 | 4 | 12 | 24 | HeaderMin12_HeaderMax24 | 24 | 6 | 24
256 | 124 | 080-135-4P-125HP | NBS_080-135_4P_125HP_11.89_SS | 4656.6379 | 4656.6379 | 13969.9138 | 3 | 0 | 3 | B | NBS_EndSuction | 10 | 8 | 10 | 16 | BranchMin10_BranchMax16 | 10 | 4 | 12 | 24 | HeaderMin12_HeaderMax24 | 12 | 6 | 24
256 | 124 | 080-135-4P-125HP | NBS_080-135_4P_125HP_11.89_SS | 4656.6379 | 4656.6379 | 13969.9138 | 3 | 0 | 3 | B | NBS_EndSuction | 10 | 8 | 10 | 16 | BranchMin10_BranchMax16 | 10 | 4 | 12 | 24 | HeaderMin12_HeaderMax24 | 14 | 6 | 24
256 | 124 | 080-135-4P-125HP | NBS_080-135_4P_125HP_11.89_SS | 4656.6379 | 4656.6379 | 13969.9138 | 3 | 0 | 3 | B | NBS_EndSuction | 10 | 8 | 10 | 16 | BranchMin10_BranchMax16 | 10 | 4 | 12 | 24 | HeaderMin12_HeaderMax24 | 16 | 6 | 24
256 | 124 | 080-135-4P-125HP | NBS_080-135_4P_125HP_11.89_SS | 4656.6379 | 4656.6379 | 13969.9138 | 3 | 0 | 3 | B | NBS_EndSuction | 10 | 8 | 10 | 16 | BranchMin10_BranchMax16 | 10 | 4 | 12 | 24 | HeaderMin12_HeaderMax24 | 18 | 6 | 24
256 | 124 | 080-135-4P-125HP | NBS_080-135_4P_125HP_11.89_SS | 4656.6379 | 4656.6379 | 13969.9138 | 3 | 0 | 3 | B | NBS_EndSuction | 10 | 8 | 10 | 16 | BranchMin10_BranchMax16 | 10 | 4 | 12 | 24 | HeaderMin12_HeaderMax24 | 20 | 6 | 24
256 | 124 | 080-135-4P-125HP | NBS_080-135_4P_125HP_11.89_SS | 4656.6379 | 4656.6379 | 13969.9138 | 3 | 0 | 3 | B | NBS_EndSuction | 10 | 8 | 10 | 16 | BranchMin10_BranchMax16 | 10 | 4 | 12 | 24 | HeaderMin12_HeaderMax24 | 24 | 6 | 24
256 | 124 | 080-135-4P-125HP | NBS_080-135_4P_125HP_11.89_SS | 4656.6379 | 4656.6379 | 13969.9138 | 3 | 0 | 3 | B | NBS_EndSuction | 10 | 8 | 10 | 16 | BranchMin10_BranchMax16 | 12 | 4 | 12 | 24 | HeaderMin12_HeaderMax24 | 12 | 6 | 24 | [11 empty] | INVALID
256 | 124 | 080-135-4P-125HP | NBS_080-135_4P_125HP_11.89_SS | 4656.6379 | 4656.6379 | 13969.9138 | 3 | 0 | 3 | B | NBS_EndSuction | 10 | 8 | 10 | 16 | BranchMin10_BranchMax16 | 12 | 4 | 12 | 24 | HeaderMin12_HeaderMax24 | 14 | 6 | 24
256 | 124 | 080-135-4P-125HP | NBS_080-135_4P_125HP_11.89_SS | 4656.6379 | 4656.6379 | 13969.9138 | 3 | 0 | 3 | B | NBS_EndSuction | 10 | 8 | 10 | 16 | BranchMin10_BranchMax16 | 12 | 4 | 12 | 24 | HeaderMin12_HeaderMax24 | 16 | 6 | 24
256 | 124 | 080-135-4P-125HP | NBS_080-135_4P_125HP_11.89_SS | 4656.6379 | 4656.6379 | 13969.9138 | 3 | 0 | 3 | B | NBS_EndSuction | 10 | 8 | 10 | 16 | BranchMin10_BranchMax16 | 12 | 4 | 12 | 24 | HeaderMin12_HeaderMax24 | 18 | 6 | 24
256 | 124 | 080-135-4P-125HP | NBS_080-135_4P_125HP_11.89_SS | 4656.6379 | 4656.6379 | 13969.9138 | 3 | 0 | 3 | B | NBS_EndSuction | 10 | 8 | 10 | 16 | BranchMin10_BranchMax16 | 12 | 4 | 12 | 24 | HeaderMin12_HeaderMax24 | 20 | 6 | 24
256 | 124 | 080-135-4P-125HP | NBS_080-135_4P_125HP_11.89_SS | 4656.6379 | 4656.6379 | 13969.9138 | 3 | 0 | 3 | B | NBS_EndSuction | 10 | 8 | 10 | 16 | BranchMin10_BranchMax16 | 12 | 4 | 12 | 24 | HeaderMin12_HeaderMax24 | 24 | 6 | 24
256 | 124 | 080-135-4P-125HP | NBS_080-135_4P_125HP_11.89_SS | 4656.6379 | 4656.6379 | 13969.9138 | 3 | 0 | 3 | B | NBS_EndSuction | 10 | 8 | 10 | 16 | BranchMin10_BranchMax16 | 14 | 4 | 12 | 24 | HeaderMin12_HeaderMax24 | 12 | 6 | 24 | [11 empty] | INVALID
256 | 124 | 080-135-4P-125HP | NBS_080-135_4P_125HP_11.89_SS | 4656.6379 | 4656.6379 | 13969.9138 | 3 | 0 | 3 | B | NBS_EndSuction | 10 | 8 | 10 | 16 | BranchMin10_BranchMax16 | 14 | 4 | 12 | 24 | HeaderMin12_HeaderMax24 | 14 | 6 | 24 | [11 empty] | INVALID
256 | 124 | 080-135-4P-125HP | NBS_080-135_4P_125HP_11.89_SS | 4656.6379 | 4656.6379 | 13969.9138 | 3 | 0 | 3 | B | NBS_EndSuction | 10 | 8 | 10 | 16 | BranchMin10_BranchMax16 | 14 | 4 | 12 | 24 | HeaderMin12_HeaderMax24 | 16 | 6 | 24
256 | 124 | 080-135-4P-125HP | NBS_080-135_4P_125HP_11.89_SS | 4656.6379 | 4656.6379 | 13969.9138 | 3 | 0 | 3 | B | NBS_EndSuction | 10 | 8 | 10 | 16 | BranchMin10_BranchMax16 | 14 | 4 | 12 | 24 | HeaderMin12_HeaderMax24 | 18 | 6 | 24
256 | 124 | 080-135-4P-125HP | NBS_080-135_4P_125HP_11.89_SS | 4656.6379 | 4656.6379 | 13969.9138 | 3 | 0 | 3 | B | NBS_EndSuction | 10 | 8 | 10 | 16 | BranchMin10_BranchMax16 | 14 | 4 | 12 | 24 | HeaderMin12_HeaderMax24 | 20 | 6 | 24
256 | 124 | 080-135-4P-125HP | NBS_080-135_4P_125HP_11.89_SS | 4656.6379 | 4656.6379 | 13969.9138 | 3 | 0 | 3 | B | NBS_EndSuction | 10 | 8 | 10 | 16 | BranchMin10_BranchMax16 | 14 | 4 | 12 | 24 | HeaderMin12_HeaderMax24 | 24 | 6 | 24
256 | 124 | 080-135-4P-125HP | NBS_080-135_4P_125HP_11.89_SS | 4656.6379 | 4656.6379 | 13969.9138 | 3 | 0 | 3 | B | NBS_EndSuction | 10 | 8 | 10 | 16 | BranchMin10_BranchMax16 | 16 | 4 | 12 | 24 | HeaderMin12_HeaderMax24 | 12 | 6 | 24 | [11 empty] | INVALID
256 | 124 | 080-135-4P-125HP | NBS_080-135_4P_125HP_11.89_SS | 4656.6379 | 4656.6379 | 13969.9138 | 3 | 0 | 3 | B | NBS_EndSuction | 10 | 8 | 10 | 16 | BranchMin10_BranchMax16 | 16 | 4 | 12 | 24 | HeaderMin12_HeaderMax24 | 14 | 6 | 24 | [11 empty] | INVALID
256 | 124 | 080-135-4P-125HP | NBS_080-135_4P_125HP_11.89_SS | 4656.6379 | 4656.6379 | 13969.9138 | 3 | 0 | 3 | B | NBS_EndSuction | 10 | 8 | 10 | 16 | BranchMin10_BranchMax16 | 16 | 4 | 12 | 24 | HeaderMin12_HeaderMax24 | 16 | 6 | 24 | [11 empty] | INVALID
256 | 124 | 080-135-4P-125HP | NBS_080-135_4P_125HP_11.89_SS | 4656.6379 | 4656.6379 | 13969.9138 | 3 | 0 | 3 | B | NBS_EndSuction | 10 | 8 | 10 | 16 | BranchMin10_BranchMax16 | 16 | 4 | 12 | 24 | HeaderMin12_HeaderMax24 | 18 | 6 | 24
256 | 124 | 080-135-4P-125HP | NBS_080-135_4P_125HP_11.89_SS | 4656.6379 | 4656.6379 | 13969.9138 | 3 | 0 | 3 | B | NBS_EndSuction | 10 | 8 | 10 | 16 | BranchMin10_BranchMax16 | 16 | 4 | 12 | 24 | HeaderMin12_HeaderMax24 | 20 | 6 | 24
256 | 124 | 080-135-4P-125HP | NBS_080-135_4P_125HP_11.89_SS | 4656.6379 | 4656.6379 | 13969.9138 | 3 | 0 | 3 | B | NBS_EndSuction | 10 | 8 | 10 | 16 | BranchMin10_BranchMax16 | 16 | 4 | 12 | 24 | HeaderMin12_HeaderMax24 | 24 | 6 | 24
257 | 125 | 080-135-4P-150HP | NBS_080-135_4P_150HP_12.60_SS | 4664.6626 | 4664.6626 | 13993.9878 | 3 | 0 | 3 | B | NBS_EndSuction | 10 | 8 | 10 | 16 | BranchMin10_BranchMax16 | 10 | 4 | 12 | 24 | HeaderMin12_HeaderMax24 | 12 | 6 | 24
257 | 125 | 080-135-4P-150HP | NBS_080-135_4P_150HP_12.60_SS | 4664.6626 | 4664.6626 | 13993.9878 | 3 | 0 | 3 | B | NBS_EndSuction | 10 | 8 | 10 | 16 | BranchMin10_BranchMax16 | 10 | 4 | 12 | 24 | HeaderMin12_HeaderMax24 | 14 | 6 | 24
257 | 125 | 080-135-4P-150HP | NBS_080-135_4P_150HP_12.60_SS | 4664.6626 | 4664.6626 | 13993.9878 | 3 | 0 | 3 | B | NBS_EndSuction | 10 | 8 | 10 | 16 | BranchMin10_BranchMax16 | 10 | 4 | 12 | 24 | HeaderMin12_HeaderMax24 | 16 | 6 | 24
257 | 125 | 080-135-4P-150HP | NBS_080-135_4P_150HP_12.60_SS | 4664.6626 | 4664.6626 | 13993.9878 | 3 | 0 | 3 | B | NBS_EndSuction | 10 | 8 | 10 | 16 | BranchMin10_BranchMax16 | 10 | 4 | 12 | 24 | HeaderMin12_HeaderMax24 | 18 | 6 | 24
257 | 125 | 080-135-4P-150HP | NBS_080-135_4P_150HP_12.60_SS | 4664.6626 | 4664.6626 | 13993.9878 | 3 | 0 | 3 | B | NBS_EndSuction | 10 | 8 | 10 | 16 | BranchMin10_BranchMax16 | 10 | 4 | 12 | 24 | HeaderMin12_HeaderMax24 | 20 | 6 | 24
257 | 125 | 080-135-4P-150HP | NBS_080-135_4P_150HP_12.60_SS | 4664.6626 | 4664.6626 | 13993.9878 | 3 | 0 | 3 | B | NBS_EndSuction | 10 | 8 | 10 | 16 | BranchMin10_BranchMax16 | 10 | 4 | 12 | 24 | HeaderMin12_HeaderMax24 | 24 | 6 | 24
257 | 125 | 080-135-4P-150HP | NBS_080-135_4P_150HP_12.60_SS | 4664.6626 | 4664.6626 | 13993.9878 | 3 | 0 | 3 | B | NBS_EndSuction | 10 | 8 | 10 | 16 | BranchMin10_BranchMax16 | 12 | 4 | 12 | 24 | HeaderMin12_HeaderMax24 | 12 | 6 | 24 | [11 empty] | INVALID
257 | 125 | 080-135-4P-150HP | NBS_080-135_4P_150HP_12.60_SS | 4664.6626 | 4664.6626 | 13993.9878 | 3 | 0 | 3 | B | NBS_EndSuction | 10 | 8 | 10 | 16 | BranchMin10_BranchMax16 | 12 | 4 | 12 | 24 | HeaderMin12_HeaderMax24 | 14 | 6 | 24
257 | 125 | 080-135-4P-150HP | NBS_080-135_4P_150HP_12.60_SS | 4664.6626 | 4664.6626 | 13993.9878 | 3 | 0 | 3 | B | NBS_EndSuction | 10 | 8 | 10 | 16 | BranchMin10_BranchMax16 | 12 | 4 | 12 | 24 | HeaderMin12_HeaderMax24 | 16 | 6 | 24
257 | 125 | 080-135-4P-150HP | NBS_080-135_4P_150HP_12.60_SS | 4664.6626 | 4664.6626 | 13993.9878 | 3 | 0 | 3 | B | NBS_EndSuction | 10 | 8 | 10 | 16 | BranchMin10_BranchMax16 | 12 | 4 | 12 | 24 | HeaderMin12_HeaderMax24 | 18 | 6 | 24
257 | 125 | 080-135-4P-150HP | NBS_080-135_4P_150HP_12.60_SS | 4664.6626 | 4664.6626 | 13993.9878 | 3 | 0 | 3 | B | NBS_EndSuction | 10 | 8 | 10 | 16 | BranchMin10_BranchMax16 | 12 | 4 | 12 | 24 | HeaderMin12_HeaderMax24 | 20 | 6 | 24
257 | 125 | 080-135-4P-150HP | NBS_080-135_4P_150HP_12.60_SS | 4664.6626 | 4664.6626 | 13993.9878 | 3 | 0 | 3 | B | NBS_EndSuction | 10 | 8 | 10 | 16 | BranchMin10_BranchMax16 | 12 | 4 | 12 | 24 | HeaderMin12_HeaderMax24 | 24 | 6 | 24
257 | 125 | 080-135-4P-150HP | NBS_080-135_4P_150HP_12.60_SS | 4664.6626 | 4664.6626 | 13993.9878 | 3 | 0 | 3 | B | NBS_EndSuction | 10 | 8 | 10 | 16 | BranchMin10_BranchMax16 | 14 | 4 | 12 | 24 | HeaderMin12_HeaderMax24 | 12 | 6 | 24 | [11 empty] | INVALID
257 | 125 | 080-135-4P-150HP | NBS_080-135_4P_150HP_12.60_SS | 4664.6626 | 4664.6626 | 13993.9878 | 3 | 0 | 3 | B | NBS_EndSuction | 10 | 8 | 10 | 16 | BranchMin10_BranchMax16 | 14 | 4 | 12 | 24 | HeaderMin12_HeaderMax24 | 14 | 6 | 24 | [11 empty] | INVALID
257 | 125 | 080-135-4P-150HP | NBS_080-135_4P_150HP_12.60_SS | 4664.6626 | 4664.6626 | 13993.9878 | 3 | 0 | 3 | B | NBS_EndSuction | 10 | 8 | 10 | 16 | BranchMin10_BranchMax16 | 14 | 4 | 12 | 24 | HeaderMin12_HeaderMax24 | 16 | 6 | 24
257 | 125 | 080-135-4P-150HP | NBS_080-135_4P_150HP_12.60_SS | 4664.6626 | 4664.6626 | 13993.9878 | 3 | 0 | 3 | B | NBS_EndSuction | 10 | 8 | 10 | 16 | BranchMin10_BranchMax16 | 14 | 4 | 12 | 24 | HeaderMin12_HeaderMax24 | 18 | 6 | 24
257 | 125 | 080-135-4P-150HP | NBS_080-135_4P_150HP_12.60_SS | 4664.6626 | 4664.6626 | 13993.9878 | 3 | 0 | 3 | B | NBS_EndSuction | 10 | 8 | 10 | 16 | BranchMin10_BranchMax16 | 14 | 4 | 12 | 24 | HeaderMin12_HeaderMax24 | 20 | 6 | 24
257 | 125 | 080-135-4P-150HP | NBS_080-135_4P_150HP_12.60_SS | 4664.6626 | 4664.6626 | 13993.9878 | 3 | 0 | 3 | B | NBS_EndSuction | 10 | 8 | 10 | 16 | BranchMin10_BranchMax16 | 14 | 4 | 12 | 24 | HeaderMin12_HeaderMax24 | 24 | 6 | 24
257 | 125 | 080-135-4P-150HP | NBS_080-135_4P_150HP_12.60_SS | 4664.6626 | 4664.6626 | 13993.9878 | 3 | 0 | 3 | B | NBS_EndSuction | 10 | 8 | 10 | 16 | BranchMin10_BranchMax16 | 16 | 4 | 12 | 24 | HeaderMin12_HeaderMax24 | 12 | 6 | 24 | [11 empty] | INVALID
257 | 125 | 080-135-4P-150HP | NBS_080-135_4P_150HP_12.60_SS | 4664.6626 | 4664.6626 | 13993.9878 | 3 | 0 | 3 | B | NBS_EndSuction | 10 | 8 | 10 | 16 | BranchMin10_BranchMax16 | 16 | 4 | 12 | 24 | HeaderMin12_HeaderMax24 | 14 | 6 | 24 | [11 empty] | INVALID
257 | 125 | 080-135-4P-150HP | NBS_080-135_4P_150HP_12.60_SS | 4664.6626 | 4664.6626 | 13993.9878 | 3 | 0 | 3 | B | NBS_EndSuction | 10 | 8 | 10 | 16 | BranchMin10_BranchMax16 | 16 | 4 | 12 | 24 | HeaderMin12_HeaderMax24 | 16 | 6 | 24 | [11 empty] | INVALID
257 | 125 | 080-135-4P-150HP | NBS_080-135_4P_150HP_12.60_SS | 4664.6626 | 4664.6626 | 13993.9878 | 3 | 0 | 3 | B | NBS_EndSuction | 10 | 8 | 10 | 16 | BranchMin10_BranchMax16 | 16 | 4 | 12 | 24 | HeaderMin12_HeaderMax24 | 18 | 6 | 24
257 | 125 | 080-135-4P-150HP | NBS_080-135_4P_150HP_12.60_SS | 4664.6626 | 4664.6626 | 13993.9878 | 3 | 0 | 3 | B | NBS_EndSuction | 10 | 8 | 10 | 16 | BranchMin10_BranchMax16 | 16 | 4 | 12 | 24 | HeaderMin12_HeaderMax24 | 20 | 6 | 24
257 | 125 | 080-135-4P-150HP | NBS_080-135_4P_150HP_12.60_SS | 4664.6626 | 4664.6626 | 13993.9878 | 3 | 0 | 3 | B | NBS_EndSuction | 10 | 8 | 10 | 16 | BranchMin10_BranchMax16 | 16 | 4 | 12 | 24 | HeaderMin12_HeaderMax24 | 24 | 6 | 24
258 | 126 | 080-150-4P-125HP | NBS_080-150_4P_125HP_12.20_SS | 3448.9864 | 3448.9864 | 10346.9591 | 3 | 0 | 3 | B | NBS_EndSuction | 10 | 8 | 10 | 12 | BranchMin10_BranchMax12 | 10 | 2 | 12 | 24 | HeaderMin12_HeaderMax24 | 12 | 6 | 12
258 | 126 | 080-150-4P-125HP | NBS_080-150_4P_125HP_12.20_SS | 3448.9864 | 3448.9864 | 10346.9591 | 3 | 0 | 3 | B | NBS_EndSuction | 10 | 8 | 10 | 12 | BranchMin10_BranchMax12 | 10 | 2 | 12 | 24 | HeaderMin12_HeaderMax24 | 14 | 6 | 12
258 | 126 | 080-150-4P-125HP | NBS_080-150_4P_125HP_12.20_SS | 3448.9864 | 3448.9864 | 10346.9591 | 3 | 0 | 3 | B | NBS_EndSuction | 10 | 8 | 10 | 12 | BranchMin10_BranchMax12 | 10 | 2 | 12 | 24 | HeaderMin12_HeaderMax24 | 16 | 6 | 12
258 | 126 | 080-150-4P-125HP | NBS_080-150_4P_125HP_12.20_SS | 3448.9864 | 3448.9864 | 10346.9591 | 3 | 0 | 3 | B | NBS_EndSuction | 10 | 8 | 10 | 12 | BranchMin10_BranchMax12 | 10 | 2 | 12 | 24 | HeaderMin12_HeaderMax24 | 18 | 6 | 12
258 | 126 | 080-150-4P-125HP | NBS_080-150_4P_125HP_12.20_SS | 3448.9864 | 3448.9864 | 10346.9591 | 3 | 0 | 3 | B | NBS_EndSuction | 10 | 8 | 10 | 12 | BranchMin10_BranchMax12 | 10 | 2 | 12 | 24 | HeaderMin12_HeaderMax24 | 20 | 6 | 12
258 | 126 | 080-150-4P-125HP | NBS_080-150_4P_125HP_12.20_SS | 3448.9864 | 3448.9864 | 10346.9591 | 3 | 0 | 3 | B | NBS_EndSuction | 10 | 8 | 10 | 12 | BranchMin10_BranchMax12 | 10 | 2 | 12 | 24 | HeaderMin12_HeaderMax24 | 24 | 6 | 12
258 | 126 | 080-150-4P-125HP | NBS_080-150_4P_125HP_12.20_SS | 3448.9864 | 3448.9864 | 10346.9591 | 3 | 0 | 3 | B | NBS_EndSuction | 10 | 8 | 10 | 12 | BranchMin10_BranchMax12 | 12 | 2 | 12 | 24 | HeaderMin12_HeaderMax24 | 12 | 6 | 12 | [11 empty] | INVALID
258 | 126 | 080-150-4P-125HP | NBS_080-150_4P_125HP_12.20_SS | 3448.9864 | 3448.9864 | 10346.9591 | 3 | 0 | 3 | B | NBS_EndSuction | 10 | 8 | 10 | 12 | BranchMin10_BranchMax12 | 12 | 2 | 12 | 24 | HeaderMin12_HeaderMax24 | 14 | 6 | 12
258 | 126 | 080-150-4P-125HP | NBS_080-150_4P_125HP_12.20_SS | 3448.9864 | 3448.9864 | 10346.9591 | 3 | 0 | 3 | B | NBS_EndSuction | 10 | 8 | 10 | 12 | BranchMin10_BranchMax12 | 12 | 2 | 12 | 24 | HeaderMin12_HeaderMax24 | 16 | 6 | 12
258 | 126 | 080-150-4P-125HP | NBS_080-150_4P_125HP_12.20_SS | 3448.9864 | 3448.9864 | 10346.9591 | 3 | 0 | 3 | B | NBS_EndSuction | 10 | 8 | 10 | 12 | BranchMin10_BranchMax12 | 12 | 2 | 12 | 24 | HeaderMin12_HeaderMax24 | 18 | 6 | 12
258 | 126 | 080-150-4P-125HP | NBS_080-150_4P_125HP_12.20_SS | 3448.9864 | 3448.9864 | 10346.9591 | 3 | 0 | 3 | B | NBS_EndSuction | 10 | 8 | 10 | 12 | BranchMin10_BranchMax12 | 12 | 2 | 12 | 24 | HeaderMin12_HeaderMax24 | 20 | 6 | 12
258 | 126 | 080-150-4P-125HP | NBS_080-150_4P_125HP_12.20_SS | 3448.9864 | 3448.9864 | 10346.9591 | 3 | 0 | 3 | B | NBS_EndSuction | 10 | 8 | 10 | 12 | BranchMin10_BranchMax12 | 12 | 2 | 12 | 24 | HeaderMin12_HeaderMax24 | 24 | 6 | 12
259 | 127 | 080-150-4P-150HP | NBS_080-150_4P_150HP_12.99_SS | 3639.5425 | 3639.5425 | 10918.6274 | 3 | 0 | 3 | B | NBS_EndSuction | 10 | 8 | 10 | 14 | BranchMin10_BranchMax14 | 10 | 3 | 12 | 24 | HeaderMin12_HeaderMax24 | 12 | 6 | 18
259 | 127 | 080-150-4P-150HP | NBS_080-150_4P_150HP_12.99_SS | 3639.5425 | 3639.5425 | 10918.6274 | 3 | 0 | 3 | B | NBS_EndSuction | 10 | 8 | 10 | 14 | BranchMin10_BranchMax14 | 10 | 3 | 12 | 24 | HeaderMin12_HeaderMax24 | 14 | 6 | 18
259 | 127 | 080-150-4P-150HP | NBS_080-150_4P_150HP_12.99_SS | 3639.5425 | 3639.5425 | 10918.6274 | 3 | 0 | 3 | B | NBS_EndSuction | 10 | 8 | 10 | 14 | BranchMin10_BranchMax14 | 10 | 3 | 12 | 24 | HeaderMin12_HeaderMax24 | 16 | 6 | 18
259 | 127 | 080-150-4P-150HP | NBS_080-150_4P_150HP_12.99_SS | 3639.5425 | 3639.5425 | 10918.6274 | 3 | 0 | 3 | B | NBS_EndSuction | 10 | 8 | 10 | 14 | BranchMin10_BranchMax14 | 10 | 3 | 12 | 24 | HeaderMin12_HeaderMax24 | 18 | 6 | 18
259 | 127 | 080-150-4P-150HP | NBS_080-150_4P_150HP_12.99_SS | 3639.5425 | 3639.5425 | 10918.6274 | 3 | 0 | 3 | B | NBS_EndSuction | 10 | 8 | 10 | 14 | BranchMin10_BranchMax14 | 10 | 3 | 12 | 24 | HeaderMin12_HeaderMax24 | 20 | 6 | 18
259 | 127 | 080-150-4P-150HP | NBS_080-150_4P_150HP_12.99_SS | 3639.5425 | 3639.5425 | 10918.6274 | 3 | 0 | 3 | B | NBS_EndSuction | 10 | 8 | 10 | 14 | BranchMin10_BranchMax14 | 10 | 3 | 12 | 24 | HeaderMin12_HeaderMax24 | 24 | 6 | 18
259 | 127 | 080-150-4P-150HP | NBS_080-150_4P_150HP_12.99_SS | 3639.5425 | 3639.5425 | 10918.6274 | 3 | 0 | 3 | B | NBS_EndSuction | 10 | 8 | 10 | 14 | BranchMin10_BranchMax14 | 12 | 3 | 12 | 24 | HeaderMin12_HeaderMax24 | 12 | 6 | 18 | [11 empty] | INVALID
259 | 127 | 080-150-4P-150HP | NBS_080-150_4P_150HP_12.99_SS | 3639.5425 | 3639.5425 | 10918.6274 | 3 | 0 | 3 | B | NBS_EndSuction | 10 | 8 | 10 | 14 | BranchMin10_BranchMax14 | 12 | 3 | 12 | 24 | HeaderMin12_HeaderMax24 | 14 | 6 | 18
259 | 127 | 080-150-4P-150HP | NBS_080-150_4P_150HP_12.99_SS | 3639.5425 | 3639.5425 | 10918.6274 | 3 | 0 | 3 | B | NBS_EndSuction | 10 | 8 | 10 | 14 | BranchMin10_BranchMax14 | 12 | 3 | 12 | 24 | HeaderMin12_HeaderMax24 | 16 | 6 | 18
259 | 127 | 080-150-4P-150HP | NBS_080-150_4P_150HP_12.99_SS | 3639.5425 | 3639.5425 | 10918.6274 | 3 | 0 | 3 | B | NBS_EndSuction | 10 | 8 | 10 | 14 | BranchMin10_BranchMax14 | 12 | 3 | 12 | 24 | HeaderMin12_HeaderMax24 | 18 | 6 | 18
259 | 127 | 080-150-4P-150HP | NBS_080-150_4P_150HP_12.99_SS | 3639.5425 | 3639.5425 | 10918.6274 | 3 | 0 | 3 | B | NBS_EndSuction | 10 | 8 | 10 | 14 | BranchMin10_BranchMax14 | 12 | 3 | 12 | 24 | HeaderMin12_HeaderMax24 | 20 | 6 | 18
259 | 127 | 080-150-4P-150HP | NBS_080-150_4P_150HP_12.99_SS | 3639.5425 | 3639.5425 | 10918.6274 | 3 | 0 | 3 | B | NBS_EndSuction | 10 | 8 | 10 | 14 | BranchMin10_BranchMax14 | 12 | 3 | 12 | 24 | HeaderMin12_HeaderMax24 | 24 | 6 | 18
259 | 127 | 080-150-4P-150HP | NBS_080-150_4P_150HP_12.99_SS | 3639.5425 | 3639.5425 | 10918.6274 | 3 | 0 | 3 | B | NBS_EndSuction | 10 | 8 | 10 | 14 | BranchMin10_BranchMax14 | 14 | 3 | 12 | 24 | HeaderMin12_HeaderMax24 | 12 | 6 | 18 | [11 empty] | INVALID
259 | 127 | 080-150-4P-150HP | NBS_080-150_4P_150HP_12.99_SS | 3639.5425 | 3639.5425 | 10918.6274 | 3 | 0 | 3 | B | NBS_EndSuction | 10 | 8 | 10 | 14 | BranchMin10_BranchMax14 | 14 | 3 | 12 | 24 | HeaderMin12_HeaderMax24 | 14 | 6 | 18 | [11 empty] | INVALID
259 | 127 | 080-150-4P-150HP | NBS_080-150_4P_150HP_12.99_SS | 3639.5425 | 3639.5425 | 10918.6274 | 3 | 0 | 3 | B | NBS_EndSuction | 10 | 8 | 10 | 14 | BranchMin10_BranchMax14 | 14 | 3 | 12 | 24 | HeaderMin12_HeaderMax24 | 16 | 6 | 18
259 | 127 | 080-150-4P-150HP | NBS_080-150_4P_150HP_12.99_SS | 3639.5425 | 3639.5425 | 10918.6274 | 3 | 0 | 3 | B | NBS_EndSuction | 10 | 8 | 10 | 14 | BranchMin10_BranchMax14 | 14 | 3 | 12 | 24 | HeaderMin12_HeaderMax24 | 18 | 6 | 18
259 | 127 | 080-150-4P-150HP | NBS_080-150_4P_150HP_12.99_SS | 3639.5425 | 3639.5425 | 10918.6274 | 3 | 0 | 3 | B | NBS_EndSuction | 10 | 8 | 10 | 14 | BranchMin10_BranchMax14 | 14 | 3 | 12 | 24 | HeaderMin12_HeaderMax24 | 20 | 6 | 18
259 | 127 | 080-150-4P-150HP | NBS_080-150_4P_150HP_12.99_SS | 3639.5425 | 3639.5425 | 10918.6274 | 3 | 0 | 3 | B | NBS_EndSuction | 10 | 8 | 10 | 14 | BranchMin10_BranchMax14 | 14 | 3 | 12 | 24 | HeaderMin12_HeaderMax24 | 24 | 6 | 18
260 | 128 | 080-150-4P-200HP | NBS_080-150_4P_200HP_14.25_SS | 4042.4929 | 4042.4929 | 12127.4788 | 3 | 0 | 3 | B | NBS_EndSuction | 10 | 8 | 10 | 14 | BranchMin10_BranchMax14 | 10 | 3 | 12 | 24 | HeaderMin12_HeaderMax24 | 12 | 6 | 18
260 | 128 | 080-150-4P-200HP | NBS_080-150_4P_200HP_14.25_SS | 4042.4929 | 4042.4929 | 12127.4788 | 3 | 0 | 3 | B | NBS_EndSuction | 10 | 8 | 10 | 14 | BranchMin10_BranchMax14 | 10 | 3 | 12 | 24 | HeaderMin12_HeaderMax24 | 14 | 6 | 18
260 | 128 | 080-150-4P-200HP | NBS_080-150_4P_200HP_14.25_SS | 4042.4929 | 4042.4929 | 12127.4788 | 3 | 0 | 3 | B | NBS_EndSuction | 10 | 8 | 10 | 14 | BranchMin10_BranchMax14 | 10 | 3 | 12 | 24 | HeaderMin12_HeaderMax24 | 16 | 6 | 18
260 | 128 | 080-150-4P-200HP | NBS_080-150_4P_200HP_14.25_SS | 4042.4929 | 4042.4929 | 12127.4788 | 3 | 0 | 3 | B | NBS_EndSuction | 10 | 8 | 10 | 14 | BranchMin10_BranchMax14 | 10 | 3 | 12 | 24 | HeaderMin12_HeaderMax24 | 18 | 6 | 18
260 | 128 | 080-150-4P-200HP | NBS_080-150_4P_200HP_14.25_SS | 4042.4929 | 4042.4929 | 12127.4788 | 3 | 0 | 3 | B | NBS_EndSuction | 10 | 8 | 10 | 14 | BranchMin10_BranchMax14 | 10 | 3 | 12 | 24 | HeaderMin12_HeaderMax24 | 20 | 6 | 18
260 | 128 | 080-150-4P-200HP | NBS_080-150_4P_200HP_14.25_SS | 4042.4929 | 4042.4929 | 12127.4788 | 3 | 0 | 3 | B | NBS_EndSuction | 10 | 8 | 10 | 14 | BranchMin10_BranchMax14 | 10 | 3 | 12 | 24 | HeaderMin12_HeaderMax24 | 24 | 6 | 18
260 | 128 | 080-150-4P-200HP | NBS_080-150_4P_200HP_14.25_SS | 4042.4929 | 4042.4929 | 12127.4788 | 3 | 0 | 3 | B | NBS_EndSuction | 10 | 8 | 10 | 14 | BranchMin10_BranchMax14 | 12 | 3 | 12 | 24 | HeaderMin12_HeaderMax24 | 12 | 6 | 18 | [11 empty] | INVALID
260 | 128 | 080-150-4P-200HP | NBS_080-150_4P_200HP_14.25_SS | 4042.4929 | 4042.4929 | 12127.4788 | 3 | 0 | 3 | B | NBS_EndSuction | 10 | 8 | 10 | 14 | BranchMin10_BranchMax14 | 12 | 3 | 12 | 24 | HeaderMin12_HeaderMax24 | 14 | 6 | 18
260 | 128 | 080-150-4P-200HP | NBS_080-150_4P_200HP_14.25_SS | 4042.4929 | 4042.4929 | 12127.4788 | 3 | 0 | 3 | B | NBS_EndSuction | 10 | 8 | 10 | 14 | BranchMin10_BranchMax14 | 12 | 3 | 12 | 24 | HeaderMin12_HeaderMax24 | 16 | 6 | 18
260 | 128 | 080-150-4P-200HP | NBS_080-150_4P_200HP_14.25_SS | 4042.4929 | 4042.4929 | 12127.4788 | 3 | 0 | 3 | B | NBS_EndSuction | 10 | 8 | 10 | 14 | BranchMin10_BranchMax14 | 12 | 3 | 12 | 24 | HeaderMin12_HeaderMax24 | 18 | 6 | 18
260 | 128 | 080-150-4P-200HP | NBS_080-150_4P_200HP_14.25_SS | 4042.4929 | 4042.4929 | 12127.4788 | 3 | 0 | 3 | B | NBS_EndSuction | 10 | 8 | 10 | 14 | BranchMin10_BranchMax14 | 12 | 3 | 12 | 24 | HeaderMin12_HeaderMax24 | 20 | 6 | 18
260 | 128 | 080-150-4P-200HP | NBS_080-150_4P_200HP_14.25_SS | 4042.4929 | 4042.4929 | 12127.4788 | 3 | 0 | 3 | B | NBS_EndSuction | 10 | 8 | 10 | 14 | BranchMin10_BranchMax14 | 12 | 3 | 12 | 24 | HeaderMin12_HeaderMax24 | 24 | 6 | 18
260 | 128 | 080-150-4P-200HP | NBS_080-150_4P_200HP_14.25_SS | 4042.4929 | 4042.4929 | 12127.4788 | 3 | 0 | 3 | B | NBS_EndSuction | 10 | 8 | 10 | 14 | BranchMin10_BranchMax14 | 14 | 3 | 12 | 24 | HeaderMin12_HeaderMax24 | 12 | 6 | 18 | [11 empty] | INVALID
260 | 128 | 080-150-4P-200HP | NBS_080-150_4P_200HP_14.25_SS | 4042.4929 | 4042.4929 | 12127.4788 | 3 | 0 | 3 | B | NBS_EndSuction | 10 | 8 | 10 | 14 | BranchMin10_BranchMax14 | 14 | 3 | 12 | 24 | HeaderMin12_HeaderMax24 | 14 | 6 | 18 | [11 empty] | INVALID
260 | 128 | 080-150-4P-200HP | NBS_080-150_4P_200HP_14.25_SS | 4042.4929 | 4042.4929 | 12127.4788 | 3 | 0 | 3 | B | NBS_EndSuction | 10 | 8 | 10 | 14 | BranchMin10_BranchMax14 | 14 | 3 | 12 | 24 | HeaderMin12_HeaderMax24 | 16 | 6 | 18
260 | 128 | 080-150-4P-200HP | NBS_080-150_4P_200HP_14.25_SS | 4042.4929 | 4042.4929 | 12127.4788 | 3 | 0 | 3 | B | NBS_EndSuction | 10 | 8 | 10 | 14 | BranchMin10_BranchMax14 | 14 | 3 | 12 | 24 | HeaderMin12_HeaderMax24 | 18 | 6 | 18
260 | 128 | 080-150-4P-200HP | NBS_080-150_4P_200HP_14.25_SS | 4042.4929 | 4042.4929 | 12127.4788 | 3 | 0 | 3 | B | NBS_EndSuction | 10 | 8 | 10 | 14 | BranchMin10_BranchMax14 | 14 | 3 | 12 | 24 | HeaderMin12_HeaderMax24 | 20 | 6 | 18
260 | 128 | 080-150-4P-200HP | NBS_080-150_4P_200HP_14.25_SS | 4042.4929 | 4042.4929 | 12127.4788 | 3 | 0 | 3 | B | NBS_EndSuction | 10 | 8 | 10 | 14 | BranchMin10_BranchMax14 | 14 | 3 | 12 | 24 | HeaderMin12_HeaderMax24 | 24 | 6 | 18
261 | 129 | 080-150-4P-250HP | NBS_080-150_4P_250HP_15.59_SS | 4332.4218 | 4332.4218 | 12997.2653 | 3 | 0 | 3 | B | NBS_EndSuction | 10 | 8 | 10 | 16 | BranchMin10_BranchMax16 | 10 | 4 | 12 | 24 | HeaderMin12_HeaderMax24 | 12 | 6 | 24
261 | 129 | 080-150-4P-250HP | NBS_080-150_4P_250HP_15.59_SS | 4332.4218 | 4332.4218 | 12997.2653 | 3 | 0 | 3 | B | NBS_EndSuction | 10 | 8 | 10 | 16 | BranchMin10_BranchMax16 | 10 | 4 | 12 | 24 | HeaderMin12_HeaderMax24 | 14 | 6 | 24
261 | 129 | 080-150-4P-250HP | NBS_080-150_4P_250HP_15.59_SS | 4332.4218 | 4332.4218 | 12997.2653 | 3 | 0 | 3 | B | NBS_EndSuction | 10 | 8 | 10 | 16 | BranchMin10_BranchMax16 | 10 | 4 | 12 | 24 | HeaderMin12_HeaderMax24 | 16 | 6 | 24
261 | 129 | 080-150-4P-250HP | NBS_080-150_4P_250HP_15.59_SS | 4332.4218 | 4332.4218 | 12997.2653 | 3 | 0 | 3 | B | NBS_EndSuction | 10 | 8 | 10 | 16 | BranchMin10_BranchMax16 | 10 | 4 | 12 | 24 | HeaderMin12_HeaderMax24 | 18 | 6 | 24
261 | 129 | 080-150-4P-250HP | NBS_080-150_4P_250HP_15.59_SS | 4332.4218 | 4332.4218 | 12997.2653 | 3 | 0 | 3 | B | NBS_EndSuction | 10 | 8 | 10 | 16 | BranchMin10_BranchMax16 | 10 | 4 | 12 | 24 | HeaderMin12_HeaderMax24 | 20 | 6 | 24
261 | 129 | 080-150-4P-250HP | NBS_080-150_4P_250HP_15.59_SS | 4332.4218 | 4332.4218 | 12997.2653 | 3 | 0 | 3 | B | NBS_EndSuction | 10 | 8 | 10 | 16 | BranchMin10_BranchMax16 | 10 | 4 | 12 | 24 | HeaderMin12_HeaderMax24 | 24 | 6 | 24
261 | 129 | 080-150-4P-250HP | NBS_080-150_4P_250HP_15.59_SS | 4332.4218 | 4332.4218 | 12997.2653 | 3 | 0 | 3 | B | NBS_EndSuction | 10 | 8 | 10 | 16 | BranchMin10_BranchMax16 | 12 | 4 | 12 | 24 | HeaderMin12_HeaderMax24 | 12 | 6 | 24 | [11 empty] | INVALID
261 | 129 | 080-150-4P-250HP | NBS_080-150_4P_250HP_15.59_SS | 4332.4218 | 4332.4218 | 12997.2653 | 3 | 0 | 3 | B | NBS_EndSuction | 10 | 8 | 10 | 16 | BranchMin10_BranchMax16 | 12 | 4 | 12 | 24 | HeaderMin12_HeaderMax24 | 14 | 6 | 24
261 | 129 | 080-150-4P-250HP | NBS_080-150_4P_250HP_15.59_SS | 4332.4218 | 4332.4218 | 12997.2653 | 3 | 0 | 3 | B | NBS_EndSuction | 10 | 8 | 10 | 16 | BranchMin10_BranchMax16 | 12 | 4 | 12 | 24 | HeaderMin12_HeaderMax24 | 16 | 6 | 24
261 | 129 | 080-150-4P-250HP | NBS_080-150_4P_250HP_15.59_SS | 4332.4218 | 4332.4218 | 12997.2653 | 3 | 0 | 3 | B | NBS_EndSuction | 10 | 8 | 10 | 16 | BranchMin10_BranchMax16 | 12 | 4 | 12 | 24 | HeaderMin12_HeaderMax24 | 18 | 6 | 24
261 | 129 | 080-150-4P-250HP | NBS_080-150_4P_250HP_15.59_SS | 4332.4218 | 4332.4218 | 12997.2653 | 3 | 0 | 3 | B | NBS_EndSuction | 10 | 8 | 10 | 16 | BranchMin10_BranchMax16 | 12 | 4 | 12 | 24 | HeaderMin12_HeaderMax24 | 20 | 6 | 24
261 | 129 | 080-150-4P-250HP | NBS_080-150_4P_250HP_15.59_SS | 4332.4218 | 4332.4218 | 12997.2653 | 3 | 0 | 3 | B | NBS_EndSuction | 10 | 8 | 10 | 16 | BranchMin10_BranchMax16 | 12 | 4 | 12 | 24 | HeaderMin12_HeaderMax24 | 24 | 6 | 24
261 | 129 | 080-150-4P-250HP | NBS_080-150_4P_250HP_15.59_SS | 4332.4218 | 4332.4218 | 12997.2653 | 3 | 0 | 3 | B | NBS_EndSuction | 10 | 8 | 10 | 16 | BranchMin10_BranchMax16 | 14 | 4 | 12 | 24 | HeaderMin12_HeaderMax24 | 12 | 6 | 24 | [11 empty] | INVALID
261 | 129 | 080-150-4P-250HP | NBS_080-150_4P_250HP_15.59_SS | 4332.4218 | 4332.4218 | 12997.2653 | 3 | 0 | 3 | B | NBS_EndSuction | 10 | 8 | 10 | 16 | BranchMin10_BranchMax16 | 14 | 4 | 12 | 24 | HeaderMin12_HeaderMax24 | 14 | 6 | 24 | [11 empty] | INVALID
261 | 129 | 080-150-4P-250HP | NBS_080-150_4P_250HP_15.59_SS | 4332.4218 | 4332.4218 | 12997.2653 | 3 | 0 | 3 | B | NBS_EndSuction | 10 | 8 | 10 | 16 | BranchMin10_BranchMax16 | 14 | 4 | 12 | 24 | HeaderMin12_HeaderMax24 | 16 | 6 | 24
261 | 129 | 080-150-4P-250HP | NBS_080-150_4P_250HP_15.59_SS | 4332.4218 | 4332.4218 | 12997.2653 | 3 | 0 | 3 | B | NBS_EndSuction | 10 | 8 | 10 | 16 | BranchMin10_BranchMax16 | 14 | 4 | 12 | 24 | HeaderMin12_HeaderMax24 | 18 | 6 | 24
261 | 129 | 080-150-4P-250HP | NBS_080-150_4P_250HP_15.59_SS | 4332.4218 | 4332.4218 | 12997.2653 | 3 | 0 | 3 | B | NBS_EndSuction | 10 | 8 | 10 | 16 | BranchMin10_BranchMax16 | 14 | 4 | 12 | 24 | HeaderMin12_HeaderMax24 | 20 | 6 | 24
261 | 129 | 080-150-4P-250HP | NBS_080-150_4P_250HP_15.59_SS | 4332.4218 | 4332.4218 | 12997.2653 | 3 | 0 | 3 | B | NBS_EndSuction | 10 | 8 | 10 | 16 | BranchMin10_BranchMax16 | 14 | 4 | 12 | 24 | HeaderMin12_HeaderMax24 | 24 | 6 | 24
261 | 129 | 080-150-4P-250HP | NBS_080-150_4P_250HP_15.59_SS | 4332.4218 | 4332.4218 | 12997.2653 | 3 | 0 | 3 | B | NBS_EndSuction | 10 | 8 | 10 | 16 | BranchMin10_BranchMax16 | 16 | 4 | 12 | 24 | HeaderMin12_HeaderMax24 | 12 | 6 | 24 | [11 empty] | INVALID
261 | 129 | 080-150-4P-250HP | NBS_080-150_4P_250HP_15.59_SS | 4332.4218 | 4332.4218 | 12997.2653 | 3 | 0 | 3 | B | NBS_EndSuction | 10 | 8 | 10 | 16 | BranchMin10_BranchMax16 | 16 | 4 | 12 | 24 | HeaderMin12_HeaderMax24 | 14 | 6 | 24 | [11 empty] | INVALID
261 | 129 | 080-150-4P-250HP | NBS_080-150_4P_250HP_15.59_SS | 4332.4218 | 4332.4218 | 12997.2653 | 3 | 0 | 3 | B | NBS_EndSuction | 10 | 8 | 10 | 16 | BranchMin10_BranchMax16 | 16 | 4 | 12 | 24 | HeaderMin12_HeaderMax24 | 16 | 6 | 24 | [11 empty] | INVALID
261 | 129 | 080-150-4P-250HP | NBS_080-150_4P_250HP_15.59_SS | 4332.4218 | 4332.4218 | 12997.2653 | 3 | 0 | 3 | B | NBS_EndSuction | 10 | 8 | 10 | 16 | BranchMin10_BranchMax16 | 16 | 4 | 12 | 24 | HeaderMin12_HeaderMax24 | 18 | 6 | 24
261 | 129 | 080-150-4P-250HP | NBS_080-150_4P_250HP_15.59_SS | 4332.4218 | 4332.4218 | 12997.2653 | 3 | 0 | 3 | B | NBS_EndSuction | 10 | 8 | 10 | 16 | BranchMin10_BranchMax16 | 16 | 4 | 12 | 24 | HeaderMin12_HeaderMax24 | 20 | 6 | 24
261 | 129 | 080-150-4P-250HP | NBS_080-150_4P_250HP_15.59_SS | 4332.4218 | 4332.4218 | 12997.2653 | 3 | 0 | 3 | B | NBS_EndSuction | 10 | 8 | 10 | 16 | BranchMin10_BranchMax16 | 16 | 4 | 12 | 24 | HeaderMin12_HeaderMax24 | 24 | 6 | 24
262 | 130 | 100-150-4P-150HP | NBS_100-150_4P_150HP_12.48_SS | 5072.7199 | 5072.7199 | 15218.1598 | 3 | 0 | 3 | B | NBS_EndSuction | 12 | 10 | 12 | 16 | BranchMin12_BranchMax16 | 12 | 3 | 14 | 24 | HeaderMin14_HeaderMax24 | 14 | 5 | 15
262 | 130 | 100-150-4P-150HP | NBS_100-150_4P_150HP_12.48_SS | 5072.7199 | 5072.7199 | 15218.1598 | 3 | 0 | 3 | B | NBS_EndSuction | 12 | 10 | 12 | 16 | BranchMin12_BranchMax16 | 12 | 3 | 14 | 24 | HeaderMin14_HeaderMax24 | 16 | 5 | 15
262 | 130 | 100-150-4P-150HP | NBS_100-150_4P_150HP_12.48_SS | 5072.7199 | 5072.7199 | 15218.1598 | 3 | 0 | 3 | B | NBS_EndSuction | 12 | 10 | 12 | 16 | BranchMin12_BranchMax16 | 12 | 3 | 14 | 24 | HeaderMin14_HeaderMax24 | 18 | 5 | 15
262 | 130 | 100-150-4P-150HP | NBS_100-150_4P_150HP_12.48_SS | 5072.7199 | 5072.7199 | 15218.1598 | 3 | 0 | 3 | B | NBS_EndSuction | 12 | 10 | 12 | 16 | BranchMin12_BranchMax16 | 12 | 3 | 14 | 24 | HeaderMin14_HeaderMax24 | 20 | 5 | 15
262 | 130 | 100-150-4P-150HP | NBS_100-150_4P_150HP_12.48_SS | 5072.7199 | 5072.7199 | 15218.1598 | 3 | 0 | 3 | B | NBS_EndSuction | 12 | 10 | 12 | 16 | BranchMin12_BranchMax16 | 12 | 3 | 14 | 24 | HeaderMin14_HeaderMax24 | 24 | 5 | 15
262 | 130 | 100-150-4P-150HP | NBS_100-150_4P_150HP_12.48_SS | 5072.7199 | 5072.7199 | 15218.1598 | 3 | 0 | 3 | B | NBS_EndSuction | 12 | 10 | 12 | 16 | BranchMin12_BranchMax16 | 14 | 3 | 14 | 24 | HeaderMin14_HeaderMax24 | 14 | 5 | 15 | [11 empty] | INVALID
262 | 130 | 100-150-4P-150HP | NBS_100-150_4P_150HP_12.48_SS | 5072.7199 | 5072.7199 | 15218.1598 | 3 | 0 | 3 | B | NBS_EndSuction | 12 | 10 | 12 | 16 | BranchMin12_BranchMax16 | 14 | 3 | 14 | 24 | HeaderMin14_HeaderMax24 | 16 | 5 | 15
262 | 130 | 100-150-4P-150HP | NBS_100-150_4P_150HP_12.48_SS | 5072.7199 | 5072.7199 | 15218.1598 | 3 | 0 | 3 | B | NBS_EndSuction | 12 | 10 | 12 | 16 | BranchMin12_BranchMax16 | 14 | 3 | 14 | 24 | HeaderMin14_HeaderMax24 | 18 | 5 | 15
262 | 130 | 100-150-4P-150HP | NBS_100-150_4P_150HP_12.48_SS | 5072.7199 | 5072.7199 | 15218.1598 | 3 | 0 | 3 | B | NBS_EndSuction | 12 | 10 | 12 | 16 | BranchMin12_BranchMax16 | 14 | 3 | 14 | 24 | HeaderMin14_HeaderMax24 | 20 | 5 | 15
262 | 130 | 100-150-4P-150HP | NBS_100-150_4P_150HP_12.48_SS | 5072.7199 | 5072.7199 | 15218.1598 | 3 | 0 | 3 | B | NBS_EndSuction | 12 | 10 | 12 | 16 | BranchMin12_BranchMax16 | 14 | 3 | 14 | 24 | HeaderMin14_HeaderMax24 | 24 | 5 | 15
262 | 130 | 100-150-4P-150HP | NBS_100-150_4P_150HP_12.48_SS | 5072.7199 | 5072.7199 | 15218.1598 | 3 | 0 | 3 | B | NBS_EndSuction | 12 | 10 | 12 | 16 | BranchMin12_BranchMax16 | 16 | 3 | 14 | 24 | HeaderMin14_HeaderMax24 | 14 | 5 | 15 | [11 empty] | INVALID
262 | 130 | 100-150-4P-150HP | NBS_100-150_4P_150HP_12.48_SS | 5072.7199 | 5072.7199 | 15218.1598 | 3 | 0 | 3 | B | NBS_EndSuction | 12 | 10 | 12 | 16 | BranchMin12_BranchMax16 | 16 | 3 | 14 | 24 | HeaderMin14_HeaderMax24 | 16 | 5 | 15 | [11 empty] | INVALID
262 | 130 | 100-150-4P-150HP | NBS_100-150_4P_150HP_12.48_SS | 5072.7199 | 5072.7199 | 15218.1598 | 3 | 0 | 3 | B | NBS_EndSuction | 12 | 10 | 12 | 16 | BranchMin12_BranchMax16 | 16 | 3 | 14 | 24 | HeaderMin14_HeaderMax24 | 18 | 5 | 15
262 | 130 | 100-150-4P-150HP | NBS_100-150_4P_150HP_12.48_SS | 5072.7199 | 5072.7199 | 15218.1598 | 3 | 0 | 3 | B | NBS_EndSuction | 12 | 10 | 12 | 16 | BranchMin12_BranchMax16 | 16 | 3 | 14 | 24 | HeaderMin14_HeaderMax24 | 20 | 5 | 15
262 | 130 | 100-150-4P-150HP | NBS_100-150_4P_150HP_12.48_SS | 5072.7199 | 5072.7199 | 15218.1598 | 3 | 0 | 3 | B | NBS_EndSuction | 12 | 10 | 12 | 16 | BranchMin12_BranchMax16 | 16 | 3 | 14 | 24 | HeaderMin14_HeaderMax24 | 24 | 5 | 15
263 | 131 | 100-150-4P-200HP | NBS_100-150_4P_200HP_13.66_SS | 5521.0639 | 5521.0639 | 16563.1918 | 3 | 0 | 3 | B | NBS_EndSuction | 12 | 10 | 12 | 16 | BranchMin12_BranchMax16 | 12 | 3 | 14 | 24 | HeaderMin14_HeaderMax24 | 14 | 5 | 15
263 | 131 | 100-150-4P-200HP | NBS_100-150_4P_200HP_13.66_SS | 5521.0639 | 5521.0639 | 16563.1918 | 3 | 0 | 3 | B | NBS_EndSuction | 12 | 10 | 12 | 16 | BranchMin12_BranchMax16 | 12 | 3 | 14 | 24 | HeaderMin14_HeaderMax24 | 16 | 5 | 15
263 | 131 | 100-150-4P-200HP | NBS_100-150_4P_200HP_13.66_SS | 5521.0639 | 5521.0639 | 16563.1918 | 3 | 0 | 3 | B | NBS_EndSuction | 12 | 10 | 12 | 16 | BranchMin12_BranchMax16 | 12 | 3 | 14 | 24 | HeaderMin14_HeaderMax24 | 18 | 5 | 15
263 | 131 | 100-150-4P-200HP | NBS_100-150_4P_200HP_13.66_SS | 5521.0639 | 5521.0639 | 16563.1918 | 3 | 0 | 3 | B | NBS_EndSuction | 12 | 10 | 12 | 16 | BranchMin12_BranchMax16 | 12 | 3 | 14 | 24 | HeaderMin14_HeaderMax24 | 20 | 5 | 15
263 | 131 | 100-150-4P-200HP | NBS_100-150_4P_200HP_13.66_SS | 5521.0639 | 5521.0639 | 16563.1918 | 3 | 0 | 3 | B | NBS_EndSuction | 12 | 10 | 12 | 16 | BranchMin12_BranchMax16 | 12 | 3 | 14 | 24 | HeaderMin14_HeaderMax24 | 24 | 5 | 15
263 | 131 | 100-150-4P-200HP | NBS_100-150_4P_200HP_13.66_SS | 5521.0639 | 5521.0639 | 16563.1918 | 3 | 0 | 3 | B | NBS_EndSuction | 12 | 10 | 12 | 16 | BranchMin12_BranchMax16 | 14 | 3 | 14 | 24 | HeaderMin14_HeaderMax24 | 14 | 5 | 15 | [11 empty] | INVALID
263 | 131 | 100-150-4P-200HP | NBS_100-150_4P_200HP_13.66_SS | 5521.0639 | 5521.0639 | 16563.1918 | 3 | 0 | 3 | B | NBS_EndSuction | 12 | 10 | 12 | 16 | BranchMin12_BranchMax16 | 14 | 3 | 14 | 24 | HeaderMin14_HeaderMax24 | 16 | 5 | 15
263 | 131 | 100-150-4P-200HP | NBS_100-150_4P_200HP_13.66_SS | 5521.0639 | 5521.0639 | 16563.1918 | 3 | 0 | 3 | B | NBS_EndSuction | 12 | 10 | 12 | 16 | BranchMin12_BranchMax16 | 14 | 3 | 14 | 24 | HeaderMin14_HeaderMax24 | 18 | 5 | 15
263 | 131 | 100-150-4P-200HP | NBS_100-150_4P_200HP_13.66_SS | 5521.0639 | 5521.0639 | 16563.1918 | 3 | 0 | 3 | B | NBS_EndSuction | 12 | 10 | 12 | 16 | BranchMin12_BranchMax16 | 14 | 3 | 14 | 24 | HeaderMin14_HeaderMax24 | 20 | 5 | 15
263 | 131 | 100-150-4P-200HP | NBS_100-150_4P_200HP_13.66_SS | 5521.0639 | 5521.0639 | 16563.1918 | 3 | 0 | 3 | B | NBS_EndSuction | 12 | 10 | 12 | 16 | BranchMin12_BranchMax16 | 14 | 3 | 14 | 24 | HeaderMin14_HeaderMax24 | 24 | 5 | 15
263 | 131 | 100-150-4P-200HP | NBS_100-150_4P_200HP_13.66_SS | 5521.0639 | 5521.0639 | 16563.1918 | 3 | 0 | 3 | B | NBS_EndSuction | 12 | 10 | 12 | 16 | BranchMin12_BranchMax16 | 16 | 3 | 14 | 24 | HeaderMin14_HeaderMax24 | 14 | 5 | 15 | [11 empty] | INVALID
263 | 131 | 100-150-4P-200HP | NBS_100-150_4P_200HP_13.66_SS | 5521.0639 | 5521.0639 | 16563.1918 | 3 | 0 | 3 | B | NBS_EndSuction | 12 | 10 | 12 | 16 | BranchMin12_BranchMax16 | 16 | 3 | 14 | 24 | HeaderMin14_HeaderMax24 | 16 | 5 | 15 | [11 empty] | INVALID
263 | 131 | 100-150-4P-200HP | NBS_100-150_4P_200HP_13.66_SS | 5521.0639 | 5521.0639 | 16563.1918 | 3 | 0 | 3 | B | NBS_EndSuction | 12 | 10 | 12 | 16 | BranchMin12_BranchMax16 | 16 | 3 | 14 | 24 | HeaderMin14_HeaderMax24 | 18 | 5 | 15
263 | 131 | 100-150-4P-200HP | NBS_100-150_4P_200HP_13.66_SS | 5521.0639 | 5521.0639 | 16563.1918 | 3 | 0 | 3 | B | NBS_EndSuction | 12 | 10 | 12 | 16 | BranchMin12_BranchMax16 | 16 | 3 | 14 | 24 | HeaderMin14_HeaderMax24 | 20 | 5 | 15
263 | 131 | 100-150-4P-200HP | NBS_100-150_4P_200HP_13.66_SS | 5521.0639 | 5521.0639 | 16563.1918 | 3 | 0 | 3 | B | NBS_EndSuction | 12 | 10 | 12 | 16 | BranchMin12_BranchMax16 | 16 | 3 | 14 | 24 | HeaderMin14_HeaderMax24 | 24 | 5 | 15
264 | 132 | 100-150-4P-250HP | NBS_100-150_4P_250HP_14.76_SS | 5727.2058 | 5727.2058 | 17181.6175 | 3 | 0 | 3 | B | NBS_EndSuction | 12 | 10 | 12 | 18 | BranchMin12_BranchMax18 | 12 | 4 | 14 | 24 | HeaderMin14_HeaderMax24 | 14 | 5 | 20
264 | 132 | 100-150-4P-250HP | NBS_100-150_4P_250HP_14.76_SS | 5727.2058 | 5727.2058 | 17181.6175 | 3 | 0 | 3 | B | NBS_EndSuction | 12 | 10 | 12 | 18 | BranchMin12_BranchMax18 | 12 | 4 | 14 | 24 | HeaderMin14_HeaderMax24 | 16 | 5 | 20
264 | 132 | 100-150-4P-250HP | NBS_100-150_4P_250HP_14.76_SS | 5727.2058 | 5727.2058 | 17181.6175 | 3 | 0 | 3 | B | NBS_EndSuction | 12 | 10 | 12 | 18 | BranchMin12_BranchMax18 | 12 | 4 | 14 | 24 | HeaderMin14_HeaderMax24 | 18 | 5 | 20
264 | 132 | 100-150-4P-250HP | NBS_100-150_4P_250HP_14.76_SS | 5727.2058 | 5727.2058 | 17181.6175 | 3 | 0 | 3 | B | NBS_EndSuction | 12 | 10 | 12 | 18 | BranchMin12_BranchMax18 | 12 | 4 | 14 | 24 | HeaderMin14_HeaderMax24 | 20 | 5 | 20
264 | 132 | 100-150-4P-250HP | NBS_100-150_4P_250HP_14.76_SS | 5727.2058 | 5727.2058 | 17181.6175 | 3 | 0 | 3 | B | NBS_EndSuction | 12 | 10 | 12 | 18 | BranchMin12_BranchMax18 | 12 | 4 | 14 | 24 | HeaderMin14_HeaderMax24 | 24 | 5 | 20
264 | 132 | 100-150-4P-250HP | NBS_100-150_4P_250HP_14.76_SS | 5727.2058 | 5727.2058 | 17181.6175 | 3 | 0 | 3 | B | NBS_EndSuction | 12 | 10 | 12 | 18 | BranchMin12_BranchMax18 | 14 | 4 | 14 | 24 | HeaderMin14_HeaderMax24 | 14 | 5 | 20 | [11 empty] | INVALID
264 | 132 | 100-150-4P-250HP | NBS_100-150_4P_250HP_14.76_SS | 5727.2058 | 5727.2058 | 17181.6175 | 3 | 0 | 3 | B | NBS_EndSuction | 12 | 10 | 12 | 18 | BranchMin12_BranchMax18 | 14 | 4 | 14 | 24 | HeaderMin14_HeaderMax24 | 16 | 5 | 20
264 | 132 | 100-150-4P-250HP | NBS_100-150_4P_250HP_14.76_SS | 5727.2058 | 5727.2058 | 17181.6175 | 3 | 0 | 3 | B | NBS_EndSuction | 12 | 10 | 12 | 18 | BranchMin12_BranchMax18 | 14 | 4 | 14 | 24 | HeaderMin14_HeaderMax24 | 18 | 5 | 20
264 | 132 | 100-150-4P-250HP | NBS_100-150_4P_250HP_14.76_SS | 5727.2058 | 5727.2058 | 17181.6175 | 3 | 0 | 3 | B | NBS_EndSuction | 12 | 10 | 12 | 18 | BranchMin12_BranchMax18 | 14 | 4 | 14 | 24 | HeaderMin14_HeaderMax24 | 20 | 5 | 20
264 | 132 | 100-150-4P-250HP | NBS_100-150_4P_250HP_14.76_SS | 5727.2058 | 5727.2058 | 17181.6175 | 3 | 0 | 3 | B | NBS_EndSuction | 12 | 10 | 12 | 18 | BranchMin12_BranchMax18 | 14 | 4 | 14 | 24 | HeaderMin14_HeaderMax24 | 24 | 5 | 20
264 | 132 | 100-150-4P-250HP | NBS_100-150_4P_250HP_14.76_SS | 5727.2058 | 5727.2058 | 17181.6175 | 3 | 0 | 3 | B | NBS_EndSuction | 12 | 10 | 12 | 18 | BranchMin12_BranchMax18 | 16 | 4 | 14 | 24 | HeaderMin14_HeaderMax24 | 14 | 5 | 20 | [11 empty] | INVALID
264 | 132 | 100-150-4P-250HP | NBS_100-150_4P_250HP_14.76_SS | 5727.2058 | 5727.2058 | 17181.6175 | 3 | 0 | 3 | B | NBS_EndSuction | 12 | 10 | 12 | 18 | BranchMin12_BranchMax18 | 16 | 4 | 14 | 24 | HeaderMin14_HeaderMax24 | 16 | 5 | 20 | [11 empty] | INVALID
264 | 132 | 100-150-4P-250HP | NBS_100-150_4P_250HP_14.76_SS | 5727.2058 | 5727.2058 | 17181.6175 | 3 | 0 | 3 | B | NBS_EndSuction | 12 | 10 | 12 | 18 | BranchMin12_BranchMax18 | 16 | 4 | 14 | 24 | HeaderMin14_HeaderMax24 | 18 | 5 | 20
264 | 132 | 100-150-4P-250HP | NBS_100-150_4P_250HP_14.76_SS | 5727.2058 | 5727.2058 | 17181.6175 | 3 | 0 | 3 | B | NBS_EndSuction | 12 | 10 | 12 | 18 | BranchMin12_BranchMax18 | 16 | 4 | 14 | 24 | HeaderMin14_HeaderMax24 | 20 | 5 | 20
264 | 132 | 100-150-4P-250HP | NBS_100-150_4P_250HP_14.76_SS | 5727.2058 | 5727.2058 | 17181.6175 | 3 | 0 | 3 | B | NBS_EndSuction | 12 | 10 | 12 | 18 | BranchMin12_BranchMax18 | 16 | 4 | 14 | 24 | HeaderMin14_HeaderMax24 | 24 | 5 | 20
264 | 132 | 100-150-4P-250HP | NBS_100-150_4P_250HP_14.76_SS | 5727.2058 | 5727.2058 | 17181.6175 | 3 | 0 | 3 | B | NBS_EndSuction | 12 | 10 | 12 | 18 | BranchMin12_BranchMax18 | 18 | 4 | 14 | 24 | HeaderMin14_HeaderMax24 | 14 | 5 | 20 | [11 empty] | INVALID
264 | 132 | 100-150-4P-250HP | NBS_100-150_4P_250HP_14.76_SS | 5727.2058 | 5727.2058 | 17181.6175 | 3 | 0 | 3 | B | NBS_EndSuction | 12 | 10 | 12 | 18 | BranchMin12_BranchMax18 | 18 | 4 | 14 | 24 | HeaderMin14_HeaderMax24 | 16 | 5 | 20 | [11 empty] | INVALID
264 | 132 | 100-150-4P-250HP | NBS_100-150_4P_250HP_14.76_SS | 5727.2058 | 5727.2058 | 17181.6175 | 3 | 0 | 3 | B | NBS_EndSuction | 12 | 10 | 12 | 18 | BranchMin12_BranchMax18 | 18 | 4 | 14 | 24 | HeaderMin14_HeaderMax24 | 18 | 5 | 20 | [11 empty] | INVALID
264 | 132 | 100-150-4P-250HP | NBS_100-150_4P_250HP_14.76_SS | 5727.2058 | 5727.2058 | 17181.6175 | 3 | 0 | 3 | B | NBS_EndSuction | 12 | 10 | 12 | 18 | BranchMin12_BranchMax18 | 18 | 4 | 14 | 24 | HeaderMin14_HeaderMax24 | 20 | 5 | 20
264 | 132 | 100-150-4P-250HP | NBS_100-150_4P_250HP_14.76_SS | 5727.2058 | 5727.2058 | 17181.6175 | 3 | 0 | 3 | B | NBS_EndSuction | 12 | 10 | 12 | 18 | BranchMin12_BranchMax18 | 18 | 4 | 14 | 24 | HeaderMin14_HeaderMax24 | 24 | 5 | 20
265 | 1 | 012-070-4P-1HP | NBS_012-070_4P_1HP_6.10_SS | 90.8476 | 90.8476 | 363.3904 | 4 | 0 | 4 | C | NBS_EndSuction | 2 | 1.25 | 2 | 2.5 | BranchMin2_BranchMax2.5 | 2 | 2 | 2.5 | 4 | HeaderMin2.5_HeaderMax4 | 2.5 | 3 | 6
265 | 1 | 012-070-4P-1HP | NBS_012-070_4P_1HP_6.10_SS | 90.8476 | 90.8476 | 363.3904 | 4 | 0 | 4 | C | NBS_EndSuction | 2 | 1.25 | 2 | 2.5 | BranchMin2_BranchMax2.5 | 2 | 2 | 2.5 | 4 | HeaderMin2.5_HeaderMax4 | 3 | 3 | 6
265 | 1 | 012-070-4P-1HP | NBS_012-070_4P_1HP_6.10_SS | 90.8476 | 90.8476 | 363.3904 | 4 | 0 | 4 | C | NBS_EndSuction | 2 | 1.25 | 2 | 2.5 | BranchMin2_BranchMax2.5 | 2 | 2 | 2.5 | 4 | HeaderMin2.5_HeaderMax4 | 4 | 3 | 6
265 | 1 | 012-070-4P-1HP | NBS_012-070_4P_1HP_6.10_SS | 90.8476 | 90.8476 | 363.3904 | 4 | 0 | 4 | C | NBS_EndSuction | 2 | 1.25 | 2 | 2.5 | BranchMin2_BranchMax2.5 | 2.5 | 2 | 2.5 | 4 | HeaderMin2.5_HeaderMax4 | 2.5 | 3 | 6 | [11 empty] | INVALID
265 | 1 | 012-070-4P-1HP | NBS_012-070_4P_1HP_6.10_SS | 90.8476 | 90.8476 | 363.3904 | 4 | 0 | 4 | C | NBS_EndSuction | 2 | 1.25 | 2 | 2.5 | BranchMin2_BranchMax2.5 | 2.5 | 2 | 2.5 | 4 | HeaderMin2.5_HeaderMax4 | 3 | 3 | 6
265 | 1 | 012-070-4P-1HP | NBS_012-070_4P_1HP_6.10_SS | 90.8476 | 90.8476 | 363.3904 | 4 | 0 | 4 | C | NBS_EndSuction | 2 | 1.25 | 2 | 2.5 | BranchMin2_BranchMax2.5 | 2.5 | 2 | 2.5 | 4 | HeaderMin2.5_HeaderMax4 | 4 | 3 | 6
266 | 2 | 012-070-4P-1pt5HP | NBS_012-070_4P_1.5HP_6.97_SS | 106.5592 | 106.5592 | 426.2366 | 4 | 0 | 4 | C | NBS_EndSuction | 2 | 1.25 | 2 | 2.5 | BranchMin2_BranchMax2.5 | 2 | 2 | 2.5 | 5 | HeaderMin2.5_HeaderMax5 | 2.5 | 4 | 8
266 | 2 | 012-070-4P-1pt5HP | NBS_012-070_4P_1.5HP_6.97_SS | 106.5592 | 106.5592 | 426.2366 | 4 | 0 | 4 | C | NBS_EndSuction | 2 | 1.25 | 2 | 2.5 | BranchMin2_BranchMax2.5 | 2 | 2 | 2.5 | 5 | HeaderMin2.5_HeaderMax5 | 3 | 4 | 8
266 | 2 | 012-070-4P-1pt5HP | NBS_012-070_4P_1.5HP_6.97_SS | 106.5592 | 106.5592 | 426.2366 | 4 | 0 | 4 | C | NBS_EndSuction | 2 | 1.25 | 2 | 2.5 | BranchMin2_BranchMax2.5 | 2 | 2 | 2.5 | 5 | HeaderMin2.5_HeaderMax5 | 4 | 4 | 8
266 | 2 | 012-070-4P-1pt5HP | NBS_012-070_4P_1.5HP_6.97_SS | 106.5592 | 106.5592 | 426.2366 | 4 | 0 | 4 | C | NBS_EndSuction | 2 | 1.25 | 2 | 2.5 | BranchMin2_BranchMax2.5 | 2 | 2 | 2.5 | 5 | HeaderMin2.5_HeaderMax5 | 5 | 4 | 8
266 | 2 | 012-070-4P-1pt5HP | NBS_012-070_4P_1.5HP_6.97_SS | 106.5592 | 106.5592 | 426.2366 | 4 | 0 | 4 | C | NBS_EndSuction | 2 | 1.25 | 2 | 2.5 | BranchMin2_BranchMax2.5 | 2.5 | 2 | 2.5 | 5 | HeaderMin2.5_HeaderMax5 | 2.5 | 4 | 8 | [11 empty] | INVALID
266 | 2 | 012-070-4P-1pt5HP | NBS_012-070_4P_1.5HP_6.97_SS | 106.5592 | 106.5592 | 426.2366 | 4 | 0 | 4 | C | NBS_EndSuction | 2 | 1.25 | 2 | 2.5 | BranchMin2_BranchMax2.5 | 2.5 | 2 | 2.5 | 5 | HeaderMin2.5_HeaderMax5 | 3 | 4 | 8
266 | 2 | 012-070-4P-1pt5HP | NBS_012-070_4P_1.5HP_6.97_SS | 106.5592 | 106.5592 | 426.2366 | 4 | 0 | 4 | C | NBS_EndSuction | 2 | 1.25 | 2 | 2.5 | BranchMin2_BranchMax2.5 | 2.5 | 2 | 2.5 | 5 | HeaderMin2.5_HeaderMax5 | 4 | 4 | 8
266 | 2 | 012-070-4P-1pt5HP | NBS_012-070_4P_1.5HP_6.97_SS | 106.5592 | 106.5592 | 426.2366 | 4 | 0 | 4 | C | NBS_EndSuction | 2 | 1.25 | 2 | 2.5 | BranchMin2_BranchMax2.5 | 2.5 | 2 | 2.5 | 5 | HeaderMin2.5_HeaderMax5 | 5 | 4 | 8
267 | 3 | 015-070-4P-1HP | NBS_015-070_4P_1HP_5.12_SS | 145.3387 | 145.3387 | 581.3546 | 4 | 0 | 4 | C | NBS_EndSuction | 2.5 | 1.5 | 2.5 | 3 | BranchMin2.5_BranchMax3 | 2.5 | 2 | 3 | 5 | HeaderMin3_HeaderMax5 | 3 | 3 | 6
267 | 3 | 015-070-4P-1HP | NBS_015-070_4P_1HP_5.12_SS | 145.3387 | 145.3387 | 581.3546 | 4 | 0 | 4 | C | NBS_EndSuction | 2.5 | 1.5 | 2.5 | 3 | BranchMin2.5_BranchMax3 | 2.5 | 2 | 3 | 5 | HeaderMin3_HeaderMax5 | 4 | 3 | 6
267 | 3 | 015-070-4P-1HP | NBS_015-070_4P_1HP_5.12_SS | 145.3387 | 145.3387 | 581.3546 | 4 | 0 | 4 | C | NBS_EndSuction | 2.5 | 1.5 | 2.5 | 3 | BranchMin2.5_BranchMax3 | 2.5 | 2 | 3 | 5 | HeaderMin3_HeaderMax5 | 5 | 3 | 6
267 | 3 | 015-070-4P-1HP | NBS_015-070_4P_1HP_5.12_SS | 145.3387 | 145.3387 | 581.3546 | 4 | 0 | 4 | C | NBS_EndSuction | 2.5 | 1.5 | 2.5 | 3 | BranchMin2.5_BranchMax3 | 3 | 2 | 3 | 5 | HeaderMin3_HeaderMax5 | 3 | 3 | 6 | [11 empty] | INVALID
267 | 3 | 015-070-4P-1HP | NBS_015-070_4P_1HP_5.12_SS | 145.3387 | 145.3387 | 581.3546 | 4 | 0 | 4 | C | NBS_EndSuction | 2.5 | 1.5 | 2.5 | 3 | BranchMin2.5_BranchMax3 | 3 | 2 | 3 | 5 | HeaderMin3_HeaderMax5 | 4 | 3 | 6
267 | 3 | 015-070-4P-1HP | NBS_015-070_4P_1HP_5.12_SS | 145.3387 | 145.3387 | 581.3546 | 4 | 0 | 4 | C | NBS_EndSuction | 2.5 | 1.5 | 2.5 | 3 | BranchMin2.5_BranchMax3 | 3 | 2 | 3 | 5 | HeaderMin3_HeaderMax5 | 5 | 3 | 6
268 | 4 | 015-070-4P-1pt5HP | NBS_015-070_4P_1.5HP_5.91_SS | 167.6172 | 167.6172 | 670.4687 | 4 | 0 | 4 | C | NBS_EndSuction | 2.5 | 1.5 | 2.5 | 3 | BranchMin2.5_BranchMax3 | 2.5 | 2 | 3 | 6 | HeaderMin3_HeaderMax6 | 3 | 4 | 8
268 | 4 | 015-070-4P-1pt5HP | NBS_015-070_4P_1.5HP_5.91_SS | 167.6172 | 167.6172 | 670.4687 | 4 | 0 | 4 | C | NBS_EndSuction | 2.5 | 1.5 | 2.5 | 3 | BranchMin2.5_BranchMax3 | 2.5 | 2 | 3 | 6 | HeaderMin3_HeaderMax6 | 4 | 4 | 8
268 | 4 | 015-070-4P-1pt5HP | NBS_015-070_4P_1.5HP_5.91_SS | 167.6172 | 167.6172 | 670.4687 | 4 | 0 | 4 | C | NBS_EndSuction | 2.5 | 1.5 | 2.5 | 3 | BranchMin2.5_BranchMax3 | 2.5 | 2 | 3 | 6 | HeaderMin3_HeaderMax6 | 5 | 4 | 8
268 | 4 | 015-070-4P-1pt5HP | NBS_015-070_4P_1.5HP_5.91_SS | 167.6172 | 167.6172 | 670.4687 | 4 | 0 | 4 | C | NBS_EndSuction | 2.5 | 1.5 | 2.5 | 3 | BranchMin2.5_BranchMax3 | 2.5 | 2 | 3 | 6 | HeaderMin3_HeaderMax6 | 6 | 4 | 8
268 | 4 | 015-070-4P-1pt5HP | NBS_015-070_4P_1.5HP_5.91_SS | 167.6172 | 167.6172 | 670.4687 | 4 | 0 | 4 | C | NBS_EndSuction | 2.5 | 1.5 | 2.5 | 3 | BranchMin2.5_BranchMax3 | 3 | 2 | 3 | 6 | HeaderMin3_HeaderMax6 | 3 | 4 | 8 | [11 empty] | INVALID
268 | 4 | 015-070-4P-1pt5HP | NBS_015-070_4P_1.5HP_5.91_SS | 167.6172 | 167.6172 | 670.4687 | 4 | 0 | 4 | C | NBS_EndSuction | 2.5 | 1.5 | 2.5 | 3 | BranchMin2.5_BranchMax3 | 3 | 2 | 3 | 6 | HeaderMin3_HeaderMax6 | 4 | 4 | 8
268 | 4 | 015-070-4P-1pt5HP | NBS_015-070_4P_1.5HP_5.91_SS | 167.6172 | 167.6172 | 670.4687 | 4 | 0 | 4 | C | NBS_EndSuction | 2.5 | 1.5 | 2.5 | 3 | BranchMin2.5_BranchMax3 | 3 | 2 | 3 | 6 | HeaderMin3_HeaderMax6 | 5 | 4 | 8
268 | 4 | 015-070-4P-1pt5HP | NBS_015-070_4P_1.5HP_5.91_SS | 167.6172 | 167.6172 | 670.4687 | 4 | 0 | 4 | C | NBS_EndSuction | 2.5 | 1.5 | 2.5 | 3 | BranchMin2.5_BranchMax3 | 3 | 2 | 3 | 6 | HeaderMin3_HeaderMax6 | 6 | 4 | 8
269 | 5 | 015-070-4P-2HP | NBS_015-070_4P_2HP_6.54_SS | 188.3547 | 188.3547 | 753.4187 | 4 | 0 | 4 | C | NBS_EndSuction | 2.5 | 1.5 | 2.5 | 3 | BranchMin2.5_BranchMax3 | 2.5 | 2 | 3 | 6 | HeaderMin3_HeaderMax6 | 3 | 4 | 8
269 | 5 | 015-070-4P-2HP | NBS_015-070_4P_2HP_6.54_SS | 188.3547 | 188.3547 | 753.4187 | 4 | 0 | 4 | C | NBS_EndSuction | 2.5 | 1.5 | 2.5 | 3 | BranchMin2.5_BranchMax3 | 2.5 | 2 | 3 | 6 | HeaderMin3_HeaderMax6 | 4 | 4 | 8
269 | 5 | 015-070-4P-2HP | NBS_015-070_4P_2HP_6.54_SS | 188.3547 | 188.3547 | 753.4187 | 4 | 0 | 4 | C | NBS_EndSuction | 2.5 | 1.5 | 2.5 | 3 | BranchMin2.5_BranchMax3 | 2.5 | 2 | 3 | 6 | HeaderMin3_HeaderMax6 | 5 | 4 | 8
269 | 5 | 015-070-4P-2HP | NBS_015-070_4P_2HP_6.54_SS | 188.3547 | 188.3547 | 753.4187 | 4 | 0 | 4 | C | NBS_EndSuction | 2.5 | 1.5 | 2.5 | 3 | BranchMin2.5_BranchMax3 | 2.5 | 2 | 3 | 6 | HeaderMin3_HeaderMax6 | 6 | 4 | 8
269 | 5 | 015-070-4P-2HP | NBS_015-070_4P_2HP_6.54_SS | 188.3547 | 188.3547 | 753.4187 | 4 | 0 | 4 | C | NBS_EndSuction | 2.5 | 1.5 | 2.5 | 3 | BranchMin2.5_BranchMax3 | 3 | 2 | 3 | 6 | HeaderMin3_HeaderMax6 | 3 | 4 | 8 | [11 empty] | INVALID
269 | 5 | 015-070-4P-2HP | NBS_015-070_4P_2HP_6.54_SS | 188.3547 | 188.3547 | 753.4187 | 4 | 0 | 4 | C | NBS_EndSuction | 2.5 | 1.5 | 2.5 | 3 | BranchMin2.5_BranchMax3 | 3 | 2 | 3 | 6 | HeaderMin3_HeaderMax6 | 4 | 4 | 8
269 | 5 | 015-070-4P-2HP | NBS_015-070_4P_2HP_6.54_SS | 188.3547 | 188.3547 | 753.4187 | 4 | 0 | 4 | C | NBS_EndSuction | 2.5 | 1.5 | 2.5 | 3 | BranchMin2.5_BranchMax3 | 3 | 2 | 3 | 6 | HeaderMin3_HeaderMax6 | 5 | 4 | 8
269 | 5 | 015-070-4P-2HP | NBS_015-070_4P_2HP_6.54_SS | 188.3547 | 188.3547 | 753.4187 | 4 | 0 | 4 | C | NBS_EndSuction | 2.5 | 1.5 | 2.5 | 3 | BranchMin2.5_BranchMax3 | 3 | 2 | 3 | 6 | HeaderMin3_HeaderMax6 | 6 | 4 | 8
270 | 6 | 015-070-4P-3HP | NBS_015-070_4P_3HP_6.93_SS | 202.4879 | 202.4879 | 809.9515 | 4 | 0 | 4 | C | NBS_EndSuction | 2.5 | 1.5 | 2.5 | 3 | BranchMin2.5_BranchMax3 | 2.5 | 2 | 3 | 6 | HeaderMin3_HeaderMax6 | 3 | 4 | 8
270 | 6 | 015-070-4P-3HP | NBS_015-070_4P_3HP_6.93_SS | 202.4879 | 202.4879 | 809.9515 | 4 | 0 | 4 | C | NBS_EndSuction | 2.5 | 1.5 | 2.5 | 3 | BranchMin2.5_BranchMax3 | 2.5 | 2 | 3 | 6 | HeaderMin3_HeaderMax6 | 4 | 4 | 8
270 | 6 | 015-070-4P-3HP | NBS_015-070_4P_3HP_6.93_SS | 202.4879 | 202.4879 | 809.9515 | 4 | 0 | 4 | C | NBS_EndSuction | 2.5 | 1.5 | 2.5 | 3 | BranchMin2.5_BranchMax3 | 2.5 | 2 | 3 | 6 | HeaderMin3_HeaderMax6 | 5 | 4 | 8
270 | 6 | 015-070-4P-3HP | NBS_015-070_4P_3HP_6.93_SS | 202.4879 | 202.4879 | 809.9515 | 4 | 0 | 4 | C | NBS_EndSuction | 2.5 | 1.5 | 2.5 | 3 | BranchMin2.5_BranchMax3 | 2.5 | 2 | 3 | 6 | HeaderMin3_HeaderMax6 | 6 | 4 | 8
270 | 6 | 015-070-4P-3HP | NBS_015-070_4P_3HP_6.93_SS | 202.4879 | 202.4879 | 809.9515 | 4 | 0 | 4 | C | NBS_EndSuction | 2.5 | 1.5 | 2.5 | 3 | BranchMin2.5_BranchMax3 | 3 | 2 | 3 | 6 | HeaderMin3_HeaderMax6 | 3 | 4 | 8 | [11 empty] | INVALID
270 | 6 | 015-070-4P-3HP | NBS_015-070_4P_3HP_6.93_SS | 202.4879 | 202.4879 | 809.9515 | 4 | 0 | 4 | C | NBS_EndSuction | 2.5 | 1.5 | 2.5 | 3 | BranchMin2.5_BranchMax3 | 3 | 2 | 3 | 6 | HeaderMin3_HeaderMax6 | 4 | 4 | 8
270 | 6 | 015-070-4P-3HP | NBS_015-070_4P_3HP_6.93_SS | 202.4879 | 202.4879 | 809.9515 | 4 | 0 | 4 | C | NBS_EndSuction | 2.5 | 1.5 | 2.5 | 3 | BranchMin2.5_BranchMax3 | 3 | 2 | 3 | 6 | HeaderMin3_HeaderMax6 | 5 | 4 | 8
270 | 6 | 015-070-4P-3HP | NBS_015-070_4P_3HP_6.93_SS | 202.4879 | 202.4879 | 809.9515 | 4 | 0 | 4 | C | NBS_EndSuction | 2.5 | 1.5 | 2.5 | 3 | BranchMin2.5_BranchMax3 | 3 | 2 | 3 | 6 | HeaderMin3_HeaderMax6 | 6 | 4 | 8
271 | 7 | 015-090-4P-1pt5HP | NBS_015-090_4P_1.5HP_6.69_SS | 102.972 | 102.972 | 411.8879 | 4 | 0 | 4 | C | NBS_EndSuction | 2.5 | 1.5 | 2.5 | 2.5 | BranchMin2.5_BranchMax2.5 | 2.5 | 1 | 3 | 5 | HeaderMin3_HeaderMax5 | 3 | 3 | 3
271 | 7 | 015-090-4P-1pt5HP | NBS_015-090_4P_1.5HP_6.69_SS | 102.972 | 102.972 | 411.8879 | 4 | 0 | 4 | C | NBS_EndSuction | 2.5 | 1.5 | 2.5 | 2.5 | BranchMin2.5_BranchMax2.5 | 2.5 | 1 | 3 | 5 | HeaderMin3_HeaderMax5 | 4 | 3 | 3
271 | 7 | 015-090-4P-1pt5HP | NBS_015-090_4P_1.5HP_6.69_SS | 102.972 | 102.972 | 411.8879 | 4 | 0 | 4 | C | NBS_EndSuction | 2.5 | 1.5 | 2.5 | 2.5 | BranchMin2.5_BranchMax2.5 | 2.5 | 1 | 3 | 5 | HeaderMin3_HeaderMax5 | 5 | 3 | 3
272 | 8 | 015-090-4P-2HP | NBS_015-090_4P_2HP_7.24_SS | 116.1429 | 116.1429 | 464.5717 | 4 | 0 | 4 | C | NBS_EndSuction | 2.5 | 1.5 | 2.5 | 2.5 | BranchMin2.5_BranchMax2.5 | 2.5 | 1 | 3 | 5 | HeaderMin3_HeaderMax5 | 3 | 3 | 3
272 | 8 | 015-090-4P-2HP | NBS_015-090_4P_2HP_7.24_SS | 116.1429 | 116.1429 | 464.5717 | 4 | 0 | 4 | C | NBS_EndSuction | 2.5 | 1.5 | 2.5 | 2.5 | BranchMin2.5_BranchMax2.5 | 2.5 | 1 | 3 | 5 | HeaderMin3_HeaderMax5 | 4 | 3 | 3
272 | 8 | 015-090-4P-2HP | NBS_015-090_4P_2HP_7.24_SS | 116.1429 | 116.1429 | 464.5717 | 4 | 0 | 4 | C | NBS_EndSuction | 2.5 | 1.5 | 2.5 | 2.5 | BranchMin2.5_BranchMax2.5 | 2.5 | 1 | 3 | 5 | HeaderMin3_HeaderMax5 | 5 | 3 | 3
273 | 9 | 015-090-4P-3HP | NBS_015-090_4P_3HP_8.11_SS | 133.8158 | 133.8158 | 535.2633 | 4 | 0 | 4 | C | NBS_EndSuction | 2.5 | 1.5 | 2.5 | 3 | BranchMin2.5_BranchMax3 | 2.5 | 2 | 3 | 5 | HeaderMin3_HeaderMax5 | 3 | 3 | 6
273 | 9 | 015-090-4P-3HP | NBS_015-090_4P_3HP_8.11_SS | 133.8158 | 133.8158 | 535.2633 | 4 | 0 | 4 | C | NBS_EndSuction | 2.5 | 1.5 | 2.5 | 3 | BranchMin2.5_BranchMax3 | 2.5 | 2 | 3 | 5 | HeaderMin3_HeaderMax5 | 4 | 3 | 6
273 | 9 | 015-090-4P-3HP | NBS_015-090_4P_3HP_8.11_SS | 133.8158 | 133.8158 | 535.2633 | 4 | 0 | 4 | C | NBS_EndSuction | 2.5 | 1.5 | 2.5 | 3 | BranchMin2.5_BranchMax3 | 2.5 | 2 | 3 | 5 | HeaderMin3_HeaderMax5 | 5 | 3 | 6
273 | 9 | 015-090-4P-3HP | NBS_015-090_4P_3HP_8.11_SS | 133.8158 | 133.8158 | 535.2633 | 4 | 0 | 4 | C | NBS_EndSuction | 2.5 | 1.5 | 2.5 | 3 | BranchMin2.5_BranchMax3 | 3 | 2 | 3 | 5 | HeaderMin3_HeaderMax5 | 3 | 3 | 6 | [11 empty] | INVALID
273 | 9 | 015-090-4P-3HP | NBS_015-090_4P_3HP_8.11_SS | 133.8158 | 133.8158 | 535.2633 | 4 | 0 | 4 | C | NBS_EndSuction | 2.5 | 1.5 | 2.5 | 3 | BranchMin2.5_BranchMax3 | 3 | 2 | 3 | 5 | HeaderMin3_HeaderMax5 | 4 | 3 | 6
273 | 9 | 015-090-4P-3HP | NBS_015-090_4P_3HP_8.11_SS | 133.8158 | 133.8158 | 535.2633 | 4 | 0 | 4 | C | NBS_EndSuction | 2.5 | 1.5 | 2.5 | 3 | BranchMin2.5_BranchMax3 | 3 | 2 | 3 | 5 | HeaderMin3_HeaderMax5 | 5 | 3 | 6
274 | 10 | 015-090-4P-5HP | NBS_015-090_4P_5HP_9.84_SS | 150.196 | 150.196 | 600.7841 | 4 | 0 | 4 | C | NBS_EndSuction | 2.5 | 1.5 | 2.5 | 3 | BranchMin2.5_BranchMax3 | 2.5 | 2 | 3 | 5 | HeaderMin3_HeaderMax5 | 3 | 3 | 6
274 | 10 | 015-090-4P-5HP | NBS_015-090_4P_5HP_9.84_SS | 150.196 | 150.196 | 600.7841 | 4 | 0 | 4 | C | NBS_EndSuction | 2.5 | 1.5 | 2.5 | 3 | BranchMin2.5_BranchMax3 | 2.5 | 2 | 3 | 5 | HeaderMin3_HeaderMax5 | 4 | 3 | 6
274 | 10 | 015-090-4P-5HP | NBS_015-090_4P_5HP_9.84_SS | 150.196 | 150.196 | 600.7841 | 4 | 0 | 4 | C | NBS_EndSuction | 2.5 | 1.5 | 2.5 | 3 | BranchMin2.5_BranchMax3 | 2.5 | 2 | 3 | 5 | HeaderMin3_HeaderMax5 | 5 | 3 | 6
274 | 10 | 015-090-4P-5HP | NBS_015-090_4P_5HP_9.84_SS | 150.196 | 150.196 | 600.7841 | 4 | 0 | 4 | C | NBS_EndSuction | 2.5 | 1.5 | 2.5 | 3 | BranchMin2.5_BranchMax3 | 3 | 2 | 3 | 5 | HeaderMin3_HeaderMax5 | 3 | 3 | 6 | [11 empty] | INVALID
274 | 10 | 015-090-4P-5HP | NBS_015-090_4P_5HP_9.84_SS | 150.196 | 150.196 | 600.7841 | 4 | 0 | 4 | C | NBS_EndSuction | 2.5 | 1.5 | 2.5 | 3 | BranchMin2.5_BranchMax3 | 3 | 2 | 3 | 5 | HeaderMin3_HeaderMax5 | 4 | 3 | 6
274 | 10 | 015-090-4P-5HP | NBS_015-090_4P_5HP_9.84_SS | 150.196 | 150.196 | 600.7841 | 4 | 0 | 4 | C | NBS_EndSuction | 2.5 | 1.5 | 2.5 | 3 | BranchMin2.5_BranchMax3 | 3 | 2 | 3 | 5 | HeaderMin3_HeaderMax5 | 5 | 3 | 6
275 | 11 | 015-095-4P-2HP | NBS_015-095_4P_2HP_6.54_SS | 177.561 | 177.561 | 710.244 | 4 | 0 | 4 | C | NBS_EndSuction | 2.5 | 1.5 | 2.5 | 3 | BranchMin2.5_BranchMax3 | 2.5 | 2 | 3 | 6 | HeaderMin3_HeaderMax6 | 3 | 4 | 8
275 | 11 | 015-095-4P-2HP | NBS_015-095_4P_2HP_6.54_SS | 177.561 | 177.561 | 710.244 | 4 | 0 | 4 | C | NBS_EndSuction | 2.5 | 1.5 | 2.5 | 3 | BranchMin2.5_BranchMax3 | 2.5 | 2 | 3 | 6 | HeaderMin3_HeaderMax6 | 4 | 4 | 8
275 | 11 | 015-095-4P-2HP | NBS_015-095_4P_2HP_6.54_SS | 177.561 | 177.561 | 710.244 | 4 | 0 | 4 | C | NBS_EndSuction | 2.5 | 1.5 | 2.5 | 3 | BranchMin2.5_BranchMax3 | 2.5 | 2 | 3 | 6 | HeaderMin3_HeaderMax6 | 5 | 4 | 8
275 | 11 | 015-095-4P-2HP | NBS_015-095_4P_2HP_6.54_SS | 177.561 | 177.561 | 710.244 | 4 | 0 | 4 | C | NBS_EndSuction | 2.5 | 1.5 | 2.5 | 3 | BranchMin2.5_BranchMax3 | 2.5 | 2 | 3 | 6 | HeaderMin3_HeaderMax6 | 6 | 4 | 8
275 | 11 | 015-095-4P-2HP | NBS_015-095_4P_2HP_6.54_SS | 177.561 | 177.561 | 710.244 | 4 | 0 | 4 | C | NBS_EndSuction | 2.5 | 1.5 | 2.5 | 3 | BranchMin2.5_BranchMax3 | 3 | 2 | 3 | 6 | HeaderMin3_HeaderMax6 | 3 | 4 | 8 | [11 empty] | INVALID
275 | 11 | 015-095-4P-2HP | NBS_015-095_4P_2HP_6.54_SS | 177.561 | 177.561 | 710.244 | 4 | 0 | 4 | C | NBS_EndSuction | 2.5 | 1.5 | 2.5 | 3 | BranchMin2.5_BranchMax3 | 3 | 2 | 3 | 6 | HeaderMin3_HeaderMax6 | 4 | 4 | 8
275 | 11 | 015-095-4P-2HP | NBS_015-095_4P_2HP_6.54_SS | 177.561 | 177.561 | 710.244 | 4 | 0 | 4 | C | NBS_EndSuction | 2.5 | 1.5 | 2.5 | 3 | BranchMin2.5_BranchMax3 | 3 | 2 | 3 | 6 | HeaderMin3_HeaderMax6 | 5 | 4 | 8
275 | 11 | 015-095-4P-2HP | NBS_015-095_4P_2HP_6.54_SS | 177.561 | 177.561 | 710.244 | 4 | 0 | 4 | C | NBS_EndSuction | 2.5 | 1.5 | 2.5 | 3 | BranchMin2.5_BranchMax3 | 3 | 2 | 3 | 6 | HeaderMin3_HeaderMax6 | 6 | 4 | 8
276 | 12 | 015-095-4P-3HP | NBS_015-095_4P_3HP_7.32_SS | 194.9972 | 194.9972 | 779.989 | 4 | 0 | 4 | C | NBS_EndSuction | 2.5 | 1.5 | 2.5 | 3 | BranchMin2.5_BranchMax3 | 2.5 | 2 | 3 | 6 | HeaderMin3_HeaderMax6 | 3 | 4 | 8
276 | 12 | 015-095-4P-3HP | NBS_015-095_4P_3HP_7.32_SS | 194.9972 | 194.9972 | 779.989 | 4 | 0 | 4 | C | NBS_EndSuction | 2.5 | 1.5 | 2.5 | 3 | BranchMin2.5_BranchMax3 | 2.5 | 2 | 3 | 6 | HeaderMin3_HeaderMax6 | 4 | 4 | 8
276 | 12 | 015-095-4P-3HP | NBS_015-095_4P_3HP_7.32_SS | 194.9972 | 194.9972 | 779.989 | 4 | 0 | 4 | C | NBS_EndSuction | 2.5 | 1.5 | 2.5 | 3 | BranchMin2.5_BranchMax3 | 2.5 | 2 | 3 | 6 | HeaderMin3_HeaderMax6 | 5 | 4 | 8
276 | 12 | 015-095-4P-3HP | NBS_015-095_4P_3HP_7.32_SS | 194.9972 | 194.9972 | 779.989 | 4 | 0 | 4 | C | NBS_EndSuction | 2.5 | 1.5 | 2.5 | 3 | BranchMin2.5_BranchMax3 | 2.5 | 2 | 3 | 6 | HeaderMin3_HeaderMax6 | 6 | 4 | 8
276 | 12 | 015-095-4P-3HP | NBS_015-095_4P_3HP_7.32_SS | 194.9972 | 194.9972 | 779.989 | 4 | 0 | 4 | C | NBS_EndSuction | 2.5 | 1.5 | 2.5 | 3 | BranchMin2.5_BranchMax3 | 3 | 2 | 3 | 6 | HeaderMin3_HeaderMax6 | 3 | 4 | 8 | [11 empty] | INVALID
276 | 12 | 015-095-4P-3HP | NBS_015-095_4P_3HP_7.32_SS | 194.9972 | 194.9972 | 779.989 | 4 | 0 | 4 | C | NBS_EndSuction | 2.5 | 1.5 | 2.5 | 3 | BranchMin2.5_BranchMax3 | 3 | 2 | 3 | 6 | HeaderMin3_HeaderMax6 | 4 | 4 | 8
276 | 12 | 015-095-4P-3HP | NBS_015-095_4P_3HP_7.32_SS | 194.9972 | 194.9972 | 779.989 | 4 | 0 | 4 | C | NBS_EndSuction | 2.5 | 1.5 | 2.5 | 3 | BranchMin2.5_BranchMax3 | 3 | 2 | 3 | 6 | HeaderMin3_HeaderMax6 | 5 | 4 | 8
276 | 12 | 015-095-4P-3HP | NBS_015-095_4P_3HP_7.32_SS | 194.9972 | 194.9972 | 779.989 | 4 | 0 | 4 | C | NBS_EndSuction | 2.5 | 1.5 | 2.5 | 3 | BranchMin2.5_BranchMax3 | 3 | 2 | 3 | 6 | HeaderMin3_HeaderMax6 | 6 | 4 | 8
277 | 13 | 015-095-4P-5HP | NBS_015-095_4P_5HP_8.82_SS | 230.1371 | 230.1371 | 920.5484 | 4 | 0 | 4 | C | NBS_EndSuction | 2.5 | 1.5 | 2.5 | 4 | BranchMin2.5_BranchMax4 | 2.5 | 3 | 3 | 6 | HeaderMin3_HeaderMax6 | 3 | 4 | 12
277 | 13 | 015-095-4P-5HP | NBS_015-095_4P_5HP_8.82_SS | 230.1371 | 230.1371 | 920.5484 | 4 | 0 | 4 | C | NBS_EndSuction | 2.5 | 1.5 | 2.5 | 4 | BranchMin2.5_BranchMax4 | 2.5 | 3 | 3 | 6 | HeaderMin3_HeaderMax6 | 4 | 4 | 12
277 | 13 | 015-095-4P-5HP | NBS_015-095_4P_5HP_8.82_SS | 230.1371 | 230.1371 | 920.5484 | 4 | 0 | 4 | C | NBS_EndSuction | 2.5 | 1.5 | 2.5 | 4 | BranchMin2.5_BranchMax4 | 2.5 | 3 | 3 | 6 | HeaderMin3_HeaderMax6 | 5 | 4 | 12
277 | 13 | 015-095-4P-5HP | NBS_015-095_4P_5HP_8.82_SS | 230.1371 | 230.1371 | 920.5484 | 4 | 0 | 4 | C | NBS_EndSuction | 2.5 | 1.5 | 2.5 | 4 | BranchMin2.5_BranchMax4 | 2.5 | 3 | 3 | 6 | HeaderMin3_HeaderMax6 | 6 | 4 | 12
277 | 13 | 015-095-4P-5HP | NBS_015-095_4P_5HP_8.82_SS | 230.1371 | 230.1371 | 920.5484 | 4 | 0 | 4 | C | NBS_EndSuction | 2.5 | 1.5 | 2.5 | 4 | BranchMin2.5_BranchMax4 | 3 | 3 | 3 | 6 | HeaderMin3_HeaderMax6 | 3 | 4 | 12 | [11 empty] | INVALID
277 | 13 | 015-095-4P-5HP | NBS_015-095_4P_5HP_8.82_SS | 230.1371 | 230.1371 | 920.5484 | 4 | 0 | 4 | C | NBS_EndSuction | 2.5 | 1.5 | 2.5 | 4 | BranchMin2.5_BranchMax4 | 3 | 3 | 3 | 6 | HeaderMin3_HeaderMax6 | 4 | 4 | 12
277 | 13 | 015-095-4P-5HP | NBS_015-095_4P_5HP_8.82_SS | 230.1371 | 230.1371 | 920.5484 | 4 | 0 | 4 | C | NBS_EndSuction | 2.5 | 1.5 | 2.5 | 4 | BranchMin2.5_BranchMax4 | 3 | 3 | 3 | 6 | HeaderMin3_HeaderMax6 | 5 | 4 | 12
277 | 13 | 015-095-4P-5HP | NBS_015-095_4P_5HP_8.82_SS | 230.1371 | 230.1371 | 920.5484 | 4 | 0 | 4 | C | NBS_EndSuction | 2.5 | 1.5 | 2.5 | 4 | BranchMin2.5_BranchMax4 | 3 | 3 | 3 | 6 | HeaderMin3_HeaderMax6 | 6 | 4 | 12
277 | 13 | 015-095-4P-5HP | NBS_015-095_4P_5HP_8.82_SS | 230.1371 | 230.1371 | 920.5484 | 4 | 0 | 4 | C | NBS_EndSuction | 2.5 | 1.5 | 2.5 | 4 | BranchMin2.5_BranchMax4 | 4 | 3 | 3 | 6 | HeaderMin3_HeaderMax6 | 3 | 4 | 12 | [11 empty] | INVALID
277 | 13 | 015-095-4P-5HP | NBS_015-095_4P_5HP_8.82_SS | 230.1371 | 230.1371 | 920.5484 | 4 | 0 | 4 | C | NBS_EndSuction | 2.5 | 1.5 | 2.5 | 4 | BranchMin2.5_BranchMax4 | 4 | 3 | 3 | 6 | HeaderMin3_HeaderMax6 | 4 | 4 | 12 | [11 empty] | INVALID
277 | 13 | 015-095-4P-5HP | NBS_015-095_4P_5HP_8.82_SS | 230.1371 | 230.1371 | 920.5484 | 4 | 0 | 4 | C | NBS_EndSuction | 2.5 | 1.5 | 2.5 | 4 | BranchMin2.5_BranchMax4 | 4 | 3 | 3 | 6 | HeaderMin3_HeaderMax6 | 5 | 4 | 12
277 | 13 | 015-095-4P-5HP | NBS_015-095_4P_5HP_8.82_SS | 230.1371 | 230.1371 | 920.5484 | 4 | 0 | 4 | C | NBS_EndSuction | 2.5 | 1.5 | 2.5 | 4 | BranchMin2.5_BranchMax4 | 4 | 3 | 3 | 6 | HeaderMin3_HeaderMax6 | 6 | 4 | 12
278 | 14 | 015-095-4P-7pt5HP | NBS_015-095_4P_7.5HP_9.84_SS | 242.8034 | 242.8034 | 971.2134 | 4 | 0 | 4 | C | NBS_EndSuction | 2.5 | 1.5 | 2.5 | 4 | BranchMin2.5_BranchMax4 | 2.5 | 3 | 3 | 8 | HeaderMin3_HeaderMax8 | 3 | 5 | 15
278 | 14 | 015-095-4P-7pt5HP | NBS_015-095_4P_7.5HP_9.84_SS | 242.8034 | 242.8034 | 971.2134 | 4 | 0 | 4 | C | NBS_EndSuction | 2.5 | 1.5 | 2.5 | 4 | BranchMin2.5_BranchMax4 | 2.5 | 3 | 3 | 8 | HeaderMin3_HeaderMax8 | 4 | 5 | 15
278 | 14 | 015-095-4P-7pt5HP | NBS_015-095_4P_7.5HP_9.84_SS | 242.8034 | 242.8034 | 971.2134 | 4 | 0 | 4 | C | NBS_EndSuction | 2.5 | 1.5 | 2.5 | 4 | BranchMin2.5_BranchMax4 | 2.5 | 3 | 3 | 8 | HeaderMin3_HeaderMax8 | 5 | 5 | 15
278 | 14 | 015-095-4P-7pt5HP | NBS_015-095_4P_7.5HP_9.84_SS | 242.8034 | 242.8034 | 971.2134 | 4 | 0 | 4 | C | NBS_EndSuction | 2.5 | 1.5 | 2.5 | 4 | BranchMin2.5_BranchMax4 | 2.5 | 3 | 3 | 8 | HeaderMin3_HeaderMax8 | 6 | 5 | 15
278 | 14 | 015-095-4P-7pt5HP | NBS_015-095_4P_7.5HP_9.84_SS | 242.8034 | 242.8034 | 971.2134 | 4 | 0 | 4 | C | NBS_EndSuction | 2.5 | 1.5 | 2.5 | 4 | BranchMin2.5_BranchMax4 | 2.5 | 3 | 3 | 8 | HeaderMin3_HeaderMax8 | 8 | 5 | 15
278 | 14 | 015-095-4P-7pt5HP | NBS_015-095_4P_7.5HP_9.84_SS | 242.8034 | 242.8034 | 971.2134 | 4 | 0 | 4 | C | NBS_EndSuction | 2.5 | 1.5 | 2.5 | 4 | BranchMin2.5_BranchMax4 | 3 | 3 | 3 | 8 | HeaderMin3_HeaderMax8 | 3 | 5 | 15 | [11 empty] | INVALID
278 | 14 | 015-095-4P-7pt5HP | NBS_015-095_4P_7.5HP_9.84_SS | 242.8034 | 242.8034 | 971.2134 | 4 | 0 | 4 | C | NBS_EndSuction | 2.5 | 1.5 | 2.5 | 4 | BranchMin2.5_BranchMax4 | 3 | 3 | 3 | 8 | HeaderMin3_HeaderMax8 | 4 | 5 | 15
278 | 14 | 015-095-4P-7pt5HP | NBS_015-095_4P_7.5HP_9.84_SS | 242.8034 | 242.8034 | 971.2134 | 4 | 0 | 4 | C | NBS_EndSuction | 2.5 | 1.5 | 2.5 | 4 | BranchMin2.5_BranchMax4 | 3 | 3 | 3 | 8 | HeaderMin3_HeaderMax8 | 5 | 5 | 15
278 | 14 | 015-095-4P-7pt5HP | NBS_015-095_4P_7.5HP_9.84_SS | 242.8034 | 242.8034 | 971.2134 | 4 | 0 | 4 | C | NBS_EndSuction | 2.5 | 1.5 | 2.5 | 4 | BranchMin2.5_BranchMax4 | 3 | 3 | 3 | 8 | HeaderMin3_HeaderMax8 | 6 | 5 | 15
278 | 14 | 015-095-4P-7pt5HP | NBS_015-095_4P_7.5HP_9.84_SS | 242.8034 | 242.8034 | 971.2134 | 4 | 0 | 4 | C | NBS_EndSuction | 2.5 | 1.5 | 2.5 | 4 | BranchMin2.5_BranchMax4 | 3 | 3 | 3 | 8 | HeaderMin3_HeaderMax8 | 8 | 5 | 15
278 | 14 | 015-095-4P-7pt5HP | NBS_015-095_4P_7.5HP_9.84_SS | 242.8034 | 242.8034 | 971.2134 | 4 | 0 | 4 | C | NBS_EndSuction | 2.5 | 1.5 | 2.5 | 4 | BranchMin2.5_BranchMax4 | 4 | 3 | 3 | 8 | HeaderMin3_HeaderMax8 | 3 | 5 | 15 | [11 empty] | INVALID
278 | 14 | 015-095-4P-7pt5HP | NBS_015-095_4P_7.5HP_9.84_SS | 242.8034 | 242.8034 | 971.2134 | 4 | 0 | 4 | C | NBS_EndSuction | 2.5 | 1.5 | 2.5 | 4 | BranchMin2.5_BranchMax4 | 4 | 3 | 3 | 8 | HeaderMin3_HeaderMax8 | 4 | 5 | 15 | [11 empty] | INVALID
278 | 14 | 015-095-4P-7pt5HP | NBS_015-095_4P_7.5HP_9.84_SS | 242.8034 | 242.8034 | 971.2134 | 4 | 0 | 4 | C | NBS_EndSuction | 2.5 | 1.5 | 2.5 | 4 | BranchMin2.5_BranchMax4 | 4 | 3 | 3 | 8 | HeaderMin3_HeaderMax8 | 5 | 5 | 15
278 | 14 | 015-095-4P-7pt5HP | NBS_015-095_4P_7.5HP_9.84_SS | 242.8034 | 242.8034 | 971.2134 | 4 | 0 | 4 | C | NBS_EndSuction | 2.5 | 1.5 | 2.5 | 4 | BranchMin2.5_BranchMax4 | 4 | 3 | 3 | 8 | HeaderMin3_HeaderMax8 | 6 | 5 | 15
278 | 14 | 015-095-4P-7pt5HP | NBS_015-095_4P_7.5HP_9.84_SS | 242.8034 | 242.8034 | 971.2134 | 4 | 0 | 4 | C | NBS_EndSuction | 2.5 | 1.5 | 2.5 | 4 | BranchMin2.5_BranchMax4 | 4 | 3 | 3 | 8 | HeaderMin3_HeaderMax8 | 8 | 5 | 15
279 | 15 | 020-095-4P-2HP | NBS_020-095_4P_2HP_5.83_SS | 178.5455 | 178.5455 | 714.1819 | 4 | 0 | 4 | C | NBS_EndSuction | 2.5 | 2 | 2.5 | 3 | BranchMin2.5_BranchMax3 | 2.5 | 2 | 3 | 6 | HeaderMin3_HeaderMax6 | 3 | 4 | 8
279 | 15 | 020-095-4P-2HP | NBS_020-095_4P_2HP_5.83_SS | 178.5455 | 178.5455 | 714.1819 | 4 | 0 | 4 | C | NBS_EndSuction | 2.5 | 2 | 2.5 | 3 | BranchMin2.5_BranchMax3 | 2.5 | 2 | 3 | 6 | HeaderMin3_HeaderMax6 | 4 | 4 | 8
279 | 15 | 020-095-4P-2HP | NBS_020-095_4P_2HP_5.83_SS | 178.5455 | 178.5455 | 714.1819 | 4 | 0 | 4 | C | NBS_EndSuction | 2.5 | 2 | 2.5 | 3 | BranchMin2.5_BranchMax3 | 2.5 | 2 | 3 | 6 | HeaderMin3_HeaderMax6 | 5 | 4 | 8
279 | 15 | 020-095-4P-2HP | NBS_020-095_4P_2HP_5.83_SS | 178.5455 | 178.5455 | 714.1819 | 4 | 0 | 4 | C | NBS_EndSuction | 2.5 | 2 | 2.5 | 3 | BranchMin2.5_BranchMax3 | 2.5 | 2 | 3 | 6 | HeaderMin3_HeaderMax6 | 6 | 4 | 8
279 | 15 | 020-095-4P-2HP | NBS_020-095_4P_2HP_5.83_SS | 178.5455 | 178.5455 | 714.1819 | 4 | 0 | 4 | C | NBS_EndSuction | 2.5 | 2 | 2.5 | 3 | BranchMin2.5_BranchMax3 | 3 | 2 | 3 | 6 | HeaderMin3_HeaderMax6 | 3 | 4 | 8 | [11 empty] | INVALID
279 | 15 | 020-095-4P-2HP | NBS_020-095_4P_2HP_5.83_SS | 178.5455 | 178.5455 | 714.1819 | 4 | 0 | 4 | C | NBS_EndSuction | 2.5 | 2 | 2.5 | 3 | BranchMin2.5_BranchMax3 | 3 | 2 | 3 | 6 | HeaderMin3_HeaderMax6 | 4 | 4 | 8
279 | 15 | 020-095-4P-2HP | NBS_020-095_4P_2HP_5.83_SS | 178.5455 | 178.5455 | 714.1819 | 4 | 0 | 4 | C | NBS_EndSuction | 2.5 | 2 | 2.5 | 3 | BranchMin2.5_BranchMax3 | 3 | 2 | 3 | 6 | HeaderMin3_HeaderMax6 | 5 | 4 | 8
279 | 15 | 020-095-4P-2HP | NBS_020-095_4P_2HP_5.83_SS | 178.5455 | 178.5455 | 714.1819 | 4 | 0 | 4 | C | NBS_EndSuction | 2.5 | 2 | 2.5 | 3 | BranchMin2.5_BranchMax3 | 3 | 2 | 3 | 6 | HeaderMin3_HeaderMax6 | 6 | 4 | 8
280 | 16 | 020-095-4P-3HP | NBS_020-095_4P_3HP_6.61_SS | 208.9617 | 208.9617 | 835.8467 | 4 | 0 | 4 | C | NBS_EndSuction | 2.5 | 2 | 2.5 | 3 | BranchMin2.5_BranchMax3 | 2.5 | 2 | 3 | 6 | HeaderMin3_HeaderMax6 | 3 | 4 | 8
280 | 16 | 020-095-4P-3HP | NBS_020-095_4P_3HP_6.61_SS | 208.9617 | 208.9617 | 835.8467 | 4 | 0 | 4 | C | NBS_EndSuction | 2.5 | 2 | 2.5 | 3 | BranchMin2.5_BranchMax3 | 2.5 | 2 | 3 | 6 | HeaderMin3_HeaderMax6 | 4 | 4 | 8
280 | 16 | 020-095-4P-3HP | NBS_020-095_4P_3HP_6.61_SS | 208.9617 | 208.9617 | 835.8467 | 4 | 0 | 4 | C | NBS_EndSuction | 2.5 | 2 | 2.5 | 3 | BranchMin2.5_BranchMax3 | 2.5 | 2 | 3 | 6 | HeaderMin3_HeaderMax6 | 5 | 4 | 8
280 | 16 | 020-095-4P-3HP | NBS_020-095_4P_3HP_6.61_SS | 208.9617 | 208.9617 | 835.8467 | 4 | 0 | 4 | C | NBS_EndSuction | 2.5 | 2 | 2.5 | 3 | BranchMin2.5_BranchMax3 | 2.5 | 2 | 3 | 6 | HeaderMin3_HeaderMax6 | 6 | 4 | 8
280 | 16 | 020-095-4P-3HP | NBS_020-095_4P_3HP_6.61_SS | 208.9617 | 208.9617 | 835.8467 | 4 | 0 | 4 | C | NBS_EndSuction | 2.5 | 2 | 2.5 | 3 | BranchMin2.5_BranchMax3 | 3 | 2 | 3 | 6 | HeaderMin3_HeaderMax6 | 3 | 4 | 8 | [11 empty] | INVALID
280 | 16 | 020-095-4P-3HP | NBS_020-095_4P_3HP_6.61_SS | 208.9617 | 208.9617 | 835.8467 | 4 | 0 | 4 | C | NBS_EndSuction | 2.5 | 2 | 2.5 | 3 | BranchMin2.5_BranchMax3 | 3 | 2 | 3 | 6 | HeaderMin3_HeaderMax6 | 4 | 4 | 8
280 | 16 | 020-095-4P-3HP | NBS_020-095_4P_3HP_6.61_SS | 208.9617 | 208.9617 | 835.8467 | 4 | 0 | 4 | C | NBS_EndSuction | 2.5 | 2 | 2.5 | 3 | BranchMin2.5_BranchMax3 | 3 | 2 | 3 | 6 | HeaderMin3_HeaderMax6 | 5 | 4 | 8
280 | 16 | 020-095-4P-3HP | NBS_020-095_4P_3HP_6.61_SS | 208.9617 | 208.9617 | 835.8467 | 4 | 0 | 4 | C | NBS_EndSuction | 2.5 | 2 | 2.5 | 3 | BranchMin2.5_BranchMax3 | 3 | 2 | 3 | 6 | HeaderMin3_HeaderMax6 | 6 | 4 | 8
281 | 17 | 020-095-4P-5HP | NBS_020-095_4P_5HP_8.11_SS | 260.8895 | 260.8895 | 1043.5578 | 4 | 0 | 4 | C | NBS_EndSuction | 2.5 | 2 | 2.5 | 4 | BranchMin2.5_BranchMax4 | 2.5 | 3 | 3 | 8 | HeaderMin3_HeaderMax8 | 3 | 5 | 15
281 | 17 | 020-095-4P-5HP | NBS_020-095_4P_5HP_8.11_SS | 260.8895 | 260.8895 | 1043.5578 | 4 | 0 | 4 | C | NBS_EndSuction | 2.5 | 2 | 2.5 | 4 | BranchMin2.5_BranchMax4 | 2.5 | 3 | 3 | 8 | HeaderMin3_HeaderMax8 | 4 | 5 | 15
281 | 17 | 020-095-4P-5HP | NBS_020-095_4P_5HP_8.11_SS | 260.8895 | 260.8895 | 1043.5578 | 4 | 0 | 4 | C | NBS_EndSuction | 2.5 | 2 | 2.5 | 4 | BranchMin2.5_BranchMax4 | 2.5 | 3 | 3 | 8 | HeaderMin3_HeaderMax8 | 5 | 5 | 15
281 | 17 | 020-095-4P-5HP | NBS_020-095_4P_5HP_8.11_SS | 260.8895 | 260.8895 | 1043.5578 | 4 | 0 | 4 | C | NBS_EndSuction | 2.5 | 2 | 2.5 | 4 | BranchMin2.5_BranchMax4 | 2.5 | 3 | 3 | 8 | HeaderMin3_HeaderMax8 | 6 | 5 | 15
281 | 17 | 020-095-4P-5HP | NBS_020-095_4P_5HP_8.11_SS | 260.8895 | 260.8895 | 1043.5578 | 4 | 0 | 4 | C | NBS_EndSuction | 2.5 | 2 | 2.5 | 4 | BranchMin2.5_BranchMax4 | 2.5 | 3 | 3 | 8 | HeaderMin3_HeaderMax8 | 8 | 5 | 15
281 | 17 | 020-095-4P-5HP | NBS_020-095_4P_5HP_8.11_SS | 260.8895 | 260.8895 | 1043.5578 | 4 | 0 | 4 | C | NBS_EndSuction | 2.5 | 2 | 2.5 | 4 | BranchMin2.5_BranchMax4 | 3 | 3 | 3 | 8 | HeaderMin3_HeaderMax8 | 3 | 5 | 15 | [11 empty] | INVALID
281 | 17 | 020-095-4P-5HP | NBS_020-095_4P_5HP_8.11_SS | 260.8895 | 260.8895 | 1043.5578 | 4 | 0 | 4 | C | NBS_EndSuction | 2.5 | 2 | 2.5 | 4 | BranchMin2.5_BranchMax4 | 3 | 3 | 3 | 8 | HeaderMin3_HeaderMax8 | 4 | 5 | 15
281 | 17 | 020-095-4P-5HP | NBS_020-095_4P_5HP_8.11_SS | 260.8895 | 260.8895 | 1043.5578 | 4 | 0 | 4 | C | NBS_EndSuction | 2.5 | 2 | 2.5 | 4 | BranchMin2.5_BranchMax4 | 3 | 3 | 3 | 8 | HeaderMin3_HeaderMax8 | 5 | 5 | 15
281 | 17 | 020-095-4P-5HP | NBS_020-095_4P_5HP_8.11_SS | 260.8895 | 260.8895 | 1043.5578 | 4 | 0 | 4 | C | NBS_EndSuction | 2.5 | 2 | 2.5 | 4 | BranchMin2.5_BranchMax4 | 3 | 3 | 3 | 8 | HeaderMin3_HeaderMax8 | 6 | 5 | 15
281 | 17 | 020-095-4P-5HP | NBS_020-095_4P_5HP_8.11_SS | 260.8895 | 260.8895 | 1043.5578 | 4 | 0 | 4 | C | NBS_EndSuction | 2.5 | 2 | 2.5 | 4 | BranchMin2.5_BranchMax4 | 3 | 3 | 3 | 8 | HeaderMin3_HeaderMax8 | 8 | 5 | 15
281 | 17 | 020-095-4P-5HP | NBS_020-095_4P_5HP_8.11_SS | 260.8895 | 260.8895 | 1043.5578 | 4 | 0 | 4 | C | NBS_EndSuction | 2.5 | 2 | 2.5 | 4 | BranchMin2.5_BranchMax4 | 4 | 3 | 3 | 8 | HeaderMin3_HeaderMax8 | 3 | 5 | 15 | [11 empty] | INVALID
281 | 17 | 020-095-4P-5HP | NBS_020-095_4P_5HP_8.11_SS | 260.8895 | 260.8895 | 1043.5578 | 4 | 0 | 4 | C | NBS_EndSuction | 2.5 | 2 | 2.5 | 4 | BranchMin2.5_BranchMax4 | 4 | 3 | 3 | 8 | HeaderMin3_HeaderMax8 | 4 | 5 | 15 | [11 empty] | INVALID
281 | 17 | 020-095-4P-5HP | NBS_020-095_4P_5HP_8.11_SS | 260.8895 | 260.8895 | 1043.5578 | 4 | 0 | 4 | C | NBS_EndSuction | 2.5 | 2 | 2.5 | 4 | BranchMin2.5_BranchMax4 | 4 | 3 | 3 | 8 | HeaderMin3_HeaderMax8 | 5 | 5 | 15
281 | 17 | 020-095-4P-5HP | NBS_020-095_4P_5HP_8.11_SS | 260.8895 | 260.8895 | 1043.5578 | 4 | 0 | 4 | C | NBS_EndSuction | 2.5 | 2 | 2.5 | 4 | BranchMin2.5_BranchMax4 | 4 | 3 | 3 | 8 | HeaderMin3_HeaderMax8 | 6 | 5 | 15
281 | 17 | 020-095-4P-5HP | NBS_020-095_4P_5HP_8.11_SS | 260.8895 | 260.8895 | 1043.5578 | 4 | 0 | 4 | C | NBS_EndSuction | 2.5 | 2 | 2.5 | 4 | BranchMin2.5_BranchMax4 | 4 | 3 | 3 | 8 | HeaderMin3_HeaderMax8 | 8 | 5 | 15
282 | 18 | 020-095-4P-7pt5HP | NBS_020-095_4P_7.5HP_9.45_SS | 297.3228 | 297.3228 | 1189.2912 | 4 | 0 | 4 | C | NBS_EndSuction | 2.5 | 2 | 2.5 | 4 | BranchMin2.5_BranchMax4 | 2.5 | 3 | 3 | 8 | HeaderMin3_HeaderMax8 | 3 | 5 | 15
282 | 18 | 020-095-4P-7pt5HP | NBS_020-095_4P_7.5HP_9.45_SS | 297.3228 | 297.3228 | 1189.2912 | 4 | 0 | 4 | C | NBS_EndSuction | 2.5 | 2 | 2.5 | 4 | BranchMin2.5_BranchMax4 | 2.5 | 3 | 3 | 8 | HeaderMin3_HeaderMax8 | 4 | 5 | 15
282 | 18 | 020-095-4P-7pt5HP | NBS_020-095_4P_7.5HP_9.45_SS | 297.3228 | 297.3228 | 1189.2912 | 4 | 0 | 4 | C | NBS_EndSuction | 2.5 | 2 | 2.5 | 4 | BranchMin2.5_BranchMax4 | 2.5 | 3 | 3 | 8 | HeaderMin3_HeaderMax8 | 5 | 5 | 15
282 | 18 | 020-095-4P-7pt5HP | NBS_020-095_4P_7.5HP_9.45_SS | 297.3228 | 297.3228 | 1189.2912 | 4 | 0 | 4 | C | NBS_EndSuction | 2.5 | 2 | 2.5 | 4 | BranchMin2.5_BranchMax4 | 2.5 | 3 | 3 | 8 | HeaderMin3_HeaderMax8 | 6 | 5 | 15
282 | 18 | 020-095-4P-7pt5HP | NBS_020-095_4P_7.5HP_9.45_SS | 297.3228 | 297.3228 | 1189.2912 | 4 | 0 | 4 | C | NBS_EndSuction | 2.5 | 2 | 2.5 | 4 | BranchMin2.5_BranchMax4 | 2.5 | 3 | 3 | 8 | HeaderMin3_HeaderMax8 | 8 | 5 | 15
282 | 18 | 020-095-4P-7pt5HP | NBS_020-095_4P_7.5HP_9.45_SS | 297.3228 | 297.3228 | 1189.2912 | 4 | 0 | 4 | C | NBS_EndSuction | 2.5 | 2 | 2.5 | 4 | BranchMin2.5_BranchMax4 | 3 | 3 | 3 | 8 | HeaderMin3_HeaderMax8 | 3 | 5 | 15 | [11 empty] | INVALID
282 | 18 | 020-095-4P-7pt5HP | NBS_020-095_4P_7.5HP_9.45_SS | 297.3228 | 297.3228 | 1189.2912 | 4 | 0 | 4 | C | NBS_EndSuction | 2.5 | 2 | 2.5 | 4 | BranchMin2.5_BranchMax4 | 3 | 3 | 3 | 8 | HeaderMin3_HeaderMax8 | 4 | 5 | 15
282 | 18 | 020-095-4P-7pt5HP | NBS_020-095_4P_7.5HP_9.45_SS | 297.3228 | 297.3228 | 1189.2912 | 4 | 0 | 4 | C | NBS_EndSuction | 2.5 | 2 | 2.5 | 4 | BranchMin2.5_BranchMax4 | 3 | 3 | 3 | 8 | HeaderMin3_HeaderMax8 | 5 | 5 | 15
282 | 18 | 020-095-4P-7pt5HP | NBS_020-095_4P_7.5HP_9.45_SS | 297.3228 | 297.3228 | 1189.2912 | 4 | 0 | 4 | C | NBS_EndSuction | 2.5 | 2 | 2.5 | 4 | BranchMin2.5_BranchMax4 | 3 | 3 | 3 | 8 | HeaderMin3_HeaderMax8 | 6 | 5 | 15
282 | 18 | 020-095-4P-7pt5HP | NBS_020-095_4P_7.5HP_9.45_SS | 297.3228 | 297.3228 | 1189.2912 | 4 | 0 | 4 | C | NBS_EndSuction | 2.5 | 2 | 2.5 | 4 | BranchMin2.5_BranchMax4 | 3 | 3 | 3 | 8 | HeaderMin3_HeaderMax8 | 8 | 5 | 15
282 | 18 | 020-095-4P-7pt5HP | NBS_020-095_4P_7.5HP_9.45_SS | 297.3228 | 297.3228 | 1189.2912 | 4 | 0 | 4 | C | NBS_EndSuction | 2.5 | 2 | 2.5 | 4 | BranchMin2.5_BranchMax4 | 4 | 3 | 3 | 8 | HeaderMin3_HeaderMax8 | 3 | 5 | 15 | [11 empty] | INVALID
282 | 18 | 020-095-4P-7pt5HP | NBS_020-095_4P_7.5HP_9.45_SS | 297.3228 | 297.3228 | 1189.2912 | 4 | 0 | 4 | C | NBS_EndSuction | 2.5 | 2 | 2.5 | 4 | BranchMin2.5_BranchMax4 | 4 | 3 | 3 | 8 | HeaderMin3_HeaderMax8 | 4 | 5 | 15 | [11 empty] | INVALID
282 | 18 | 020-095-4P-7pt5HP | NBS_020-095_4P_7.5HP_9.45_SS | 297.3228 | 297.3228 | 1189.2912 | 4 | 0 | 4 | C | NBS_EndSuction | 2.5 | 2 | 2.5 | 4 | BranchMin2.5_BranchMax4 | 4 | 3 | 3 | 8 | HeaderMin3_HeaderMax8 | 5 | 5 | 15
282 | 18 | 020-095-4P-7pt5HP | NBS_020-095_4P_7.5HP_9.45_SS | 297.3228 | 297.3228 | 1189.2912 | 4 | 0 | 4 | C | NBS_EndSuction | 2.5 | 2 | 2.5 | 4 | BranchMin2.5_BranchMax4 | 4 | 3 | 3 | 8 | HeaderMin3_HeaderMax8 | 6 | 5 | 15
282 | 18 | 020-095-4P-7pt5HP | NBS_020-095_4P_7.5HP_9.45_SS | 297.3228 | 297.3228 | 1189.2912 | 4 | 0 | 4 | C | NBS_EndSuction | 2.5 | 2 | 2.5 | 4 | BranchMin2.5_BranchMax4 | 4 | 3 | 3 | 8 | HeaderMin3_HeaderMax8 | 8 | 5 | 15
283 | 19 | 020-110-4P-5HP | NBS_020-110_4P_5HP_8.11_SS | 273.669 | 273.669 | 1094.6762 | 4 | 0 | 4 | C | NBS_EndSuction | 2.5 | 2 | 2.5 | 4 | BranchMin2.5_BranchMax4 | 2.5 | 3 | 3 | 8 | HeaderMin3_HeaderMax8 | 3 | 5 | 15
283 | 19 | 020-110-4P-5HP | NBS_020-110_4P_5HP_8.11_SS | 273.669 | 273.669 | 1094.6762 | 4 | 0 | 4 | C | NBS_EndSuction | 2.5 | 2 | 2.5 | 4 | BranchMin2.5_BranchMax4 | 2.5 | 3 | 3 | 8 | HeaderMin3_HeaderMax8 | 4 | 5 | 15
283 | 19 | 020-110-4P-5HP | NBS_020-110_4P_5HP_8.11_SS | 273.669 | 273.669 | 1094.6762 | 4 | 0 | 4 | C | NBS_EndSuction | 2.5 | 2 | 2.5 | 4 | BranchMin2.5_BranchMax4 | 2.5 | 3 | 3 | 8 | HeaderMin3_HeaderMax8 | 5 | 5 | 15
283 | 19 | 020-110-4P-5HP | NBS_020-110_4P_5HP_8.11_SS | 273.669 | 273.669 | 1094.6762 | 4 | 0 | 4 | C | NBS_EndSuction | 2.5 | 2 | 2.5 | 4 | BranchMin2.5_BranchMax4 | 2.5 | 3 | 3 | 8 | HeaderMin3_HeaderMax8 | 6 | 5 | 15
283 | 19 | 020-110-4P-5HP | NBS_020-110_4P_5HP_8.11_SS | 273.669 | 273.669 | 1094.6762 | 4 | 0 | 4 | C | NBS_EndSuction | 2.5 | 2 | 2.5 | 4 | BranchMin2.5_BranchMax4 | 2.5 | 3 | 3 | 8 | HeaderMin3_HeaderMax8 | 8 | 5 | 15
283 | 19 | 020-110-4P-5HP | NBS_020-110_4P_5HP_8.11_SS | 273.669 | 273.669 | 1094.6762 | 4 | 0 | 4 | C | NBS_EndSuction | 2.5 | 2 | 2.5 | 4 | BranchMin2.5_BranchMax4 | 3 | 3 | 3 | 8 | HeaderMin3_HeaderMax8 | 3 | 5 | 15 | [11 empty] | INVALID
283 | 19 | 020-110-4P-5HP | NBS_020-110_4P_5HP_8.11_SS | 273.669 | 273.669 | 1094.6762 | 4 | 0 | 4 | C | NBS_EndSuction | 2.5 | 2 | 2.5 | 4 | BranchMin2.5_BranchMax4 | 3 | 3 | 3 | 8 | HeaderMin3_HeaderMax8 | 4 | 5 | 15
283 | 19 | 020-110-4P-5HP | NBS_020-110_4P_5HP_8.11_SS | 273.669 | 273.669 | 1094.6762 | 4 | 0 | 4 | C | NBS_EndSuction | 2.5 | 2 | 2.5 | 4 | BranchMin2.5_BranchMax4 | 3 | 3 | 3 | 8 | HeaderMin3_HeaderMax8 | 5 | 5 | 15
283 | 19 | 020-110-4P-5HP | NBS_020-110_4P_5HP_8.11_SS | 273.669 | 273.669 | 1094.6762 | 4 | 0 | 4 | C | NBS_EndSuction | 2.5 | 2 | 2.5 | 4 | BranchMin2.5_BranchMax4 | 3 | 3 | 3 | 8 | HeaderMin3_HeaderMax8 | 6 | 5 | 15
283 | 19 | 020-110-4P-5HP | NBS_020-110_4P_5HP_8.11_SS | 273.669 | 273.669 | 1094.6762 | 4 | 0 | 4 | C | NBS_EndSuction | 2.5 | 2 | 2.5 | 4 | BranchMin2.5_BranchMax4 | 3 | 3 | 3 | 8 | HeaderMin3_HeaderMax8 | 8 | 5 | 15
283 | 19 | 020-110-4P-5HP | NBS_020-110_4P_5HP_8.11_SS | 273.669 | 273.669 | 1094.6762 | 4 | 0 | 4 | C | NBS_EndSuction | 2.5 | 2 | 2.5 | 4 | BranchMin2.5_BranchMax4 | 4 | 3 | 3 | 8 | HeaderMin3_HeaderMax8 | 3 | 5 | 15 | [11 empty] | INVALID
283 | 19 | 020-110-4P-5HP | NBS_020-110_4P_5HP_8.11_SS | 273.669 | 273.669 | 1094.6762 | 4 | 0 | 4 | C | NBS_EndSuction | 2.5 | 2 | 2.5 | 4 | BranchMin2.5_BranchMax4 | 4 | 3 | 3 | 8 | HeaderMin3_HeaderMax8 | 4 | 5 | 15 | [11 empty] | INVALID
283 | 19 | 020-110-4P-5HP | NBS_020-110_4P_5HP_8.11_SS | 273.669 | 273.669 | 1094.6762 | 4 | 0 | 4 | C | NBS_EndSuction | 2.5 | 2 | 2.5 | 4 | BranchMin2.5_BranchMax4 | 4 | 3 | 3 | 8 | HeaderMin3_HeaderMax8 | 5 | 5 | 15
283 | 19 | 020-110-4P-5HP | NBS_020-110_4P_5HP_8.11_SS | 273.669 | 273.669 | 1094.6762 | 4 | 0 | 4 | C | NBS_EndSuction | 2.5 | 2 | 2.5 | 4 | BranchMin2.5_BranchMax4 | 4 | 3 | 3 | 8 | HeaderMin3_HeaderMax8 | 6 | 5 | 15
283 | 19 | 020-110-4P-5HP | NBS_020-110_4P_5HP_8.11_SS | 273.669 | 273.669 | 1094.6762 | 4 | 0 | 4 | C | NBS_EndSuction | 2.5 | 2 | 2.5 | 4 | BranchMin2.5_BranchMax4 | 4 | 3 | 3 | 8 | HeaderMin3_HeaderMax8 | 8 | 5 | 15
284 | 20 | 020-110-4P-7pt5HP | NBS_020-110_4P_7.5HP_8.98_SS | 321.881 | 321.881 | 1287.5239 | 4 | 0 | 4 | C | NBS_EndSuction | 2.5 | 2 | 2.5 | 4 | BranchMin2.5_BranchMax4 | 2.5 | 3 | 3 | 8 | HeaderMin3_HeaderMax8 | 3 | 5 | 15
284 | 20 | 020-110-4P-7pt5HP | NBS_020-110_4P_7.5HP_8.98_SS | 321.881 | 321.881 | 1287.5239 | 4 | 0 | 4 | C | NBS_EndSuction | 2.5 | 2 | 2.5 | 4 | BranchMin2.5_BranchMax4 | 2.5 | 3 | 3 | 8 | HeaderMin3_HeaderMax8 | 4 | 5 | 15
284 | 20 | 020-110-4P-7pt5HP | NBS_020-110_4P_7.5HP_8.98_SS | 321.881 | 321.881 | 1287.5239 | 4 | 0 | 4 | C | NBS_EndSuction | 2.5 | 2 | 2.5 | 4 | BranchMin2.5_BranchMax4 | 2.5 | 3 | 3 | 8 | HeaderMin3_HeaderMax8 | 5 | 5 | 15
284 | 20 | 020-110-4P-7pt5HP | NBS_020-110_4P_7.5HP_8.98_SS | 321.881 | 321.881 | 1287.5239 | 4 | 0 | 4 | C | NBS_EndSuction | 2.5 | 2 | 2.5 | 4 | BranchMin2.5_BranchMax4 | 2.5 | 3 | 3 | 8 | HeaderMin3_HeaderMax8 | 6 | 5 | 15
284 | 20 | 020-110-4P-7pt5HP | NBS_020-110_4P_7.5HP_8.98_SS | 321.881 | 321.881 | 1287.5239 | 4 | 0 | 4 | C | NBS_EndSuction | 2.5 | 2 | 2.5 | 4 | BranchMin2.5_BranchMax4 | 2.5 | 3 | 3 | 8 | HeaderMin3_HeaderMax8 | 8 | 5 | 15
284 | 20 | 020-110-4P-7pt5HP | NBS_020-110_4P_7.5HP_8.98_SS | 321.881 | 321.881 | 1287.5239 | 4 | 0 | 4 | C | NBS_EndSuction | 2.5 | 2 | 2.5 | 4 | BranchMin2.5_BranchMax4 | 3 | 3 | 3 | 8 | HeaderMin3_HeaderMax8 | 3 | 5 | 15 | [11 empty] | INVALID
284 | 20 | 020-110-4P-7pt5HP | NBS_020-110_4P_7.5HP_8.98_SS | 321.881 | 321.881 | 1287.5239 | 4 | 0 | 4 | C | NBS_EndSuction | 2.5 | 2 | 2.5 | 4 | BranchMin2.5_BranchMax4 | 3 | 3 | 3 | 8 | HeaderMin3_HeaderMax8 | 4 | 5 | 15
284 | 20 | 020-110-4P-7pt5HP | NBS_020-110_4P_7.5HP_8.98_SS | 321.881 | 321.881 | 1287.5239 | 4 | 0 | 4 | C | NBS_EndSuction | 2.5 | 2 | 2.5 | 4 | BranchMin2.5_BranchMax4 | 3 | 3 | 3 | 8 | HeaderMin3_HeaderMax8 | 5 | 5 | 15
284 | 20 | 020-110-4P-7pt5HP | NBS_020-110_4P_7.5HP_8.98_SS | 321.881 | 321.881 | 1287.5239 | 4 | 0 | 4 | C | NBS_EndSuction | 2.5 | 2 | 2.5 | 4 | BranchMin2.5_BranchMax4 | 3 | 3 | 3 | 8 | HeaderMin3_HeaderMax8 | 6 | 5 | 15
284 | 20 | 020-110-4P-7pt5HP | NBS_020-110_4P_7.5HP_8.98_SS | 321.881 | 321.881 | 1287.5239 | 4 | 0 | 4 | C | NBS_EndSuction | 2.5 | 2 | 2.5 | 4 | BranchMin2.5_BranchMax4 | 3 | 3 | 3 | 8 | HeaderMin3_HeaderMax8 | 8 | 5 | 15
284 | 20 | 020-110-4P-7pt5HP | NBS_020-110_4P_7.5HP_8.98_SS | 321.881 | 321.881 | 1287.5239 | 4 | 0 | 4 | C | NBS_EndSuction | 2.5 | 2 | 2.5 | 4 | BranchMin2.5_BranchMax4 | 4 | 3 | 3 | 8 | HeaderMin3_HeaderMax8 | 3 | 5 | 15 | [11 empty] | INVALID
284 | 20 | 020-110-4P-7pt5HP | NBS_020-110_4P_7.5HP_8.98_SS | 321.881 | 321.881 | 1287.5239 | 4 | 0 | 4 | C | NBS_EndSuction | 2.5 | 2 | 2.5 | 4 | BranchMin2.5_BranchMax4 | 4 | 3 | 3 | 8 | HeaderMin3_HeaderMax8 | 4 | 5 | 15 | [11 empty] | INVALID
284 | 20 | 020-110-4P-7pt5HP | NBS_020-110_4P_7.5HP_8.98_SS | 321.881 | 321.881 | 1287.5239 | 4 | 0 | 4 | C | NBS_EndSuction | 2.5 | 2 | 2.5 | 4 | BranchMin2.5_BranchMax4 | 4 | 3 | 3 | 8 | HeaderMin3_HeaderMax8 | 5 | 5 | 15
284 | 20 | 020-110-4P-7pt5HP | NBS_020-110_4P_7.5HP_8.98_SS | 321.881 | 321.881 | 1287.5239 | 4 | 0 | 4 | C | NBS_EndSuction | 2.5 | 2 | 2.5 | 4 | BranchMin2.5_BranchMax4 | 4 | 3 | 3 | 8 | HeaderMin3_HeaderMax8 | 6 | 5 | 15
284 | 20 | 020-110-4P-7pt5HP | NBS_020-110_4P_7.5HP_8.98_SS | 321.881 | 321.881 | 1287.5239 | 4 | 0 | 4 | C | NBS_EndSuction | 2.5 | 2 | 2.5 | 4 | BranchMin2.5_BranchMax4 | 4 | 3 | 3 | 8 | HeaderMin3_HeaderMax8 | 8 | 5 | 15
285 | 21 | 020-110-4P-10HP | NBS_020-110_4P_10HP_9.92_SS | 360.1978 | 360.1978 | 1440.7911 | 4 | 0 | 4 | C | NBS_EndSuction | 2.5 | 2 | 2.5 | 4 | BranchMin2.5_BranchMax4 | 2.5 | 3 | 3 | 8 | HeaderMin3_HeaderMax8 | 3 | 5 | 15
285 | 21 | 020-110-4P-10HP | NBS_020-110_4P_10HP_9.92_SS | 360.1978 | 360.1978 | 1440.7911 | 4 | 0 | 4 | C | NBS_EndSuction | 2.5 | 2 | 2.5 | 4 | BranchMin2.5_BranchMax4 | 2.5 | 3 | 3 | 8 | HeaderMin3_HeaderMax8 | 4 | 5 | 15
285 | 21 | 020-110-4P-10HP | NBS_020-110_4P_10HP_9.92_SS | 360.1978 | 360.1978 | 1440.7911 | 4 | 0 | 4 | C | NBS_EndSuction | 2.5 | 2 | 2.5 | 4 | BranchMin2.5_BranchMax4 | 2.5 | 3 | 3 | 8 | HeaderMin3_HeaderMax8 | 5 | 5 | 15
285 | 21 | 020-110-4P-10HP | NBS_020-110_4P_10HP_9.92_SS | 360.1978 | 360.1978 | 1440.7911 | 4 | 0 | 4 | C | NBS_EndSuction | 2.5 | 2 | 2.5 | 4 | BranchMin2.5_BranchMax4 | 2.5 | 3 | 3 | 8 | HeaderMin3_HeaderMax8 | 6 | 5 | 15
285 | 21 | 020-110-4P-10HP | NBS_020-110_4P_10HP_9.92_SS | 360.1978 | 360.1978 | 1440.7911 | 4 | 0 | 4 | C | NBS_EndSuction | 2.5 | 2 | 2.5 | 4 | BranchMin2.5_BranchMax4 | 2.5 | 3 | 3 | 8 | HeaderMin3_HeaderMax8 | 8 | 5 | 15
285 | 21 | 020-110-4P-10HP | NBS_020-110_4P_10HP_9.92_SS | 360.1978 | 360.1978 | 1440.7911 | 4 | 0 | 4 | C | NBS_EndSuction | 2.5 | 2 | 2.5 | 4 | BranchMin2.5_BranchMax4 | 3 | 3 | 3 | 8 | HeaderMin3_HeaderMax8 | 3 | 5 | 15 | [11 empty] | INVALID
285 | 21 | 020-110-4P-10HP | NBS_020-110_4P_10HP_9.92_SS | 360.1978 | 360.1978 | 1440.7911 | 4 | 0 | 4 | C | NBS_EndSuction | 2.5 | 2 | 2.5 | 4 | BranchMin2.5_BranchMax4 | 3 | 3 | 3 | 8 | HeaderMin3_HeaderMax8 | 4 | 5 | 15
285 | 21 | 020-110-4P-10HP | NBS_020-110_4P_10HP_9.92_SS | 360.1978 | 360.1978 | 1440.7911 | 4 | 0 | 4 | C | NBS_EndSuction | 2.5 | 2 | 2.5 | 4 | BranchMin2.5_BranchMax4 | 3 | 3 | 3 | 8 | HeaderMin3_HeaderMax8 | 5 | 5 | 15
285 | 21 | 020-110-4P-10HP | NBS_020-110_4P_10HP_9.92_SS | 360.1978 | 360.1978 | 1440.7911 | 4 | 0 | 4 | C | NBS_EndSuction | 2.5 | 2 | 2.5 | 4 | BranchMin2.5_BranchMax4 | 3 | 3 | 3 | 8 | HeaderMin3_HeaderMax8 | 6 | 5 | 15
285 | 21 | 020-110-4P-10HP | NBS_020-110_4P_10HP_9.92_SS | 360.1978 | 360.1978 | 1440.7911 | 4 | 0 | 4 | C | NBS_EndSuction | 2.5 | 2 | 2.5 | 4 | BranchMin2.5_BranchMax4 | 3 | 3 | 3 | 8 | HeaderMin3_HeaderMax8 | 8 | 5 | 15
285 | 21 | 020-110-4P-10HP | NBS_020-110_4P_10HP_9.92_SS | 360.1978 | 360.1978 | 1440.7911 | 4 | 0 | 4 | C | NBS_EndSuction | 2.5 | 2 | 2.5 | 4 | BranchMin2.5_BranchMax4 | 4 | 3 | 3 | 8 | HeaderMin3_HeaderMax8 | 3 | 5 | 15 | [11 empty] | INVALID
285 | 21 | 020-110-4P-10HP | NBS_020-110_4P_10HP_9.92_SS | 360.1978 | 360.1978 | 1440.7911 | 4 | 0 | 4 | C | NBS_EndSuction | 2.5 | 2 | 2.5 | 4 | BranchMin2.5_BranchMax4 | 4 | 3 | 3 | 8 | HeaderMin3_HeaderMax8 | 4 | 5 | 15 | [11 empty] | INVALID
285 | 21 | 020-110-4P-10HP | NBS_020-110_4P_10HP_9.92_SS | 360.1978 | 360.1978 | 1440.7911 | 4 | 0 | 4 | C | NBS_EndSuction | 2.5 | 2 | 2.5 | 4 | BranchMin2.5_BranchMax4 | 4 | 3 | 3 | 8 | HeaderMin3_HeaderMax8 | 5 | 5 | 15
285 | 21 | 020-110-4P-10HP | NBS_020-110_4P_10HP_9.92_SS | 360.1978 | 360.1978 | 1440.7911 | 4 | 0 | 4 | C | NBS_EndSuction | 2.5 | 2 | 2.5 | 4 | BranchMin2.5_BranchMax4 | 4 | 3 | 3 | 8 | HeaderMin3_HeaderMax8 | 6 | 5 | 15
285 | 21 | 020-110-4P-10HP | NBS_020-110_4P_10HP_9.92_SS | 360.1978 | 360.1978 | 1440.7911 | 4 | 0 | 4 | C | NBS_EndSuction | 2.5 | 2 | 2.5 | 4 | BranchMin2.5_BranchMax4 | 4 | 3 | 3 | 8 | HeaderMin3_HeaderMax8 | 8 | 5 | 15
286 | 22 | 020-110-4P-15HP | NBS_020-110_4P_15HP_10.31_SS | 376.0572 | 376.0572 | 1504.2286 | 4 | 0 | 4 | C | NBS_EndSuction | 2.5 | 2 | 2.5 | 4 | BranchMin2.5_BranchMax4 | 2.5 | 3 | 3 | 8 | HeaderMin3_HeaderMax8 | 3 | 5 | 15
286 | 22 | 020-110-4P-15HP | NBS_020-110_4P_15HP_10.31_SS | 376.0572 | 376.0572 | 1504.2286 | 4 | 0 | 4 | C | NBS_EndSuction | 2.5 | 2 | 2.5 | 4 | BranchMin2.5_BranchMax4 | 2.5 | 3 | 3 | 8 | HeaderMin3_HeaderMax8 | 4 | 5 | 15
286 | 22 | 020-110-4P-15HP | NBS_020-110_4P_15HP_10.31_SS | 376.0572 | 376.0572 | 1504.2286 | 4 | 0 | 4 | C | NBS_EndSuction | 2.5 | 2 | 2.5 | 4 | BranchMin2.5_BranchMax4 | 2.5 | 3 | 3 | 8 | HeaderMin3_HeaderMax8 | 5 | 5 | 15
286 | 22 | 020-110-4P-15HP | NBS_020-110_4P_15HP_10.31_SS | 376.0572 | 376.0572 | 1504.2286 | 4 | 0 | 4 | C | NBS_EndSuction | 2.5 | 2 | 2.5 | 4 | BranchMin2.5_BranchMax4 | 2.5 | 3 | 3 | 8 | HeaderMin3_HeaderMax8 | 6 | 5 | 15
286 | 22 | 020-110-4P-15HP | NBS_020-110_4P_15HP_10.31_SS | 376.0572 | 376.0572 | 1504.2286 | 4 | 0 | 4 | C | NBS_EndSuction | 2.5 | 2 | 2.5 | 4 | BranchMin2.5_BranchMax4 | 2.5 | 3 | 3 | 8 | HeaderMin3_HeaderMax8 | 8 | 5 | 15
286 | 22 | 020-110-4P-15HP | NBS_020-110_4P_15HP_10.31_SS | 376.0572 | 376.0572 | 1504.2286 | 4 | 0 | 4 | C | NBS_EndSuction | 2.5 | 2 | 2.5 | 4 | BranchMin2.5_BranchMax4 | 3 | 3 | 3 | 8 | HeaderMin3_HeaderMax8 | 3 | 5 | 15 | [11 empty] | INVALID
286 | 22 | 020-110-4P-15HP | NBS_020-110_4P_15HP_10.31_SS | 376.0572 | 376.0572 | 1504.2286 | 4 | 0 | 4 | C | NBS_EndSuction | 2.5 | 2 | 2.5 | 4 | BranchMin2.5_BranchMax4 | 3 | 3 | 3 | 8 | HeaderMin3_HeaderMax8 | 4 | 5 | 15
286 | 22 | 020-110-4P-15HP | NBS_020-110_4P_15HP_10.31_SS | 376.0572 | 376.0572 | 1504.2286 | 4 | 0 | 4 | C | NBS_EndSuction | 2.5 | 2 | 2.5 | 4 | BranchMin2.5_BranchMax4 | 3 | 3 | 3 | 8 | HeaderMin3_HeaderMax8 | 5 | 5 | 15
286 | 22 | 020-110-4P-15HP | NBS_020-110_4P_15HP_10.31_SS | 376.0572 | 376.0572 | 1504.2286 | 4 | 0 | 4 | C | NBS_EndSuction | 2.5 | 2 | 2.5 | 4 | BranchMin2.5_BranchMax4 | 3 | 3 | 3 | 8 | HeaderMin3_HeaderMax8 | 6 | 5 | 15
286 | 22 | 020-110-4P-15HP | NBS_020-110_4P_15HP_10.31_SS | 376.0572 | 376.0572 | 1504.2286 | 4 | 0 | 4 | C | NBS_EndSuction | 2.5 | 2 | 2.5 | 4 | BranchMin2.5_BranchMax4 | 3 | 3 | 3 | 8 | HeaderMin3_HeaderMax8 | 8 | 5 | 15
286 | 22 | 020-110-4P-15HP | NBS_020-110_4P_15HP_10.31_SS | 376.0572 | 376.0572 | 1504.2286 | 4 | 0 | 4 | C | NBS_EndSuction | 2.5 | 2 | 2.5 | 4 | BranchMin2.5_BranchMax4 | 4 | 3 | 3 | 8 | HeaderMin3_HeaderMax8 | 3 | 5 | 15 | [11 empty] | INVALID
286 | 22 | 020-110-4P-15HP | NBS_020-110_4P_15HP_10.31_SS | 376.0572 | 376.0572 | 1504.2286 | 4 | 0 | 4 | C | NBS_EndSuction | 2.5 | 2 | 2.5 | 4 | BranchMin2.5_BranchMax4 | 4 | 3 | 3 | 8 | HeaderMin3_HeaderMax8 | 4 | 5 | 15 | [11 empty] | INVALID
286 | 22 | 020-110-4P-15HP | NBS_020-110_4P_15HP_10.31_SS | 376.0572 | 376.0572 | 1504.2286 | 4 | 0 | 4 | C | NBS_EndSuction | 2.5 | 2 | 2.5 | 4 | BranchMin2.5_BranchMax4 | 4 | 3 | 3 | 8 | HeaderMin3_HeaderMax8 | 5 | 5 | 15
286 | 22 | 020-110-4P-15HP | NBS_020-110_4P_15HP_10.31_SS | 376.0572 | 376.0572 | 1504.2286 | 4 | 0 | 4 | C | NBS_EndSuction | 2.5 | 2 | 2.5 | 4 | BranchMin2.5_BranchMax4 | 4 | 3 | 3 | 8 | HeaderMin3_HeaderMax8 | 6 | 5 | 15
286 | 22 | 020-110-4P-15HP | NBS_020-110_4P_15HP_10.31_SS | 376.0572 | 376.0572 | 1504.2286 | 4 | 0 | 4 | C | NBS_EndSuction | 2.5 | 2 | 2.5 | 4 | BranchMin2.5_BranchMax4 | 4 | 3 | 3 | 8 | HeaderMin3_HeaderMax8 | 8 | 5 | 15
287 | 23 | 020-135-4P-7pt5HP | NBS_020-135_4P_7.5HP_9.29_SS | 261.6739 | 261.6739 | 1046.6955 | 4 | 0 | 4 | C | NBS_EndSuction | 3 | 2 | 3 | 4 | BranchMin3_BranchMax4 | 3 | 2 | 4 | 8 | HeaderMin4_HeaderMax8 | 4 | 4 | 8
287 | 23 | 020-135-4P-7pt5HP | NBS_020-135_4P_7.5HP_9.29_SS | 261.6739 | 261.6739 | 1046.6955 | 4 | 0 | 4 | C | NBS_EndSuction | 3 | 2 | 3 | 4 | BranchMin3_BranchMax4 | 3 | 2 | 4 | 8 | HeaderMin4_HeaderMax8 | 5 | 4 | 8
287 | 23 | 020-135-4P-7pt5HP | NBS_020-135_4P_7.5HP_9.29_SS | 261.6739 | 261.6739 | 1046.6955 | 4 | 0 | 4 | C | NBS_EndSuction | 3 | 2 | 3 | 4 | BranchMin3_BranchMax4 | 3 | 2 | 4 | 8 | HeaderMin4_HeaderMax8 | 6 | 4 | 8
287 | 23 | 020-135-4P-7pt5HP | NBS_020-135_4P_7.5HP_9.29_SS | 261.6739 | 261.6739 | 1046.6955 | 4 | 0 | 4 | C | NBS_EndSuction | 3 | 2 | 3 | 4 | BranchMin3_BranchMax4 | 3 | 2 | 4 | 8 | HeaderMin4_HeaderMax8 | 8 | 4 | 8
287 | 23 | 020-135-4P-7pt5HP | NBS_020-135_4P_7.5HP_9.29_SS | 261.6739 | 261.6739 | 1046.6955 | 4 | 0 | 4 | C | NBS_EndSuction | 3 | 2 | 3 | 4 | BranchMin3_BranchMax4 | 4 | 2 | 4 | 8 | HeaderMin4_HeaderMax8 | 4 | 4 | 8 | [11 empty] | INVALID
287 | 23 | 020-135-4P-7pt5HP | NBS_020-135_4P_7.5HP_9.29_SS | 261.6739 | 261.6739 | 1046.6955 | 4 | 0 | 4 | C | NBS_EndSuction | 3 | 2 | 3 | 4 | BranchMin3_BranchMax4 | 4 | 2 | 4 | 8 | HeaderMin4_HeaderMax8 | 5 | 4 | 8
287 | 23 | 020-135-4P-7pt5HP | NBS_020-135_4P_7.5HP_9.29_SS | 261.6739 | 261.6739 | 1046.6955 | 4 | 0 | 4 | C | NBS_EndSuction | 3 | 2 | 3 | 4 | BranchMin3_BranchMax4 | 4 | 2 | 4 | 8 | HeaderMin4_HeaderMax8 | 6 | 4 | 8
287 | 23 | 020-135-4P-7pt5HP | NBS_020-135_4P_7.5HP_9.29_SS | 261.6739 | 261.6739 | 1046.6955 | 4 | 0 | 4 | C | NBS_EndSuction | 3 | 2 | 3 | 4 | BranchMin3_BranchMax4 | 4 | 2 | 4 | 8 | HeaderMin4_HeaderMax8 | 8 | 4 | 8
288 | 24 | 020-135-4P-10HP | NBS_020-135_4P_10HP_10.16_SS | 299.9456 | 299.9456 | 1199.7825 | 4 | 0 | 4 | C | NBS_EndSuction | 3 | 2 | 3 | 4 | BranchMin3_BranchMax4 | 3 | 2 | 4 | 8 | HeaderMin4_HeaderMax8 | 4 | 4 | 8
288 | 24 | 020-135-4P-10HP | NBS_020-135_4P_10HP_10.16_SS | 299.9456 | 299.9456 | 1199.7825 | 4 | 0 | 4 | C | NBS_EndSuction | 3 | 2 | 3 | 4 | BranchMin3_BranchMax4 | 3 | 2 | 4 | 8 | HeaderMin4_HeaderMax8 | 5 | 4 | 8
288 | 24 | 020-135-4P-10HP | NBS_020-135_4P_10HP_10.16_SS | 299.9456 | 299.9456 | 1199.7825 | 4 | 0 | 4 | C | NBS_EndSuction | 3 | 2 | 3 | 4 | BranchMin3_BranchMax4 | 3 | 2 | 4 | 8 | HeaderMin4_HeaderMax8 | 6 | 4 | 8
288 | 24 | 020-135-4P-10HP | NBS_020-135_4P_10HP_10.16_SS | 299.9456 | 299.9456 | 1199.7825 | 4 | 0 | 4 | C | NBS_EndSuction | 3 | 2 | 3 | 4 | BranchMin3_BranchMax4 | 3 | 2 | 4 | 8 | HeaderMin4_HeaderMax8 | 8 | 4 | 8
288 | 24 | 020-135-4P-10HP | NBS_020-135_4P_10HP_10.16_SS | 299.9456 | 299.9456 | 1199.7825 | 4 | 0 | 4 | C | NBS_EndSuction | 3 | 2 | 3 | 4 | BranchMin3_BranchMax4 | 4 | 2 | 4 | 8 | HeaderMin4_HeaderMax8 | 4 | 4 | 8 | [11 empty] | INVALID
288 | 24 | 020-135-4P-10HP | NBS_020-135_4P_10HP_10.16_SS | 299.9456 | 299.9456 | 1199.7825 | 4 | 0 | 4 | C | NBS_EndSuction | 3 | 2 | 3 | 4 | BranchMin3_BranchMax4 | 4 | 2 | 4 | 8 | HeaderMin4_HeaderMax8 | 5 | 4 | 8
288 | 24 | 020-135-4P-10HP | NBS_020-135_4P_10HP_10.16_SS | 299.9456 | 299.9456 | 1199.7825 | 4 | 0 | 4 | C | NBS_EndSuction | 3 | 2 | 3 | 4 | BranchMin3_BranchMax4 | 4 | 2 | 4 | 8 | HeaderMin4_HeaderMax8 | 6 | 4 | 8
288 | 24 | 020-135-4P-10HP | NBS_020-135_4P_10HP_10.16_SS | 299.9456 | 299.9456 | 1199.7825 | 4 | 0 | 4 | C | NBS_EndSuction | 3 | 2 | 3 | 4 | BranchMin3_BranchMax4 | 4 | 2 | 4 | 8 | HeaderMin4_HeaderMax8 | 8 | 4 | 8
289 | 25 | 020-135-4P-15HP | NBS_020-135_4P_15HP_11.42_SS | 365.149 | 365.149 | 1460.5961 | 4 | 0 | 4 | C | NBS_EndSuction | 3 | 2 | 3 | 4 | BranchMin3_BranchMax4 | 3 | 2 | 4 | 8 | HeaderMin4_HeaderMax8 | 4 | 4 | 8
289 | 25 | 020-135-4P-15HP | NBS_020-135_4P_15HP_11.42_SS | 365.149 | 365.149 | 1460.5961 | 4 | 0 | 4 | C | NBS_EndSuction | 3 | 2 | 3 | 4 | BranchMin3_BranchMax4 | 3 | 2 | 4 | 8 | HeaderMin4_HeaderMax8 | 5 | 4 | 8
289 | 25 | 020-135-4P-15HP | NBS_020-135_4P_15HP_11.42_SS | 365.149 | 365.149 | 1460.5961 | 4 | 0 | 4 | C | NBS_EndSuction | 3 | 2 | 3 | 4 | BranchMin3_BranchMax4 | 3 | 2 | 4 | 8 | HeaderMin4_HeaderMax8 | 6 | 4 | 8
289 | 25 | 020-135-4P-15HP | NBS_020-135_4P_15HP_11.42_SS | 365.149 | 365.149 | 1460.5961 | 4 | 0 | 4 | C | NBS_EndSuction | 3 | 2 | 3 | 4 | BranchMin3_BranchMax4 | 3 | 2 | 4 | 8 | HeaderMin4_HeaderMax8 | 8 | 4 | 8
289 | 25 | 020-135-4P-15HP | NBS_020-135_4P_15HP_11.42_SS | 365.149 | 365.149 | 1460.5961 | 4 | 0 | 4 | C | NBS_EndSuction | 3 | 2 | 3 | 4 | BranchMin3_BranchMax4 | 4 | 2 | 4 | 8 | HeaderMin4_HeaderMax8 | 4 | 4 | 8 | [11 empty] | INVALID
289 | 25 | 020-135-4P-15HP | NBS_020-135_4P_15HP_11.42_SS | 365.149 | 365.149 | 1460.5961 | 4 | 0 | 4 | C | NBS_EndSuction | 3 | 2 | 3 | 4 | BranchMin3_BranchMax4 | 4 | 2 | 4 | 8 | HeaderMin4_HeaderMax8 | 5 | 4 | 8
289 | 25 | 020-135-4P-15HP | NBS_020-135_4P_15HP_11.42_SS | 365.149 | 365.149 | 1460.5961 | 4 | 0 | 4 | C | NBS_EndSuction | 3 | 2 | 3 | 4 | BranchMin3_BranchMax4 | 4 | 2 | 4 | 8 | HeaderMin4_HeaderMax8 | 6 | 4 | 8
289 | 25 | 020-135-4P-15HP | NBS_020-135_4P_15HP_11.42_SS | 365.149 | 365.149 | 1460.5961 | 4 | 0 | 4 | C | NBS_EndSuction | 3 | 2 | 3 | 4 | BranchMin3_BranchMax4 | 4 | 2 | 4 | 8 | HeaderMin4_HeaderMax8 | 8 | 4 | 8
290 | 26 | 020-135-4P-20HP | NBS_020-135_4P_20HP_12.52_SS | 403.7936 | 403.7936 | 1615.1746 | 4 | 0 | 4 | C | NBS_EndSuction | 3 | 2 | 3 | 5 | BranchMin3_BranchMax5 | 3 | 3 | 4 | 10 | HeaderMin4_HeaderMax10 | 4 | 5 | 15
290 | 26 | 020-135-4P-20HP | NBS_020-135_4P_20HP_12.52_SS | 403.7936 | 403.7936 | 1615.1746 | 4 | 0 | 4 | C | NBS_EndSuction | 3 | 2 | 3 | 5 | BranchMin3_BranchMax5 | 3 | 3 | 4 | 10 | HeaderMin4_HeaderMax10 | 5 | 5 | 15
290 | 26 | 020-135-4P-20HP | NBS_020-135_4P_20HP_12.52_SS | 403.7936 | 403.7936 | 1615.1746 | 4 | 0 | 4 | C | NBS_EndSuction | 3 | 2 | 3 | 5 | BranchMin3_BranchMax5 | 3 | 3 | 4 | 10 | HeaderMin4_HeaderMax10 | 6 | 5 | 15
290 | 26 | 020-135-4P-20HP | NBS_020-135_4P_20HP_12.52_SS | 403.7936 | 403.7936 | 1615.1746 | 4 | 0 | 4 | C | NBS_EndSuction | 3 | 2 | 3 | 5 | BranchMin3_BranchMax5 | 3 | 3 | 4 | 10 | HeaderMin4_HeaderMax10 | 8 | 5 | 15
290 | 26 | 020-135-4P-20HP | NBS_020-135_4P_20HP_12.52_SS | 403.7936 | 403.7936 | 1615.1746 | 4 | 0 | 4 | C | NBS_EndSuction | 3 | 2 | 3 | 5 | BranchMin3_BranchMax5 | 3 | 3 | 4 | 10 | HeaderMin4_HeaderMax10 | 10 | 5 | 15
290 | 26 | 020-135-4P-20HP | NBS_020-135_4P_20HP_12.52_SS | 403.7936 | 403.7936 | 1615.1746 | 4 | 0 | 4 | C | NBS_EndSuction | 3 | 2 | 3 | 5 | BranchMin3_BranchMax5 | 4 | 3 | 4 | 10 | HeaderMin4_HeaderMax10 | 4 | 5 | 15 | [11 empty] | INVALID
290 | 26 | 020-135-4P-20HP | NBS_020-135_4P_20HP_12.52_SS | 403.7936 | 403.7936 | 1615.1746 | 4 | 0 | 4 | C | NBS_EndSuction | 3 | 2 | 3 | 5 | BranchMin3_BranchMax5 | 4 | 3 | 4 | 10 | HeaderMin4_HeaderMax10 | 5 | 5 | 15
290 | 26 | 020-135-4P-20HP | NBS_020-135_4P_20HP_12.52_SS | 403.7936 | 403.7936 | 1615.1746 | 4 | 0 | 4 | C | NBS_EndSuction | 3 | 2 | 3 | 5 | BranchMin3_BranchMax5 | 4 | 3 | 4 | 10 | HeaderMin4_HeaderMax10 | 6 | 5 | 15
290 | 26 | 020-135-4P-20HP | NBS_020-135_4P_20HP_12.52_SS | 403.7936 | 403.7936 | 1615.1746 | 4 | 0 | 4 | C | NBS_EndSuction | 3 | 2 | 3 | 5 | BranchMin3_BranchMax5 | 4 | 3 | 4 | 10 | HeaderMin4_HeaderMax10 | 8 | 5 | 15
290 | 26 | 020-135-4P-20HP | NBS_020-135_4P_20HP_12.52_SS | 403.7936 | 403.7936 | 1615.1746 | 4 | 0 | 4 | C | NBS_EndSuction | 3 | 2 | 3 | 5 | BranchMin3_BranchMax5 | 4 | 3 | 4 | 10 | HeaderMin4_HeaderMax10 | 10 | 5 | 15
290 | 26 | 020-135-4P-20HP | NBS_020-135_4P_20HP_12.52_SS | 403.7936 | 403.7936 | 1615.1746 | 4 | 0 | 4 | C | NBS_EndSuction | 3 | 2 | 3 | 5 | BranchMin3_BranchMax5 | 5 | 3 | 4 | 10 | HeaderMin4_HeaderMax10 | 4 | 5 | 15 | [11 empty] | INVALID
290 | 26 | 020-135-4P-20HP | NBS_020-135_4P_20HP_12.52_SS | 403.7936 | 403.7936 | 1615.1746 | 4 | 0 | 4 | C | NBS_EndSuction | 3 | 2 | 3 | 5 | BranchMin3_BranchMax5 | 5 | 3 | 4 | 10 | HeaderMin4_HeaderMax10 | 5 | 5 | 15 | [11 empty] | INVALID
290 | 26 | 020-135-4P-20HP | NBS_020-135_4P_20HP_12.52_SS | 403.7936 | 403.7936 | 1615.1746 | 4 | 0 | 4 | C | NBS_EndSuction | 3 | 2 | 3 | 5 | BranchMin3_BranchMax5 | 5 | 3 | 4 | 10 | HeaderMin4_HeaderMax10 | 6 | 5 | 15
290 | 26 | 020-135-4P-20HP | NBS_020-135_4P_20HP_12.52_SS | 403.7936 | 403.7936 | 1615.1746 | 4 | 0 | 4 | C | NBS_EndSuction | 3 | 2 | 3 | 5 | BranchMin3_BranchMax5 | 5 | 3 | 4 | 10 | HeaderMin4_HeaderMax10 | 8 | 5 | 15
290 | 26 | 020-135-4P-20HP | NBS_020-135_4P_20HP_12.52_SS | 403.7936 | 403.7936 | 1615.1746 | 4 | 0 | 4 | C | NBS_EndSuction | 3 | 2 | 3 | 5 | BranchMin3_BranchMax5 | 5 | 3 | 4 | 10 | HeaderMin4_HeaderMax10 | 10 | 5 | 15
291 | 27 | 020-135-4P-25HP | NBS_020-135_4P_25HP_13.31_SS | 402.7736 | 402.7736 | 1611.0945 | 4 | 0 | 4 | C | NBS_EndSuction | 3 | 2 | 3 | 5 | BranchMin3_BranchMax5 | 3 | 3 | 4 | 10 | HeaderMin4_HeaderMax10 | 4 | 5 | 15
291 | 27 | 020-135-4P-25HP | NBS_020-135_4P_25HP_13.31_SS | 402.7736 | 402.7736 | 1611.0945 | 4 | 0 | 4 | C | NBS_EndSuction | 3 | 2 | 3 | 5 | BranchMin3_BranchMax5 | 3 | 3 | 4 | 10 | HeaderMin4_HeaderMax10 | 5 | 5 | 15
291 | 27 | 020-135-4P-25HP | NBS_020-135_4P_25HP_13.31_SS | 402.7736 | 402.7736 | 1611.0945 | 4 | 0 | 4 | C | NBS_EndSuction | 3 | 2 | 3 | 5 | BranchMin3_BranchMax5 | 3 | 3 | 4 | 10 | HeaderMin4_HeaderMax10 | 6 | 5 | 15
291 | 27 | 020-135-4P-25HP | NBS_020-135_4P_25HP_13.31_SS | 402.7736 | 402.7736 | 1611.0945 | 4 | 0 | 4 | C | NBS_EndSuction | 3 | 2 | 3 | 5 | BranchMin3_BranchMax5 | 3 | 3 | 4 | 10 | HeaderMin4_HeaderMax10 | 8 | 5 | 15
291 | 27 | 020-135-4P-25HP | NBS_020-135_4P_25HP_13.31_SS | 402.7736 | 402.7736 | 1611.0945 | 4 | 0 | 4 | C | NBS_EndSuction | 3 | 2 | 3 | 5 | BranchMin3_BranchMax5 | 3 | 3 | 4 | 10 | HeaderMin4_HeaderMax10 | 10 | 5 | 15
291 | 27 | 020-135-4P-25HP | NBS_020-135_4P_25HP_13.31_SS | 402.7736 | 402.7736 | 1611.0945 | 4 | 0 | 4 | C | NBS_EndSuction | 3 | 2 | 3 | 5 | BranchMin3_BranchMax5 | 4 | 3 | 4 | 10 | HeaderMin4_HeaderMax10 | 4 | 5 | 15 | [11 empty] | INVALID
291 | 27 | 020-135-4P-25HP | NBS_020-135_4P_25HP_13.31_SS | 402.7736 | 402.7736 | 1611.0945 | 4 | 0 | 4 | C | NBS_EndSuction | 3 | 2 | 3 | 5 | BranchMin3_BranchMax5 | 4 | 3 | 4 | 10 | HeaderMin4_HeaderMax10 | 5 | 5 | 15
291 | 27 | 020-135-4P-25HP | NBS_020-135_4P_25HP_13.31_SS | 402.7736 | 402.7736 | 1611.0945 | 4 | 0 | 4 | C | NBS_EndSuction | 3 | 2 | 3 | 5 | BranchMin3_BranchMax5 | 4 | 3 | 4 | 10 | HeaderMin4_HeaderMax10 | 6 | 5 | 15
291 | 27 | 020-135-4P-25HP | NBS_020-135_4P_25HP_13.31_SS | 402.7736 | 402.7736 | 1611.0945 | 4 | 0 | 4 | C | NBS_EndSuction | 3 | 2 | 3 | 5 | BranchMin3_BranchMax5 | 4 | 3 | 4 | 10 | HeaderMin4_HeaderMax10 | 8 | 5 | 15
291 | 27 | 020-135-4P-25HP | NBS_020-135_4P_25HP_13.31_SS | 402.7736 | 402.7736 | 1611.0945 | 4 | 0 | 4 | C | NBS_EndSuction | 3 | 2 | 3 | 5 | BranchMin3_BranchMax5 | 4 | 3 | 4 | 10 | HeaderMin4_HeaderMax10 | 10 | 5 | 15
291 | 27 | 020-135-4P-25HP | NBS_020-135_4P_25HP_13.31_SS | 402.7736 | 402.7736 | 1611.0945 | 4 | 0 | 4 | C | NBS_EndSuction | 3 | 2 | 3 | 5 | BranchMin3_BranchMax5 | 5 | 3 | 4 | 10 | HeaderMin4_HeaderMax10 | 4 | 5 | 15 | [11 empty] | INVALID
291 | 27 | 020-135-4P-25HP | NBS_020-135_4P_25HP_13.31_SS | 402.7736 | 402.7736 | 1611.0945 | 4 | 0 | 4 | C | NBS_EndSuction | 3 | 2 | 3 | 5 | BranchMin3_BranchMax5 | 5 | 3 | 4 | 10 | HeaderMin4_HeaderMax10 | 5 | 5 | 15 | [11 empty] | INVALID
291 | 27 | 020-135-4P-25HP | NBS_020-135_4P_25HP_13.31_SS | 402.7736 | 402.7736 | 1611.0945 | 4 | 0 | 4 | C | NBS_EndSuction | 3 | 2 | 3 | 5 | BranchMin3_BranchMax5 | 5 | 3 | 4 | 10 | HeaderMin4_HeaderMax10 | 6 | 5 | 15
291 | 27 | 020-135-4P-25HP | NBS_020-135_4P_25HP_13.31_SS | 402.7736 | 402.7736 | 1611.0945 | 4 | 0 | 4 | C | NBS_EndSuction | 3 | 2 | 3 | 5 | BranchMin3_BranchMax5 | 5 | 3 | 4 | 10 | HeaderMin4_HeaderMax10 | 8 | 5 | 15
291 | 27 | 020-135-4P-25HP | NBS_020-135_4P_25HP_13.31_SS | 402.7736 | 402.7736 | 1611.0945 | 4 | 0 | 4 | C | NBS_EndSuction | 3 | 2 | 3 | 5 | BranchMin3_BranchMax5 | 5 | 3 | 4 | 10 | HeaderMin4_HeaderMax10 | 10 | 5 | 15
292 | 28 | 025-070-4P-1HP | NBS_025-070_4P_1HP_4.65_SS | 183.5282 | 183.5282 | 734.1127 | 4 | 0 | 4 | C | NBS_EndSuction | 2.5 | 2 | 2.5 | 3 | BranchMin2.5_BranchMax3 | 2.5 | 2 | 3 | 6 | HeaderMin3_HeaderMax6 | 3 | 4 | 8
292 | 28 | 025-070-4P-1HP | NBS_025-070_4P_1HP_4.65_SS | 183.5282 | 183.5282 | 734.1127 | 4 | 0 | 4 | C | NBS_EndSuction | 2.5 | 2 | 2.5 | 3 | BranchMin2.5_BranchMax3 | 2.5 | 2 | 3 | 6 | HeaderMin3_HeaderMax6 | 4 | 4 | 8
292 | 28 | 025-070-4P-1HP | NBS_025-070_4P_1HP_4.65_SS | 183.5282 | 183.5282 | 734.1127 | 4 | 0 | 4 | C | NBS_EndSuction | 2.5 | 2 | 2.5 | 3 | BranchMin2.5_BranchMax3 | 2.5 | 2 | 3 | 6 | HeaderMin3_HeaderMax6 | 5 | 4 | 8
292 | 28 | 025-070-4P-1HP | NBS_025-070_4P_1HP_4.65_SS | 183.5282 | 183.5282 | 734.1127 | 4 | 0 | 4 | C | NBS_EndSuction | 2.5 | 2 | 2.5 | 3 | BranchMin2.5_BranchMax3 | 2.5 | 2 | 3 | 6 | HeaderMin3_HeaderMax6 | 6 | 4 | 8
292 | 28 | 025-070-4P-1HP | NBS_025-070_4P_1HP_4.65_SS | 183.5282 | 183.5282 | 734.1127 | 4 | 0 | 4 | C | NBS_EndSuction | 2.5 | 2 | 2.5 | 3 | BranchMin2.5_BranchMax3 | 3 | 2 | 3 | 6 | HeaderMin3_HeaderMax6 | 3 | 4 | 8 | [11 empty] | INVALID
292 | 28 | 025-070-4P-1HP | NBS_025-070_4P_1HP_4.65_SS | 183.5282 | 183.5282 | 734.1127 | 4 | 0 | 4 | C | NBS_EndSuction | 2.5 | 2 | 2.5 | 3 | BranchMin2.5_BranchMax3 | 3 | 2 | 3 | 6 | HeaderMin3_HeaderMax6 | 4 | 4 | 8
292 | 28 | 025-070-4P-1HP | NBS_025-070_4P_1HP_4.65_SS | 183.5282 | 183.5282 | 734.1127 | 4 | 0 | 4 | C | NBS_EndSuction | 2.5 | 2 | 2.5 | 3 | BranchMin2.5_BranchMax3 | 3 | 2 | 3 | 6 | HeaderMin3_HeaderMax6 | 5 | 4 | 8
292 | 28 | 025-070-4P-1HP | NBS_025-070_4P_1HP_4.65_SS | 183.5282 | 183.5282 | 734.1127 | 4 | 0 | 4 | C | NBS_EndSuction | 2.5 | 2 | 2.5 | 3 | BranchMin2.5_BranchMax3 | 3 | 2 | 3 | 6 | HeaderMin3_HeaderMax6 | 6 | 4 | 8
293 | 29 | 025-070-4P-1pt5HP | NBS_025-070_4P_1.5HP_5.28_SS | 235.9056 | 235.9056 | 943.6226 | 4 | 0 | 4 | C | NBS_EndSuction | 2.5 | 2 | 2.5 | 4 | BranchMin2.5_BranchMax4 | 2.5 | 3 | 3 | 6 | HeaderMin3_HeaderMax6 | 3 | 4 | 12
293 | 29 | 025-070-4P-1pt5HP | NBS_025-070_4P_1.5HP_5.28_SS | 235.9056 | 235.9056 | 943.6226 | 4 | 0 | 4 | C | NBS_EndSuction | 2.5 | 2 | 2.5 | 4 | BranchMin2.5_BranchMax4 | 2.5 | 3 | 3 | 6 | HeaderMin3_HeaderMax6 | 4 | 4 | 12
293 | 29 | 025-070-4P-1pt5HP | NBS_025-070_4P_1.5HP_5.28_SS | 235.9056 | 235.9056 | 943.6226 | 4 | 0 | 4 | C | NBS_EndSuction | 2.5 | 2 | 2.5 | 4 | BranchMin2.5_BranchMax4 | 2.5 | 3 | 3 | 6 | HeaderMin3_HeaderMax6 | 5 | 4 | 12
293 | 29 | 025-070-4P-1pt5HP | NBS_025-070_4P_1.5HP_5.28_SS | 235.9056 | 235.9056 | 943.6226 | 4 | 0 | 4 | C | NBS_EndSuction | 2.5 | 2 | 2.5 | 4 | BranchMin2.5_BranchMax4 | 2.5 | 3 | 3 | 6 | HeaderMin3_HeaderMax6 | 6 | 4 | 12
293 | 29 | 025-070-4P-1pt5HP | NBS_025-070_4P_1.5HP_5.28_SS | 235.9056 | 235.9056 | 943.6226 | 4 | 0 | 4 | C | NBS_EndSuction | 2.5 | 2 | 2.5 | 4 | BranchMin2.5_BranchMax4 | 3 | 3 | 3 | 6 | HeaderMin3_HeaderMax6 | 3 | 4 | 12 | [11 empty] | INVALID
293 | 29 | 025-070-4P-1pt5HP | NBS_025-070_4P_1.5HP_5.28_SS | 235.9056 | 235.9056 | 943.6226 | 4 | 0 | 4 | C | NBS_EndSuction | 2.5 | 2 | 2.5 | 4 | BranchMin2.5_BranchMax4 | 3 | 3 | 3 | 6 | HeaderMin3_HeaderMax6 | 4 | 4 | 12
293 | 29 | 025-070-4P-1pt5HP | NBS_025-070_4P_1.5HP_5.28_SS | 235.9056 | 235.9056 | 943.6226 | 4 | 0 | 4 | C | NBS_EndSuction | 2.5 | 2 | 2.5 | 4 | BranchMin2.5_BranchMax4 | 3 | 3 | 3 | 6 | HeaderMin3_HeaderMax6 | 5 | 4 | 12
293 | 29 | 025-070-4P-1pt5HP | NBS_025-070_4P_1.5HP_5.28_SS | 235.9056 | 235.9056 | 943.6226 | 4 | 0 | 4 | C | NBS_EndSuction | 2.5 | 2 | 2.5 | 4 | BranchMin2.5_BranchMax4 | 3 | 3 | 3 | 6 | HeaderMin3_HeaderMax6 | 6 | 4 | 12
293 | 29 | 025-070-4P-1pt5HP | NBS_025-070_4P_1.5HP_5.28_SS | 235.9056 | 235.9056 | 943.6226 | 4 | 0 | 4 | C | NBS_EndSuction | 2.5 | 2 | 2.5 | 4 | BranchMin2.5_BranchMax4 | 4 | 3 | 3 | 6 | HeaderMin3_HeaderMax6 | 3 | 4 | 12 | [11 empty] | INVALID
293 | 29 | 025-070-4P-1pt5HP | NBS_025-070_4P_1.5HP_5.28_SS | 235.9056 | 235.9056 | 943.6226 | 4 | 0 | 4 | C | NBS_EndSuction | 2.5 | 2 | 2.5 | 4 | BranchMin2.5_BranchMax4 | 4 | 3 | 3 | 6 | HeaderMin3_HeaderMax6 | 4 | 4 | 12 | [11 empty] | INVALID
293 | 29 | 025-070-4P-1pt5HP | NBS_025-070_4P_1.5HP_5.28_SS | 235.9056 | 235.9056 | 943.6226 | 4 | 0 | 4 | C | NBS_EndSuction | 2.5 | 2 | 2.5 | 4 | BranchMin2.5_BranchMax4 | 4 | 3 | 3 | 6 | HeaderMin3_HeaderMax6 | 5 | 4 | 12
293 | 29 | 025-070-4P-1pt5HP | NBS_025-070_4P_1.5HP_5.28_SS | 235.9056 | 235.9056 | 943.6226 | 4 | 0 | 4 | C | NBS_EndSuction | 2.5 | 2 | 2.5 | 4 | BranchMin2.5_BranchMax4 | 4 | 3 | 3 | 6 | HeaderMin3_HeaderMax6 | 6 | 4 | 12
294 | 30 | 025-070-4P-2HP | NBS_025-070_4P_2HP_5.83_SS | 254.5738 | 254.5738 | 1018.2952 | 4 | 0 | 4 | C | NBS_EndSuction | 2.5 | 2 | 2.5 | 4 | BranchMin2.5_BranchMax4 | 2.5 | 3 | 3 | 8 | HeaderMin3_HeaderMax8 | 3 | 5 | 15
294 | 30 | 025-070-4P-2HP | NBS_025-070_4P_2HP_5.83_SS | 254.5738 | 254.5738 | 1018.2952 | 4 | 0 | 4 | C | NBS_EndSuction | 2.5 | 2 | 2.5 | 4 | BranchMin2.5_BranchMax4 | 2.5 | 3 | 3 | 8 | HeaderMin3_HeaderMax8 | 4 | 5 | 15
294 | 30 | 025-070-4P-2HP | NBS_025-070_4P_2HP_5.83_SS | 254.5738 | 254.5738 | 1018.2952 | 4 | 0 | 4 | C | NBS_EndSuction | 2.5 | 2 | 2.5 | 4 | BranchMin2.5_BranchMax4 | 2.5 | 3 | 3 | 8 | HeaderMin3_HeaderMax8 | 5 | 5 | 15
294 | 30 | 025-070-4P-2HP | NBS_025-070_4P_2HP_5.83_SS | 254.5738 | 254.5738 | 1018.2952 | 4 | 0 | 4 | C | NBS_EndSuction | 2.5 | 2 | 2.5 | 4 | BranchMin2.5_BranchMax4 | 2.5 | 3 | 3 | 8 | HeaderMin3_HeaderMax8 | 6 | 5 | 15
294 | 30 | 025-070-4P-2HP | NBS_025-070_4P_2HP_5.83_SS | 254.5738 | 254.5738 | 1018.2952 | 4 | 0 | 4 | C | NBS_EndSuction | 2.5 | 2 | 2.5 | 4 | BranchMin2.5_BranchMax4 | 2.5 | 3 | 3 | 8 | HeaderMin3_HeaderMax8 | 8 | 5 | 15
294 | 30 | 025-070-4P-2HP | NBS_025-070_4P_2HP_5.83_SS | 254.5738 | 254.5738 | 1018.2952 | 4 | 0 | 4 | C | NBS_EndSuction | 2.5 | 2 | 2.5 | 4 | BranchMin2.5_BranchMax4 | 3 | 3 | 3 | 8 | HeaderMin3_HeaderMax8 | 3 | 5 | 15 | [11 empty] | INVALID
294 | 30 | 025-070-4P-2HP | NBS_025-070_4P_2HP_5.83_SS | 254.5738 | 254.5738 | 1018.2952 | 4 | 0 | 4 | C | NBS_EndSuction | 2.5 | 2 | 2.5 | 4 | BranchMin2.5_BranchMax4 | 3 | 3 | 3 | 8 | HeaderMin3_HeaderMax8 | 4 | 5 | 15
294 | 30 | 025-070-4P-2HP | NBS_025-070_4P_2HP_5.83_SS | 254.5738 | 254.5738 | 1018.2952 | 4 | 0 | 4 | C | NBS_EndSuction | 2.5 | 2 | 2.5 | 4 | BranchMin2.5_BranchMax4 | 3 | 3 | 3 | 8 | HeaderMin3_HeaderMax8 | 5 | 5 | 15
294 | 30 | 025-070-4P-2HP | NBS_025-070_4P_2HP_5.83_SS | 254.5738 | 254.5738 | 1018.2952 | 4 | 0 | 4 | C | NBS_EndSuction | 2.5 | 2 | 2.5 | 4 | BranchMin2.5_BranchMax4 | 3 | 3 | 3 | 8 | HeaderMin3_HeaderMax8 | 6 | 5 | 15
294 | 30 | 025-070-4P-2HP | NBS_025-070_4P_2HP_5.83_SS | 254.5738 | 254.5738 | 1018.2952 | 4 | 0 | 4 | C | NBS_EndSuction | 2.5 | 2 | 2.5 | 4 | BranchMin2.5_BranchMax4 | 3 | 3 | 3 | 8 | HeaderMin3_HeaderMax8 | 8 | 5 | 15
294 | 30 | 025-070-4P-2HP | NBS_025-070_4P_2HP_5.83_SS | 254.5738 | 254.5738 | 1018.2952 | 4 | 0 | 4 | C | NBS_EndSuction | 2.5 | 2 | 2.5 | 4 | BranchMin2.5_BranchMax4 | 4 | 3 | 3 | 8 | HeaderMin3_HeaderMax8 | 3 | 5 | 15 | [11 empty] | INVALID
294 | 30 | 025-070-4P-2HP | NBS_025-070_4P_2HP_5.83_SS | 254.5738 | 254.5738 | 1018.2952 | 4 | 0 | 4 | C | NBS_EndSuction | 2.5 | 2 | 2.5 | 4 | BranchMin2.5_BranchMax4 | 4 | 3 | 3 | 8 | HeaderMin3_HeaderMax8 | 4 | 5 | 15 | [11 empty] | INVALID
294 | 30 | 025-070-4P-2HP | NBS_025-070_4P_2HP_5.83_SS | 254.5738 | 254.5738 | 1018.2952 | 4 | 0 | 4 | C | NBS_EndSuction | 2.5 | 2 | 2.5 | 4 | BranchMin2.5_BranchMax4 | 4 | 3 | 3 | 8 | HeaderMin3_HeaderMax8 | 5 | 5 | 15
294 | 30 | 025-070-4P-2HP | NBS_025-070_4P_2HP_5.83_SS | 254.5738 | 254.5738 | 1018.2952 | 4 | 0 | 4 | C | NBS_EndSuction | 2.5 | 2 | 2.5 | 4 | BranchMin2.5_BranchMax4 | 4 | 3 | 3 | 8 | HeaderMin3_HeaderMax8 | 6 | 5 | 15
294 | 30 | 025-070-4P-2HP | NBS_025-070_4P_2HP_5.83_SS | 254.5738 | 254.5738 | 1018.2952 | 4 | 0 | 4 | C | NBS_EndSuction | 2.5 | 2 | 2.5 | 4 | BranchMin2.5_BranchMax4 | 4 | 3 | 3 | 8 | HeaderMin3_HeaderMax8 | 8 | 5 | 15
295 | 31 | 025-070-4P-3HP | NBS_025-070_4P_3HP_6.61_SS | 278.649 | 278.649 | 1114.5962 | 4 | 0 | 4 | C | NBS_EndSuction | 2.5 | 2 | 2.5 | 4 | BranchMin2.5_BranchMax4 | 2.5 | 3 | 3 | 8 | HeaderMin3_HeaderMax8 | 3 | 5 | 15
295 | 31 | 025-070-4P-3HP | NBS_025-070_4P_3HP_6.61_SS | 278.649 | 278.649 | 1114.5962 | 4 | 0 | 4 | C | NBS_EndSuction | 2.5 | 2 | 2.5 | 4 | BranchMin2.5_BranchMax4 | 2.5 | 3 | 3 | 8 | HeaderMin3_HeaderMax8 | 4 | 5 | 15
295 | 31 | 025-070-4P-3HP | NBS_025-070_4P_3HP_6.61_SS | 278.649 | 278.649 | 1114.5962 | 4 | 0 | 4 | C | NBS_EndSuction | 2.5 | 2 | 2.5 | 4 | BranchMin2.5_BranchMax4 | 2.5 | 3 | 3 | 8 | HeaderMin3_HeaderMax8 | 5 | 5 | 15
295 | 31 | 025-070-4P-3HP | NBS_025-070_4P_3HP_6.61_SS | 278.649 | 278.649 | 1114.5962 | 4 | 0 | 4 | C | NBS_EndSuction | 2.5 | 2 | 2.5 | 4 | BranchMin2.5_BranchMax4 | 2.5 | 3 | 3 | 8 | HeaderMin3_HeaderMax8 | 6 | 5 | 15
295 | 31 | 025-070-4P-3HP | NBS_025-070_4P_3HP_6.61_SS | 278.649 | 278.649 | 1114.5962 | 4 | 0 | 4 | C | NBS_EndSuction | 2.5 | 2 | 2.5 | 4 | BranchMin2.5_BranchMax4 | 2.5 | 3 | 3 | 8 | HeaderMin3_HeaderMax8 | 8 | 5 | 15
295 | 31 | 025-070-4P-3HP | NBS_025-070_4P_3HP_6.61_SS | 278.649 | 278.649 | 1114.5962 | 4 | 0 | 4 | C | NBS_EndSuction | 2.5 | 2 | 2.5 | 4 | BranchMin2.5_BranchMax4 | 3 | 3 | 3 | 8 | HeaderMin3_HeaderMax8 | 3 | 5 | 15 | [11 empty] | INVALID
295 | 31 | 025-070-4P-3HP | NBS_025-070_4P_3HP_6.61_SS | 278.649 | 278.649 | 1114.5962 | 4 | 0 | 4 | C | NBS_EndSuction | 2.5 | 2 | 2.5 | 4 | BranchMin2.5_BranchMax4 | 3 | 3 | 3 | 8 | HeaderMin3_HeaderMax8 | 4 | 5 | 15
295 | 31 | 025-070-4P-3HP | NBS_025-070_4P_3HP_6.61_SS | 278.649 | 278.649 | 1114.5962 | 4 | 0 | 4 | C | NBS_EndSuction | 2.5 | 2 | 2.5 | 4 | BranchMin2.5_BranchMax4 | 3 | 3 | 3 | 8 | HeaderMin3_HeaderMax8 | 5 | 5 | 15
295 | 31 | 025-070-4P-3HP | NBS_025-070_4P_3HP_6.61_SS | 278.649 | 278.649 | 1114.5962 | 4 | 0 | 4 | C | NBS_EndSuction | 2.5 | 2 | 2.5 | 4 | BranchMin2.5_BranchMax4 | 3 | 3 | 3 | 8 | HeaderMin3_HeaderMax8 | 6 | 5 | 15
295 | 31 | 025-070-4P-3HP | NBS_025-070_4P_3HP_6.61_SS | 278.649 | 278.649 | 1114.5962 | 4 | 0 | 4 | C | NBS_EndSuction | 2.5 | 2 | 2.5 | 4 | BranchMin2.5_BranchMax4 | 3 | 3 | 3 | 8 | HeaderMin3_HeaderMax8 | 8 | 5 | 15
295 | 31 | 025-070-4P-3HP | NBS_025-070_4P_3HP_6.61_SS | 278.649 | 278.649 | 1114.5962 | 4 | 0 | 4 | C | NBS_EndSuction | 2.5 | 2 | 2.5 | 4 | BranchMin2.5_BranchMax4 | 4 | 3 | 3 | 8 | HeaderMin3_HeaderMax8 | 3 | 5 | 15 | [11 empty] | INVALID
295 | 31 | 025-070-4P-3HP | NBS_025-070_4P_3HP_6.61_SS | 278.649 | 278.649 | 1114.5962 | 4 | 0 | 4 | C | NBS_EndSuction | 2.5 | 2 | 2.5 | 4 | BranchMin2.5_BranchMax4 | 4 | 3 | 3 | 8 | HeaderMin3_HeaderMax8 | 4 | 5 | 15 | [11 empty] | INVALID
295 | 31 | 025-070-4P-3HP | NBS_025-070_4P_3HP_6.61_SS | 278.649 | 278.649 | 1114.5962 | 4 | 0 | 4 | C | NBS_EndSuction | 2.5 | 2 | 2.5 | 4 | BranchMin2.5_BranchMax4 | 4 | 3 | 3 | 8 | HeaderMin3_HeaderMax8 | 5 | 5 | 15
295 | 31 | 025-070-4P-3HP | NBS_025-070_4P_3HP_6.61_SS | 278.649 | 278.649 | 1114.5962 | 4 | 0 | 4 | C | NBS_EndSuction | 2.5 | 2 | 2.5 | 4 | BranchMin2.5_BranchMax4 | 4 | 3 | 3 | 8 | HeaderMin3_HeaderMax8 | 6 | 5 | 15
295 | 31 | 025-070-4P-3HP | NBS_025-070_4P_3HP_6.61_SS | 278.649 | 278.649 | 1114.5962 | 4 | 0 | 4 | C | NBS_EndSuction | 2.5 | 2 | 2.5 | 4 | BranchMin2.5_BranchMax4 | 4 | 3 | 3 | 8 | HeaderMin3_HeaderMax8 | 8 | 5 | 15
296 | 32 | 025-070-4P-5HP | NBS_025-070_4P_5HP_6.77_SS | 302.5651 | 302.5651 | 1210.2603 | 4 | 0 | 4 | C | NBS_EndSuction | 2.5 | 2 | 2.5 | 4 | BranchMin2.5_BranchMax4 | 2.5 | 3 | 3 | 8 | HeaderMin3_HeaderMax8 | 3 | 5 | 15
296 | 32 | 025-070-4P-5HP | NBS_025-070_4P_5HP_6.77_SS | 302.5651 | 302.5651 | 1210.2603 | 4 | 0 | 4 | C | NBS_EndSuction | 2.5 | 2 | 2.5 | 4 | BranchMin2.5_BranchMax4 | 2.5 | 3 | 3 | 8 | HeaderMin3_HeaderMax8 | 4 | 5 | 15
296 | 32 | 025-070-4P-5HP | NBS_025-070_4P_5HP_6.77_SS | 302.5651 | 302.5651 | 1210.2603 | 4 | 0 | 4 | C | NBS_EndSuction | 2.5 | 2 | 2.5 | 4 | BranchMin2.5_BranchMax4 | 2.5 | 3 | 3 | 8 | HeaderMin3_HeaderMax8 | 5 | 5 | 15
296 | 32 | 025-070-4P-5HP | NBS_025-070_4P_5HP_6.77_SS | 302.5651 | 302.5651 | 1210.2603 | 4 | 0 | 4 | C | NBS_EndSuction | 2.5 | 2 | 2.5 | 4 | BranchMin2.5_BranchMax4 | 2.5 | 3 | 3 | 8 | HeaderMin3_HeaderMax8 | 6 | 5 | 15
296 | 32 | 025-070-4P-5HP | NBS_025-070_4P_5HP_6.77_SS | 302.5651 | 302.5651 | 1210.2603 | 4 | 0 | 4 | C | NBS_EndSuction | 2.5 | 2 | 2.5 | 4 | BranchMin2.5_BranchMax4 | 2.5 | 3 | 3 | 8 | HeaderMin3_HeaderMax8 | 8 | 5 | 15
296 | 32 | 025-070-4P-5HP | NBS_025-070_4P_5HP_6.77_SS | 302.5651 | 302.5651 | 1210.2603 | 4 | 0 | 4 | C | NBS_EndSuction | 2.5 | 2 | 2.5 | 4 | BranchMin2.5_BranchMax4 | 3 | 3 | 3 | 8 | HeaderMin3_HeaderMax8 | 3 | 5 | 15 | [11 empty] | INVALID
296 | 32 | 025-070-4P-5HP | NBS_025-070_4P_5HP_6.77_SS | 302.5651 | 302.5651 | 1210.2603 | 4 | 0 | 4 | C | NBS_EndSuction | 2.5 | 2 | 2.5 | 4 | BranchMin2.5_BranchMax4 | 3 | 3 | 3 | 8 | HeaderMin3_HeaderMax8 | 4 | 5 | 15
296 | 32 | 025-070-4P-5HP | NBS_025-070_4P_5HP_6.77_SS | 302.5651 | 302.5651 | 1210.2603 | 4 | 0 | 4 | C | NBS_EndSuction | 2.5 | 2 | 2.5 | 4 | BranchMin2.5_BranchMax4 | 3 | 3 | 3 | 8 | HeaderMin3_HeaderMax8 | 5 | 5 | 15
296 | 32 | 025-070-4P-5HP | NBS_025-070_4P_5HP_6.77_SS | 302.5651 | 302.5651 | 1210.2603 | 4 | 0 | 4 | C | NBS_EndSuction | 2.5 | 2 | 2.5 | 4 | BranchMin2.5_BranchMax4 | 3 | 3 | 3 | 8 | HeaderMin3_HeaderMax8 | 6 | 5 | 15
296 | 32 | 025-070-4P-5HP | NBS_025-070_4P_5HP_6.77_SS | 302.5651 | 302.5651 | 1210.2603 | 4 | 0 | 4 | C | NBS_EndSuction | 2.5 | 2 | 2.5 | 4 | BranchMin2.5_BranchMax4 | 3 | 3 | 3 | 8 | HeaderMin3_HeaderMax8 | 8 | 5 | 15
296 | 32 | 025-070-4P-5HP | NBS_025-070_4P_5HP_6.77_SS | 302.5651 | 302.5651 | 1210.2603 | 4 | 0 | 4 | C | NBS_EndSuction | 2.5 | 2 | 2.5 | 4 | BranchMin2.5_BranchMax4 | 4 | 3 | 3 | 8 | HeaderMin3_HeaderMax8 | 3 | 5 | 15 | [11 empty] | INVALID
296 | 32 | 025-070-4P-5HP | NBS_025-070_4P_5HP_6.77_SS | 302.5651 | 302.5651 | 1210.2603 | 4 | 0 | 4 | C | NBS_EndSuction | 2.5 | 2 | 2.5 | 4 | BranchMin2.5_BranchMax4 | 4 | 3 | 3 | 8 | HeaderMin3_HeaderMax8 | 4 | 5 | 15 | [11 empty] | INVALID
296 | 32 | 025-070-4P-5HP | NBS_025-070_4P_5HP_6.77_SS | 302.5651 | 302.5651 | 1210.2603 | 4 | 0 | 4 | C | NBS_EndSuction | 2.5 | 2 | 2.5 | 4 | BranchMin2.5_BranchMax4 | 4 | 3 | 3 | 8 | HeaderMin3_HeaderMax8 | 5 | 5 | 15
296 | 32 | 025-070-4P-5HP | NBS_025-070_4P_5HP_6.77_SS | 302.5651 | 302.5651 | 1210.2603 | 4 | 0 | 4 | C | NBS_EndSuction | 2.5 | 2 | 2.5 | 4 | BranchMin2.5_BranchMax4 | 4 | 3 | 3 | 8 | HeaderMin3_HeaderMax8 | 6 | 5 | 15
296 | 32 | 025-070-4P-5HP | NBS_025-070_4P_5HP_6.77_SS | 302.5651 | 302.5651 | 1210.2603 | 4 | 0 | 4 | C | NBS_EndSuction | 2.5 | 2 | 2.5 | 4 | BranchMin2.5_BranchMax4 | 4 | 3 | 3 | 8 | HeaderMin3_HeaderMax8 | 8 | 5 | 15
297 | 33 | 025-095-4P-3HP | NBS_025-095_4P_3HP_5.98_SS | 278.138 | 278.138 | 1112.5518 | 4 | 0 | 4 | C | NBS_EndSuction | 3 | 2.5 | 3 | 4 | BranchMin3_BranchMax4 | 3 | 2 | 4 | 8 | HeaderMin4_HeaderMax8 | 4 | 4 | 8
297 | 33 | 025-095-4P-3HP | NBS_025-095_4P_3HP_5.98_SS | 278.138 | 278.138 | 1112.5518 | 4 | 0 | 4 | C | NBS_EndSuction | 3 | 2.5 | 3 | 4 | BranchMin3_BranchMax4 | 3 | 2 | 4 | 8 | HeaderMin4_HeaderMax8 | 5 | 4 | 8
297 | 33 | 025-095-4P-3HP | NBS_025-095_4P_3HP_5.98_SS | 278.138 | 278.138 | 1112.5518 | 4 | 0 | 4 | C | NBS_EndSuction | 3 | 2.5 | 3 | 4 | BranchMin3_BranchMax4 | 3 | 2 | 4 | 8 | HeaderMin4_HeaderMax8 | 6 | 4 | 8
297 | 33 | 025-095-4P-3HP | NBS_025-095_4P_3HP_5.98_SS | 278.138 | 278.138 | 1112.5518 | 4 | 0 | 4 | C | NBS_EndSuction | 3 | 2.5 | 3 | 4 | BranchMin3_BranchMax4 | 3 | 2 | 4 | 8 | HeaderMin4_HeaderMax8 | 8 | 4 | 8
297 | 33 | 025-095-4P-3HP | NBS_025-095_4P_3HP_5.98_SS | 278.138 | 278.138 | 1112.5518 | 4 | 0 | 4 | C | NBS_EndSuction | 3 | 2.5 | 3 | 4 | BranchMin3_BranchMax4 | 4 | 2 | 4 | 8 | HeaderMin4_HeaderMax8 | 4 | 4 | 8 | [11 empty] | INVALID
297 | 33 | 025-095-4P-3HP | NBS_025-095_4P_3HP_5.98_SS | 278.138 | 278.138 | 1112.5518 | 4 | 0 | 4 | C | NBS_EndSuction | 3 | 2.5 | 3 | 4 | BranchMin3_BranchMax4 | 4 | 2 | 4 | 8 | HeaderMin4_HeaderMax8 | 5 | 4 | 8
297 | 33 | 025-095-4P-3HP | NBS_025-095_4P_3HP_5.98_SS | 278.138 | 278.138 | 1112.5518 | 4 | 0 | 4 | C | NBS_EndSuction | 3 | 2.5 | 3 | 4 | BranchMin3_BranchMax4 | 4 | 2 | 4 | 8 | HeaderMin4_HeaderMax8 | 6 | 4 | 8
297 | 33 | 025-095-4P-3HP | NBS_025-095_4P_3HP_5.98_SS | 278.138 | 278.138 | 1112.5518 | 4 | 0 | 4 | C | NBS_EndSuction | 3 | 2.5 | 3 | 4 | BranchMin3_BranchMax4 | 4 | 2 | 4 | 8 | HeaderMin4_HeaderMax8 | 8 | 4 | 8
298 | 34 | 025-095-4P-5HP | NBS_025-095_4P_5HP_7.17_SS | 343.952 | 343.952 | 1375.8081 | 4 | 0 | 4 | C | NBS_EndSuction | 3 | 2.5 | 3 | 4 | BranchMin3_BranchMax4 | 3 | 2 | 4 | 8 | HeaderMin4_HeaderMax8 | 4 | 4 | 8
298 | 34 | 025-095-4P-5HP | NBS_025-095_4P_5HP_7.17_SS | 343.952 | 343.952 | 1375.8081 | 4 | 0 | 4 | C | NBS_EndSuction | 3 | 2.5 | 3 | 4 | BranchMin3_BranchMax4 | 3 | 2 | 4 | 8 | HeaderMin4_HeaderMax8 | 5 | 4 | 8
298 | 34 | 025-095-4P-5HP | NBS_025-095_4P_5HP_7.17_SS | 343.952 | 343.952 | 1375.8081 | 4 | 0 | 4 | C | NBS_EndSuction | 3 | 2.5 | 3 | 4 | BranchMin3_BranchMax4 | 3 | 2 | 4 | 8 | HeaderMin4_HeaderMax8 | 6 | 4 | 8
298 | 34 | 025-095-4P-5HP | NBS_025-095_4P_5HP_7.17_SS | 343.952 | 343.952 | 1375.8081 | 4 | 0 | 4 | C | NBS_EndSuction | 3 | 2.5 | 3 | 4 | BranchMin3_BranchMax4 | 3 | 2 | 4 | 8 | HeaderMin4_HeaderMax8 | 8 | 4 | 8
298 | 34 | 025-095-4P-5HP | NBS_025-095_4P_5HP_7.17_SS | 343.952 | 343.952 | 1375.8081 | 4 | 0 | 4 | C | NBS_EndSuction | 3 | 2.5 | 3 | 4 | BranchMin3_BranchMax4 | 4 | 2 | 4 | 8 | HeaderMin4_HeaderMax8 | 4 | 4 | 8 | [11 empty] | INVALID
298 | 34 | 025-095-4P-5HP | NBS_025-095_4P_5HP_7.17_SS | 343.952 | 343.952 | 1375.8081 | 4 | 0 | 4 | C | NBS_EndSuction | 3 | 2.5 | 3 | 4 | BranchMin3_BranchMax4 | 4 | 2 | 4 | 8 | HeaderMin4_HeaderMax8 | 5 | 4 | 8
298 | 34 | 025-095-4P-5HP | NBS_025-095_4P_5HP_7.17_SS | 343.952 | 343.952 | 1375.8081 | 4 | 0 | 4 | C | NBS_EndSuction | 3 | 2.5 | 3 | 4 | BranchMin3_BranchMax4 | 4 | 2 | 4 | 8 | HeaderMin4_HeaderMax8 | 6 | 4 | 8
298 | 34 | 025-095-4P-5HP | NBS_025-095_4P_5HP_7.17_SS | 343.952 | 343.952 | 1375.8081 | 4 | 0 | 4 | C | NBS_EndSuction | 3 | 2.5 | 3 | 4 | BranchMin3_BranchMax4 | 4 | 2 | 4 | 8 | HeaderMin4_HeaderMax8 | 8 | 4 | 8
299 | 35 | 025-095-4P-7pt5HP | NBS_025-095_4P_7.5HP_8.43_SS | 398.9817 | 398.9817 | 1595.9268 | 4 | 0 | 4 | C | NBS_EndSuction | 3 | 2.5 | 3 | 4 | BranchMin3_BranchMax4 | 3 | 2 | 4 | 8 | HeaderMin4_HeaderMax8 | 4 | 4 | 8
299 | 35 | 025-095-4P-7pt5HP | NBS_025-095_4P_7.5HP_8.43_SS | 398.9817 | 398.9817 | 1595.9268 | 4 | 0 | 4 | C | NBS_EndSuction | 3 | 2.5 | 3 | 4 | BranchMin3_BranchMax4 | 3 | 2 | 4 | 8 | HeaderMin4_HeaderMax8 | 5 | 4 | 8
299 | 35 | 025-095-4P-7pt5HP | NBS_025-095_4P_7.5HP_8.43_SS | 398.9817 | 398.9817 | 1595.9268 | 4 | 0 | 4 | C | NBS_EndSuction | 3 | 2.5 | 3 | 4 | BranchMin3_BranchMax4 | 3 | 2 | 4 | 8 | HeaderMin4_HeaderMax8 | 6 | 4 | 8
299 | 35 | 025-095-4P-7pt5HP | NBS_025-095_4P_7.5HP_8.43_SS | 398.9817 | 398.9817 | 1595.9268 | 4 | 0 | 4 | C | NBS_EndSuction | 3 | 2.5 | 3 | 4 | BranchMin3_BranchMax4 | 3 | 2 | 4 | 8 | HeaderMin4_HeaderMax8 | 8 | 4 | 8
299 | 35 | 025-095-4P-7pt5HP | NBS_025-095_4P_7.5HP_8.43_SS | 398.9817 | 398.9817 | 1595.9268 | 4 | 0 | 4 | C | NBS_EndSuction | 3 | 2.5 | 3 | 4 | BranchMin3_BranchMax4 | 4 | 2 | 4 | 8 | HeaderMin4_HeaderMax8 | 4 | 4 | 8 | [11 empty] | INVALID
299 | 35 | 025-095-4P-7pt5HP | NBS_025-095_4P_7.5HP_8.43_SS | 398.9817 | 398.9817 | 1595.9268 | 4 | 0 | 4 | C | NBS_EndSuction | 3 | 2.5 | 3 | 4 | BranchMin3_BranchMax4 | 4 | 2 | 4 | 8 | HeaderMin4_HeaderMax8 | 5 | 4 | 8
299 | 35 | 025-095-4P-7pt5HP | NBS_025-095_4P_7.5HP_8.43_SS | 398.9817 | 398.9817 | 1595.9268 | 4 | 0 | 4 | C | NBS_EndSuction | 3 | 2.5 | 3 | 4 | BranchMin3_BranchMax4 | 4 | 2 | 4 | 8 | HeaderMin4_HeaderMax8 | 6 | 4 | 8
299 | 35 | 025-095-4P-7pt5HP | NBS_025-095_4P_7.5HP_8.43_SS | 398.9817 | 398.9817 | 1595.9268 | 4 | 0 | 4 | C | NBS_EndSuction | 3 | 2.5 | 3 | 4 | BranchMin3_BranchMax4 | 4 | 2 | 4 | 8 | HeaderMin4_HeaderMax8 | 8 | 4 | 8
300 | 36 | 025-095-4P-10HP | NBS_025-095_4P_10HP_9.53_SS | 427.0782 | 427.0782 | 1708.3126 | 4 | 0 | 4 | C | NBS_EndSuction | 3 | 2.5 | 3 | 5 | BranchMin3_BranchMax5 | 3 | 3 | 4 | 10 | HeaderMin4_HeaderMax10 | 4 | 5 | 15
300 | 36 | 025-095-4P-10HP | NBS_025-095_4P_10HP_9.53_SS | 427.0782 | 427.0782 | 1708.3126 | 4 | 0 | 4 | C | NBS_EndSuction | 3 | 2.5 | 3 | 5 | BranchMin3_BranchMax5 | 3 | 3 | 4 | 10 | HeaderMin4_HeaderMax10 | 5 | 5 | 15
300 | 36 | 025-095-4P-10HP | NBS_025-095_4P_10HP_9.53_SS | 427.0782 | 427.0782 | 1708.3126 | 4 | 0 | 4 | C | NBS_EndSuction | 3 | 2.5 | 3 | 5 | BranchMin3_BranchMax5 | 3 | 3 | 4 | 10 | HeaderMin4_HeaderMax10 | 6 | 5 | 15
300 | 36 | 025-095-4P-10HP | NBS_025-095_4P_10HP_9.53_SS | 427.0782 | 427.0782 | 1708.3126 | 4 | 0 | 4 | C | NBS_EndSuction | 3 | 2.5 | 3 | 5 | BranchMin3_BranchMax5 | 3 | 3 | 4 | 10 | HeaderMin4_HeaderMax10 | 8 | 5 | 15
300 | 36 | 025-095-4P-10HP | NBS_025-095_4P_10HP_9.53_SS | 427.0782 | 427.0782 | 1708.3126 | 4 | 0 | 4 | C | NBS_EndSuction | 3 | 2.5 | 3 | 5 | BranchMin3_BranchMax5 | 3 | 3 | 4 | 10 | HeaderMin4_HeaderMax10 | 10 | 5 | 15
300 | 36 | 025-095-4P-10HP | NBS_025-095_4P_10HP_9.53_SS | 427.0782 | 427.0782 | 1708.3126 | 4 | 0 | 4 | C | NBS_EndSuction | 3 | 2.5 | 3 | 5 | BranchMin3_BranchMax5 | 4 | 3 | 4 | 10 | HeaderMin4_HeaderMax10 | 4 | 5 | 15 | [11 empty] | INVALID
300 | 36 | 025-095-4P-10HP | NBS_025-095_4P_10HP_9.53_SS | 427.0782 | 427.0782 | 1708.3126 | 4 | 0 | 4 | C | NBS_EndSuction | 3 | 2.5 | 3 | 5 | BranchMin3_BranchMax5 | 4 | 3 | 4 | 10 | HeaderMin4_HeaderMax10 | 5 | 5 | 15
300 | 36 | 025-095-4P-10HP | NBS_025-095_4P_10HP_9.53_SS | 427.0782 | 427.0782 | 1708.3126 | 4 | 0 | 4 | C | NBS_EndSuction | 3 | 2.5 | 3 | 5 | BranchMin3_BranchMax5 | 4 | 3 | 4 | 10 | HeaderMin4_HeaderMax10 | 6 | 5 | 15
300 | 36 | 025-095-4P-10HP | NBS_025-095_4P_10HP_9.53_SS | 427.0782 | 427.0782 | 1708.3126 | 4 | 0 | 4 | C | NBS_EndSuction | 3 | 2.5 | 3 | 5 | BranchMin3_BranchMax5 | 4 | 3 | 4 | 10 | HeaderMin4_HeaderMax10 | 8 | 5 | 15
300 | 36 | 025-095-4P-10HP | NBS_025-095_4P_10HP_9.53_SS | 427.0782 | 427.0782 | 1708.3126 | 4 | 0 | 4 | C | NBS_EndSuction | 3 | 2.5 | 3 | 5 | BranchMin3_BranchMax5 | 4 | 3 | 4 | 10 | HeaderMin4_HeaderMax10 | 10 | 5 | 15
300 | 36 | 025-095-4P-10HP | NBS_025-095_4P_10HP_9.53_SS | 427.0782 | 427.0782 | 1708.3126 | 4 | 0 | 4 | C | NBS_EndSuction | 3 | 2.5 | 3 | 5 | BranchMin3_BranchMax5 | 5 | 3 | 4 | 10 | HeaderMin4_HeaderMax10 | 4 | 5 | 15 | [11 empty] | INVALID
300 | 36 | 025-095-4P-10HP | NBS_025-095_4P_10HP_9.53_SS | 427.0782 | 427.0782 | 1708.3126 | 4 | 0 | 4 | C | NBS_EndSuction | 3 | 2.5 | 3 | 5 | BranchMin3_BranchMax5 | 5 | 3 | 4 | 10 | HeaderMin4_HeaderMax10 | 5 | 5 | 15 | [11 empty] | INVALID
300 | 36 | 025-095-4P-10HP | NBS_025-095_4P_10HP_9.53_SS | 427.0782 | 427.0782 | 1708.3126 | 4 | 0 | 4 | C | NBS_EndSuction | 3 | 2.5 | 3 | 5 | BranchMin3_BranchMax5 | 5 | 3 | 4 | 10 | HeaderMin4_HeaderMax10 | 6 | 5 | 15
300 | 36 | 025-095-4P-10HP | NBS_025-095_4P_10HP_9.53_SS | 427.0782 | 427.0782 | 1708.3126 | 4 | 0 | 4 | C | NBS_EndSuction | 3 | 2.5 | 3 | 5 | BranchMin3_BranchMax5 | 5 | 3 | 4 | 10 | HeaderMin4_HeaderMax10 | 8 | 5 | 15
300 | 36 | 025-095-4P-10HP | NBS_025-095_4P_10HP_9.53_SS | 427.0782 | 427.0782 | 1708.3126 | 4 | 0 | 4 | C | NBS_EndSuction | 3 | 2.5 | 3 | 5 | BranchMin3_BranchMax5 | 5 | 3 | 4 | 10 | HeaderMin4_HeaderMax10 | 10 | 5 | 15
301 | 37 | 025-110-4P-7pt5HP | NBS_025-110_4P_7.5HP_8.58_SS | 374.2437 | 374.2437 | 1496.975 | 4 | 0 | 4 | C | NBS_EndSuction | 3 | 2.5 | 3 | 4 | BranchMin3_BranchMax4 | 3 | 2 | 4 | 8 | HeaderMin4_HeaderMax8 | 4 | 4 | 8
301 | 37 | 025-110-4P-7pt5HP | NBS_025-110_4P_7.5HP_8.58_SS | 374.2437 | 374.2437 | 1496.975 | 4 | 0 | 4 | C | NBS_EndSuction | 3 | 2.5 | 3 | 4 | BranchMin3_BranchMax4 | 3 | 2 | 4 | 8 | HeaderMin4_HeaderMax8 | 5 | 4 | 8
301 | 37 | 025-110-4P-7pt5HP | NBS_025-110_4P_7.5HP_8.58_SS | 374.2437 | 374.2437 | 1496.975 | 4 | 0 | 4 | C | NBS_EndSuction | 3 | 2.5 | 3 | 4 | BranchMin3_BranchMax4 | 3 | 2 | 4 | 8 | HeaderMin4_HeaderMax8 | 6 | 4 | 8
301 | 37 | 025-110-4P-7pt5HP | NBS_025-110_4P_7.5HP_8.58_SS | 374.2437 | 374.2437 | 1496.975 | 4 | 0 | 4 | C | NBS_EndSuction | 3 | 2.5 | 3 | 4 | BranchMin3_BranchMax4 | 3 | 2 | 4 | 8 | HeaderMin4_HeaderMax8 | 8 | 4 | 8
301 | 37 | 025-110-4P-7pt5HP | NBS_025-110_4P_7.5HP_8.58_SS | 374.2437 | 374.2437 | 1496.975 | 4 | 0 | 4 | C | NBS_EndSuction | 3 | 2.5 | 3 | 4 | BranchMin3_BranchMax4 | 4 | 2 | 4 | 8 | HeaderMin4_HeaderMax8 | 4 | 4 | 8 | [11 empty] | INVALID
301 | 37 | 025-110-4P-7pt5HP | NBS_025-110_4P_7.5HP_8.58_SS | 374.2437 | 374.2437 | 1496.975 | 4 | 0 | 4 | C | NBS_EndSuction | 3 | 2.5 | 3 | 4 | BranchMin3_BranchMax4 | 4 | 2 | 4 | 8 | HeaderMin4_HeaderMax8 | 5 | 4 | 8
301 | 37 | 025-110-4P-7pt5HP | NBS_025-110_4P_7.5HP_8.58_SS | 374.2437 | 374.2437 | 1496.975 | 4 | 0 | 4 | C | NBS_EndSuction | 3 | 2.5 | 3 | 4 | BranchMin3_BranchMax4 | 4 | 2 | 4 | 8 | HeaderMin4_HeaderMax8 | 6 | 4 | 8
301 | 37 | 025-110-4P-7pt5HP | NBS_025-110_4P_7.5HP_8.58_SS | 374.2437 | 374.2437 | 1496.975 | 4 | 0 | 4 | C | NBS_EndSuction | 3 | 2.5 | 3 | 4 | BranchMin3_BranchMax4 | 4 | 2 | 4 | 8 | HeaderMin4_HeaderMax8 | 8 | 4 | 8
302 | 38 | 025-110-4P-10HP | NBS_025-110_4P_10HP_9.45_SS | 422.9151 | 422.9151 | 1691.6605 | 4 | 0 | 4 | C | NBS_EndSuction | 3 | 2.5 | 3 | 5 | BranchMin3_BranchMax5 | 3 | 3 | 4 | 10 | HeaderMin4_HeaderMax10 | 4 | 5 | 15
302 | 38 | 025-110-4P-10HP | NBS_025-110_4P_10HP_9.45_SS | 422.9151 | 422.9151 | 1691.6605 | 4 | 0 | 4 | C | NBS_EndSuction | 3 | 2.5 | 3 | 5 | BranchMin3_BranchMax5 | 3 | 3 | 4 | 10 | HeaderMin4_HeaderMax10 | 5 | 5 | 15
302 | 38 | 025-110-4P-10HP | NBS_025-110_4P_10HP_9.45_SS | 422.9151 | 422.9151 | 1691.6605 | 4 | 0 | 4 | C | NBS_EndSuction | 3 | 2.5 | 3 | 5 | BranchMin3_BranchMax5 | 3 | 3 | 4 | 10 | HeaderMin4_HeaderMax10 | 6 | 5 | 15
302 | 38 | 025-110-4P-10HP | NBS_025-110_4P_10HP_9.45_SS | 422.9151 | 422.9151 | 1691.6605 | 4 | 0 | 4 | C | NBS_EndSuction | 3 | 2.5 | 3 | 5 | BranchMin3_BranchMax5 | 3 | 3 | 4 | 10 | HeaderMin4_HeaderMax10 | 8 | 5 | 15
302 | 38 | 025-110-4P-10HP | NBS_025-110_4P_10HP_9.45_SS | 422.9151 | 422.9151 | 1691.6605 | 4 | 0 | 4 | C | NBS_EndSuction | 3 | 2.5 | 3 | 5 | BranchMin3_BranchMax5 | 3 | 3 | 4 | 10 | HeaderMin4_HeaderMax10 | 10 | 5 | 15
302 | 38 | 025-110-4P-10HP | NBS_025-110_4P_10HP_9.45_SS | 422.9151 | 422.9151 | 1691.6605 | 4 | 0 | 4 | C | NBS_EndSuction | 3 | 2.5 | 3 | 5 | BranchMin3_BranchMax5 | 4 | 3 | 4 | 10 | HeaderMin4_HeaderMax10 | 4 | 5 | 15 | [11 empty] | INVALID
302 | 38 | 025-110-4P-10HP | NBS_025-110_4P_10HP_9.45_SS | 422.9151 | 422.9151 | 1691.6605 | 4 | 0 | 4 | C | NBS_EndSuction | 3 | 2.5 | 3 | 5 | BranchMin3_BranchMax5 | 4 | 3 | 4 | 10 | HeaderMin4_HeaderMax10 | 5 | 5 | 15
302 | 38 | 025-110-4P-10HP | NBS_025-110_4P_10HP_9.45_SS | 422.9151 | 422.9151 | 1691.6605 | 4 | 0 | 4 | C | NBS_EndSuction | 3 | 2.5 | 3 | 5 | BranchMin3_BranchMax5 | 4 | 3 | 4 | 10 | HeaderMin4_HeaderMax10 | 6 | 5 | 15
302 | 38 | 025-110-4P-10HP | NBS_025-110_4P_10HP_9.45_SS | 422.9151 | 422.9151 | 1691.6605 | 4 | 0 | 4 | C | NBS_EndSuction | 3 | 2.5 | 3 | 5 | BranchMin3_BranchMax5 | 4 | 3 | 4 | 10 | HeaderMin4_HeaderMax10 | 8 | 5 | 15
302 | 38 | 025-110-4P-10HP | NBS_025-110_4P_10HP_9.45_SS | 422.9151 | 422.9151 | 1691.6605 | 4 | 0 | 4 | C | NBS_EndSuction | 3 | 2.5 | 3 | 5 | BranchMin3_BranchMax5 | 4 | 3 | 4 | 10 | HeaderMin4_HeaderMax10 | 10 | 5 | 15
302 | 38 | 025-110-4P-10HP | NBS_025-110_4P_10HP_9.45_SS | 422.9151 | 422.9151 | 1691.6605 | 4 | 0 | 4 | C | NBS_EndSuction | 3 | 2.5 | 3 | 5 | BranchMin3_BranchMax5 | 5 | 3 | 4 | 10 | HeaderMin4_HeaderMax10 | 4 | 5 | 15 | [11 empty] | INVALID
302 | 38 | 025-110-4P-10HP | NBS_025-110_4P_10HP_9.45_SS | 422.9151 | 422.9151 | 1691.6605 | 4 | 0 | 4 | C | NBS_EndSuction | 3 | 2.5 | 3 | 5 | BranchMin3_BranchMax5 | 5 | 3 | 4 | 10 | HeaderMin4_HeaderMax10 | 5 | 5 | 15 | [11 empty] | INVALID
302 | 38 | 025-110-4P-10HP | NBS_025-110_4P_10HP_9.45_SS | 422.9151 | 422.9151 | 1691.6605 | 4 | 0 | 4 | C | NBS_EndSuction | 3 | 2.5 | 3 | 5 | BranchMin3_BranchMax5 | 5 | 3 | 4 | 10 | HeaderMin4_HeaderMax10 | 6 | 5 | 15
302 | 38 | 025-110-4P-10HP | NBS_025-110_4P_10HP_9.45_SS | 422.9151 | 422.9151 | 1691.6605 | 4 | 0 | 4 | C | NBS_EndSuction | 3 | 2.5 | 3 | 5 | BranchMin3_BranchMax5 | 5 | 3 | 4 | 10 | HeaderMin4_HeaderMax10 | 8 | 5 | 15
302 | 38 | 025-110-4P-10HP | NBS_025-110_4P_10HP_9.45_SS | 422.9151 | 422.9151 | 1691.6605 | 4 | 0 | 4 | C | NBS_EndSuction | 3 | 2.5 | 3 | 5 | BranchMin3_BranchMax5 | 5 | 3 | 4 | 10 | HeaderMin4_HeaderMax10 | 10 | 5 | 15
303 | 39 | 025-110-4P-15HP | NBS_025-110_4P_15HP_11.02_SS | 479.4087 | 479.4087 | 1917.6347 | 4 | 0 | 4 | C | NBS_EndSuction | 3 | 2.5 | 3 | 5 | BranchMin3_BranchMax5 | 3 | 3 | 4 | 10 | HeaderMin4_HeaderMax10 | 4 | 5 | 15
303 | 39 | 025-110-4P-15HP | NBS_025-110_4P_15HP_11.02_SS | 479.4087 | 479.4087 | 1917.6347 | 4 | 0 | 4 | C | NBS_EndSuction | 3 | 2.5 | 3 | 5 | BranchMin3_BranchMax5 | 3 | 3 | 4 | 10 | HeaderMin4_HeaderMax10 | 5 | 5 | 15
303 | 39 | 025-110-4P-15HP | NBS_025-110_4P_15HP_11.02_SS | 479.4087 | 479.4087 | 1917.6347 | 4 | 0 | 4 | C | NBS_EndSuction | 3 | 2.5 | 3 | 5 | BranchMin3_BranchMax5 | 3 | 3 | 4 | 10 | HeaderMin4_HeaderMax10 | 6 | 5 | 15
303 | 39 | 025-110-4P-15HP | NBS_025-110_4P_15HP_11.02_SS | 479.4087 | 479.4087 | 1917.6347 | 4 | 0 | 4 | C | NBS_EndSuction | 3 | 2.5 | 3 | 5 | BranchMin3_BranchMax5 | 3 | 3 | 4 | 10 | HeaderMin4_HeaderMax10 | 8 | 5 | 15
303 | 39 | 025-110-4P-15HP | NBS_025-110_4P_15HP_11.02_SS | 479.4087 | 479.4087 | 1917.6347 | 4 | 0 | 4 | C | NBS_EndSuction | 3 | 2.5 | 3 | 5 | BranchMin3_BranchMax5 | 3 | 3 | 4 | 10 | HeaderMin4_HeaderMax10 | 10 | 5 | 15
303 | 39 | 025-110-4P-15HP | NBS_025-110_4P_15HP_11.02_SS | 479.4087 | 479.4087 | 1917.6347 | 4 | 0 | 4 | C | NBS_EndSuction | 3 | 2.5 | 3 | 5 | BranchMin3_BranchMax5 | 4 | 3 | 4 | 10 | HeaderMin4_HeaderMax10 | 4 | 5 | 15 | [11 empty] | INVALID
303 | 39 | 025-110-4P-15HP | NBS_025-110_4P_15HP_11.02_SS | 479.4087 | 479.4087 | 1917.6347 | 4 | 0 | 4 | C | NBS_EndSuction | 3 | 2.5 | 3 | 5 | BranchMin3_BranchMax5 | 4 | 3 | 4 | 10 | HeaderMin4_HeaderMax10 | 5 | 5 | 15
303 | 39 | 025-110-4P-15HP | NBS_025-110_4P_15HP_11.02_SS | 479.4087 | 479.4087 | 1917.6347 | 4 | 0 | 4 | C | NBS_EndSuction | 3 | 2.5 | 3 | 5 | BranchMin3_BranchMax5 | 4 | 3 | 4 | 10 | HeaderMin4_HeaderMax10 | 6 | 5 | 15
303 | 39 | 025-110-4P-15HP | NBS_025-110_4P_15HP_11.02_SS | 479.4087 | 479.4087 | 1917.6347 | 4 | 0 | 4 | C | NBS_EndSuction | 3 | 2.5 | 3 | 5 | BranchMin3_BranchMax5 | 4 | 3 | 4 | 10 | HeaderMin4_HeaderMax10 | 8 | 5 | 15
303 | 39 | 025-110-4P-15HP | NBS_025-110_4P_15HP_11.02_SS | 479.4087 | 479.4087 | 1917.6347 | 4 | 0 | 4 | C | NBS_EndSuction | 3 | 2.5 | 3 | 5 | BranchMin3_BranchMax5 | 4 | 3 | 4 | 10 | HeaderMin4_HeaderMax10 | 10 | 5 | 15
303 | 39 | 025-110-4P-15HP | NBS_025-110_4P_15HP_11.02_SS | 479.4087 | 479.4087 | 1917.6347 | 4 | 0 | 4 | C | NBS_EndSuction | 3 | 2.5 | 3 | 5 | BranchMin3_BranchMax5 | 5 | 3 | 4 | 10 | HeaderMin4_HeaderMax10 | 4 | 5 | 15 | [11 empty] | INVALID
303 | 39 | 025-110-4P-15HP | NBS_025-110_4P_15HP_11.02_SS | 479.4087 | 479.4087 | 1917.6347 | 4 | 0 | 4 | C | NBS_EndSuction | 3 | 2.5 | 3 | 5 | BranchMin3_BranchMax5 | 5 | 3 | 4 | 10 | HeaderMin4_HeaderMax10 | 5 | 5 | 15 | [11 empty] | INVALID
303 | 39 | 025-110-4P-15HP | NBS_025-110_4P_15HP_11.02_SS | 479.4087 | 479.4087 | 1917.6347 | 4 | 0 | 4 | C | NBS_EndSuction | 3 | 2.5 | 3 | 5 | BranchMin3_BranchMax5 | 5 | 3 | 4 | 10 | HeaderMin4_HeaderMax10 | 6 | 5 | 15
303 | 39 | 025-110-4P-15HP | NBS_025-110_4P_15HP_11.02_SS | 479.4087 | 479.4087 | 1917.6347 | 4 | 0 | 4 | C | NBS_EndSuction | 3 | 2.5 | 3 | 5 | BranchMin3_BranchMax5 | 5 | 3 | 4 | 10 | HeaderMin4_HeaderMax10 | 8 | 5 | 15
303 | 39 | 025-110-4P-15HP | NBS_025-110_4P_15HP_11.02_SS | 479.4087 | 479.4087 | 1917.6347 | 4 | 0 | 4 | C | NBS_EndSuction | 3 | 2.5 | 3 | 5 | BranchMin3_BranchMax5 | 5 | 3 | 4 | 10 | HeaderMin4_HeaderMax10 | 10 | 5 | 15
304 | 40 | 030-070-4P-1pt5HP | NBS_030-070_4P_1.5HP_4.72_SS | 318.8997 | 318.8997 | 1275.5988 | 4 | 0 | 4 | C | NBS_EndSuction | 3 | 2.5 | 3 | 4 | BranchMin3_BranchMax4 | 3 | 2 | 4 | 8 | HeaderMin4_HeaderMax8 | 4 | 4 | 8
304 | 40 | 030-070-4P-1pt5HP | NBS_030-070_4P_1.5HP_4.72_SS | 318.8997 | 318.8997 | 1275.5988 | 4 | 0 | 4 | C | NBS_EndSuction | 3 | 2.5 | 3 | 4 | BranchMin3_BranchMax4 | 3 | 2 | 4 | 8 | HeaderMin4_HeaderMax8 | 5 | 4 | 8
304 | 40 | 030-070-4P-1pt5HP | NBS_030-070_4P_1.5HP_4.72_SS | 318.8997 | 318.8997 | 1275.5988 | 4 | 0 | 4 | C | NBS_EndSuction | 3 | 2.5 | 3 | 4 | BranchMin3_BranchMax4 | 3 | 2 | 4 | 8 | HeaderMin4_HeaderMax8 | 6 | 4 | 8
304 | 40 | 030-070-4P-1pt5HP | NBS_030-070_4P_1.5HP_4.72_SS | 318.8997 | 318.8997 | 1275.5988 | 4 | 0 | 4 | C | NBS_EndSuction | 3 | 2.5 | 3 | 4 | BranchMin3_BranchMax4 | 3 | 2 | 4 | 8 | HeaderMin4_HeaderMax8 | 8 | 4 | 8
304 | 40 | 030-070-4P-1pt5HP | NBS_030-070_4P_1.5HP_4.72_SS | 318.8997 | 318.8997 | 1275.5988 | 4 | 0 | 4 | C | NBS_EndSuction | 3 | 2.5 | 3 | 4 | BranchMin3_BranchMax4 | 4 | 2 | 4 | 8 | HeaderMin4_HeaderMax8 | 4 | 4 | 8 | [11 empty] | INVALID
304 | 40 | 030-070-4P-1pt5HP | NBS_030-070_4P_1.5HP_4.72_SS | 318.8997 | 318.8997 | 1275.5988 | 4 | 0 | 4 | C | NBS_EndSuction | 3 | 2.5 | 3 | 4 | BranchMin3_BranchMax4 | 4 | 2 | 4 | 8 | HeaderMin4_HeaderMax8 | 5 | 4 | 8
304 | 40 | 030-070-4P-1pt5HP | NBS_030-070_4P_1.5HP_4.72_SS | 318.8997 | 318.8997 | 1275.5988 | 4 | 0 | 4 | C | NBS_EndSuction | 3 | 2.5 | 3 | 4 | BranchMin3_BranchMax4 | 4 | 2 | 4 | 8 | HeaderMin4_HeaderMax8 | 6 | 4 | 8
304 | 40 | 030-070-4P-1pt5HP | NBS_030-070_4P_1.5HP_4.72_SS | 318.8997 | 318.8997 | 1275.5988 | 4 | 0 | 4 | C | NBS_EndSuction | 3 | 2.5 | 3 | 4 | BranchMin3_BranchMax4 | 4 | 2 | 4 | 8 | HeaderMin4_HeaderMax8 | 8 | 4 | 8
305 | 41 | 030-070-4P-2HP | NBS_030-070_4P_2HP_5.20_SS | 359.467 | 359.467 | 1437.8681 | 4 | 0 | 4 | C | NBS_EndSuction | 3 | 2.5 | 3 | 4 | BranchMin3_BranchMax4 | 3 | 2 | 4 | 8 | HeaderMin4_HeaderMax8 | 4 | 4 | 8
305 | 41 | 030-070-4P-2HP | NBS_030-070_4P_2HP_5.20_SS | 359.467 | 359.467 | 1437.8681 | 4 | 0 | 4 | C | NBS_EndSuction | 3 | 2.5 | 3 | 4 | BranchMin3_BranchMax4 | 3 | 2 | 4 | 8 | HeaderMin4_HeaderMax8 | 5 | 4 | 8
305 | 41 | 030-070-4P-2HP | NBS_030-070_4P_2HP_5.20_SS | 359.467 | 359.467 | 1437.8681 | 4 | 0 | 4 | C | NBS_EndSuction | 3 | 2.5 | 3 | 4 | BranchMin3_BranchMax4 | 3 | 2 | 4 | 8 | HeaderMin4_HeaderMax8 | 6 | 4 | 8
305 | 41 | 030-070-4P-2HP | NBS_030-070_4P_2HP_5.20_SS | 359.467 | 359.467 | 1437.8681 | 4 | 0 | 4 | C | NBS_EndSuction | 3 | 2.5 | 3 | 4 | BranchMin3_BranchMax4 | 3 | 2 | 4 | 8 | HeaderMin4_HeaderMax8 | 8 | 4 | 8
305 | 41 | 030-070-4P-2HP | NBS_030-070_4P_2HP_5.20_SS | 359.467 | 359.467 | 1437.8681 | 4 | 0 | 4 | C | NBS_EndSuction | 3 | 2.5 | 3 | 4 | BranchMin3_BranchMax4 | 4 | 2 | 4 | 8 | HeaderMin4_HeaderMax8 | 4 | 4 | 8 | [11 empty] | INVALID
305 | 41 | 030-070-4P-2HP | NBS_030-070_4P_2HP_5.20_SS | 359.467 | 359.467 | 1437.8681 | 4 | 0 | 4 | C | NBS_EndSuction | 3 | 2.5 | 3 | 4 | BranchMin3_BranchMax4 | 4 | 2 | 4 | 8 | HeaderMin4_HeaderMax8 | 5 | 4 | 8
305 | 41 | 030-070-4P-2HP | NBS_030-070_4P_2HP_5.20_SS | 359.467 | 359.467 | 1437.8681 | 4 | 0 | 4 | C | NBS_EndSuction | 3 | 2.5 | 3 | 4 | BranchMin3_BranchMax4 | 4 | 2 | 4 | 8 | HeaderMin4_HeaderMax8 | 6 | 4 | 8
305 | 41 | 030-070-4P-2HP | NBS_030-070_4P_2HP_5.20_SS | 359.467 | 359.467 | 1437.8681 | 4 | 0 | 4 | C | NBS_EndSuction | 3 | 2.5 | 3 | 4 | BranchMin3_BranchMax4 | 4 | 2 | 4 | 8 | HeaderMin4_HeaderMax8 | 8 | 4 | 8
306 | 42 | 030-070-4P-3HP | NBS_030-070_4P_3HP_5.83_SS | 413.6934 | 413.6934 | 1654.7738 | 4 | 0 | 4 | C | NBS_EndSuction | 3 | 2.5 | 3 | 5 | BranchMin3_BranchMax5 | 3 | 3 | 4 | 10 | HeaderMin4_HeaderMax10 | 4 | 5 | 15
306 | 42 | 030-070-4P-3HP | NBS_030-070_4P_3HP_5.83_SS | 413.6934 | 413.6934 | 1654.7738 | 4 | 0 | 4 | C | NBS_EndSuction | 3 | 2.5 | 3 | 5 | BranchMin3_BranchMax5 | 3 | 3 | 4 | 10 | HeaderMin4_HeaderMax10 | 5 | 5 | 15
306 | 42 | 030-070-4P-3HP | NBS_030-070_4P_3HP_5.83_SS | 413.6934 | 413.6934 | 1654.7738 | 4 | 0 | 4 | C | NBS_EndSuction | 3 | 2.5 | 3 | 5 | BranchMin3_BranchMax5 | 3 | 3 | 4 | 10 | HeaderMin4_HeaderMax10 | 6 | 5 | 15
306 | 42 | 030-070-4P-3HP | NBS_030-070_4P_3HP_5.83_SS | 413.6934 | 413.6934 | 1654.7738 | 4 | 0 | 4 | C | NBS_EndSuction | 3 | 2.5 | 3 | 5 | BranchMin3_BranchMax5 | 3 | 3 | 4 | 10 | HeaderMin4_HeaderMax10 | 8 | 5 | 15
306 | 42 | 030-070-4P-3HP | NBS_030-070_4P_3HP_5.83_SS | 413.6934 | 413.6934 | 1654.7738 | 4 | 0 | 4 | C | NBS_EndSuction | 3 | 2.5 | 3 | 5 | BranchMin3_BranchMax5 | 3 | 3 | 4 | 10 | HeaderMin4_HeaderMax10 | 10 | 5 | 15
306 | 42 | 030-070-4P-3HP | NBS_030-070_4P_3HP_5.83_SS | 413.6934 | 413.6934 | 1654.7738 | 4 | 0 | 4 | C | NBS_EndSuction | 3 | 2.5 | 3 | 5 | BranchMin3_BranchMax5 | 4 | 3 | 4 | 10 | HeaderMin4_HeaderMax10 | 4 | 5 | 15 | [11 empty] | INVALID
306 | 42 | 030-070-4P-3HP | NBS_030-070_4P_3HP_5.83_SS | 413.6934 | 413.6934 | 1654.7738 | 4 | 0 | 4 | C | NBS_EndSuction | 3 | 2.5 | 3 | 5 | BranchMin3_BranchMax5 | 4 | 3 | 4 | 10 | HeaderMin4_HeaderMax10 | 5 | 5 | 15
306 | 42 | 030-070-4P-3HP | NBS_030-070_4P_3HP_5.83_SS | 413.6934 | 413.6934 | 1654.7738 | 4 | 0 | 4 | C | NBS_EndSuction | 3 | 2.5 | 3 | 5 | BranchMin3_BranchMax5 | 4 | 3 | 4 | 10 | HeaderMin4_HeaderMax10 | 6 | 5 | 15
306 | 42 | 030-070-4P-3HP | NBS_030-070_4P_3HP_5.83_SS | 413.6934 | 413.6934 | 1654.7738 | 4 | 0 | 4 | C | NBS_EndSuction | 3 | 2.5 | 3 | 5 | BranchMin3_BranchMax5 | 4 | 3 | 4 | 10 | HeaderMin4_HeaderMax10 | 8 | 5 | 15
306 | 42 | 030-070-4P-3HP | NBS_030-070_4P_3HP_5.83_SS | 413.6934 | 413.6934 | 1654.7738 | 4 | 0 | 4 | C | NBS_EndSuction | 3 | 2.5 | 3 | 5 | BranchMin3_BranchMax5 | 4 | 3 | 4 | 10 | HeaderMin4_HeaderMax10 | 10 | 5 | 15
306 | 42 | 030-070-4P-3HP | NBS_030-070_4P_3HP_5.83_SS | 413.6934 | 413.6934 | 1654.7738 | 4 | 0 | 4 | C | NBS_EndSuction | 3 | 2.5 | 3 | 5 | BranchMin3_BranchMax5 | 5 | 3 | 4 | 10 | HeaderMin4_HeaderMax10 | 4 | 5 | 15 | [11 empty] | INVALID
306 | 42 | 030-070-4P-3HP | NBS_030-070_4P_3HP_5.83_SS | 413.6934 | 413.6934 | 1654.7738 | 4 | 0 | 4 | C | NBS_EndSuction | 3 | 2.5 | 3 | 5 | BranchMin3_BranchMax5 | 5 | 3 | 4 | 10 | HeaderMin4_HeaderMax10 | 5 | 5 | 15 | [11 empty] | INVALID
306 | 42 | 030-070-4P-3HP | NBS_030-070_4P_3HP_5.83_SS | 413.6934 | 413.6934 | 1654.7738 | 4 | 0 | 4 | C | NBS_EndSuction | 3 | 2.5 | 3 | 5 | BranchMin3_BranchMax5 | 5 | 3 | 4 | 10 | HeaderMin4_HeaderMax10 | 6 | 5 | 15
306 | 42 | 030-070-4P-3HP | NBS_030-070_4P_3HP_5.83_SS | 413.6934 | 413.6934 | 1654.7738 | 4 | 0 | 4 | C | NBS_EndSuction | 3 | 2.5 | 3 | 5 | BranchMin3_BranchMax5 | 5 | 3 | 4 | 10 | HeaderMin4_HeaderMax10 | 8 | 5 | 15
306 | 42 | 030-070-4P-3HP | NBS_030-070_4P_3HP_5.83_SS | 413.6934 | 413.6934 | 1654.7738 | 4 | 0 | 4 | C | NBS_EndSuction | 3 | 2.5 | 3 | 5 | BranchMin3_BranchMax5 | 5 | 3 | 4 | 10 | HeaderMin4_HeaderMax10 | 10 | 5 | 15
307 | 43 | 030-070-4P-5HP | NBS_030-070_4P_5HP_6.85_SS | 469.9181 | 469.9181 | 1879.6723 | 4 | 0 | 4 | C | NBS_EndSuction | 3 | 2.5 | 3 | 5 | BranchMin3_BranchMax5 | 3 | 3 | 4 | 10 | HeaderMin4_HeaderMax10 | 4 | 5 | 15
307 | 43 | 030-070-4P-5HP | NBS_030-070_4P_5HP_6.85_SS | 469.9181 | 469.9181 | 1879.6723 | 4 | 0 | 4 | C | NBS_EndSuction | 3 | 2.5 | 3 | 5 | BranchMin3_BranchMax5 | 3 | 3 | 4 | 10 | HeaderMin4_HeaderMax10 | 5 | 5 | 15
307 | 43 | 030-070-4P-5HP | NBS_030-070_4P_5HP_6.85_SS | 469.9181 | 469.9181 | 1879.6723 | 4 | 0 | 4 | C | NBS_EndSuction | 3 | 2.5 | 3 | 5 | BranchMin3_BranchMax5 | 3 | 3 | 4 | 10 | HeaderMin4_HeaderMax10 | 6 | 5 | 15
307 | 43 | 030-070-4P-5HP | NBS_030-070_4P_5HP_6.85_SS | 469.9181 | 469.9181 | 1879.6723 | 4 | 0 | 4 | C | NBS_EndSuction | 3 | 2.5 | 3 | 5 | BranchMin3_BranchMax5 | 3 | 3 | 4 | 10 | HeaderMin4_HeaderMax10 | 8 | 5 | 15
307 | 43 | 030-070-4P-5HP | NBS_030-070_4P_5HP_6.85_SS | 469.9181 | 469.9181 | 1879.6723 | 4 | 0 | 4 | C | NBS_EndSuction | 3 | 2.5 | 3 | 5 | BranchMin3_BranchMax5 | 3 | 3 | 4 | 10 | HeaderMin4_HeaderMax10 | 10 | 5 | 15
307 | 43 | 030-070-4P-5HP | NBS_030-070_4P_5HP_6.85_SS | 469.9181 | 469.9181 | 1879.6723 | 4 | 0 | 4 | C | NBS_EndSuction | 3 | 2.5 | 3 | 5 | BranchMin3_BranchMax5 | 4 | 3 | 4 | 10 | HeaderMin4_HeaderMax10 | 4 | 5 | 15 | [11 empty] | INVALID
307 | 43 | 030-070-4P-5HP | NBS_030-070_4P_5HP_6.85_SS | 469.9181 | 469.9181 | 1879.6723 | 4 | 0 | 4 | C | NBS_EndSuction | 3 | 2.5 | 3 | 5 | BranchMin3_BranchMax5 | 4 | 3 | 4 | 10 | HeaderMin4_HeaderMax10 | 5 | 5 | 15
307 | 43 | 030-070-4P-5HP | NBS_030-070_4P_5HP_6.85_SS | 469.9181 | 469.9181 | 1879.6723 | 4 | 0 | 4 | C | NBS_EndSuction | 3 | 2.5 | 3 | 5 | BranchMin3_BranchMax5 | 4 | 3 | 4 | 10 | HeaderMin4_HeaderMax10 | 6 | 5 | 15
307 | 43 | 030-070-4P-5HP | NBS_030-070_4P_5HP_6.85_SS | 469.9181 | 469.9181 | 1879.6723 | 4 | 0 | 4 | C | NBS_EndSuction | 3 | 2.5 | 3 | 5 | BranchMin3_BranchMax5 | 4 | 3 | 4 | 10 | HeaderMin4_HeaderMax10 | 8 | 5 | 15
307 | 43 | 030-070-4P-5HP | NBS_030-070_4P_5HP_6.85_SS | 469.9181 | 469.9181 | 1879.6723 | 4 | 0 | 4 | C | NBS_EndSuction | 3 | 2.5 | 3 | 5 | BranchMin3_BranchMax5 | 4 | 3 | 4 | 10 | HeaderMin4_HeaderMax10 | 10 | 5 | 15
307 | 43 | 030-070-4P-5HP | NBS_030-070_4P_5HP_6.85_SS | 469.9181 | 469.9181 | 1879.6723 | 4 | 0 | 4 | C | NBS_EndSuction | 3 | 2.5 | 3 | 5 | BranchMin3_BranchMax5 | 5 | 3 | 4 | 10 | HeaderMin4_HeaderMax10 | 4 | 5 | 15 | [11 empty] | INVALID
307 | 43 | 030-070-4P-5HP | NBS_030-070_4P_5HP_6.85_SS | 469.9181 | 469.9181 | 1879.6723 | 4 | 0 | 4 | C | NBS_EndSuction | 3 | 2.5 | 3 | 5 | BranchMin3_BranchMax5 | 5 | 3 | 4 | 10 | HeaderMin4_HeaderMax10 | 5 | 5 | 15 | [11 empty] | INVALID
307 | 43 | 030-070-4P-5HP | NBS_030-070_4P_5HP_6.85_SS | 469.9181 | 469.9181 | 1879.6723 | 4 | 0 | 4 | C | NBS_EndSuction | 3 | 2.5 | 3 | 5 | BranchMin3_BranchMax5 | 5 | 3 | 4 | 10 | HeaderMin4_HeaderMax10 | 6 | 5 | 15
307 | 43 | 030-070-4P-5HP | NBS_030-070_4P_5HP_6.85_SS | 469.9181 | 469.9181 | 1879.6723 | 4 | 0 | 4 | C | NBS_EndSuction | 3 | 2.5 | 3 | 5 | BranchMin3_BranchMax5 | 5 | 3 | 4 | 10 | HeaderMin4_HeaderMax10 | 8 | 5 | 15
307 | 43 | 030-070-4P-5HP | NBS_030-070_4P_5HP_6.85_SS | 469.9181 | 469.9181 | 1879.6723 | 4 | 0 | 4 | C | NBS_EndSuction | 3 | 2.5 | 3 | 5 | BranchMin3_BranchMax5 | 5 | 3 | 4 | 10 | HeaderMin4_HeaderMax10 | 10 | 5 | 15
308 | 44 | 030-095-4P-5HP | NBS_030-095_4P_5HP_6.10_SS | 576.7129 | 576.7129 | 2306.8515 | 4 | 0 | 4 | C | NBS_EndSuction | 4 | 3 | 4 | 5 | BranchMin4_BranchMax5 | 4 | 2 | 5 | 10 | HeaderMin5_HeaderMax10 | 5 | 4 | 8
308 | 44 | 030-095-4P-5HP | NBS_030-095_4P_5HP_6.10_SS | 576.7129 | 576.7129 | 2306.8515 | 4 | 0 | 4 | C | NBS_EndSuction | 4 | 3 | 4 | 5 | BranchMin4_BranchMax5 | 4 | 2 | 5 | 10 | HeaderMin5_HeaderMax10 | 6 | 4 | 8
308 | 44 | 030-095-4P-5HP | NBS_030-095_4P_5HP_6.10_SS | 576.7129 | 576.7129 | 2306.8515 | 4 | 0 | 4 | C | NBS_EndSuction | 4 | 3 | 4 | 5 | BranchMin4_BranchMax5 | 4 | 2 | 5 | 10 | HeaderMin5_HeaderMax10 | 8 | 4 | 8
308 | 44 | 030-095-4P-5HP | NBS_030-095_4P_5HP_6.10_SS | 576.7129 | 576.7129 | 2306.8515 | 4 | 0 | 4 | C | NBS_EndSuction | 4 | 3 | 4 | 5 | BranchMin4_BranchMax5 | 4 | 2 | 5 | 10 | HeaderMin5_HeaderMax10 | 10 | 4 | 8
308 | 44 | 030-095-4P-5HP | NBS_030-095_4P_5HP_6.10_SS | 576.7129 | 576.7129 | 2306.8515 | 4 | 0 | 4 | C | NBS_EndSuction | 4 | 3 | 4 | 5 | BranchMin4_BranchMax5 | 5 | 2 | 5 | 10 | HeaderMin5_HeaderMax10 | 5 | 4 | 8 | [11 empty] | INVALID
308 | 44 | 030-095-4P-5HP | NBS_030-095_4P_5HP_6.10_SS | 576.7129 | 576.7129 | 2306.8515 | 4 | 0 | 4 | C | NBS_EndSuction | 4 | 3 | 4 | 5 | BranchMin4_BranchMax5 | 5 | 2 | 5 | 10 | HeaderMin5_HeaderMax10 | 6 | 4 | 8
308 | 44 | 030-095-4P-5HP | NBS_030-095_4P_5HP_6.10_SS | 576.7129 | 576.7129 | 2306.8515 | 4 | 0 | 4 | C | NBS_EndSuction | 4 | 3 | 4 | 5 | BranchMin4_BranchMax5 | 5 | 2 | 5 | 10 | HeaderMin5_HeaderMax10 | 8 | 4 | 8
308 | 44 | 030-095-4P-5HP | NBS_030-095_4P_5HP_6.10_SS | 576.7129 | 576.7129 | 2306.8515 | 4 | 0 | 4 | C | NBS_EndSuction | 4 | 3 | 4 | 5 | BranchMin4_BranchMax5 | 5 | 2 | 5 | 10 | HeaderMin5_HeaderMax10 | 10 | 4 | 8
309 | 45 | 030-095-4P-7pt5HP | NBS_030-095_4P_7.5HP_6.73_SS | 637.6666 | 637.6666 | 2550.6665 | 4 | 0 | 4 | C | NBS_EndSuction | 4 | 3 | 4 | 5 | BranchMin4_BranchMax5 | 4 | 2 | 5 | 12 | HeaderMin5_HeaderMax12 | 5 | 5 | 10
309 | 45 | 030-095-4P-7pt5HP | NBS_030-095_4P_7.5HP_6.73_SS | 637.6666 | 637.6666 | 2550.6665 | 4 | 0 | 4 | C | NBS_EndSuction | 4 | 3 | 4 | 5 | BranchMin4_BranchMax5 | 4 | 2 | 5 | 12 | HeaderMin5_HeaderMax12 | 6 | 5 | 10
309 | 45 | 030-095-4P-7pt5HP | NBS_030-095_4P_7.5HP_6.73_SS | 637.6666 | 637.6666 | 2550.6665 | 4 | 0 | 4 | C | NBS_EndSuction | 4 | 3 | 4 | 5 | BranchMin4_BranchMax5 | 4 | 2 | 5 | 12 | HeaderMin5_HeaderMax12 | 8 | 5 | 10
309 | 45 | 030-095-4P-7pt5HP | NBS_030-095_4P_7.5HP_6.73_SS | 637.6666 | 637.6666 | 2550.6665 | 4 | 0 | 4 | C | NBS_EndSuction | 4 | 3 | 4 | 5 | BranchMin4_BranchMax5 | 4 | 2 | 5 | 12 | HeaderMin5_HeaderMax12 | 10 | 5 | 10
309 | 45 | 030-095-4P-7pt5HP | NBS_030-095_4P_7.5HP_6.73_SS | 637.6666 | 637.6666 | 2550.6665 | 4 | 0 | 4 | C | NBS_EndSuction | 4 | 3 | 4 | 5 | BranchMin4_BranchMax5 | 4 | 2 | 5 | 12 | HeaderMin5_HeaderMax12 | 12 | 5 | 10
309 | 45 | 030-095-4P-7pt5HP | NBS_030-095_4P_7.5HP_6.73_SS | 637.6666 | 637.6666 | 2550.6665 | 4 | 0 | 4 | C | NBS_EndSuction | 4 | 3 | 4 | 5 | BranchMin4_BranchMax5 | 5 | 2 | 5 | 12 | HeaderMin5_HeaderMax12 | 5 | 5 | 10 | [11 empty] | INVALID
309 | 45 | 030-095-4P-7pt5HP | NBS_030-095_4P_7.5HP_6.73_SS | 637.6666 | 637.6666 | 2550.6665 | 4 | 0 | 4 | C | NBS_EndSuction | 4 | 3 | 4 | 5 | BranchMin4_BranchMax5 | 5 | 2 | 5 | 12 | HeaderMin5_HeaderMax12 | 6 | 5 | 10
309 | 45 | 030-095-4P-7pt5HP | NBS_030-095_4P_7.5HP_6.73_SS | 637.6666 | 637.6666 | 2550.6665 | 4 | 0 | 4 | C | NBS_EndSuction | 4 | 3 | 4 | 5 | BranchMin4_BranchMax5 | 5 | 2 | 5 | 12 | HeaderMin5_HeaderMax12 | 8 | 5 | 10
309 | 45 | 030-095-4P-7pt5HP | NBS_030-095_4P_7.5HP_6.73_SS | 637.6666 | 637.6666 | 2550.6665 | 4 | 0 | 4 | C | NBS_EndSuction | 4 | 3 | 4 | 5 | BranchMin4_BranchMax5 | 5 | 2 | 5 | 12 | HeaderMin5_HeaderMax12 | 10 | 5 | 10
309 | 45 | 030-095-4P-7pt5HP | NBS_030-095_4P_7.5HP_6.73_SS | 637.6666 | 637.6666 | 2550.6665 | 4 | 0 | 4 | C | NBS_EndSuction | 4 | 3 | 4 | 5 | BranchMin4_BranchMax5 | 5 | 2 | 5 | 12 | HeaderMin5_HeaderMax12 | 12 | 5 | 10
310 | 46 | 030-095-4P-10HP | NBS_030-095_4P_10HP_7.52_SS | 669.3599 | 669.3599 | 2677.4396 | 4 | 0 | 4 | C | NBS_EndSuction | 4 | 3 | 4 | 6 | BranchMin4_BranchMax6 | 4 | 3 | 5 | 12 | HeaderMin5_HeaderMax12 | 5 | 5 | 15
310 | 46 | 030-095-4P-10HP | NBS_030-095_4P_10HP_7.52_SS | 669.3599 | 669.3599 | 2677.4396 | 4 | 0 | 4 | C | NBS_EndSuction | 4 | 3 | 4 | 6 | BranchMin4_BranchMax6 | 4 | 3 | 5 | 12 | HeaderMin5_HeaderMax12 | 6 | 5 | 15
310 | 46 | 030-095-4P-10HP | NBS_030-095_4P_10HP_7.52_SS | 669.3599 | 669.3599 | 2677.4396 | 4 | 0 | 4 | C | NBS_EndSuction | 4 | 3 | 4 | 6 | BranchMin4_BranchMax6 | 4 | 3 | 5 | 12 | HeaderMin5_HeaderMax12 | 8 | 5 | 15
310 | 46 | 030-095-4P-10HP | NBS_030-095_4P_10HP_7.52_SS | 669.3599 | 669.3599 | 2677.4396 | 4 | 0 | 4 | C | NBS_EndSuction | 4 | 3 | 4 | 6 | BranchMin4_BranchMax6 | 4 | 3 | 5 | 12 | HeaderMin5_HeaderMax12 | 10 | 5 | 15
310 | 46 | 030-095-4P-10HP | NBS_030-095_4P_10HP_7.52_SS | 669.3599 | 669.3599 | 2677.4396 | 4 | 0 | 4 | C | NBS_EndSuction | 4 | 3 | 4 | 6 | BranchMin4_BranchMax6 | 4 | 3 | 5 | 12 | HeaderMin5_HeaderMax12 | 12 | 5 | 15
310 | 46 | 030-095-4P-10HP | NBS_030-095_4P_10HP_7.52_SS | 669.3599 | 669.3599 | 2677.4396 | 4 | 0 | 4 | C | NBS_EndSuction | 4 | 3 | 4 | 6 | BranchMin4_BranchMax6 | 5 | 3 | 5 | 12 | HeaderMin5_HeaderMax12 | 5 | 5 | 15 | [11 empty] | INVALID
310 | 46 | 030-095-4P-10HP | NBS_030-095_4P_10HP_7.52_SS | 669.3599 | 669.3599 | 2677.4396 | 4 | 0 | 4 | C | NBS_EndSuction | 4 | 3 | 4 | 6 | BranchMin4_BranchMax6 | 5 | 3 | 5 | 12 | HeaderMin5_HeaderMax12 | 6 | 5 | 15
310 | 46 | 030-095-4P-10HP | NBS_030-095_4P_10HP_7.52_SS | 669.3599 | 669.3599 | 2677.4396 | 4 | 0 | 4 | C | NBS_EndSuction | 4 | 3 | 4 | 6 | BranchMin4_BranchMax6 | 5 | 3 | 5 | 12 | HeaderMin5_HeaderMax12 | 8 | 5 | 15
310 | 46 | 030-095-4P-10HP | NBS_030-095_4P_10HP_7.52_SS | 669.3599 | 669.3599 | 2677.4396 | 4 | 0 | 4 | C | NBS_EndSuction | 4 | 3 | 4 | 6 | BranchMin4_BranchMax6 | 5 | 3 | 5 | 12 | HeaderMin5_HeaderMax12 | 10 | 5 | 15
310 | 46 | 030-095-4P-10HP | NBS_030-095_4P_10HP_7.52_SS | 669.3599 | 669.3599 | 2677.4396 | 4 | 0 | 4 | C | NBS_EndSuction | 4 | 3 | 4 | 6 | BranchMin4_BranchMax6 | 5 | 3 | 5 | 12 | HeaderMin5_HeaderMax12 | 12 | 5 | 15
310 | 46 | 030-095-4P-10HP | NBS_030-095_4P_10HP_7.52_SS | 669.3599 | 669.3599 | 2677.4396 | 4 | 0 | 4 | C | NBS_EndSuction | 4 | 3 | 4 | 6 | BranchMin4_BranchMax6 | 6 | 3 | 5 | 12 | HeaderMin5_HeaderMax12 | 5 | 5 | 15 | [11 empty] | INVALID
310 | 46 | 030-095-4P-10HP | NBS_030-095_4P_10HP_7.52_SS | 669.3599 | 669.3599 | 2677.4396 | 4 | 0 | 4 | C | NBS_EndSuction | 4 | 3 | 4 | 6 | BranchMin4_BranchMax6 | 6 | 3 | 5 | 12 | HeaderMin5_HeaderMax12 | 6 | 5 | 15 | [11 empty] | INVALID
310 | 46 | 030-095-4P-10HP | NBS_030-095_4P_10HP_7.52_SS | 669.3599 | 669.3599 | 2677.4396 | 4 | 0 | 4 | C | NBS_EndSuction | 4 | 3 | 4 | 6 | BranchMin4_BranchMax6 | 6 | 3 | 5 | 12 | HeaderMin5_HeaderMax12 | 8 | 5 | 15
310 | 46 | 030-095-4P-10HP | NBS_030-095_4P_10HP_7.52_SS | 669.3599 | 669.3599 | 2677.4396 | 4 | 0 | 4 | C | NBS_EndSuction | 4 | 3 | 4 | 6 | BranchMin4_BranchMax6 | 6 | 3 | 5 | 12 | HeaderMin5_HeaderMax12 | 10 | 5 | 15
310 | 46 | 030-095-4P-10HP | NBS_030-095_4P_10HP_7.52_SS | 669.3599 | 669.3599 | 2677.4396 | 4 | 0 | 4 | C | NBS_EndSuction | 4 | 3 | 4 | 6 | BranchMin4_BranchMax6 | 6 | 3 | 5 | 12 | HeaderMin5_HeaderMax12 | 12 | 5 | 15
311 | 47 | 030-095-4P-15HP | NBS_030-095_4P_15HP_8.86_SS | 685.5374 | 685.5374 | 2742.1495 | 4 | 0 | 4 | C | NBS_EndSuction | 4 | 3 | 4 | 6 | BranchMin4_BranchMax6 | 4 | 3 | 5 | 12 | HeaderMin5_HeaderMax12 | 5 | 5 | 15
311 | 47 | 030-095-4P-15HP | NBS_030-095_4P_15HP_8.86_SS | 685.5374 | 685.5374 | 2742.1495 | 4 | 0 | 4 | C | NBS_EndSuction | 4 | 3 | 4 | 6 | BranchMin4_BranchMax6 | 4 | 3 | 5 | 12 | HeaderMin5_HeaderMax12 | 6 | 5 | 15
311 | 47 | 030-095-4P-15HP | NBS_030-095_4P_15HP_8.86_SS | 685.5374 | 685.5374 | 2742.1495 | 4 | 0 | 4 | C | NBS_EndSuction | 4 | 3 | 4 | 6 | BranchMin4_BranchMax6 | 4 | 3 | 5 | 12 | HeaderMin5_HeaderMax12 | 8 | 5 | 15
311 | 47 | 030-095-4P-15HP | NBS_030-095_4P_15HP_8.86_SS | 685.5374 | 685.5374 | 2742.1495 | 4 | 0 | 4 | C | NBS_EndSuction | 4 | 3 | 4 | 6 | BranchMin4_BranchMax6 | 4 | 3 | 5 | 12 | HeaderMin5_HeaderMax12 | 10 | 5 | 15
311 | 47 | 030-095-4P-15HP | NBS_030-095_4P_15HP_8.86_SS | 685.5374 | 685.5374 | 2742.1495 | 4 | 0 | 4 | C | NBS_EndSuction | 4 | 3 | 4 | 6 | BranchMin4_BranchMax6 | 4 | 3 | 5 | 12 | HeaderMin5_HeaderMax12 | 12 | 5 | 15
311 | 47 | 030-095-4P-15HP | NBS_030-095_4P_15HP_8.86_SS | 685.5374 | 685.5374 | 2742.1495 | 4 | 0 | 4 | C | NBS_EndSuction | 4 | 3 | 4 | 6 | BranchMin4_BranchMax6 | 5 | 3 | 5 | 12 | HeaderMin5_HeaderMax12 | 5 | 5 | 15 | [11 empty] | INVALID
311 | 47 | 030-095-4P-15HP | NBS_030-095_4P_15HP_8.86_SS | 685.5374 | 685.5374 | 2742.1495 | 4 | 0 | 4 | C | NBS_EndSuction | 4 | 3 | 4 | 6 | BranchMin4_BranchMax6 | 5 | 3 | 5 | 12 | HeaderMin5_HeaderMax12 | 6 | 5 | 15
311 | 47 | 030-095-4P-15HP | NBS_030-095_4P_15HP_8.86_SS | 685.5374 | 685.5374 | 2742.1495 | 4 | 0 | 4 | C | NBS_EndSuction | 4 | 3 | 4 | 6 | BranchMin4_BranchMax6 | 5 | 3 | 5 | 12 | HeaderMin5_HeaderMax12 | 8 | 5 | 15
311 | 47 | 030-095-4P-15HP | NBS_030-095_4P_15HP_8.86_SS | 685.5374 | 685.5374 | 2742.1495 | 4 | 0 | 4 | C | NBS_EndSuction | 4 | 3 | 4 | 6 | BranchMin4_BranchMax6 | 5 | 3 | 5 | 12 | HeaderMin5_HeaderMax12 | 10 | 5 | 15
311 | 47 | 030-095-4P-15HP | NBS_030-095_4P_15HP_8.86_SS | 685.5374 | 685.5374 | 2742.1495 | 4 | 0 | 4 | C | NBS_EndSuction | 4 | 3 | 4 | 6 | BranchMin4_BranchMax6 | 5 | 3 | 5 | 12 | HeaderMin5_HeaderMax12 | 12 | 5 | 15
311 | 47 | 030-095-4P-15HP | NBS_030-095_4P_15HP_8.86_SS | 685.5374 | 685.5374 | 2742.1495 | 4 | 0 | 4 | C | NBS_EndSuction | 4 | 3 | 4 | 6 | BranchMin4_BranchMax6 | 6 | 3 | 5 | 12 | HeaderMin5_HeaderMax12 | 5 | 5 | 15 | [11 empty] | INVALID
311 | 47 | 030-095-4P-15HP | NBS_030-095_4P_15HP_8.86_SS | 685.5374 | 685.5374 | 2742.1495 | 4 | 0 | 4 | C | NBS_EndSuction | 4 | 3 | 4 | 6 | BranchMin4_BranchMax6 | 6 | 3 | 5 | 12 | HeaderMin5_HeaderMax12 | 6 | 5 | 15 | [11 empty] | INVALID
311 | 47 | 030-095-4P-15HP | NBS_030-095_4P_15HP_8.86_SS | 685.5374 | 685.5374 | 2742.1495 | 4 | 0 | 4 | C | NBS_EndSuction | 4 | 3 | 4 | 6 | BranchMin4_BranchMax6 | 6 | 3 | 5 | 12 | HeaderMin5_HeaderMax12 | 8 | 5 | 15
311 | 47 | 030-095-4P-15HP | NBS_030-095_4P_15HP_8.86_SS | 685.5374 | 685.5374 | 2742.1495 | 4 | 0 | 4 | C | NBS_EndSuction | 4 | 3 | 4 | 6 | BranchMin4_BranchMax6 | 6 | 3 | 5 | 12 | HeaderMin5_HeaderMax12 | 10 | 5 | 15
311 | 47 | 030-095-4P-15HP | NBS_030-095_4P_15HP_8.86_SS | 685.5374 | 685.5374 | 2742.1495 | 4 | 0 | 4 | C | NBS_EndSuction | 4 | 3 | 4 | 6 | BranchMin4_BranchMax6 | 6 | 3 | 5 | 12 | HeaderMin5_HeaderMax12 | 12 | 5 | 15
312 | 48 | 030-110-4P-10HP | NBS_030-110_4P_10HP_8.35_SS | 487.2856 | 487.2856 | 1949.1425 | 4 | 0 | 4 | C | NBS_EndSuction | 4 | 3 | 4 | 5 | BranchMin4_BranchMax5 | 4 | 2 | 5 | 10 | HeaderMin5_HeaderMax10 | 5 | 4 | 8
312 | 48 | 030-110-4P-10HP | NBS_030-110_4P_10HP_8.35_SS | 487.2856 | 487.2856 | 1949.1425 | 4 | 0 | 4 | C | NBS_EndSuction | 4 | 3 | 4 | 5 | BranchMin4_BranchMax5 | 4 | 2 | 5 | 10 | HeaderMin5_HeaderMax10 | 6 | 4 | 8
312 | 48 | 030-110-4P-10HP | NBS_030-110_4P_10HP_8.35_SS | 487.2856 | 487.2856 | 1949.1425 | 4 | 0 | 4 | C | NBS_EndSuction | 4 | 3 | 4 | 5 | BranchMin4_BranchMax5 | 4 | 2 | 5 | 10 | HeaderMin5_HeaderMax10 | 8 | 4 | 8
312 | 48 | 030-110-4P-10HP | NBS_030-110_4P_10HP_8.35_SS | 487.2856 | 487.2856 | 1949.1425 | 4 | 0 | 4 | C | NBS_EndSuction | 4 | 3 | 4 | 5 | BranchMin4_BranchMax5 | 4 | 2 | 5 | 10 | HeaderMin5_HeaderMax10 | 10 | 4 | 8
312 | 48 | 030-110-4P-10HP | NBS_030-110_4P_10HP_8.35_SS | 487.2856 | 487.2856 | 1949.1425 | 4 | 0 | 4 | C | NBS_EndSuction | 4 | 3 | 4 | 5 | BranchMin4_BranchMax5 | 5 | 2 | 5 | 10 | HeaderMin5_HeaderMax10 | 5 | 4 | 8 | [11 empty] | INVALID
312 | 48 | 030-110-4P-10HP | NBS_030-110_4P_10HP_8.35_SS | 487.2856 | 487.2856 | 1949.1425 | 4 | 0 | 4 | C | NBS_EndSuction | 4 | 3 | 4 | 5 | BranchMin4_BranchMax5 | 5 | 2 | 5 | 10 | HeaderMin5_HeaderMax10 | 6 | 4 | 8
312 | 48 | 030-110-4P-10HP | NBS_030-110_4P_10HP_8.35_SS | 487.2856 | 487.2856 | 1949.1425 | 4 | 0 | 4 | C | NBS_EndSuction | 4 | 3 | 4 | 5 | BranchMin4_BranchMax5 | 5 | 2 | 5 | 10 | HeaderMin5_HeaderMax10 | 8 | 4 | 8
312 | 48 | 030-110-4P-10HP | NBS_030-110_4P_10HP_8.35_SS | 487.2856 | 487.2856 | 1949.1425 | 4 | 0 | 4 | C | NBS_EndSuction | 4 | 3 | 4 | 5 | BranchMin4_BranchMax5 | 5 | 2 | 5 | 10 | HeaderMin5_HeaderMax10 | 10 | 4 | 8
313 | 49 | 030-110-4P-15HP | NBS_030-110_4P_15HP_9.61_SS | 573.2974 | 573.2974 | 2293.1896 | 4 | 0 | 4 | C | NBS_EndSuction | 4 | 3 | 4 | 5 | BranchMin4_BranchMax5 | 4 | 2 | 5 | 10 | HeaderMin5_HeaderMax10 | 5 | 4 | 8
313 | 49 | 030-110-4P-15HP | NBS_030-110_4P_15HP_9.61_SS | 573.2974 | 573.2974 | 2293.1896 | 4 | 0 | 4 | C | NBS_EndSuction | 4 | 3 | 4 | 5 | BranchMin4_BranchMax5 | 4 | 2 | 5 | 10 | HeaderMin5_HeaderMax10 | 6 | 4 | 8
313 | 49 | 030-110-4P-15HP | NBS_030-110_4P_15HP_9.61_SS | 573.2974 | 573.2974 | 2293.1896 | 4 | 0 | 4 | C | NBS_EndSuction | 4 | 3 | 4 | 5 | BranchMin4_BranchMax5 | 4 | 2 | 5 | 10 | HeaderMin5_HeaderMax10 | 8 | 4 | 8
313 | 49 | 030-110-4P-15HP | NBS_030-110_4P_15HP_9.61_SS | 573.2974 | 573.2974 | 2293.1896 | 4 | 0 | 4 | C | NBS_EndSuction | 4 | 3 | 4 | 5 | BranchMin4_BranchMax5 | 4 | 2 | 5 | 10 | HeaderMin5_HeaderMax10 | 10 | 4 | 8
313 | 49 | 030-110-4P-15HP | NBS_030-110_4P_15HP_9.61_SS | 573.2974 | 573.2974 | 2293.1896 | 4 | 0 | 4 | C | NBS_EndSuction | 4 | 3 | 4 | 5 | BranchMin4_BranchMax5 | 5 | 2 | 5 | 10 | HeaderMin5_HeaderMax10 | 5 | 4 | 8 | [11 empty] | INVALID
313 | 49 | 030-110-4P-15HP | NBS_030-110_4P_15HP_9.61_SS | 573.2974 | 573.2974 | 2293.1896 | 4 | 0 | 4 | C | NBS_EndSuction | 4 | 3 | 4 | 5 | BranchMin4_BranchMax5 | 5 | 2 | 5 | 10 | HeaderMin5_HeaderMax10 | 6 | 4 | 8
313 | 49 | 030-110-4P-15HP | NBS_030-110_4P_15HP_9.61_SS | 573.2974 | 573.2974 | 2293.1896 | 4 | 0 | 4 | C | NBS_EndSuction | 4 | 3 | 4 | 5 | BranchMin4_BranchMax5 | 5 | 2 | 5 | 10 | HeaderMin5_HeaderMax10 | 8 | 4 | 8
313 | 49 | 030-110-4P-15HP | NBS_030-110_4P_15HP_9.61_SS | 573.2974 | 573.2974 | 2293.1896 | 4 | 0 | 4 | C | NBS_EndSuction | 4 | 3 | 4 | 5 | BranchMin4_BranchMax5 | 5 | 2 | 5 | 10 | HeaderMin5_HeaderMax10 | 10 | 4 | 8
314 | 50 | 030-110-4P-20HP | NBS_030-110_4P_20HP_10.79_SS | 666.5942 | 666.5942 | 2666.3766 | 4 | 0 | 4 | C | NBS_EndSuction | 4 | 3 | 4 | 6 | BranchMin4_BranchMax6 | 4 | 3 | 5 | 12 | HeaderMin5_HeaderMax12 | 5 | 5 | 15
314 | 50 | 030-110-4P-20HP | NBS_030-110_4P_20HP_10.79_SS | 666.5942 | 666.5942 | 2666.3766 | 4 | 0 | 4 | C | NBS_EndSuction | 4 | 3 | 4 | 6 | BranchMin4_BranchMax6 | 4 | 3 | 5 | 12 | HeaderMin5_HeaderMax12 | 6 | 5 | 15
314 | 50 | 030-110-4P-20HP | NBS_030-110_4P_20HP_10.79_SS | 666.5942 | 666.5942 | 2666.3766 | 4 | 0 | 4 | C | NBS_EndSuction | 4 | 3 | 4 | 6 | BranchMin4_BranchMax6 | 4 | 3 | 5 | 12 | HeaderMin5_HeaderMax12 | 8 | 5 | 15
314 | 50 | 030-110-4P-20HP | NBS_030-110_4P_20HP_10.79_SS | 666.5942 | 666.5942 | 2666.3766 | 4 | 0 | 4 | C | NBS_EndSuction | 4 | 3 | 4 | 6 | BranchMin4_BranchMax6 | 4 | 3 | 5 | 12 | HeaderMin5_HeaderMax12 | 10 | 5 | 15
314 | 50 | 030-110-4P-20HP | NBS_030-110_4P_20HP_10.79_SS | 666.5942 | 666.5942 | 2666.3766 | 4 | 0 | 4 | C | NBS_EndSuction | 4 | 3 | 4 | 6 | BranchMin4_BranchMax6 | 4 | 3 | 5 | 12 | HeaderMin5_HeaderMax12 | 12 | 5 | 15
314 | 50 | 030-110-4P-20HP | NBS_030-110_4P_20HP_10.79_SS | 666.5942 | 666.5942 | 2666.3766 | 4 | 0 | 4 | C | NBS_EndSuction | 4 | 3 | 4 | 6 | BranchMin4_BranchMax6 | 5 | 3 | 5 | 12 | HeaderMin5_HeaderMax12 | 5 | 5 | 15 | [11 empty] | INVALID
314 | 50 | 030-110-4P-20HP | NBS_030-110_4P_20HP_10.79_SS | 666.5942 | 666.5942 | 2666.3766 | 4 | 0 | 4 | C | NBS_EndSuction | 4 | 3 | 4 | 6 | BranchMin4_BranchMax6 | 5 | 3 | 5 | 12 | HeaderMin5_HeaderMax12 | 6 | 5 | 15
314 | 50 | 030-110-4P-20HP | NBS_030-110_4P_20HP_10.79_SS | 666.5942 | 666.5942 | 2666.3766 | 4 | 0 | 4 | C | NBS_EndSuction | 4 | 3 | 4 | 6 | BranchMin4_BranchMax6 | 5 | 3 | 5 | 12 | HeaderMin5_HeaderMax12 | 8 | 5 | 15
314 | 50 | 030-110-4P-20HP | NBS_030-110_4P_20HP_10.79_SS | 666.5942 | 666.5942 | 2666.3766 | 4 | 0 | 4 | C | NBS_EndSuction | 4 | 3 | 4 | 6 | BranchMin4_BranchMax6 | 5 | 3 | 5 | 12 | HeaderMin5_HeaderMax12 | 10 | 5 | 15
314 | 50 | 030-110-4P-20HP | NBS_030-110_4P_20HP_10.79_SS | 666.5942 | 666.5942 | 2666.3766 | 4 | 0 | 4 | C | NBS_EndSuction | 4 | 3 | 4 | 6 | BranchMin4_BranchMax6 | 5 | 3 | 5 | 12 | HeaderMin5_HeaderMax12 | 12 | 5 | 15
314 | 50 | 030-110-4P-20HP | NBS_030-110_4P_20HP_10.79_SS | 666.5942 | 666.5942 | 2666.3766 | 4 | 0 | 4 | C | NBS_EndSuction | 4 | 3 | 4 | 6 | BranchMin4_BranchMax6 | 6 | 3 | 5 | 12 | HeaderMin5_HeaderMax12 | 5 | 5 | 15 | [11 empty] | INVALID
314 | 50 | 030-110-4P-20HP | NBS_030-110_4P_20HP_10.79_SS | 666.5942 | 666.5942 | 2666.3766 | 4 | 0 | 4 | C | NBS_EndSuction | 4 | 3 | 4 | 6 | BranchMin4_BranchMax6 | 6 | 3 | 5 | 12 | HeaderMin5_HeaderMax12 | 6 | 5 | 15 | [11 empty] | INVALID
314 | 50 | 030-110-4P-20HP | NBS_030-110_4P_20HP_10.79_SS | 666.5942 | 666.5942 | 2666.3766 | 4 | 0 | 4 | C | NBS_EndSuction | 4 | 3 | 4 | 6 | BranchMin4_BranchMax6 | 6 | 3 | 5 | 12 | HeaderMin5_HeaderMax12 | 8 | 5 | 15
314 | 50 | 030-110-4P-20HP | NBS_030-110_4P_20HP_10.79_SS | 666.5942 | 666.5942 | 2666.3766 | 4 | 0 | 4 | C | NBS_EndSuction | 4 | 3 | 4 | 6 | BranchMin4_BranchMax6 | 6 | 3 | 5 | 12 | HeaderMin5_HeaderMax12 | 10 | 5 | 15
314 | 50 | 030-110-4P-20HP | NBS_030-110_4P_20HP_10.79_SS | 666.5942 | 666.5942 | 2666.3766 | 4 | 0 | 4 | C | NBS_EndSuction | 4 | 3 | 4 | 6 | BranchMin4_BranchMax6 | 6 | 3 | 5 | 12 | HeaderMin5_HeaderMax12 | 12 | 5 | 15
315 | 51 | 030-135-4P-15HP | NBS_030-135_4P_15HP_8.98_SS | 598.5182 | 598.5182 | 2394.0728 | 4 | 0 | 4 | C | NBS_EndSuction | 4 | 3 | 4 | 5 | BranchMin4_BranchMax5 | 4 | 2 | 5 | 10 | HeaderMin5_HeaderMax10 | 5 | 4 | 8
315 | 51 | 030-135-4P-15HP | NBS_030-135_4P_15HP_8.98_SS | 598.5182 | 598.5182 | 2394.0728 | 4 | 0 | 4 | C | NBS_EndSuction | 4 | 3 | 4 | 5 | BranchMin4_BranchMax5 | 4 | 2 | 5 | 10 | HeaderMin5_HeaderMax10 | 6 | 4 | 8
315 | 51 | 030-135-4P-15HP | NBS_030-135_4P_15HP_8.98_SS | 598.5182 | 598.5182 | 2394.0728 | 4 | 0 | 4 | C | NBS_EndSuction | 4 | 3 | 4 | 5 | BranchMin4_BranchMax5 | 4 | 2 | 5 | 10 | HeaderMin5_HeaderMax10 | 8 | 4 | 8
315 | 51 | 030-135-4P-15HP | NBS_030-135_4P_15HP_8.98_SS | 598.5182 | 598.5182 | 2394.0728 | 4 | 0 | 4 | C | NBS_EndSuction | 4 | 3 | 4 | 5 | BranchMin4_BranchMax5 | 4 | 2 | 5 | 10 | HeaderMin5_HeaderMax10 | 10 | 4 | 8
315 | 51 | 030-135-4P-15HP | NBS_030-135_4P_15HP_8.98_SS | 598.5182 | 598.5182 | 2394.0728 | 4 | 0 | 4 | C | NBS_EndSuction | 4 | 3 | 4 | 5 | BranchMin4_BranchMax5 | 5 | 2 | 5 | 10 | HeaderMin5_HeaderMax10 | 5 | 4 | 8 | [11 empty] | INVALID
315 | 51 | 030-135-4P-15HP | NBS_030-135_4P_15HP_8.98_SS | 598.5182 | 598.5182 | 2394.0728 | 4 | 0 | 4 | C | NBS_EndSuction | 4 | 3 | 4 | 5 | BranchMin4_BranchMax5 | 5 | 2 | 5 | 10 | HeaderMin5_HeaderMax10 | 6 | 4 | 8
315 | 51 | 030-135-4P-15HP | NBS_030-135_4P_15HP_8.98_SS | 598.5182 | 598.5182 | 2394.0728 | 4 | 0 | 4 | C | NBS_EndSuction | 4 | 3 | 4 | 5 | BranchMin4_BranchMax5 | 5 | 2 | 5 | 10 | HeaderMin5_HeaderMax10 | 8 | 4 | 8
315 | 51 | 030-135-4P-15HP | NBS_030-135_4P_15HP_8.98_SS | 598.5182 | 598.5182 | 2394.0728 | 4 | 0 | 4 | C | NBS_EndSuction | 4 | 3 | 4 | 5 | BranchMin4_BranchMax5 | 5 | 2 | 5 | 10 | HeaderMin5_HeaderMax10 | 10 | 4 | 8
316 | 52 | 030-135-4P-20HP | NBS_030-135_4P_20HP_9.92_SS | 672.8213 | 672.8213 | 2691.2851 | 4 | 0 | 4 | C | NBS_EndSuction | 4 | 3 | 4 | 6 | BranchMin4_BranchMax6 | 4 | 3 | 5 | 12 | HeaderMin5_HeaderMax12 | 5 | 5 | 15
316 | 52 | 030-135-4P-20HP | NBS_030-135_4P_20HP_9.92_SS | 672.8213 | 672.8213 | 2691.2851 | 4 | 0 | 4 | C | NBS_EndSuction | 4 | 3 | 4 | 6 | BranchMin4_BranchMax6 | 4 | 3 | 5 | 12 | HeaderMin5_HeaderMax12 | 6 | 5 | 15
316 | 52 | 030-135-4P-20HP | NBS_030-135_4P_20HP_9.92_SS | 672.8213 | 672.8213 | 2691.2851 | 4 | 0 | 4 | C | NBS_EndSuction | 4 | 3 | 4 | 6 | BranchMin4_BranchMax6 | 4 | 3 | 5 | 12 | HeaderMin5_HeaderMax12 | 8 | 5 | 15
316 | 52 | 030-135-4P-20HP | NBS_030-135_4P_20HP_9.92_SS | 672.8213 | 672.8213 | 2691.2851 | 4 | 0 | 4 | C | NBS_EndSuction | 4 | 3 | 4 | 6 | BranchMin4_BranchMax6 | 4 | 3 | 5 | 12 | HeaderMin5_HeaderMax12 | 10 | 5 | 15
316 | 52 | 030-135-4P-20HP | NBS_030-135_4P_20HP_9.92_SS | 672.8213 | 672.8213 | 2691.2851 | 4 | 0 | 4 | C | NBS_EndSuction | 4 | 3 | 4 | 6 | BranchMin4_BranchMax6 | 4 | 3 | 5 | 12 | HeaderMin5_HeaderMax12 | 12 | 5 | 15
316 | 52 | 030-135-4P-20HP | NBS_030-135_4P_20HP_9.92_SS | 672.8213 | 672.8213 | 2691.2851 | 4 | 0 | 4 | C | NBS_EndSuction | 4 | 3 | 4 | 6 | BranchMin4_BranchMax6 | 5 | 3 | 5 | 12 | HeaderMin5_HeaderMax12 | 5 | 5 | 15 | [11 empty] | INVALID
316 | 52 | 030-135-4P-20HP | NBS_030-135_4P_20HP_9.92_SS | 672.8213 | 672.8213 | 2691.2851 | 4 | 0 | 4 | C | NBS_EndSuction | 4 | 3 | 4 | 6 | BranchMin4_BranchMax6 | 5 | 3 | 5 | 12 | HeaderMin5_HeaderMax12 | 6 | 5 | 15
316 | 52 | 030-135-4P-20HP | NBS_030-135_4P_20HP_9.92_SS | 672.8213 | 672.8213 | 2691.2851 | 4 | 0 | 4 | C | NBS_EndSuction | 4 | 3 | 4 | 6 | BranchMin4_BranchMax6 | 5 | 3 | 5 | 12 | HeaderMin5_HeaderMax12 | 8 | 5 | 15
316 | 52 | 030-135-4P-20HP | NBS_030-135_4P_20HP_9.92_SS | 672.8213 | 672.8213 | 2691.2851 | 4 | 0 | 4 | C | NBS_EndSuction | 4 | 3 | 4 | 6 | BranchMin4_BranchMax6 | 5 | 3 | 5 | 12 | HeaderMin5_HeaderMax12 | 10 | 5 | 15
316 | 52 | 030-135-4P-20HP | NBS_030-135_4P_20HP_9.92_SS | 672.8213 | 672.8213 | 2691.2851 | 4 | 0 | 4 | C | NBS_EndSuction | 4 | 3 | 4 | 6 | BranchMin4_BranchMax6 | 5 | 3 | 5 | 12 | HeaderMin5_HeaderMax12 | 12 | 5 | 15
316 | 52 | 030-135-4P-20HP | NBS_030-135_4P_20HP_9.92_SS | 672.8213 | 672.8213 | 2691.2851 | 4 | 0 | 4 | C | NBS_EndSuction | 4 | 3 | 4 | 6 | BranchMin4_BranchMax6 | 6 | 3 | 5 | 12 | HeaderMin5_HeaderMax12 | 5 | 5 | 15 | [11 empty] | INVALID
316 | 52 | 030-135-4P-20HP | NBS_030-135_4P_20HP_9.92_SS | 672.8213 | 672.8213 | 2691.2851 | 4 | 0 | 4 | C | NBS_EndSuction | 4 | 3 | 4 | 6 | BranchMin4_BranchMax6 | 6 | 3 | 5 | 12 | HeaderMin5_HeaderMax12 | 6 | 5 | 15 | [11 empty] | INVALID
316 | 52 | 030-135-4P-20HP | NBS_030-135_4P_20HP_9.92_SS | 672.8213 | 672.8213 | 2691.2851 | 4 | 0 | 4 | C | NBS_EndSuction | 4 | 3 | 4 | 6 | BranchMin4_BranchMax6 | 6 | 3 | 5 | 12 | HeaderMin5_HeaderMax12 | 8 | 5 | 15
316 | 52 | 030-135-4P-20HP | NBS_030-135_4P_20HP_9.92_SS | 672.8213 | 672.8213 | 2691.2851 | 4 | 0 | 4 | C | NBS_EndSuction | 4 | 3 | 4 | 6 | BranchMin4_BranchMax6 | 6 | 3 | 5 | 12 | HeaderMin5_HeaderMax12 | 10 | 5 | 15
316 | 52 | 030-135-4P-20HP | NBS_030-135_4P_20HP_9.92_SS | 672.8213 | 672.8213 | 2691.2851 | 4 | 0 | 4 | C | NBS_EndSuction | 4 | 3 | 4 | 6 | BranchMin4_BranchMax6 | 6 | 3 | 5 | 12 | HeaderMin5_HeaderMax12 | 12 | 5 | 15
317 | 53 | 030-135-4P-25HP | NBS_030-135_4P_25HP_10.63_SS | 735.3325 | 735.3325 | 2941.3299 | 4 | 0 | 4 | C | NBS_EndSuction | 4 | 3 | 4 | 6 | BranchMin4_BranchMax6 | 4 | 3 | 5 | 12 | HeaderMin5_HeaderMax12 | 5 | 5 | 15
317 | 53 | 030-135-4P-25HP | NBS_030-135_4P_25HP_10.63_SS | 735.3325 | 735.3325 | 2941.3299 | 4 | 0 | 4 | C | NBS_EndSuction | 4 | 3 | 4 | 6 | BranchMin4_BranchMax6 | 4 | 3 | 5 | 12 | HeaderMin5_HeaderMax12 | 6 | 5 | 15
317 | 53 | 030-135-4P-25HP | NBS_030-135_4P_25HP_10.63_SS | 735.3325 | 735.3325 | 2941.3299 | 4 | 0 | 4 | C | NBS_EndSuction | 4 | 3 | 4 | 6 | BranchMin4_BranchMax6 | 4 | 3 | 5 | 12 | HeaderMin5_HeaderMax12 | 8 | 5 | 15
317 | 53 | 030-135-4P-25HP | NBS_030-135_4P_25HP_10.63_SS | 735.3325 | 735.3325 | 2941.3299 | 4 | 0 | 4 | C | NBS_EndSuction | 4 | 3 | 4 | 6 | BranchMin4_BranchMax6 | 4 | 3 | 5 | 12 | HeaderMin5_HeaderMax12 | 10 | 5 | 15
317 | 53 | 030-135-4P-25HP | NBS_030-135_4P_25HP_10.63_SS | 735.3325 | 735.3325 | 2941.3299 | 4 | 0 | 4 | C | NBS_EndSuction | 4 | 3 | 4 | 6 | BranchMin4_BranchMax6 | 4 | 3 | 5 | 12 | HeaderMin5_HeaderMax12 | 12 | 5 | 15
317 | 53 | 030-135-4P-25HP | NBS_030-135_4P_25HP_10.63_SS | 735.3325 | 735.3325 | 2941.3299 | 4 | 0 | 4 | C | NBS_EndSuction | 4 | 3 | 4 | 6 | BranchMin4_BranchMax6 | 5 | 3 | 5 | 12 | HeaderMin5_HeaderMax12 | 5 | 5 | 15 | [11 empty] | INVALID
317 | 53 | 030-135-4P-25HP | NBS_030-135_4P_25HP_10.63_SS | 735.3325 | 735.3325 | 2941.3299 | 4 | 0 | 4 | C | NBS_EndSuction | 4 | 3 | 4 | 6 | BranchMin4_BranchMax6 | 5 | 3 | 5 | 12 | HeaderMin5_HeaderMax12 | 6 | 5 | 15
317 | 53 | 030-135-4P-25HP | NBS_030-135_4P_25HP_10.63_SS | 735.3325 | 735.3325 | 2941.3299 | 4 | 0 | 4 | C | NBS_EndSuction | 4 | 3 | 4 | 6 | BranchMin4_BranchMax6 | 5 | 3 | 5 | 12 | HeaderMin5_HeaderMax12 | 8 | 5 | 15
317 | 53 | 030-135-4P-25HP | NBS_030-135_4P_25HP_10.63_SS | 735.3325 | 735.3325 | 2941.3299 | 4 | 0 | 4 | C | NBS_EndSuction | 4 | 3 | 4 | 6 | BranchMin4_BranchMax6 | 5 | 3 | 5 | 12 | HeaderMin5_HeaderMax12 | 10 | 5 | 15
317 | 53 | 030-135-4P-25HP | NBS_030-135_4P_25HP_10.63_SS | 735.3325 | 735.3325 | 2941.3299 | 4 | 0 | 4 | C | NBS_EndSuction | 4 | 3 | 4 | 6 | BranchMin4_BranchMax6 | 5 | 3 | 5 | 12 | HeaderMin5_HeaderMax12 | 12 | 5 | 15
317 | 53 | 030-135-4P-25HP | NBS_030-135_4P_25HP_10.63_SS | 735.3325 | 735.3325 | 2941.3299 | 4 | 0 | 4 | C | NBS_EndSuction | 4 | 3 | 4 | 6 | BranchMin4_BranchMax6 | 6 | 3 | 5 | 12 | HeaderMin5_HeaderMax12 | 5 | 5 | 15 | [11 empty] | INVALID
317 | 53 | 030-135-4P-25HP | NBS_030-135_4P_25HP_10.63_SS | 735.3325 | 735.3325 | 2941.3299 | 4 | 0 | 4 | C | NBS_EndSuction | 4 | 3 | 4 | 6 | BranchMin4_BranchMax6 | 6 | 3 | 5 | 12 | HeaderMin5_HeaderMax12 | 6 | 5 | 15 | [11 empty] | INVALID
317 | 53 | 030-135-4P-25HP | NBS_030-135_4P_25HP_10.63_SS | 735.3325 | 735.3325 | 2941.3299 | 4 | 0 | 4 | C | NBS_EndSuction | 4 | 3 | 4 | 6 | BranchMin4_BranchMax6 | 6 | 3 | 5 | 12 | HeaderMin5_HeaderMax12 | 8 | 5 | 15
317 | 53 | 030-135-4P-25HP | NBS_030-135_4P_25HP_10.63_SS | 735.3325 | 735.3325 | 2941.3299 | 4 | 0 | 4 | C | NBS_EndSuction | 4 | 3 | 4 | 6 | BranchMin4_BranchMax6 | 6 | 3 | 5 | 12 | HeaderMin5_HeaderMax12 | 10 | 5 | 15
317 | 53 | 030-135-4P-25HP | NBS_030-135_4P_25HP_10.63_SS | 735.3325 | 735.3325 | 2941.3299 | 4 | 0 | 4 | C | NBS_EndSuction | 4 | 3 | 4 | 6 | BranchMin4_BranchMax6 | 6 | 3 | 5 | 12 | HeaderMin5_HeaderMax12 | 12 | 5 | 15
318 | 54 | 030-135-4P-30HP | NBS_030-135_4P_30HP_11.26_SS | 787.4175 | 787.4175 | 3149.6699 | 4 | 0 | 4 | C | NBS_EndSuction | 4 | 3 | 4 | 6 | BranchMin4_BranchMax6 | 4 | 3 | 5 | 12 | HeaderMin5_HeaderMax12 | 5 | 5 | 15
318 | 54 | 030-135-4P-30HP | NBS_030-135_4P_30HP_11.26_SS | 787.4175 | 787.4175 | 3149.6699 | 4 | 0 | 4 | C | NBS_EndSuction | 4 | 3 | 4 | 6 | BranchMin4_BranchMax6 | 4 | 3 | 5 | 12 | HeaderMin5_HeaderMax12 | 6 | 5 | 15
318 | 54 | 030-135-4P-30HP | NBS_030-135_4P_30HP_11.26_SS | 787.4175 | 787.4175 | 3149.6699 | 4 | 0 | 4 | C | NBS_EndSuction | 4 | 3 | 4 | 6 | BranchMin4_BranchMax6 | 4 | 3 | 5 | 12 | HeaderMin5_HeaderMax12 | 8 | 5 | 15
318 | 54 | 030-135-4P-30HP | NBS_030-135_4P_30HP_11.26_SS | 787.4175 | 787.4175 | 3149.6699 | 4 | 0 | 4 | C | NBS_EndSuction | 4 | 3 | 4 | 6 | BranchMin4_BranchMax6 | 4 | 3 | 5 | 12 | HeaderMin5_HeaderMax12 | 10 | 5 | 15
318 | 54 | 030-135-4P-30HP | NBS_030-135_4P_30HP_11.26_SS | 787.4175 | 787.4175 | 3149.6699 | 4 | 0 | 4 | C | NBS_EndSuction | 4 | 3 | 4 | 6 | BranchMin4_BranchMax6 | 4 | 3 | 5 | 12 | HeaderMin5_HeaderMax12 | 12 | 5 | 15
318 | 54 | 030-135-4P-30HP | NBS_030-135_4P_30HP_11.26_SS | 787.4175 | 787.4175 | 3149.6699 | 4 | 0 | 4 | C | NBS_EndSuction | 4 | 3 | 4 | 6 | BranchMin4_BranchMax6 | 5 | 3 | 5 | 12 | HeaderMin5_HeaderMax12 | 5 | 5 | 15 | [11 empty] | INVALID
318 | 54 | 030-135-4P-30HP | NBS_030-135_4P_30HP_11.26_SS | 787.4175 | 787.4175 | 3149.6699 | 4 | 0 | 4 | C | NBS_EndSuction | 4 | 3 | 4 | 6 | BranchMin4_BranchMax6 | 5 | 3 | 5 | 12 | HeaderMin5_HeaderMax12 | 6 | 5 | 15
318 | 54 | 030-135-4P-30HP | NBS_030-135_4P_30HP_11.26_SS | 787.4175 | 787.4175 | 3149.6699 | 4 | 0 | 4 | C | NBS_EndSuction | 4 | 3 | 4 | 6 | BranchMin4_BranchMax6 | 5 | 3 | 5 | 12 | HeaderMin5_HeaderMax12 | 8 | 5 | 15
318 | 54 | 030-135-4P-30HP | NBS_030-135_4P_30HP_11.26_SS | 787.4175 | 787.4175 | 3149.6699 | 4 | 0 | 4 | C | NBS_EndSuction | 4 | 3 | 4 | 6 | BranchMin4_BranchMax6 | 5 | 3 | 5 | 12 | HeaderMin5_HeaderMax12 | 10 | 5 | 15
318 | 54 | 030-135-4P-30HP | NBS_030-135_4P_30HP_11.26_SS | 787.4175 | 787.4175 | 3149.6699 | 4 | 0 | 4 | C | NBS_EndSuction | 4 | 3 | 4 | 6 | BranchMin4_BranchMax6 | 5 | 3 | 5 | 12 | HeaderMin5_HeaderMax12 | 12 | 5 | 15
318 | 54 | 030-135-4P-30HP | NBS_030-135_4P_30HP_11.26_SS | 787.4175 | 787.4175 | 3149.6699 | 4 | 0 | 4 | C | NBS_EndSuction | 4 | 3 | 4 | 6 | BranchMin4_BranchMax6 | 6 | 3 | 5 | 12 | HeaderMin5_HeaderMax12 | 5 | 5 | 15 | [11 empty] | INVALID
318 | 54 | 030-135-4P-30HP | NBS_030-135_4P_30HP_11.26_SS | 787.4175 | 787.4175 | 3149.6699 | 4 | 0 | 4 | C | NBS_EndSuction | 4 | 3 | 4 | 6 | BranchMin4_BranchMax6 | 6 | 3 | 5 | 12 | HeaderMin5_HeaderMax12 | 6 | 5 | 15 | [11 empty] | INVALID
318 | 54 | 030-135-4P-30HP | NBS_030-135_4P_30HP_11.26_SS | 787.4175 | 787.4175 | 3149.6699 | 4 | 0 | 4 | C | NBS_EndSuction | 4 | 3 | 4 | 6 | BranchMin4_BranchMax6 | 6 | 3 | 5 | 12 | HeaderMin5_HeaderMax12 | 8 | 5 | 15
318 | 54 | 030-135-4P-30HP | NBS_030-135_4P_30HP_11.26_SS | 787.4175 | 787.4175 | 3149.6699 | 4 | 0 | 4 | C | NBS_EndSuction | 4 | 3 | 4 | 6 | BranchMin4_BranchMax6 | 6 | 3 | 5 | 12 | HeaderMin5_HeaderMax12 | 10 | 5 | 15
318 | 54 | 030-135-4P-30HP | NBS_030-135_4P_30HP_11.26_SS | 787.4175 | 787.4175 | 3149.6699 | 4 | 0 | 4 | C | NBS_EndSuction | 4 | 3 | 4 | 6 | BranchMin4_BranchMax6 | 6 | 3 | 5 | 12 | HeaderMin5_HeaderMax12 | 12 | 5 | 15
319 | 55 | 030-135-4P-40HP | NBS_030-135_4P_40HP_12.91_SS | 832.83 | 832.83 | 3331.3199 | 4 | 0 | 4 | C | NBS_EndSuction | 4 | 3 | 4 | 6 | BranchMin4_BranchMax6 | 4 | 3 | 5 | 12 | HeaderMin5_HeaderMax12 | 5 | 5 | 15
319 | 55 | 030-135-4P-40HP | NBS_030-135_4P_40HP_12.91_SS | 832.83 | 832.83 | 3331.3199 | 4 | 0 | 4 | C | NBS_EndSuction | 4 | 3 | 4 | 6 | BranchMin4_BranchMax6 | 4 | 3 | 5 | 12 | HeaderMin5_HeaderMax12 | 6 | 5 | 15
319 | 55 | 030-135-4P-40HP | NBS_030-135_4P_40HP_12.91_SS | 832.83 | 832.83 | 3331.3199 | 4 | 0 | 4 | C | NBS_EndSuction | 4 | 3 | 4 | 6 | BranchMin4_BranchMax6 | 4 | 3 | 5 | 12 | HeaderMin5_HeaderMax12 | 8 | 5 | 15
319 | 55 | 030-135-4P-40HP | NBS_030-135_4P_40HP_12.91_SS | 832.83 | 832.83 | 3331.3199 | 4 | 0 | 4 | C | NBS_EndSuction | 4 | 3 | 4 | 6 | BranchMin4_BranchMax6 | 4 | 3 | 5 | 12 | HeaderMin5_HeaderMax12 | 10 | 5 | 15
319 | 55 | 030-135-4P-40HP | NBS_030-135_4P_40HP_12.91_SS | 832.83 | 832.83 | 3331.3199 | 4 | 0 | 4 | C | NBS_EndSuction | 4 | 3 | 4 | 6 | BranchMin4_BranchMax6 | 4 | 3 | 5 | 12 | HeaderMin5_HeaderMax12 | 12 | 5 | 15
319 | 55 | 030-135-4P-40HP | NBS_030-135_4P_40HP_12.91_SS | 832.83 | 832.83 | 3331.3199 | 4 | 0 | 4 | C | NBS_EndSuction | 4 | 3 | 4 | 6 | BranchMin4_BranchMax6 | 5 | 3 | 5 | 12 | HeaderMin5_HeaderMax12 | 5 | 5 | 15 | [11 empty] | INVALID
319 | 55 | 030-135-4P-40HP | NBS_030-135_4P_40HP_12.91_SS | 832.83 | 832.83 | 3331.3199 | 4 | 0 | 4 | C | NBS_EndSuction | 4 | 3 | 4 | 6 | BranchMin4_BranchMax6 | 5 | 3 | 5 | 12 | HeaderMin5_HeaderMax12 | 6 | 5 | 15
319 | 55 | 030-135-4P-40HP | NBS_030-135_4P_40HP_12.91_SS | 832.83 | 832.83 | 3331.3199 | 4 | 0 | 4 | C | NBS_EndSuction | 4 | 3 | 4 | 6 | BranchMin4_BranchMax6 | 5 | 3 | 5 | 12 | HeaderMin5_HeaderMax12 | 8 | 5 | 15
319 | 55 | 030-135-4P-40HP | NBS_030-135_4P_40HP_12.91_SS | 832.83 | 832.83 | 3331.3199 | 4 | 0 | 4 | C | NBS_EndSuction | 4 | 3 | 4 | 6 | BranchMin4_BranchMax6 | 5 | 3 | 5 | 12 | HeaderMin5_HeaderMax12 | 10 | 5 | 15
319 | 55 | 030-135-4P-40HP | NBS_030-135_4P_40HP_12.91_SS | 832.83 | 832.83 | 3331.3199 | 4 | 0 | 4 | C | NBS_EndSuction | 4 | 3 | 4 | 6 | BranchMin4_BranchMax6 | 5 | 3 | 5 | 12 | HeaderMin5_HeaderMax12 | 12 | 5 | 15
319 | 55 | 030-135-4P-40HP | NBS_030-135_4P_40HP_12.91_SS | 832.83 | 832.83 | 3331.3199 | 4 | 0 | 4 | C | NBS_EndSuction | 4 | 3 | 4 | 6 | BranchMin4_BranchMax6 | 6 | 3 | 5 | 12 | HeaderMin5_HeaderMax12 | 5 | 5 | 15 | [11 empty] | INVALID
319 | 55 | 030-135-4P-40HP | NBS_030-135_4P_40HP_12.91_SS | 832.83 | 832.83 | 3331.3199 | 4 | 0 | 4 | C | NBS_EndSuction | 4 | 3 | 4 | 6 | BranchMin4_BranchMax6 | 6 | 3 | 5 | 12 | HeaderMin5_HeaderMax12 | 6 | 5 | 15 | [11 empty] | INVALID
319 | 55 | 030-135-4P-40HP | NBS_030-135_4P_40HP_12.91_SS | 832.83 | 832.83 | 3331.3199 | 4 | 0 | 4 | C | NBS_EndSuction | 4 | 3 | 4 | 6 | BranchMin4_BranchMax6 | 6 | 3 | 5 | 12 | HeaderMin5_HeaderMax12 | 8 | 5 | 15
319 | 55 | 030-135-4P-40HP | NBS_030-135_4P_40HP_12.91_SS | 832.83 | 832.83 | 3331.3199 | 4 | 0 | 4 | C | NBS_EndSuction | 4 | 3 | 4 | 6 | BranchMin4_BranchMax6 | 6 | 3 | 5 | 12 | HeaderMin5_HeaderMax12 | 10 | 5 | 15
319 | 55 | 030-135-4P-40HP | NBS_030-135_4P_40HP_12.91_SS | 832.83 | 832.83 | 3331.3199 | 4 | 0 | 4 | C | NBS_EndSuction | 4 | 3 | 4 | 6 | BranchMin4_BranchMax6 | 6 | 3 | 5 | 12 | HeaderMin5_HeaderMax12 | 12 | 5 | 15
320 | 56 | 040-070-4P-2HP | NBS_040-070_4P_2HP_4.72_SS | 541.7729 | 541.7729 | 2167.0915 | 4 | 0 | 4 | C | NBS_EndSuction | 4 | 3 | 4 | 5 | BranchMin4_BranchMax5 | 4 | 2 | 5 | 10 | HeaderMin5_HeaderMax10 | 5 | 4 | 8
320 | 56 | 040-070-4P-2HP | NBS_040-070_4P_2HP_4.72_SS | 541.7729 | 541.7729 | 2167.0915 | 4 | 0 | 4 | C | NBS_EndSuction | 4 | 3 | 4 | 5 | BranchMin4_BranchMax5 | 4 | 2 | 5 | 10 | HeaderMin5_HeaderMax10 | 6 | 4 | 8
320 | 56 | 040-070-4P-2HP | NBS_040-070_4P_2HP_4.72_SS | 541.7729 | 541.7729 | 2167.0915 | 4 | 0 | 4 | C | NBS_EndSuction | 4 | 3 | 4 | 5 | BranchMin4_BranchMax5 | 4 | 2 | 5 | 10 | HeaderMin5_HeaderMax10 | 8 | 4 | 8
320 | 56 | 040-070-4P-2HP | NBS_040-070_4P_2HP_4.72_SS | 541.7729 | 541.7729 | 2167.0915 | 4 | 0 | 4 | C | NBS_EndSuction | 4 | 3 | 4 | 5 | BranchMin4_BranchMax5 | 4 | 2 | 5 | 10 | HeaderMin5_HeaderMax10 | 10 | 4 | 8
320 | 56 | 040-070-4P-2HP | NBS_040-070_4P_2HP_4.72_SS | 541.7729 | 541.7729 | 2167.0915 | 4 | 0 | 4 | C | NBS_EndSuction | 4 | 3 | 4 | 5 | BranchMin4_BranchMax5 | 5 | 2 | 5 | 10 | HeaderMin5_HeaderMax10 | 5 | 4 | 8 | [11 empty] | INVALID
320 | 56 | 040-070-4P-2HP | NBS_040-070_4P_2HP_4.72_SS | 541.7729 | 541.7729 | 2167.0915 | 4 | 0 | 4 | C | NBS_EndSuction | 4 | 3 | 4 | 5 | BranchMin4_BranchMax5 | 5 | 2 | 5 | 10 | HeaderMin5_HeaderMax10 | 6 | 4 | 8
320 | 56 | 040-070-4P-2HP | NBS_040-070_4P_2HP_4.72_SS | 541.7729 | 541.7729 | 2167.0915 | 4 | 0 | 4 | C | NBS_EndSuction | 4 | 3 | 4 | 5 | BranchMin4_BranchMax5 | 5 | 2 | 5 | 10 | HeaderMin5_HeaderMax10 | 8 | 4 | 8
320 | 56 | 040-070-4P-2HP | NBS_040-070_4P_2HP_4.72_SS | 541.7729 | 541.7729 | 2167.0915 | 4 | 0 | 4 | C | NBS_EndSuction | 4 | 3 | 4 | 5 | BranchMin4_BranchMax5 | 5 | 2 | 5 | 10 | HeaderMin5_HeaderMax10 | 10 | 4 | 8
321 | 57 | 040-070-4P-3HP | NBS_040-070_4P_3HP_5.43_SS | 534.0678 | 534.0678 | 2136.2714 | 4 | 0 | 4 | C | NBS_EndSuction | 4 | 3 | 4 | 5 | BranchMin4_BranchMax5 | 4 | 2 | 5 | 10 | HeaderMin5_HeaderMax10 | 5 | 4 | 8
321 | 57 | 040-070-4P-3HP | NBS_040-070_4P_3HP_5.43_SS | 534.0678 | 534.0678 | 2136.2714 | 4 | 0 | 4 | C | NBS_EndSuction | 4 | 3 | 4 | 5 | BranchMin4_BranchMax5 | 4 | 2 | 5 | 10 | HeaderMin5_HeaderMax10 | 6 | 4 | 8
321 | 57 | 040-070-4P-3HP | NBS_040-070_4P_3HP_5.43_SS | 534.0678 | 534.0678 | 2136.2714 | 4 | 0 | 4 | C | NBS_EndSuction | 4 | 3 | 4 | 5 | BranchMin4_BranchMax5 | 4 | 2 | 5 | 10 | HeaderMin5_HeaderMax10 | 8 | 4 | 8
321 | 57 | 040-070-4P-3HP | NBS_040-070_4P_3HP_5.43_SS | 534.0678 | 534.0678 | 2136.2714 | 4 | 0 | 4 | C | NBS_EndSuction | 4 | 3 | 4 | 5 | BranchMin4_BranchMax5 | 4 | 2 | 5 | 10 | HeaderMin5_HeaderMax10 | 10 | 4 | 8
321 | 57 | 040-070-4P-3HP | NBS_040-070_4P_3HP_5.43_SS | 534.0678 | 534.0678 | 2136.2714 | 4 | 0 | 4 | C | NBS_EndSuction | 4 | 3 | 4 | 5 | BranchMin4_BranchMax5 | 5 | 2 | 5 | 10 | HeaderMin5_HeaderMax10 | 5 | 4 | 8 | [11 empty] | INVALID
321 | 57 | 040-070-4P-3HP | NBS_040-070_4P_3HP_5.43_SS | 534.0678 | 534.0678 | 2136.2714 | 4 | 0 | 4 | C | NBS_EndSuction | 4 | 3 | 4 | 5 | BranchMin4_BranchMax5 | 5 | 2 | 5 | 10 | HeaderMin5_HeaderMax10 | 6 | 4 | 8
321 | 57 | 040-070-4P-3HP | NBS_040-070_4P_3HP_5.43_SS | 534.0678 | 534.0678 | 2136.2714 | 4 | 0 | 4 | C | NBS_EndSuction | 4 | 3 | 4 | 5 | BranchMin4_BranchMax5 | 5 | 2 | 5 | 10 | HeaderMin5_HeaderMax10 | 8 | 4 | 8
321 | 57 | 040-070-4P-3HP | NBS_040-070_4P_3HP_5.43_SS | 534.0678 | 534.0678 | 2136.2714 | 4 | 0 | 4 | C | NBS_EndSuction | 4 | 3 | 4 | 5 | BranchMin4_BranchMax5 | 5 | 2 | 5 | 10 | HeaderMin5_HeaderMax10 | 10 | 4 | 8
322 | 58 | 040-070-4P-5HP | NBS_040-070_4P_5HP_6.30_SS | 695.2568 | 695.2568 | 2781.0273 | 4 | 0 | 4 | C | NBS_EndSuction | 4 | 3 | 4 | 6 | BranchMin4_BranchMax6 | 4 | 3 | 5 | 12 | HeaderMin5_HeaderMax12 | 5 | 5 | 15
322 | 58 | 040-070-4P-5HP | NBS_040-070_4P_5HP_6.30_SS | 695.2568 | 695.2568 | 2781.0273 | 4 | 0 | 4 | C | NBS_EndSuction | 4 | 3 | 4 | 6 | BranchMin4_BranchMax6 | 4 | 3 | 5 | 12 | HeaderMin5_HeaderMax12 | 6 | 5 | 15
322 | 58 | 040-070-4P-5HP | NBS_040-070_4P_5HP_6.30_SS | 695.2568 | 695.2568 | 2781.0273 | 4 | 0 | 4 | C | NBS_EndSuction | 4 | 3 | 4 | 6 | BranchMin4_BranchMax6 | 4 | 3 | 5 | 12 | HeaderMin5_HeaderMax12 | 8 | 5 | 15
322 | 58 | 040-070-4P-5HP | NBS_040-070_4P_5HP_6.30_SS | 695.2568 | 695.2568 | 2781.0273 | 4 | 0 | 4 | C | NBS_EndSuction | 4 | 3 | 4 | 6 | BranchMin4_BranchMax6 | 4 | 3 | 5 | 12 | HeaderMin5_HeaderMax12 | 10 | 5 | 15
322 | 58 | 040-070-4P-5HP | NBS_040-070_4P_5HP_6.30_SS | 695.2568 | 695.2568 | 2781.0273 | 4 | 0 | 4 | C | NBS_EndSuction | 4 | 3 | 4 | 6 | BranchMin4_BranchMax6 | 4 | 3 | 5 | 12 | HeaderMin5_HeaderMax12 | 12 | 5 | 15
322 | 58 | 040-070-4P-5HP | NBS_040-070_4P_5HP_6.30_SS | 695.2568 | 695.2568 | 2781.0273 | 4 | 0 | 4 | C | NBS_EndSuction | 4 | 3 | 4 | 6 | BranchMin4_BranchMax6 | 5 | 3 | 5 | 12 | HeaderMin5_HeaderMax12 | 5 | 5 | 15 | [11 empty] | INVALID
322 | 58 | 040-070-4P-5HP | NBS_040-070_4P_5HP_6.30_SS | 695.2568 | 695.2568 | 2781.0273 | 4 | 0 | 4 | C | NBS_EndSuction | 4 | 3 | 4 | 6 | BranchMin4_BranchMax6 | 5 | 3 | 5 | 12 | HeaderMin5_HeaderMax12 | 6 | 5 | 15
322 | 58 | 040-070-4P-5HP | NBS_040-070_4P_5HP_6.30_SS | 695.2568 | 695.2568 | 2781.0273 | 4 | 0 | 4 | C | NBS_EndSuction | 4 | 3 | 4 | 6 | BranchMin4_BranchMax6 | 5 | 3 | 5 | 12 | HeaderMin5_HeaderMax12 | 8 | 5 | 15
322 | 58 | 040-070-4P-5HP | NBS_040-070_4P_5HP_6.30_SS | 695.2568 | 695.2568 | 2781.0273 | 4 | 0 | 4 | C | NBS_EndSuction | 4 | 3 | 4 | 6 | BranchMin4_BranchMax6 | 5 | 3 | 5 | 12 | HeaderMin5_HeaderMax12 | 10 | 5 | 15
322 | 58 | 040-070-4P-5HP | NBS_040-070_4P_5HP_6.30_SS | 695.2568 | 695.2568 | 2781.0273 | 4 | 0 | 4 | C | NBS_EndSuction | 4 | 3 | 4 | 6 | BranchMin4_BranchMax6 | 5 | 3 | 5 | 12 | HeaderMin5_HeaderMax12 | 12 | 5 | 15
322 | 58 | 040-070-4P-5HP | NBS_040-070_4P_5HP_6.30_SS | 695.2568 | 695.2568 | 2781.0273 | 4 | 0 | 4 | C | NBS_EndSuction | 4 | 3 | 4 | 6 | BranchMin4_BranchMax6 | 6 | 3 | 5 | 12 | HeaderMin5_HeaderMax12 | 5 | 5 | 15 | [11 empty] | INVALID
322 | 58 | 040-070-4P-5HP | NBS_040-070_4P_5HP_6.30_SS | 695.2568 | 695.2568 | 2781.0273 | 4 | 0 | 4 | C | NBS_EndSuction | 4 | 3 | 4 | 6 | BranchMin4_BranchMax6 | 6 | 3 | 5 | 12 | HeaderMin5_HeaderMax12 | 6 | 5 | 15 | [11 empty] | INVALID
322 | 58 | 040-070-4P-5HP | NBS_040-070_4P_5HP_6.30_SS | 695.2568 | 695.2568 | 2781.0273 | 4 | 0 | 4 | C | NBS_EndSuction | 4 | 3 | 4 | 6 | BranchMin4_BranchMax6 | 6 | 3 | 5 | 12 | HeaderMin5_HeaderMax12 | 8 | 5 | 15
322 | 58 | 040-070-4P-5HP | NBS_040-070_4P_5HP_6.30_SS | 695.2568 | 695.2568 | 2781.0273 | 4 | 0 | 4 | C | NBS_EndSuction | 4 | 3 | 4 | 6 | BranchMin4_BranchMax6 | 6 | 3 | 5 | 12 | HeaderMin5_HeaderMax12 | 10 | 5 | 15
322 | 58 | 040-070-4P-5HP | NBS_040-070_4P_5HP_6.30_SS | 695.2568 | 695.2568 | 2781.0273 | 4 | 0 | 4 | C | NBS_EndSuction | 4 | 3 | 4 | 6 | BranchMin4_BranchMax6 | 6 | 3 | 5 | 12 | HeaderMin5_HeaderMax12 | 12 | 5 | 15
323 | 59 | 040-070-4P-7pt5HP | NBS_040-070_4P_7.5HP_6.85_SS | 724.1837 | 724.1837 | 2896.7347 | 4 | 0 | 4 | C | NBS_EndSuction | 4 | 3 | 4 | 6 | BranchMin4_BranchMax6 | 4 | 3 | 5 | 12 | HeaderMin5_HeaderMax12 | 5 | 5 | 15
323 | 59 | 040-070-4P-7pt5HP | NBS_040-070_4P_7.5HP_6.85_SS | 724.1837 | 724.1837 | 2896.7347 | 4 | 0 | 4 | C | NBS_EndSuction | 4 | 3 | 4 | 6 | BranchMin4_BranchMax6 | 4 | 3 | 5 | 12 | HeaderMin5_HeaderMax12 | 6 | 5 | 15
323 | 59 | 040-070-4P-7pt5HP | NBS_040-070_4P_7.5HP_6.85_SS | 724.1837 | 724.1837 | 2896.7347 | 4 | 0 | 4 | C | NBS_EndSuction | 4 | 3 | 4 | 6 | BranchMin4_BranchMax6 | 4 | 3 | 5 | 12 | HeaderMin5_HeaderMax12 | 8 | 5 | 15
323 | 59 | 040-070-4P-7pt5HP | NBS_040-070_4P_7.5HP_6.85_SS | 724.1837 | 724.1837 | 2896.7347 | 4 | 0 | 4 | C | NBS_EndSuction | 4 | 3 | 4 | 6 | BranchMin4_BranchMax6 | 4 | 3 | 5 | 12 | HeaderMin5_HeaderMax12 | 10 | 5 | 15
323 | 59 | 040-070-4P-7pt5HP | NBS_040-070_4P_7.5HP_6.85_SS | 724.1837 | 724.1837 | 2896.7347 | 4 | 0 | 4 | C | NBS_EndSuction | 4 | 3 | 4 | 6 | BranchMin4_BranchMax6 | 4 | 3 | 5 | 12 | HeaderMin5_HeaderMax12 | 12 | 5 | 15
323 | 59 | 040-070-4P-7pt5HP | NBS_040-070_4P_7.5HP_6.85_SS | 724.1837 | 724.1837 | 2896.7347 | 4 | 0 | 4 | C | NBS_EndSuction | 4 | 3 | 4 | 6 | BranchMin4_BranchMax6 | 5 | 3 | 5 | 12 | HeaderMin5_HeaderMax12 | 5 | 5 | 15 | [11 empty] | INVALID
323 | 59 | 040-070-4P-7pt5HP | NBS_040-070_4P_7.5HP_6.85_SS | 724.1837 | 724.1837 | 2896.7347 | 4 | 0 | 4 | C | NBS_EndSuction | 4 | 3 | 4 | 6 | BranchMin4_BranchMax6 | 5 | 3 | 5 | 12 | HeaderMin5_HeaderMax12 | 6 | 5 | 15
323 | 59 | 040-070-4P-7pt5HP | NBS_040-070_4P_7.5HP_6.85_SS | 724.1837 | 724.1837 | 2896.7347 | 4 | 0 | 4 | C | NBS_EndSuction | 4 | 3 | 4 | 6 | BranchMin4_BranchMax6 | 5 | 3 | 5 | 12 | HeaderMin5_HeaderMax12 | 8 | 5 | 15
323 | 59 | 040-070-4P-7pt5HP | NBS_040-070_4P_7.5HP_6.85_SS | 724.1837 | 724.1837 | 2896.7347 | 4 | 0 | 4 | C | NBS_EndSuction | 4 | 3 | 4 | 6 | BranchMin4_BranchMax6 | 5 | 3 | 5 | 12 | HeaderMin5_HeaderMax12 | 10 | 5 | 15
323 | 59 | 040-070-4P-7pt5HP | NBS_040-070_4P_7.5HP_6.85_SS | 724.1837 | 724.1837 | 2896.7347 | 4 | 0 | 4 | C | NBS_EndSuction | 4 | 3 | 4 | 6 | BranchMin4_BranchMax6 | 5 | 3 | 5 | 12 | HeaderMin5_HeaderMax12 | 12 | 5 | 15
323 | 59 | 040-070-4P-7pt5HP | NBS_040-070_4P_7.5HP_6.85_SS | 724.1837 | 724.1837 | 2896.7347 | 4 | 0 | 4 | C | NBS_EndSuction | 4 | 3 | 4 | 6 | BranchMin4_BranchMax6 | 6 | 3 | 5 | 12 | HeaderMin5_HeaderMax12 | 5 | 5 | 15 | [11 empty] | INVALID
323 | 59 | 040-070-4P-7pt5HP | NBS_040-070_4P_7.5HP_6.85_SS | 724.1837 | 724.1837 | 2896.7347 | 4 | 0 | 4 | C | NBS_EndSuction | 4 | 3 | 4 | 6 | BranchMin4_BranchMax6 | 6 | 3 | 5 | 12 | HeaderMin5_HeaderMax12 | 6 | 5 | 15 | [11 empty] | INVALID
323 | 59 | 040-070-4P-7pt5HP | NBS_040-070_4P_7.5HP_6.85_SS | 724.1837 | 724.1837 | 2896.7347 | 4 | 0 | 4 | C | NBS_EndSuction | 4 | 3 | 4 | 6 | BranchMin4_BranchMax6 | 6 | 3 | 5 | 12 | HeaderMin5_HeaderMax12 | 8 | 5 | 15
323 | 59 | 040-070-4P-7pt5HP | NBS_040-070_4P_7.5HP_6.85_SS | 724.1837 | 724.1837 | 2896.7347 | 4 | 0 | 4 | C | NBS_EndSuction | 4 | 3 | 4 | 6 | BranchMin4_BranchMax6 | 6 | 3 | 5 | 12 | HeaderMin5_HeaderMax12 | 10 | 5 | 15
323 | 59 | 040-070-4P-7pt5HP | NBS_040-070_4P_7.5HP_6.85_SS | 724.1837 | 724.1837 | 2896.7347 | 4 | 0 | 4 | C | NBS_EndSuction | 4 | 3 | 4 | 6 | BranchMin4_BranchMax6 | 6 | 3 | 5 | 12 | HeaderMin5_HeaderMax12 | 12 | 5 | 15
324 | 60 | 040-095-4P-7pt5HP | NBS_040-095_4P_7.5HP_6.38_SS | 864.0628 | 864.0628 | 3456.2511 | 4 | 0 | 4 | C | NBS_EndSuction | 5 | 4 | 5 | 6 | BranchMin5_BranchMax6 | 5 | 2 | 6 | 12 | HeaderMin6_HeaderMax12 | 6 | 4 | 8
324 | 60 | 040-095-4P-7pt5HP | NBS_040-095_4P_7.5HP_6.38_SS | 864.0628 | 864.0628 | 3456.2511 | 4 | 0 | 4 | C | NBS_EndSuction | 5 | 4 | 5 | 6 | BranchMin5_BranchMax6 | 5 | 2 | 6 | 12 | HeaderMin6_HeaderMax12 | 8 | 4 | 8
324 | 60 | 040-095-4P-7pt5HP | NBS_040-095_4P_7.5HP_6.38_SS | 864.0628 | 864.0628 | 3456.2511 | 4 | 0 | 4 | C | NBS_EndSuction | 5 | 4 | 5 | 6 | BranchMin5_BranchMax6 | 5 | 2 | 6 | 12 | HeaderMin6_HeaderMax12 | 10 | 4 | 8
324 | 60 | 040-095-4P-7pt5HP | NBS_040-095_4P_7.5HP_6.38_SS | 864.0628 | 864.0628 | 3456.2511 | 4 | 0 | 4 | C | NBS_EndSuction | 5 | 4 | 5 | 6 | BranchMin5_BranchMax6 | 5 | 2 | 6 | 12 | HeaderMin6_HeaderMax12 | 12 | 4 | 8
324 | 60 | 040-095-4P-7pt5HP | NBS_040-095_4P_7.5HP_6.38_SS | 864.0628 | 864.0628 | 3456.2511 | 4 | 0 | 4 | C | NBS_EndSuction | 5 | 4 | 5 | 6 | BranchMin5_BranchMax6 | 6 | 2 | 6 | 12 | HeaderMin6_HeaderMax12 | 6 | 4 | 8 | [11 empty] | INVALID
324 | 60 | 040-095-4P-7pt5HP | NBS_040-095_4P_7.5HP_6.38_SS | 864.0628 | 864.0628 | 3456.2511 | 4 | 0 | 4 | C | NBS_EndSuction | 5 | 4 | 5 | 6 | BranchMin5_BranchMax6 | 6 | 2 | 6 | 12 | HeaderMin6_HeaderMax12 | 8 | 4 | 8
324 | 60 | 040-095-4P-7pt5HP | NBS_040-095_4P_7.5HP_6.38_SS | 864.0628 | 864.0628 | 3456.2511 | 4 | 0 | 4 | C | NBS_EndSuction | 5 | 4 | 5 | 6 | BranchMin5_BranchMax6 | 6 | 2 | 6 | 12 | HeaderMin6_HeaderMax12 | 10 | 4 | 8
324 | 60 | 040-095-4P-7pt5HP | NBS_040-095_4P_7.5HP_6.38_SS | 864.0628 | 864.0628 | 3456.2511 | 4 | 0 | 4 | C | NBS_EndSuction | 5 | 4 | 5 | 6 | BranchMin5_BranchMax6 | 6 | 2 | 6 | 12 | HeaderMin6_HeaderMax12 | 12 | 4 | 8
325 | 61 | 040-095-4P-10HP | NBS_040-095_4P_10HP_7.09_SS | 924.6022 | 924.6022 | 3698.4088 | 4 | 0 | 4 | C | NBS_EndSuction | 5 | 4 | 5 | 6 | BranchMin5_BranchMax6 | 5 | 2 | 6 | 14 | HeaderMin6_HeaderMax14 | 6 | 5 | 10
325 | 61 | 040-095-4P-10HP | NBS_040-095_4P_10HP_7.09_SS | 924.6022 | 924.6022 | 3698.4088 | 4 | 0 | 4 | C | NBS_EndSuction | 5 | 4 | 5 | 6 | BranchMin5_BranchMax6 | 5 | 2 | 6 | 14 | HeaderMin6_HeaderMax14 | 8 | 5 | 10
325 | 61 | 040-095-4P-10HP | NBS_040-095_4P_10HP_7.09_SS | 924.6022 | 924.6022 | 3698.4088 | 4 | 0 | 4 | C | NBS_EndSuction | 5 | 4 | 5 | 6 | BranchMin5_BranchMax6 | 5 | 2 | 6 | 14 | HeaderMin6_HeaderMax14 | 10 | 5 | 10
325 | 61 | 040-095-4P-10HP | NBS_040-095_4P_10HP_7.09_SS | 924.6022 | 924.6022 | 3698.4088 | 4 | 0 | 4 | C | NBS_EndSuction | 5 | 4 | 5 | 6 | BranchMin5_BranchMax6 | 5 | 2 | 6 | 14 | HeaderMin6_HeaderMax14 | 12 | 5 | 10
325 | 61 | 040-095-4P-10HP | NBS_040-095_4P_10HP_7.09_SS | 924.6022 | 924.6022 | 3698.4088 | 4 | 0 | 4 | C | NBS_EndSuction | 5 | 4 | 5 | 6 | BranchMin5_BranchMax6 | 5 | 2 | 6 | 14 | HeaderMin6_HeaderMax14 | 14 | 5 | 10
325 | 61 | 040-095-4P-10HP | NBS_040-095_4P_10HP_7.09_SS | 924.6022 | 924.6022 | 3698.4088 | 4 | 0 | 4 | C | NBS_EndSuction | 5 | 4 | 5 | 6 | BranchMin5_BranchMax6 | 6 | 2 | 6 | 14 | HeaderMin6_HeaderMax14 | 6 | 5 | 10 | [11 empty] | INVALID
325 | 61 | 040-095-4P-10HP | NBS_040-095_4P_10HP_7.09_SS | 924.6022 | 924.6022 | 3698.4088 | 4 | 0 | 4 | C | NBS_EndSuction | 5 | 4 | 5 | 6 | BranchMin5_BranchMax6 | 6 | 2 | 6 | 14 | HeaderMin6_HeaderMax14 | 8 | 5 | 10
325 | 61 | 040-095-4P-10HP | NBS_040-095_4P_10HP_7.09_SS | 924.6022 | 924.6022 | 3698.4088 | 4 | 0 | 4 | C | NBS_EndSuction | 5 | 4 | 5 | 6 | BranchMin5_BranchMax6 | 6 | 2 | 6 | 14 | HeaderMin6_HeaderMax14 | 10 | 5 | 10
325 | 61 | 040-095-4P-10HP | NBS_040-095_4P_10HP_7.09_SS | 924.6022 | 924.6022 | 3698.4088 | 4 | 0 | 4 | C | NBS_EndSuction | 5 | 4 | 5 | 6 | BranchMin5_BranchMax6 | 6 | 2 | 6 | 14 | HeaderMin6_HeaderMax14 | 12 | 5 | 10
325 | 61 | 040-095-4P-10HP | NBS_040-095_4P_10HP_7.09_SS | 924.6022 | 924.6022 | 3698.4088 | 4 | 0 | 4 | C | NBS_EndSuction | 5 | 4 | 5 | 6 | BranchMin5_BranchMax6 | 6 | 2 | 6 | 14 | HeaderMin6_HeaderMax14 | 14 | 5 | 10
326 | 62 | 040-095-4P-15HP | NBS_040-095_4P_15HP_8.35_SS | 1036.8753 | 1036.8753 | 4147.5013 | 4 | 0 | 4 | C | NBS_EndSuction | 5 | 4 | 5 | 8 | BranchMin5_BranchMax8 | 5 | 3 | 6 | 14 | HeaderMin6_HeaderMax14 | 6 | 5 | 15
326 | 62 | 040-095-4P-15HP | NBS_040-095_4P_15HP_8.35_SS | 1036.8753 | 1036.8753 | 4147.5013 | 4 | 0 | 4 | C | NBS_EndSuction | 5 | 4 | 5 | 8 | BranchMin5_BranchMax8 | 5 | 3 | 6 | 14 | HeaderMin6_HeaderMax14 | 8 | 5 | 15
326 | 62 | 040-095-4P-15HP | NBS_040-095_4P_15HP_8.35_SS | 1036.8753 | 1036.8753 | 4147.5013 | 4 | 0 | 4 | C | NBS_EndSuction | 5 | 4 | 5 | 8 | BranchMin5_BranchMax8 | 5 | 3 | 6 | 14 | HeaderMin6_HeaderMax14 | 10 | 5 | 15
326 | 62 | 040-095-4P-15HP | NBS_040-095_4P_15HP_8.35_SS | 1036.8753 | 1036.8753 | 4147.5013 | 4 | 0 | 4 | C | NBS_EndSuction | 5 | 4 | 5 | 8 | BranchMin5_BranchMax8 | 5 | 3 | 6 | 14 | HeaderMin6_HeaderMax14 | 12 | 5 | 15
326 | 62 | 040-095-4P-15HP | NBS_040-095_4P_15HP_8.35_SS | 1036.8753 | 1036.8753 | 4147.5013 | 4 | 0 | 4 | C | NBS_EndSuction | 5 | 4 | 5 | 8 | BranchMin5_BranchMax8 | 5 | 3 | 6 | 14 | HeaderMin6_HeaderMax14 | 14 | 5 | 15
326 | 62 | 040-095-4P-15HP | NBS_040-095_4P_15HP_8.35_SS | 1036.8753 | 1036.8753 | 4147.5013 | 4 | 0 | 4 | C | NBS_EndSuction | 5 | 4 | 5 | 8 | BranchMin5_BranchMax8 | 6 | 3 | 6 | 14 | HeaderMin6_HeaderMax14 | 6 | 5 | 15 | [11 empty] | INVALID
326 | 62 | 040-095-4P-15HP | NBS_040-095_4P_15HP_8.35_SS | 1036.8753 | 1036.8753 | 4147.5013 | 4 | 0 | 4 | C | NBS_EndSuction | 5 | 4 | 5 | 8 | BranchMin5_BranchMax8 | 6 | 3 | 6 | 14 | HeaderMin6_HeaderMax14 | 8 | 5 | 15
326 | 62 | 040-095-4P-15HP | NBS_040-095_4P_15HP_8.35_SS | 1036.8753 | 1036.8753 | 4147.5013 | 4 | 0 | 4 | C | NBS_EndSuction | 5 | 4 | 5 | 8 | BranchMin5_BranchMax8 | 6 | 3 | 6 | 14 | HeaderMin6_HeaderMax14 | 10 | 5 | 15
326 | 62 | 040-095-4P-15HP | NBS_040-095_4P_15HP_8.35_SS | 1036.8753 | 1036.8753 | 4147.5013 | 4 | 0 | 4 | C | NBS_EndSuction | 5 | 4 | 5 | 8 | BranchMin5_BranchMax8 | 6 | 3 | 6 | 14 | HeaderMin6_HeaderMax14 | 12 | 5 | 15
326 | 62 | 040-095-4P-15HP | NBS_040-095_4P_15HP_8.35_SS | 1036.8753 | 1036.8753 | 4147.5013 | 4 | 0 | 4 | C | NBS_EndSuction | 5 | 4 | 5 | 8 | BranchMin5_BranchMax8 | 6 | 3 | 6 | 14 | HeaderMin6_HeaderMax14 | 14 | 5 | 15
326 | 62 | 040-095-4P-15HP | NBS_040-095_4P_15HP_8.35_SS | 1036.8753 | 1036.8753 | 4147.5013 | 4 | 0 | 4 | C | NBS_EndSuction | 5 | 4 | 5 | 8 | BranchMin5_BranchMax8 | 8 | 3 | 6 | 14 | HeaderMin6_HeaderMax14 | 6 | 5 | 15 | [11 empty] | INVALID
326 | 62 | 040-095-4P-15HP | NBS_040-095_4P_15HP_8.35_SS | 1036.8753 | 1036.8753 | 4147.5013 | 4 | 0 | 4 | C | NBS_EndSuction | 5 | 4 | 5 | 8 | BranchMin5_BranchMax8 | 8 | 3 | 6 | 14 | HeaderMin6_HeaderMax14 | 8 | 5 | 15 | [11 empty] | INVALID
326 | 62 | 040-095-4P-15HP | NBS_040-095_4P_15HP_8.35_SS | 1036.8753 | 1036.8753 | 4147.5013 | 4 | 0 | 4 | C | NBS_EndSuction | 5 | 4 | 5 | 8 | BranchMin5_BranchMax8 | 8 | 3 | 6 | 14 | HeaderMin6_HeaderMax14 | 10 | 5 | 15
326 | 62 | 040-095-4P-15HP | NBS_040-095_4P_15HP_8.35_SS | 1036.8753 | 1036.8753 | 4147.5013 | 4 | 0 | 4 | C | NBS_EndSuction | 5 | 4 | 5 | 8 | BranchMin5_BranchMax8 | 8 | 3 | 6 | 14 | HeaderMin6_HeaderMax14 | 12 | 5 | 15
326 | 62 | 040-095-4P-15HP | NBS_040-095_4P_15HP_8.35_SS | 1036.8753 | 1036.8753 | 4147.5013 | 4 | 0 | 4 | C | NBS_EndSuction | 5 | 4 | 5 | 8 | BranchMin5_BranchMax8 | 8 | 3 | 6 | 14 | HeaderMin6_HeaderMax14 | 14 | 5 | 15
327 | 63 | 040-095-4P-20HP | NBS_040-095_4P_20HP_9.37_SS | 1098.4714 | 1098.4714 | 4393.8858 | 4 | 0 | 4 | C | NBS_EndSuction | 5 | 4 | 5 | 8 | BranchMin5_BranchMax8 | 5 | 3 | 6 | 16 | HeaderMin6_HeaderMax16 | 6 | 6 | 18
327 | 63 | 040-095-4P-20HP | NBS_040-095_4P_20HP_9.37_SS | 1098.4714 | 1098.4714 | 4393.8858 | 4 | 0 | 4 | C | NBS_EndSuction | 5 | 4 | 5 | 8 | BranchMin5_BranchMax8 | 5 | 3 | 6 | 16 | HeaderMin6_HeaderMax16 | 8 | 6 | 18
327 | 63 | 040-095-4P-20HP | NBS_040-095_4P_20HP_9.37_SS | 1098.4714 | 1098.4714 | 4393.8858 | 4 | 0 | 4 | C | NBS_EndSuction | 5 | 4 | 5 | 8 | BranchMin5_BranchMax8 | 5 | 3 | 6 | 16 | HeaderMin6_HeaderMax16 | 10 | 6 | 18
327 | 63 | 040-095-4P-20HP | NBS_040-095_4P_20HP_9.37_SS | 1098.4714 | 1098.4714 | 4393.8858 | 4 | 0 | 4 | C | NBS_EndSuction | 5 | 4 | 5 | 8 | BranchMin5_BranchMax8 | 5 | 3 | 6 | 16 | HeaderMin6_HeaderMax16 | 12 | 6 | 18
327 | 63 | 040-095-4P-20HP | NBS_040-095_4P_20HP_9.37_SS | 1098.4714 | 1098.4714 | 4393.8858 | 4 | 0 | 4 | C | NBS_EndSuction | 5 | 4 | 5 | 8 | BranchMin5_BranchMax8 | 5 | 3 | 6 | 16 | HeaderMin6_HeaderMax16 | 14 | 6 | 18
327 | 63 | 040-095-4P-20HP | NBS_040-095_4P_20HP_9.37_SS | 1098.4714 | 1098.4714 | 4393.8858 | 4 | 0 | 4 | C | NBS_EndSuction | 5 | 4 | 5 | 8 | BranchMin5_BranchMax8 | 5 | 3 | 6 | 16 | HeaderMin6_HeaderMax16 | 16 | 6 | 18
327 | 63 | 040-095-4P-20HP | NBS_040-095_4P_20HP_9.37_SS | 1098.4714 | 1098.4714 | 4393.8858 | 4 | 0 | 4 | C | NBS_EndSuction | 5 | 4 | 5 | 8 | BranchMin5_BranchMax8 | 6 | 3 | 6 | 16 | HeaderMin6_HeaderMax16 | 6 | 6 | 18 | [11 empty] | INVALID
327 | 63 | 040-095-4P-20HP | NBS_040-095_4P_20HP_9.37_SS | 1098.4714 | 1098.4714 | 4393.8858 | 4 | 0 | 4 | C | NBS_EndSuction | 5 | 4 | 5 | 8 | BranchMin5_BranchMax8 | 6 | 3 | 6 | 16 | HeaderMin6_HeaderMax16 | 8 | 6 | 18
327 | 63 | 040-095-4P-20HP | NBS_040-095_4P_20HP_9.37_SS | 1098.4714 | 1098.4714 | 4393.8858 | 4 | 0 | 4 | C | NBS_EndSuction | 5 | 4 | 5 | 8 | BranchMin5_BranchMax8 | 6 | 3 | 6 | 16 | HeaderMin6_HeaderMax16 | 10 | 6 | 18
327 | 63 | 040-095-4P-20HP | NBS_040-095_4P_20HP_9.37_SS | 1098.4714 | 1098.4714 | 4393.8858 | 4 | 0 | 4 | C | NBS_EndSuction | 5 | 4 | 5 | 8 | BranchMin5_BranchMax8 | 6 | 3 | 6 | 16 | HeaderMin6_HeaderMax16 | 12 | 6 | 18
327 | 63 | 040-095-4P-20HP | NBS_040-095_4P_20HP_9.37_SS | 1098.4714 | 1098.4714 | 4393.8858 | 4 | 0 | 4 | C | NBS_EndSuction | 5 | 4 | 5 | 8 | BranchMin5_BranchMax8 | 6 | 3 | 6 | 16 | HeaderMin6_HeaderMax16 | 14 | 6 | 18
327 | 63 | 040-095-4P-20HP | NBS_040-095_4P_20HP_9.37_SS | 1098.4714 | 1098.4714 | 4393.8858 | 4 | 0 | 4 | C | NBS_EndSuction | 5 | 4 | 5 | 8 | BranchMin5_BranchMax8 | 6 | 3 | 6 | 16 | HeaderMin6_HeaderMax16 | 16 | 6 | 18
327 | 63 | 040-095-4P-20HP | NBS_040-095_4P_20HP_9.37_SS | 1098.4714 | 1098.4714 | 4393.8858 | 4 | 0 | 4 | C | NBS_EndSuction | 5 | 4 | 5 | 8 | BranchMin5_BranchMax8 | 8 | 3 | 6 | 16 | HeaderMin6_HeaderMax16 | 6 | 6 | 18 | [11 empty] | INVALID
327 | 63 | 040-095-4P-20HP | NBS_040-095_4P_20HP_9.37_SS | 1098.4714 | 1098.4714 | 4393.8858 | 4 | 0 | 4 | C | NBS_EndSuction | 5 | 4 | 5 | 8 | BranchMin5_BranchMax8 | 8 | 3 | 6 | 16 | HeaderMin6_HeaderMax16 | 8 | 6 | 18 | [11 empty] | INVALID
327 | 63 | 040-095-4P-20HP | NBS_040-095_4P_20HP_9.37_SS | 1098.4714 | 1098.4714 | 4393.8858 | 4 | 0 | 4 | C | NBS_EndSuction | 5 | 4 | 5 | 8 | BranchMin5_BranchMax8 | 8 | 3 | 6 | 16 | HeaderMin6_HeaderMax16 | 10 | 6 | 18
327 | 63 | 040-095-4P-20HP | NBS_040-095_4P_20HP_9.37_SS | 1098.4714 | 1098.4714 | 4393.8858 | 4 | 0 | 4 | C | NBS_EndSuction | 5 | 4 | 5 | 8 | BranchMin5_BranchMax8 | 8 | 3 | 6 | 16 | HeaderMin6_HeaderMax16 | 12 | 6 | 18
327 | 63 | 040-095-4P-20HP | NBS_040-095_4P_20HP_9.37_SS | 1098.4714 | 1098.4714 | 4393.8858 | 4 | 0 | 4 | C | NBS_EndSuction | 5 | 4 | 5 | 8 | BranchMin5_BranchMax8 | 8 | 3 | 6 | 16 | HeaderMin6_HeaderMax16 | 14 | 6 | 18
327 | 63 | 040-095-4P-20HP | NBS_040-095_4P_20HP_9.37_SS | 1098.4714 | 1098.4714 | 4393.8858 | 4 | 0 | 4 | C | NBS_EndSuction | 5 | 4 | 5 | 8 | BranchMin5_BranchMax8 | 8 | 3 | 6 | 16 | HeaderMin6_HeaderMax16 | 16 | 6 | 18
328 | 64 | 040-110-4P-15HP | NBS_040-110_4P_15HP_8.11_SS | 877.0156 | 877.0156 | 3508.0625 | 4 | 0 | 4 | C | NBS_EndSuction | 5 | 4 | 5 | 6 | BranchMin5_BranchMax6 | 5 | 2 | 6 | 12 | HeaderMin6_HeaderMax12 | 6 | 4 | 8
328 | 64 | 040-110-4P-15HP | NBS_040-110_4P_15HP_8.11_SS | 877.0156 | 877.0156 | 3508.0625 | 4 | 0 | 4 | C | NBS_EndSuction | 5 | 4 | 5 | 6 | BranchMin5_BranchMax6 | 5 | 2 | 6 | 12 | HeaderMin6_HeaderMax12 | 8 | 4 | 8
328 | 64 | 040-110-4P-15HP | NBS_040-110_4P_15HP_8.11_SS | 877.0156 | 877.0156 | 3508.0625 | 4 | 0 | 4 | C | NBS_EndSuction | 5 | 4 | 5 | 6 | BranchMin5_BranchMax6 | 5 | 2 | 6 | 12 | HeaderMin6_HeaderMax12 | 10 | 4 | 8
328 | 64 | 040-110-4P-15HP | NBS_040-110_4P_15HP_8.11_SS | 877.0156 | 877.0156 | 3508.0625 | 4 | 0 | 4 | C | NBS_EndSuction | 5 | 4 | 5 | 6 | BranchMin5_BranchMax6 | 5 | 2 | 6 | 12 | HeaderMin6_HeaderMax12 | 12 | 4 | 8
328 | 64 | 040-110-4P-15HP | NBS_040-110_4P_15HP_8.11_SS | 877.0156 | 877.0156 | 3508.0625 | 4 | 0 | 4 | C | NBS_EndSuction | 5 | 4 | 5 | 6 | BranchMin5_BranchMax6 | 6 | 2 | 6 | 12 | HeaderMin6_HeaderMax12 | 6 | 4 | 8 | [11 empty] | INVALID
328 | 64 | 040-110-4P-15HP | NBS_040-110_4P_15HP_8.11_SS | 877.0156 | 877.0156 | 3508.0625 | 4 | 0 | 4 | C | NBS_EndSuction | 5 | 4 | 5 | 6 | BranchMin5_BranchMax6 | 6 | 2 | 6 | 12 | HeaderMin6_HeaderMax12 | 8 | 4 | 8
328 | 64 | 040-110-4P-15HP | NBS_040-110_4P_15HP_8.11_SS | 877.0156 | 877.0156 | 3508.0625 | 4 | 0 | 4 | C | NBS_EndSuction | 5 | 4 | 5 | 6 | BranchMin5_BranchMax6 | 6 | 2 | 6 | 12 | HeaderMin6_HeaderMax12 | 10 | 4 | 8
328 | 64 | 040-110-4P-15HP | NBS_040-110_4P_15HP_8.11_SS | 877.0156 | 877.0156 | 3508.0625 | 4 | 0 | 4 | C | NBS_EndSuction | 5 | 4 | 5 | 6 | BranchMin5_BranchMax6 | 6 | 2 | 6 | 12 | HeaderMin6_HeaderMax12 | 12 | 4 | 8
329 | 65 | 040-110-4P-20HP | NBS_040-110_4P_20HP_8.74_SS | 948.7162 | 948.7162 | 3794.8649 | 4 | 0 | 4 | C | NBS_EndSuction | 5 | 4 | 5 | 6 | BranchMin5_BranchMax6 | 5 | 2 | 6 | 14 | HeaderMin6_HeaderMax14 | 6 | 5 | 10
329 | 65 | 040-110-4P-20HP | NBS_040-110_4P_20HP_8.74_SS | 948.7162 | 948.7162 | 3794.8649 | 4 | 0 | 4 | C | NBS_EndSuction | 5 | 4 | 5 | 6 | BranchMin5_BranchMax6 | 5 | 2 | 6 | 14 | HeaderMin6_HeaderMax14 | 8 | 5 | 10
329 | 65 | 040-110-4P-20HP | NBS_040-110_4P_20HP_8.74_SS | 948.7162 | 948.7162 | 3794.8649 | 4 | 0 | 4 | C | NBS_EndSuction | 5 | 4 | 5 | 6 | BranchMin5_BranchMax6 | 5 | 2 | 6 | 14 | HeaderMin6_HeaderMax14 | 10 | 5 | 10
329 | 65 | 040-110-4P-20HP | NBS_040-110_4P_20HP_8.74_SS | 948.7162 | 948.7162 | 3794.8649 | 4 | 0 | 4 | C | NBS_EndSuction | 5 | 4 | 5 | 6 | BranchMin5_BranchMax6 | 5 | 2 | 6 | 14 | HeaderMin6_HeaderMax14 | 12 | 5 | 10
329 | 65 | 040-110-4P-20HP | NBS_040-110_4P_20HP_8.74_SS | 948.7162 | 948.7162 | 3794.8649 | 4 | 0 | 4 | C | NBS_EndSuction | 5 | 4 | 5 | 6 | BranchMin5_BranchMax6 | 5 | 2 | 6 | 14 | HeaderMin6_HeaderMax14 | 14 | 5 | 10
329 | 65 | 040-110-4P-20HP | NBS_040-110_4P_20HP_8.74_SS | 948.7162 | 948.7162 | 3794.8649 | 4 | 0 | 4 | C | NBS_EndSuction | 5 | 4 | 5 | 6 | BranchMin5_BranchMax6 | 6 | 2 | 6 | 14 | HeaderMin6_HeaderMax14 | 6 | 5 | 10 | [11 empty] | INVALID
329 | 65 | 040-110-4P-20HP | NBS_040-110_4P_20HP_8.74_SS | 948.7162 | 948.7162 | 3794.8649 | 4 | 0 | 4 | C | NBS_EndSuction | 5 | 4 | 5 | 6 | BranchMin5_BranchMax6 | 6 | 2 | 6 | 14 | HeaderMin6_HeaderMax14 | 8 | 5 | 10
329 | 65 | 040-110-4P-20HP | NBS_040-110_4P_20HP_8.74_SS | 948.7162 | 948.7162 | 3794.8649 | 4 | 0 | 4 | C | NBS_EndSuction | 5 | 4 | 5 | 6 | BranchMin5_BranchMax6 | 6 | 2 | 6 | 14 | HeaderMin6_HeaderMax14 | 10 | 5 | 10
329 | 65 | 040-110-4P-20HP | NBS_040-110_4P_20HP_8.74_SS | 948.7162 | 948.7162 | 3794.8649 | 4 | 0 | 4 | C | NBS_EndSuction | 5 | 4 | 5 | 6 | BranchMin5_BranchMax6 | 6 | 2 | 6 | 14 | HeaderMin6_HeaderMax14 | 12 | 5 | 10
329 | 65 | 040-110-4P-20HP | NBS_040-110_4P_20HP_8.74_SS | 948.7162 | 948.7162 | 3794.8649 | 4 | 0 | 4 | C | NBS_EndSuction | 5 | 4 | 5 | 6 | BranchMin5_BranchMax6 | 6 | 2 | 6 | 14 | HeaderMin6_HeaderMax14 | 14 | 5 | 10
330 | 66 | 040-110-4P-25HP | NBS_040-110_4P_25HP_9.45_SS | 981.9574 | 981.9574 | 3927.8296 | 4 | 0 | 4 | C | NBS_EndSuction | 5 | 4 | 5 | 8 | BranchMin5_BranchMax8 | 5 | 3 | 6 | 14 | HeaderMin6_HeaderMax14 | 6 | 5 | 15
330 | 66 | 040-110-4P-25HP | NBS_040-110_4P_25HP_9.45_SS | 981.9574 | 981.9574 | 3927.8296 | 4 | 0 | 4 | C | NBS_EndSuction | 5 | 4 | 5 | 8 | BranchMin5_BranchMax8 | 5 | 3 | 6 | 14 | HeaderMin6_HeaderMax14 | 8 | 5 | 15
330 | 66 | 040-110-4P-25HP | NBS_040-110_4P_25HP_9.45_SS | 981.9574 | 981.9574 | 3927.8296 | 4 | 0 | 4 | C | NBS_EndSuction | 5 | 4 | 5 | 8 | BranchMin5_BranchMax8 | 5 | 3 | 6 | 14 | HeaderMin6_HeaderMax14 | 10 | 5 | 15
330 | 66 | 040-110-4P-25HP | NBS_040-110_4P_25HP_9.45_SS | 981.9574 | 981.9574 | 3927.8296 | 4 | 0 | 4 | C | NBS_EndSuction | 5 | 4 | 5 | 8 | BranchMin5_BranchMax8 | 5 | 3 | 6 | 14 | HeaderMin6_HeaderMax14 | 12 | 5 | 15
330 | 66 | 040-110-4P-25HP | NBS_040-110_4P_25HP_9.45_SS | 981.9574 | 981.9574 | 3927.8296 | 4 | 0 | 4 | C | NBS_EndSuction | 5 | 4 | 5 | 8 | BranchMin5_BranchMax8 | 5 | 3 | 6 | 14 | HeaderMin6_HeaderMax14 | 14 | 5 | 15
330 | 66 | 040-110-4P-25HP | NBS_040-110_4P_25HP_9.45_SS | 981.9574 | 981.9574 | 3927.8296 | 4 | 0 | 4 | C | NBS_EndSuction | 5 | 4 | 5 | 8 | BranchMin5_BranchMax8 | 6 | 3 | 6 | 14 | HeaderMin6_HeaderMax14 | 6 | 5 | 15 | [11 empty] | INVALID
330 | 66 | 040-110-4P-25HP | NBS_040-110_4P_25HP_9.45_SS | 981.9574 | 981.9574 | 3927.8296 | 4 | 0 | 4 | C | NBS_EndSuction | 5 | 4 | 5 | 8 | BranchMin5_BranchMax8 | 6 | 3 | 6 | 14 | HeaderMin6_HeaderMax14 | 8 | 5 | 15
330 | 66 | 040-110-4P-25HP | NBS_040-110_4P_25HP_9.45_SS | 981.9574 | 981.9574 | 3927.8296 | 4 | 0 | 4 | C | NBS_EndSuction | 5 | 4 | 5 | 8 | BranchMin5_BranchMax8 | 6 | 3 | 6 | 14 | HeaderMin6_HeaderMax14 | 10 | 5 | 15
330 | 66 | 040-110-4P-25HP | NBS_040-110_4P_25HP_9.45_SS | 981.9574 | 981.9574 | 3927.8296 | 4 | 0 | 4 | C | NBS_EndSuction | 5 | 4 | 5 | 8 | BranchMin5_BranchMax8 | 6 | 3 | 6 | 14 | HeaderMin6_HeaderMax14 | 12 | 5 | 15
330 | 66 | 040-110-4P-25HP | NBS_040-110_4P_25HP_9.45_SS | 981.9574 | 981.9574 | 3927.8296 | 4 | 0 | 4 | C | NBS_EndSuction | 5 | 4 | 5 | 8 | BranchMin5_BranchMax8 | 6 | 3 | 6 | 14 | HeaderMin6_HeaderMax14 | 14 | 5 | 15
330 | 66 | 040-110-4P-25HP | NBS_040-110_4P_25HP_9.45_SS | 981.9574 | 981.9574 | 3927.8296 | 4 | 0 | 4 | C | NBS_EndSuction | 5 | 4 | 5 | 8 | BranchMin5_BranchMax8 | 8 | 3 | 6 | 14 | HeaderMin6_HeaderMax14 | 6 | 5 | 15 | [11 empty] | INVALID
330 | 66 | 040-110-4P-25HP | NBS_040-110_4P_25HP_9.45_SS | 981.9574 | 981.9574 | 3927.8296 | 4 | 0 | 4 | C | NBS_EndSuction | 5 | 4 | 5 | 8 | BranchMin5_BranchMax8 | 8 | 3 | 6 | 14 | HeaderMin6_HeaderMax14 | 8 | 5 | 15 | [11 empty] | INVALID
330 | 66 | 040-110-4P-25HP | NBS_040-110_4P_25HP_9.45_SS | 981.9574 | 981.9574 | 3927.8296 | 4 | 0 | 4 | C | NBS_EndSuction | 5 | 4 | 5 | 8 | BranchMin5_BranchMax8 | 8 | 3 | 6 | 14 | HeaderMin6_HeaderMax14 | 10 | 5 | 15
330 | 66 | 040-110-4P-25HP | NBS_040-110_4P_25HP_9.45_SS | 981.9574 | 981.9574 | 3927.8296 | 4 | 0 | 4 | C | NBS_EndSuction | 5 | 4 | 5 | 8 | BranchMin5_BranchMax8 | 8 | 3 | 6 | 14 | HeaderMin6_HeaderMax14 | 12 | 5 | 15
330 | 66 | 040-110-4P-25HP | NBS_040-110_4P_25HP_9.45_SS | 981.9574 | 981.9574 | 3927.8296 | 4 | 0 | 4 | C | NBS_EndSuction | 5 | 4 | 5 | 8 | BranchMin5_BranchMax8 | 8 | 3 | 6 | 14 | HeaderMin6_HeaderMax14 | 14 | 5 | 15
331 | 67 | 040-110-4P-30HP | NBS_040-110_4P_30HP_10.08_SS | 1058.92 | 1058.92 | 4235.6802 | 4 | 0 | 4 | C | NBS_EndSuction | 5 | 4 | 5 | 8 | BranchMin5_BranchMax8 | 5 | 3 | 6 | 14 | HeaderMin6_HeaderMax14 | 6 | 5 | 15
331 | 67 | 040-110-4P-30HP | NBS_040-110_4P_30HP_10.08_SS | 1058.92 | 1058.92 | 4235.6802 | 4 | 0 | 4 | C | NBS_EndSuction | 5 | 4 | 5 | 8 | BranchMin5_BranchMax8 | 5 | 3 | 6 | 14 | HeaderMin6_HeaderMax14 | 8 | 5 | 15
331 | 67 | 040-110-4P-30HP | NBS_040-110_4P_30HP_10.08_SS | 1058.92 | 1058.92 | 4235.6802 | 4 | 0 | 4 | C | NBS_EndSuction | 5 | 4 | 5 | 8 | BranchMin5_BranchMax8 | 5 | 3 | 6 | 14 | HeaderMin6_HeaderMax14 | 10 | 5 | 15
331 | 67 | 040-110-4P-30HP | NBS_040-110_4P_30HP_10.08_SS | 1058.92 | 1058.92 | 4235.6802 | 4 | 0 | 4 | C | NBS_EndSuction | 5 | 4 | 5 | 8 | BranchMin5_BranchMax8 | 5 | 3 | 6 | 14 | HeaderMin6_HeaderMax14 | 12 | 5 | 15
331 | 67 | 040-110-4P-30HP | NBS_040-110_4P_30HP_10.08_SS | 1058.92 | 1058.92 | 4235.6802 | 4 | 0 | 4 | C | NBS_EndSuction | 5 | 4 | 5 | 8 | BranchMin5_BranchMax8 | 5 | 3 | 6 | 14 | HeaderMin6_HeaderMax14 | 14 | 5 | 15
331 | 67 | 040-110-4P-30HP | NBS_040-110_4P_30HP_10.08_SS | 1058.92 | 1058.92 | 4235.6802 | 4 | 0 | 4 | C | NBS_EndSuction | 5 | 4 | 5 | 8 | BranchMin5_BranchMax8 | 6 | 3 | 6 | 14 | HeaderMin6_HeaderMax14 | 6 | 5 | 15 | [11 empty] | INVALID
331 | 67 | 040-110-4P-30HP | NBS_040-110_4P_30HP_10.08_SS | 1058.92 | 1058.92 | 4235.6802 | 4 | 0 | 4 | C | NBS_EndSuction | 5 | 4 | 5 | 8 | BranchMin5_BranchMax8 | 6 | 3 | 6 | 14 | HeaderMin6_HeaderMax14 | 8 | 5 | 15
331 | 67 | 040-110-4P-30HP | NBS_040-110_4P_30HP_10.08_SS | 1058.92 | 1058.92 | 4235.6802 | 4 | 0 | 4 | C | NBS_EndSuction | 5 | 4 | 5 | 8 | BranchMin5_BranchMax8 | 6 | 3 | 6 | 14 | HeaderMin6_HeaderMax14 | 10 | 5 | 15
331 | 67 | 040-110-4P-30HP | NBS_040-110_4P_30HP_10.08_SS | 1058.92 | 1058.92 | 4235.6802 | 4 | 0 | 4 | C | NBS_EndSuction | 5 | 4 | 5 | 8 | BranchMin5_BranchMax8 | 6 | 3 | 6 | 14 | HeaderMin6_HeaderMax14 | 12 | 5 | 15
331 | 67 | 040-110-4P-30HP | NBS_040-110_4P_30HP_10.08_SS | 1058.92 | 1058.92 | 4235.6802 | 4 | 0 | 4 | C | NBS_EndSuction | 5 | 4 | 5 | 8 | BranchMin5_BranchMax8 | 6 | 3 | 6 | 14 | HeaderMin6_HeaderMax14 | 14 | 5 | 15
331 | 67 | 040-110-4P-30HP | NBS_040-110_4P_30HP_10.08_SS | 1058.92 | 1058.92 | 4235.6802 | 4 | 0 | 4 | C | NBS_EndSuction | 5 | 4 | 5 | 8 | BranchMin5_BranchMax8 | 8 | 3 | 6 | 14 | HeaderMin6_HeaderMax14 | 6 | 5 | 15 | [11 empty] | INVALID
331 | 67 | 040-110-4P-30HP | NBS_040-110_4P_30HP_10.08_SS | 1058.92 | 1058.92 | 4235.6802 | 4 | 0 | 4 | C | NBS_EndSuction | 5 | 4 | 5 | 8 | BranchMin5_BranchMax8 | 8 | 3 | 6 | 14 | HeaderMin6_HeaderMax14 | 8 | 5 | 15 | [11 empty] | INVALID
331 | 67 | 040-110-4P-30HP | NBS_040-110_4P_30HP_10.08_SS | 1058.92 | 1058.92 | 4235.6802 | 4 | 0 | 4 | C | NBS_EndSuction | 5 | 4 | 5 | 8 | BranchMin5_BranchMax8 | 8 | 3 | 6 | 14 | HeaderMin6_HeaderMax14 | 10 | 5 | 15
331 | 67 | 040-110-4P-30HP | NBS_040-110_4P_30HP_10.08_SS | 1058.92 | 1058.92 | 4235.6802 | 4 | 0 | 4 | C | NBS_EndSuction | 5 | 4 | 5 | 8 | BranchMin5_BranchMax8 | 8 | 3 | 6 | 14 | HeaderMin6_HeaderMax14 | 12 | 5 | 15
331 | 67 | 040-110-4P-30HP | NBS_040-110_4P_30HP_10.08_SS | 1058.92 | 1058.92 | 4235.6802 | 4 | 0 | 4 | C | NBS_EndSuction | 5 | 4 | 5 | 8 | BranchMin5_BranchMax8 | 8 | 3 | 6 | 14 | HeaderMin6_HeaderMax14 | 14 | 5 | 15
332 | 68 | 040-135-4P-20HP | NBS_040-135_4P_20HP_9.29_SS | 812.9455 | 812.9455 | 3251.7819 | 4 | 0 | 4 | C | NBS_EndSuction | 5 | 4 | 5 | 6 | BranchMin5_BranchMax6 | 5 | 2 | 6 | 12 | HeaderMin6_HeaderMax12 | 6 | 4 | 8
332 | 68 | 040-135-4P-20HP | NBS_040-135_4P_20HP_9.29_SS | 812.9455 | 812.9455 | 3251.7819 | 4 | 0 | 4 | C | NBS_EndSuction | 5 | 4 | 5 | 6 | BranchMin5_BranchMax6 | 5 | 2 | 6 | 12 | HeaderMin6_HeaderMax12 | 8 | 4 | 8
332 | 68 | 040-135-4P-20HP | NBS_040-135_4P_20HP_9.29_SS | 812.9455 | 812.9455 | 3251.7819 | 4 | 0 | 4 | C | NBS_EndSuction | 5 | 4 | 5 | 6 | BranchMin5_BranchMax6 | 5 | 2 | 6 | 12 | HeaderMin6_HeaderMax12 | 10 | 4 | 8
332 | 68 | 040-135-4P-20HP | NBS_040-135_4P_20HP_9.29_SS | 812.9455 | 812.9455 | 3251.7819 | 4 | 0 | 4 | C | NBS_EndSuction | 5 | 4 | 5 | 6 | BranchMin5_BranchMax6 | 5 | 2 | 6 | 12 | HeaderMin6_HeaderMax12 | 12 | 4 | 8
332 | 68 | 040-135-4P-20HP | NBS_040-135_4P_20HP_9.29_SS | 812.9455 | 812.9455 | 3251.7819 | 4 | 0 | 4 | C | NBS_EndSuction | 5 | 4 | 5 | 6 | BranchMin5_BranchMax6 | 6 | 2 | 6 | 12 | HeaderMin6_HeaderMax12 | 6 | 4 | 8 | [11 empty] | INVALID
332 | 68 | 040-135-4P-20HP | NBS_040-135_4P_20HP_9.29_SS | 812.9455 | 812.9455 | 3251.7819 | 4 | 0 | 4 | C | NBS_EndSuction | 5 | 4 | 5 | 6 | BranchMin5_BranchMax6 | 6 | 2 | 6 | 12 | HeaderMin6_HeaderMax12 | 8 | 4 | 8
332 | 68 | 040-135-4P-20HP | NBS_040-135_4P_20HP_9.29_SS | 812.9455 | 812.9455 | 3251.7819 | 4 | 0 | 4 | C | NBS_EndSuction | 5 | 4 | 5 | 6 | BranchMin5_BranchMax6 | 6 | 2 | 6 | 12 | HeaderMin6_HeaderMax12 | 10 | 4 | 8
332 | 68 | 040-135-4P-20HP | NBS_040-135_4P_20HP_9.29_SS | 812.9455 | 812.9455 | 3251.7819 | 4 | 0 | 4 | C | NBS_EndSuction | 5 | 4 | 5 | 6 | BranchMin5_BranchMax6 | 6 | 2 | 6 | 12 | HeaderMin6_HeaderMax12 | 12 | 4 | 8
333 | 69 | 040-135-4P-25HP | NBS_040-135_4P_25HP_10.24_SS | 894.4426 | 894.4426 | 3577.7702 | 4 | 0 | 4 | C | NBS_EndSuction | 5 | 4 | 5 | 6 | BranchMin5_BranchMax6 | 5 | 2 | 6 | 14 | HeaderMin6_HeaderMax14 | 6 | 5 | 10
333 | 69 | 040-135-4P-25HP | NBS_040-135_4P_25HP_10.24_SS | 894.4426 | 894.4426 | 3577.7702 | 4 | 0 | 4 | C | NBS_EndSuction | 5 | 4 | 5 | 6 | BranchMin5_BranchMax6 | 5 | 2 | 6 | 14 | HeaderMin6_HeaderMax14 | 8 | 5 | 10
333 | 69 | 040-135-4P-25HP | NBS_040-135_4P_25HP_10.24_SS | 894.4426 | 894.4426 | 3577.7702 | 4 | 0 | 4 | C | NBS_EndSuction | 5 | 4 | 5 | 6 | BranchMin5_BranchMax6 | 5 | 2 | 6 | 14 | HeaderMin6_HeaderMax14 | 10 | 5 | 10
333 | 69 | 040-135-4P-25HP | NBS_040-135_4P_25HP_10.24_SS | 894.4426 | 894.4426 | 3577.7702 | 4 | 0 | 4 | C | NBS_EndSuction | 5 | 4 | 5 | 6 | BranchMin5_BranchMax6 | 5 | 2 | 6 | 14 | HeaderMin6_HeaderMax14 | 12 | 5 | 10
333 | 69 | 040-135-4P-25HP | NBS_040-135_4P_25HP_10.24_SS | 894.4426 | 894.4426 | 3577.7702 | 4 | 0 | 4 | C | NBS_EndSuction | 5 | 4 | 5 | 6 | BranchMin5_BranchMax6 | 5 | 2 | 6 | 14 | HeaderMin6_HeaderMax14 | 14 | 5 | 10
333 | 69 | 040-135-4P-25HP | NBS_040-135_4P_25HP_10.24_SS | 894.4426 | 894.4426 | 3577.7702 | 4 | 0 | 4 | C | NBS_EndSuction | 5 | 4 | 5 | 6 | BranchMin5_BranchMax6 | 6 | 2 | 6 | 14 | HeaderMin6_HeaderMax14 | 6 | 5 | 10 | [11 empty] | INVALID
333 | 69 | 040-135-4P-25HP | NBS_040-135_4P_25HP_10.24_SS | 894.4426 | 894.4426 | 3577.7702 | 4 | 0 | 4 | C | NBS_EndSuction | 5 | 4 | 5 | 6 | BranchMin5_BranchMax6 | 6 | 2 | 6 | 14 | HeaderMin6_HeaderMax14 | 8 | 5 | 10
333 | 69 | 040-135-4P-25HP | NBS_040-135_4P_25HP_10.24_SS | 894.4426 | 894.4426 | 3577.7702 | 4 | 0 | 4 | C | NBS_EndSuction | 5 | 4 | 5 | 6 | BranchMin5_BranchMax6 | 6 | 2 | 6 | 14 | HeaderMin6_HeaderMax14 | 10 | 5 | 10
333 | 69 | 040-135-4P-25HP | NBS_040-135_4P_25HP_10.24_SS | 894.4426 | 894.4426 | 3577.7702 | 4 | 0 | 4 | C | NBS_EndSuction | 5 | 4 | 5 | 6 | BranchMin5_BranchMax6 | 6 | 2 | 6 | 14 | HeaderMin6_HeaderMax14 | 12 | 5 | 10
333 | 69 | 040-135-4P-25HP | NBS_040-135_4P_25HP_10.24_SS | 894.4426 | 894.4426 | 3577.7702 | 4 | 0 | 4 | C | NBS_EndSuction | 5 | 4 | 5 | 6 | BranchMin5_BranchMax6 | 6 | 2 | 6 | 14 | HeaderMin6_HeaderMax14 | 14 | 5 | 10
334 | 70 | 040-135-4P-30HP | NBS_040-135_4P_30HP_10.94_SS | 958.5264 | 958.5264 | 3834.1056 | 4 | 0 | 4 | C | NBS_EndSuction | 5 | 4 | 5 | 8 | BranchMin5_BranchMax8 | 5 | 3 | 6 | 14 | HeaderMin6_HeaderMax14 | 6 | 5 | 15
334 | 70 | 040-135-4P-30HP | NBS_040-135_4P_30HP_10.94_SS | 958.5264 | 958.5264 | 3834.1056 | 4 | 0 | 4 | C | NBS_EndSuction | 5 | 4 | 5 | 8 | BranchMin5_BranchMax8 | 5 | 3 | 6 | 14 | HeaderMin6_HeaderMax14 | 8 | 5 | 15
334 | 70 | 040-135-4P-30HP | NBS_040-135_4P_30HP_10.94_SS | 958.5264 | 958.5264 | 3834.1056 | 4 | 0 | 4 | C | NBS_EndSuction | 5 | 4 | 5 | 8 | BranchMin5_BranchMax8 | 5 | 3 | 6 | 14 | HeaderMin6_HeaderMax14 | 10 | 5 | 15
334 | 70 | 040-135-4P-30HP | NBS_040-135_4P_30HP_10.94_SS | 958.5264 | 958.5264 | 3834.1056 | 4 | 0 | 4 | C | NBS_EndSuction | 5 | 4 | 5 | 8 | BranchMin5_BranchMax8 | 5 | 3 | 6 | 14 | HeaderMin6_HeaderMax14 | 12 | 5 | 15
334 | 70 | 040-135-4P-30HP | NBS_040-135_4P_30HP_10.94_SS | 958.5264 | 958.5264 | 3834.1056 | 4 | 0 | 4 | C | NBS_EndSuction | 5 | 4 | 5 | 8 | BranchMin5_BranchMax8 | 5 | 3 | 6 | 14 | HeaderMin6_HeaderMax14 | 14 | 5 | 15
334 | 70 | 040-135-4P-30HP | NBS_040-135_4P_30HP_10.94_SS | 958.5264 | 958.5264 | 3834.1056 | 4 | 0 | 4 | C | NBS_EndSuction | 5 | 4 | 5 | 8 | BranchMin5_BranchMax8 | 6 | 3 | 6 | 14 | HeaderMin6_HeaderMax14 | 6 | 5 | 15 | [11 empty] | INVALID
334 | 70 | 040-135-4P-30HP | NBS_040-135_4P_30HP_10.94_SS | 958.5264 | 958.5264 | 3834.1056 | 4 | 0 | 4 | C | NBS_EndSuction | 5 | 4 | 5 | 8 | BranchMin5_BranchMax8 | 6 | 3 | 6 | 14 | HeaderMin6_HeaderMax14 | 8 | 5 | 15
334 | 70 | 040-135-4P-30HP | NBS_040-135_4P_30HP_10.94_SS | 958.5264 | 958.5264 | 3834.1056 | 4 | 0 | 4 | C | NBS_EndSuction | 5 | 4 | 5 | 8 | BranchMin5_BranchMax8 | 6 | 3 | 6 | 14 | HeaderMin6_HeaderMax14 | 10 | 5 | 15
334 | 70 | 040-135-4P-30HP | NBS_040-135_4P_30HP_10.94_SS | 958.5264 | 958.5264 | 3834.1056 | 4 | 0 | 4 | C | NBS_EndSuction | 5 | 4 | 5 | 8 | BranchMin5_BranchMax8 | 6 | 3 | 6 | 14 | HeaderMin6_HeaderMax14 | 12 | 5 | 15
334 | 70 | 040-135-4P-30HP | NBS_040-135_4P_30HP_10.94_SS | 958.5264 | 958.5264 | 3834.1056 | 4 | 0 | 4 | C | NBS_EndSuction | 5 | 4 | 5 | 8 | BranchMin5_BranchMax8 | 6 | 3 | 6 | 14 | HeaderMin6_HeaderMax14 | 14 | 5 | 15
334 | 70 | 040-135-4P-30HP | NBS_040-135_4P_30HP_10.94_SS | 958.5264 | 958.5264 | 3834.1056 | 4 | 0 | 4 | C | NBS_EndSuction | 5 | 4 | 5 | 8 | BranchMin5_BranchMax8 | 8 | 3 | 6 | 14 | HeaderMin6_HeaderMax14 | 6 | 5 | 15 | [11 empty] | INVALID
334 | 70 | 040-135-4P-30HP | NBS_040-135_4P_30HP_10.94_SS | 958.5264 | 958.5264 | 3834.1056 | 4 | 0 | 4 | C | NBS_EndSuction | 5 | 4 | 5 | 8 | BranchMin5_BranchMax8 | 8 | 3 | 6 | 14 | HeaderMin6_HeaderMax14 | 8 | 5 | 15 | [11 empty] | INVALID
334 | 70 | 040-135-4P-30HP | NBS_040-135_4P_30HP_10.94_SS | 958.5264 | 958.5264 | 3834.1056 | 4 | 0 | 4 | C | NBS_EndSuction | 5 | 4 | 5 | 8 | BranchMin5_BranchMax8 | 8 | 3 | 6 | 14 | HeaderMin6_HeaderMax14 | 10 | 5 | 15
334 | 70 | 040-135-4P-30HP | NBS_040-135_4P_30HP_10.94_SS | 958.5264 | 958.5264 | 3834.1056 | 4 | 0 | 4 | C | NBS_EndSuction | 5 | 4 | 5 | 8 | BranchMin5_BranchMax8 | 8 | 3 | 6 | 14 | HeaderMin6_HeaderMax14 | 12 | 5 | 15
334 | 70 | 040-135-4P-30HP | NBS_040-135_4P_30HP_10.94_SS | 958.5264 | 958.5264 | 3834.1056 | 4 | 0 | 4 | C | NBS_EndSuction | 5 | 4 | 5 | 8 | BranchMin5_BranchMax8 | 8 | 3 | 6 | 14 | HeaderMin6_HeaderMax14 | 14 | 5 | 15
335 | 71 | 040-135-4P-40HP | NBS_040-135_4P_40HP_11.81_SS | 1092.3955 | 1092.3955 | 4369.582 | 4 | 0 | 4 | C | NBS_EndSuction | 5 | 4 | 5 | 8 | BranchMin5_BranchMax8 | 5 | 3 | 6 | 16 | HeaderMin6_HeaderMax16 | 6 | 6 | 18
335 | 71 | 040-135-4P-40HP | NBS_040-135_4P_40HP_11.81_SS | 1092.3955 | 1092.3955 | 4369.582 | 4 | 0 | 4 | C | NBS_EndSuction | 5 | 4 | 5 | 8 | BranchMin5_BranchMax8 | 5 | 3 | 6 | 16 | HeaderMin6_HeaderMax16 | 8 | 6 | 18
335 | 71 | 040-135-4P-40HP | NBS_040-135_4P_40HP_11.81_SS | 1092.3955 | 1092.3955 | 4369.582 | 4 | 0 | 4 | C | NBS_EndSuction | 5 | 4 | 5 | 8 | BranchMin5_BranchMax8 | 5 | 3 | 6 | 16 | HeaderMin6_HeaderMax16 | 10 | 6 | 18
335 | 71 | 040-135-4P-40HP | NBS_040-135_4P_40HP_11.81_SS | 1092.3955 | 1092.3955 | 4369.582 | 4 | 0 | 4 | C | NBS_EndSuction | 5 | 4 | 5 | 8 | BranchMin5_BranchMax8 | 5 | 3 | 6 | 16 | HeaderMin6_HeaderMax16 | 12 | 6 | 18
335 | 71 | 040-135-4P-40HP | NBS_040-135_4P_40HP_11.81_SS | 1092.3955 | 1092.3955 | 4369.582 | 4 | 0 | 4 | C | NBS_EndSuction | 5 | 4 | 5 | 8 | BranchMin5_BranchMax8 | 5 | 3 | 6 | 16 | HeaderMin6_HeaderMax16 | 14 | 6 | 18
335 | 71 | 040-135-4P-40HP | NBS_040-135_4P_40HP_11.81_SS | 1092.3955 | 1092.3955 | 4369.582 | 4 | 0 | 4 | C | NBS_EndSuction | 5 | 4 | 5 | 8 | BranchMin5_BranchMax8 | 5 | 3 | 6 | 16 | HeaderMin6_HeaderMax16 | 16 | 6 | 18
335 | 71 | 040-135-4P-40HP | NBS_040-135_4P_40HP_11.81_SS | 1092.3955 | 1092.3955 | 4369.582 | 4 | 0 | 4 | C | NBS_EndSuction | 5 | 4 | 5 | 8 | BranchMin5_BranchMax8 | 6 | 3 | 6 | 16 | HeaderMin6_HeaderMax16 | 6 | 6 | 18 | [11 empty] | INVALID
335 | 71 | 040-135-4P-40HP | NBS_040-135_4P_40HP_11.81_SS | 1092.3955 | 1092.3955 | 4369.582 | 4 | 0 | 4 | C | NBS_EndSuction | 5 | 4 | 5 | 8 | BranchMin5_BranchMax8 | 6 | 3 | 6 | 16 | HeaderMin6_HeaderMax16 | 8 | 6 | 18
335 | 71 | 040-135-4P-40HP | NBS_040-135_4P_40HP_11.81_SS | 1092.3955 | 1092.3955 | 4369.582 | 4 | 0 | 4 | C | NBS_EndSuction | 5 | 4 | 5 | 8 | BranchMin5_BranchMax8 | 6 | 3 | 6 | 16 | HeaderMin6_HeaderMax16 | 10 | 6 | 18
335 | 71 | 040-135-4P-40HP | NBS_040-135_4P_40HP_11.81_SS | 1092.3955 | 1092.3955 | 4369.582 | 4 | 0 | 4 | C | NBS_EndSuction | 5 | 4 | 5 | 8 | BranchMin5_BranchMax8 | 6 | 3 | 6 | 16 | HeaderMin6_HeaderMax16 | 12 | 6 | 18
335 | 71 | 040-135-4P-40HP | NBS_040-135_4P_40HP_11.81_SS | 1092.3955 | 1092.3955 | 4369.582 | 4 | 0 | 4 | C | NBS_EndSuction | 5 | 4 | 5 | 8 | BranchMin5_BranchMax8 | 6 | 3 | 6 | 16 | HeaderMin6_HeaderMax16 | 14 | 6 | 18
335 | 71 | 040-135-4P-40HP | NBS_040-135_4P_40HP_11.81_SS | 1092.3955 | 1092.3955 | 4369.582 | 4 | 0 | 4 | C | NBS_EndSuction | 5 | 4 | 5 | 8 | BranchMin5_BranchMax8 | 6 | 3 | 6 | 16 | HeaderMin6_HeaderMax16 | 16 | 6 | 18
335 | 71 | 040-135-4P-40HP | NBS_040-135_4P_40HP_11.81_SS | 1092.3955 | 1092.3955 | 4369.582 | 4 | 0 | 4 | C | NBS_EndSuction | 5 | 4 | 5 | 8 | BranchMin5_BranchMax8 | 8 | 3 | 6 | 16 | HeaderMin6_HeaderMax16 | 6 | 6 | 18 | [11 empty] | INVALID
335 | 71 | 040-135-4P-40HP | NBS_040-135_4P_40HP_11.81_SS | 1092.3955 | 1092.3955 | 4369.582 | 4 | 0 | 4 | C | NBS_EndSuction | 5 | 4 | 5 | 8 | BranchMin5_BranchMax8 | 8 | 3 | 6 | 16 | HeaderMin6_HeaderMax16 | 8 | 6 | 18 | [11 empty] | INVALID
335 | 71 | 040-135-4P-40HP | NBS_040-135_4P_40HP_11.81_SS | 1092.3955 | 1092.3955 | 4369.582 | 4 | 0 | 4 | C | NBS_EndSuction | 5 | 4 | 5 | 8 | BranchMin5_BranchMax8 | 8 | 3 | 6 | 16 | HeaderMin6_HeaderMax16 | 10 | 6 | 18
335 | 71 | 040-135-4P-40HP | NBS_040-135_4P_40HP_11.81_SS | 1092.3955 | 1092.3955 | 4369.582 | 4 | 0 | 4 | C | NBS_EndSuction | 5 | 4 | 5 | 8 | BranchMin5_BranchMax8 | 8 | 3 | 6 | 16 | HeaderMin6_HeaderMax16 | 12 | 6 | 18
335 | 71 | 040-135-4P-40HP | NBS_040-135_4P_40HP_11.81_SS | 1092.3955 | 1092.3955 | 4369.582 | 4 | 0 | 4 | C | NBS_EndSuction | 5 | 4 | 5 | 8 | BranchMin5_BranchMax8 | 8 | 3 | 6 | 16 | HeaderMin6_HeaderMax16 | 14 | 6 | 18
335 | 71 | 040-135-4P-40HP | NBS_040-135_4P_40HP_11.81_SS | 1092.3955 | 1092.3955 | 4369.582 | 4 | 0 | 4 | C | NBS_EndSuction | 5 | 4 | 5 | 8 | BranchMin5_BranchMax8 | 8 | 3 | 6 | 16 | HeaderMin6_HeaderMax16 | 16 | 6 | 18
336 | 72 | 040-135-4P-50HP | NBS_040-135_4P_50HP_12.83_SS | 1108.1578 | 1108.1578 | 4432.631 | 4 | 0 | 4 | C | NBS_EndSuction | 5 | 4 | 5 | 8 | BranchMin5_BranchMax8 | 5 | 3 | 6 | 16 | HeaderMin6_HeaderMax16 | 6 | 6 | 18
336 | 72 | 040-135-4P-50HP | NBS_040-135_4P_50HP_12.83_SS | 1108.1578 | 1108.1578 | 4432.631 | 4 | 0 | 4 | C | NBS_EndSuction | 5 | 4 | 5 | 8 | BranchMin5_BranchMax8 | 5 | 3 | 6 | 16 | HeaderMin6_HeaderMax16 | 8 | 6 | 18
336 | 72 | 040-135-4P-50HP | NBS_040-135_4P_50HP_12.83_SS | 1108.1578 | 1108.1578 | 4432.631 | 4 | 0 | 4 | C | NBS_EndSuction | 5 | 4 | 5 | 8 | BranchMin5_BranchMax8 | 5 | 3 | 6 | 16 | HeaderMin6_HeaderMax16 | 10 | 6 | 18
336 | 72 | 040-135-4P-50HP | NBS_040-135_4P_50HP_12.83_SS | 1108.1578 | 1108.1578 | 4432.631 | 4 | 0 | 4 | C | NBS_EndSuction | 5 | 4 | 5 | 8 | BranchMin5_BranchMax8 | 5 | 3 | 6 | 16 | HeaderMin6_HeaderMax16 | 12 | 6 | 18
336 | 72 | 040-135-4P-50HP | NBS_040-135_4P_50HP_12.83_SS | 1108.1578 | 1108.1578 | 4432.631 | 4 | 0 | 4 | C | NBS_EndSuction | 5 | 4 | 5 | 8 | BranchMin5_BranchMax8 | 5 | 3 | 6 | 16 | HeaderMin6_HeaderMax16 | 14 | 6 | 18
336 | 72 | 040-135-4P-50HP | NBS_040-135_4P_50HP_12.83_SS | 1108.1578 | 1108.1578 | 4432.631 | 4 | 0 | 4 | C | NBS_EndSuction | 5 | 4 | 5 | 8 | BranchMin5_BranchMax8 | 5 | 3 | 6 | 16 | HeaderMin6_HeaderMax16 | 16 | 6 | 18
336 | 72 | 040-135-4P-50HP | NBS_040-135_4P_50HP_12.83_SS | 1108.1578 | 1108.1578 | 4432.631 | 4 | 0 | 4 | C | NBS_EndSuction | 5 | 4 | 5 | 8 | BranchMin5_BranchMax8 | 6 | 3 | 6 | 16 | HeaderMin6_HeaderMax16 | 6 | 6 | 18 | [11 empty] | INVALID
336 | 72 | 040-135-4P-50HP | NBS_040-135_4P_50HP_12.83_SS | 1108.1578 | 1108.1578 | 4432.631 | 4 | 0 | 4 | C | NBS_EndSuction | 5 | 4 | 5 | 8 | BranchMin5_BranchMax8 | 6 | 3 | 6 | 16 | HeaderMin6_HeaderMax16 | 8 | 6 | 18
336 | 72 | 040-135-4P-50HP | NBS_040-135_4P_50HP_12.83_SS | 1108.1578 | 1108.1578 | 4432.631 | 4 | 0 | 4 | C | NBS_EndSuction | 5 | 4 | 5 | 8 | BranchMin5_BranchMax8 | 6 | 3 | 6 | 16 | HeaderMin6_HeaderMax16 | 10 | 6 | 18
336 | 72 | 040-135-4P-50HP | NBS_040-135_4P_50HP_12.83_SS | 1108.1578 | 1108.1578 | 4432.631 | 4 | 0 | 4 | C | NBS_EndSuction | 5 | 4 | 5 | 8 | BranchMin5_BranchMax8 | 6 | 3 | 6 | 16 | HeaderMin6_HeaderMax16 | 12 | 6 | 18
336 | 72 | 040-135-4P-50HP | NBS_040-135_4P_50HP_12.83_SS | 1108.1578 | 1108.1578 | 4432.631 | 4 | 0 | 4 | C | NBS_EndSuction | 5 | 4 | 5 | 8 | BranchMin5_BranchMax8 | 6 | 3 | 6 | 16 | HeaderMin6_HeaderMax16 | 14 | 6 | 18
336 | 72 | 040-135-4P-50HP | NBS_040-135_4P_50HP_12.83_SS | 1108.1578 | 1108.1578 | 4432.631 | 4 | 0 | 4 | C | NBS_EndSuction | 5 | 4 | 5 | 8 | BranchMin5_BranchMax8 | 6 | 3 | 6 | 16 | HeaderMin6_HeaderMax16 | 16 | 6 | 18
336 | 72 | 040-135-4P-50HP | NBS_040-135_4P_50HP_12.83_SS | 1108.1578 | 1108.1578 | 4432.631 | 4 | 0 | 4 | C | NBS_EndSuction | 5 | 4 | 5 | 8 | BranchMin5_BranchMax8 | 8 | 3 | 6 | 16 | HeaderMin6_HeaderMax16 | 6 | 6 | 18 | [11 empty] | INVALID
336 | 72 | 040-135-4P-50HP | NBS_040-135_4P_50HP_12.83_SS | 1108.1578 | 1108.1578 | 4432.631 | 4 | 0 | 4 | C | NBS_EndSuction | 5 | 4 | 5 | 8 | BranchMin5_BranchMax8 | 8 | 3 | 6 | 16 | HeaderMin6_HeaderMax16 | 8 | 6 | 18 | [11 empty] | INVALID
336 | 72 | 040-135-4P-50HP | NBS_040-135_4P_50HP_12.83_SS | 1108.1578 | 1108.1578 | 4432.631 | 4 | 0 | 4 | C | NBS_EndSuction | 5 | 4 | 5 | 8 | BranchMin5_BranchMax8 | 8 | 3 | 6 | 16 | HeaderMin6_HeaderMax16 | 10 | 6 | 18
336 | 72 | 040-135-4P-50HP | NBS_040-135_4P_50HP_12.83_SS | 1108.1578 | 1108.1578 | 4432.631 | 4 | 0 | 4 | C | NBS_EndSuction | 5 | 4 | 5 | 8 | BranchMin5_BranchMax8 | 8 | 3 | 6 | 16 | HeaderMin6_HeaderMax16 | 12 | 6 | 18
336 | 72 | 040-135-4P-50HP | NBS_040-135_4P_50HP_12.83_SS | 1108.1578 | 1108.1578 | 4432.631 | 4 | 0 | 4 | C | NBS_EndSuction | 5 | 4 | 5 | 8 | BranchMin5_BranchMax8 | 8 | 3 | 6 | 16 | HeaderMin6_HeaderMax16 | 14 | 6 | 18
336 | 72 | 040-135-4P-50HP | NBS_040-135_4P_50HP_12.83_SS | 1108.1578 | 1108.1578 | 4432.631 | 4 | 0 | 4 | C | NBS_EndSuction | 5 | 4 | 5 | 8 | BranchMin5_BranchMax8 | 8 | 3 | 6 | 16 | HeaderMin6_HeaderMax16 | 16 | 6 | 18
337 | 73 | 040-150-4P-50HP | NBS_040-150_4P_50HP_12.36_SS | 1179.7044 | 1179.7044 | 4718.8174 | 4 | 0 | 4 | C | NBS_EndSuction | 5 | 4 | 5 | 8 | BranchMin5_BranchMax8 | 5 | 3 | 6 | 16 | HeaderMin6_HeaderMax16 | 6 | 6 | 18
337 | 73 | 040-150-4P-50HP | NBS_040-150_4P_50HP_12.36_SS | 1179.7044 | 1179.7044 | 4718.8174 | 4 | 0 | 4 | C | NBS_EndSuction | 5 | 4 | 5 | 8 | BranchMin5_BranchMax8 | 5 | 3 | 6 | 16 | HeaderMin6_HeaderMax16 | 8 | 6 | 18
337 | 73 | 040-150-4P-50HP | NBS_040-150_4P_50HP_12.36_SS | 1179.7044 | 1179.7044 | 4718.8174 | 4 | 0 | 4 | C | NBS_EndSuction | 5 | 4 | 5 | 8 | BranchMin5_BranchMax8 | 5 | 3 | 6 | 16 | HeaderMin6_HeaderMax16 | 10 | 6 | 18
337 | 73 | 040-150-4P-50HP | NBS_040-150_4P_50HP_12.36_SS | 1179.7044 | 1179.7044 | 4718.8174 | 4 | 0 | 4 | C | NBS_EndSuction | 5 | 4 | 5 | 8 | BranchMin5_BranchMax8 | 5 | 3 | 6 | 16 | HeaderMin6_HeaderMax16 | 12 | 6 | 18
337 | 73 | 040-150-4P-50HP | NBS_040-150_4P_50HP_12.36_SS | 1179.7044 | 1179.7044 | 4718.8174 | 4 | 0 | 4 | C | NBS_EndSuction | 5 | 4 | 5 | 8 | BranchMin5_BranchMax8 | 5 | 3 | 6 | 16 | HeaderMin6_HeaderMax16 | 14 | 6 | 18
337 | 73 | 040-150-4P-50HP | NBS_040-150_4P_50HP_12.36_SS | 1179.7044 | 1179.7044 | 4718.8174 | 4 | 0 | 4 | C | NBS_EndSuction | 5 | 4 | 5 | 8 | BranchMin5_BranchMax8 | 5 | 3 | 6 | 16 | HeaderMin6_HeaderMax16 | 16 | 6 | 18
337 | 73 | 040-150-4P-50HP | NBS_040-150_4P_50HP_12.36_SS | 1179.7044 | 1179.7044 | 4718.8174 | 4 | 0 | 4 | C | NBS_EndSuction | 5 | 4 | 5 | 8 | BranchMin5_BranchMax8 | 6 | 3 | 6 | 16 | HeaderMin6_HeaderMax16 | 6 | 6 | 18 | [11 empty] | INVALID
337 | 73 | 040-150-4P-50HP | NBS_040-150_4P_50HP_12.36_SS | 1179.7044 | 1179.7044 | 4718.8174 | 4 | 0 | 4 | C | NBS_EndSuction | 5 | 4 | 5 | 8 | BranchMin5_BranchMax8 | 6 | 3 | 6 | 16 | HeaderMin6_HeaderMax16 | 8 | 6 | 18
337 | 73 | 040-150-4P-50HP | NBS_040-150_4P_50HP_12.36_SS | 1179.7044 | 1179.7044 | 4718.8174 | 4 | 0 | 4 | C | NBS_EndSuction | 5 | 4 | 5 | 8 | BranchMin5_BranchMax8 | 6 | 3 | 6 | 16 | HeaderMin6_HeaderMax16 | 10 | 6 | 18
337 | 73 | 040-150-4P-50HP | NBS_040-150_4P_50HP_12.36_SS | 1179.7044 | 1179.7044 | 4718.8174 | 4 | 0 | 4 | C | NBS_EndSuction | 5 | 4 | 5 | 8 | BranchMin5_BranchMax8 | 6 | 3 | 6 | 16 | HeaderMin6_HeaderMax16 | 12 | 6 | 18
337 | 73 | 040-150-4P-50HP | NBS_040-150_4P_50HP_12.36_SS | 1179.7044 | 1179.7044 | 4718.8174 | 4 | 0 | 4 | C | NBS_EndSuction | 5 | 4 | 5 | 8 | BranchMin5_BranchMax8 | 6 | 3 | 6 | 16 | HeaderMin6_HeaderMax16 | 14 | 6 | 18
337 | 73 | 040-150-4P-50HP | NBS_040-150_4P_50HP_12.36_SS | 1179.7044 | 1179.7044 | 4718.8174 | 4 | 0 | 4 | C | NBS_EndSuction | 5 | 4 | 5 | 8 | BranchMin5_BranchMax8 | 6 | 3 | 6 | 16 | HeaderMin6_HeaderMax16 | 16 | 6 | 18
337 | 73 | 040-150-4P-50HP | NBS_040-150_4P_50HP_12.36_SS | 1179.7044 | 1179.7044 | 4718.8174 | 4 | 0 | 4 | C | NBS_EndSuction | 5 | 4 | 5 | 8 | BranchMin5_BranchMax8 | 8 | 3 | 6 | 16 | HeaderMin6_HeaderMax16 | 6 | 6 | 18 | [11 empty] | INVALID
337 | 73 | 040-150-4P-50HP | NBS_040-150_4P_50HP_12.36_SS | 1179.7044 | 1179.7044 | 4718.8174 | 4 | 0 | 4 | C | NBS_EndSuction | 5 | 4 | 5 | 8 | BranchMin5_BranchMax8 | 8 | 3 | 6 | 16 | HeaderMin6_HeaderMax16 | 8 | 6 | 18 | [11 empty] | INVALID
337 | 73 | 040-150-4P-50HP | NBS_040-150_4P_50HP_12.36_SS | 1179.7044 | 1179.7044 | 4718.8174 | 4 | 0 | 4 | C | NBS_EndSuction | 5 | 4 | 5 | 8 | BranchMin5_BranchMax8 | 8 | 3 | 6 | 16 | HeaderMin6_HeaderMax16 | 10 | 6 | 18
337 | 73 | 040-150-4P-50HP | NBS_040-150_4P_50HP_12.36_SS | 1179.7044 | 1179.7044 | 4718.8174 | 4 | 0 | 4 | C | NBS_EndSuction | 5 | 4 | 5 | 8 | BranchMin5_BranchMax8 | 8 | 3 | 6 | 16 | HeaderMin6_HeaderMax16 | 12 | 6 | 18
337 | 73 | 040-150-4P-50HP | NBS_040-150_4P_50HP_12.36_SS | 1179.7044 | 1179.7044 | 4718.8174 | 4 | 0 | 4 | C | NBS_EndSuction | 5 | 4 | 5 | 8 | BranchMin5_BranchMax8 | 8 | 3 | 6 | 16 | HeaderMin6_HeaderMax16 | 14 | 6 | 18
337 | 73 | 040-150-4P-50HP | NBS_040-150_4P_50HP_12.36_SS | 1179.7044 | 1179.7044 | 4718.8174 | 4 | 0 | 4 | C | NBS_EndSuction | 5 | 4 | 5 | 8 | BranchMin5_BranchMax8 | 8 | 3 | 6 | 16 | HeaderMin6_HeaderMax16 | 16 | 6 | 18
338 | 74 | 040-150-4P-60HP | NBS_040-150_4P_60HP_13.07_SS | 1257.8884 | 1257.8884 | 5031.5535 | 4 | 0 | 4 | C | NBS_EndSuction | 5 | 4 | 5 | 8 | BranchMin5_BranchMax8 | 5 | 3 | 6 | 16 | HeaderMin6_HeaderMax16 | 6 | 6 | 18
338 | 74 | 040-150-4P-60HP | NBS_040-150_4P_60HP_13.07_SS | 1257.8884 | 1257.8884 | 5031.5535 | 4 | 0 | 4 | C | NBS_EndSuction | 5 | 4 | 5 | 8 | BranchMin5_BranchMax8 | 5 | 3 | 6 | 16 | HeaderMin6_HeaderMax16 | 8 | 6 | 18
338 | 74 | 040-150-4P-60HP | NBS_040-150_4P_60HP_13.07_SS | 1257.8884 | 1257.8884 | 5031.5535 | 4 | 0 | 4 | C | NBS_EndSuction | 5 | 4 | 5 | 8 | BranchMin5_BranchMax8 | 5 | 3 | 6 | 16 | HeaderMin6_HeaderMax16 | 10 | 6 | 18
338 | 74 | 040-150-4P-60HP | NBS_040-150_4P_60HP_13.07_SS | 1257.8884 | 1257.8884 | 5031.5535 | 4 | 0 | 4 | C | NBS_EndSuction | 5 | 4 | 5 | 8 | BranchMin5_BranchMax8 | 5 | 3 | 6 | 16 | HeaderMin6_HeaderMax16 | 12 | 6 | 18
338 | 74 | 040-150-4P-60HP | NBS_040-150_4P_60HP_13.07_SS | 1257.8884 | 1257.8884 | 5031.5535 | 4 | 0 | 4 | C | NBS_EndSuction | 5 | 4 | 5 | 8 | BranchMin5_BranchMax8 | 5 | 3 | 6 | 16 | HeaderMin6_HeaderMax16 | 14 | 6 | 18
338 | 74 | 040-150-4P-60HP | NBS_040-150_4P_60HP_13.07_SS | 1257.8884 | 1257.8884 | 5031.5535 | 4 | 0 | 4 | C | NBS_EndSuction | 5 | 4 | 5 | 8 | BranchMin5_BranchMax8 | 5 | 3 | 6 | 16 | HeaderMin6_HeaderMax16 | 16 | 6 | 18
338 | 74 | 040-150-4P-60HP | NBS_040-150_4P_60HP_13.07_SS | 1257.8884 | 1257.8884 | 5031.5535 | 4 | 0 | 4 | C | NBS_EndSuction | 5 | 4 | 5 | 8 | BranchMin5_BranchMax8 | 6 | 3 | 6 | 16 | HeaderMin6_HeaderMax16 | 6 | 6 | 18 | [11 empty] | INVALID
338 | 74 | 040-150-4P-60HP | NBS_040-150_4P_60HP_13.07_SS | 1257.8884 | 1257.8884 | 5031.5535 | 4 | 0 | 4 | C | NBS_EndSuction | 5 | 4 | 5 | 8 | BranchMin5_BranchMax8 | 6 | 3 | 6 | 16 | HeaderMin6_HeaderMax16 | 8 | 6 | 18
338 | 74 | 040-150-4P-60HP | NBS_040-150_4P_60HP_13.07_SS | 1257.8884 | 1257.8884 | 5031.5535 | 4 | 0 | 4 | C | NBS_EndSuction | 5 | 4 | 5 | 8 | BranchMin5_BranchMax8 | 6 | 3 | 6 | 16 | HeaderMin6_HeaderMax16 | 10 | 6 | 18
338 | 74 | 040-150-4P-60HP | NBS_040-150_4P_60HP_13.07_SS | 1257.8884 | 1257.8884 | 5031.5535 | 4 | 0 | 4 | C | NBS_EndSuction | 5 | 4 | 5 | 8 | BranchMin5_BranchMax8 | 6 | 3 | 6 | 16 | HeaderMin6_HeaderMax16 | 12 | 6 | 18
338 | 74 | 040-150-4P-60HP | NBS_040-150_4P_60HP_13.07_SS | 1257.8884 | 1257.8884 | 5031.5535 | 4 | 0 | 4 | C | NBS_EndSuction | 5 | 4 | 5 | 8 | BranchMin5_BranchMax8 | 6 | 3 | 6 | 16 | HeaderMin6_HeaderMax16 | 14 | 6 | 18
338 | 74 | 040-150-4P-60HP | NBS_040-150_4P_60HP_13.07_SS | 1257.8884 | 1257.8884 | 5031.5535 | 4 | 0 | 4 | C | NBS_EndSuction | 5 | 4 | 5 | 8 | BranchMin5_BranchMax8 | 6 | 3 | 6 | 16 | HeaderMin6_HeaderMax16 | 16 | 6 | 18
338 | 74 | 040-150-4P-60HP | NBS_040-150_4P_60HP_13.07_SS | 1257.8884 | 1257.8884 | 5031.5535 | 4 | 0 | 4 | C | NBS_EndSuction | 5 | 4 | 5 | 8 | BranchMin5_BranchMax8 | 8 | 3 | 6 | 16 | HeaderMin6_HeaderMax16 | 6 | 6 | 18 | [11 empty] | INVALID
338 | 74 | 040-150-4P-60HP | NBS_040-150_4P_60HP_13.07_SS | 1257.8884 | 1257.8884 | 5031.5535 | 4 | 0 | 4 | C | NBS_EndSuction | 5 | 4 | 5 | 8 | BranchMin5_BranchMax8 | 8 | 3 | 6 | 16 | HeaderMin6_HeaderMax16 | 8 | 6 | 18 | [11 empty] | INVALID
338 | 74 | 040-150-4P-60HP | NBS_040-150_4P_60HP_13.07_SS | 1257.8884 | 1257.8884 | 5031.5535 | 4 | 0 | 4 | C | NBS_EndSuction | 5 | 4 | 5 | 8 | BranchMin5_BranchMax8 | 8 | 3 | 6 | 16 | HeaderMin6_HeaderMax16 | 10 | 6 | 18
338 | 74 | 040-150-4P-60HP | NBS_040-150_4P_60HP_13.07_SS | 1257.8884 | 1257.8884 | 5031.5535 | 4 | 0 | 4 | C | NBS_EndSuction | 5 | 4 | 5 | 8 | BranchMin5_BranchMax8 | 8 | 3 | 6 | 16 | HeaderMin6_HeaderMax16 | 12 | 6 | 18
338 | 74 | 040-150-4P-60HP | NBS_040-150_4P_60HP_13.07_SS | 1257.8884 | 1257.8884 | 5031.5535 | 4 | 0 | 4 | C | NBS_EndSuction | 5 | 4 | 5 | 8 | BranchMin5_BranchMax8 | 8 | 3 | 6 | 16 | HeaderMin6_HeaderMax16 | 14 | 6 | 18
338 | 74 | 040-150-4P-60HP | NBS_040-150_4P_60HP_13.07_SS | 1257.8884 | 1257.8884 | 5031.5535 | 4 | 0 | 4 | C | NBS_EndSuction | 5 | 4 | 5 | 8 | BranchMin5_BranchMax8 | 8 | 3 | 6 | 16 | HeaderMin6_HeaderMax16 | 16 | 6 | 18
339 | 75 | 040-150-4P-75HP | NBS_040-150_4P_75HP_14.02_SS | 1397.6463 | 1397.6463 | 5590.5852 | 4 | 0 | 4 | C | NBS_EndSuction | 5 | 4 | 5 | 8 | BranchMin5_BranchMax8 | 5 | 3 | 6 | 18 | HeaderMin6_HeaderMax18 | 6 | 7 | 21
339 | 75 | 040-150-4P-75HP | NBS_040-150_4P_75HP_14.02_SS | 1397.6463 | 1397.6463 | 5590.5852 | 4 | 0 | 4 | C | NBS_EndSuction | 5 | 4 | 5 | 8 | BranchMin5_BranchMax8 | 5 | 3 | 6 | 18 | HeaderMin6_HeaderMax18 | 8 | 7 | 21
339 | 75 | 040-150-4P-75HP | NBS_040-150_4P_75HP_14.02_SS | 1397.6463 | 1397.6463 | 5590.5852 | 4 | 0 | 4 | C | NBS_EndSuction | 5 | 4 | 5 | 8 | BranchMin5_BranchMax8 | 5 | 3 | 6 | 18 | HeaderMin6_HeaderMax18 | 10 | 7 | 21
339 | 75 | 040-150-4P-75HP | NBS_040-150_4P_75HP_14.02_SS | 1397.6463 | 1397.6463 | 5590.5852 | 4 | 0 | 4 | C | NBS_EndSuction | 5 | 4 | 5 | 8 | BranchMin5_BranchMax8 | 5 | 3 | 6 | 18 | HeaderMin6_HeaderMax18 | 12 | 7 | 21
339 | 75 | 040-150-4P-75HP | NBS_040-150_4P_75HP_14.02_SS | 1397.6463 | 1397.6463 | 5590.5852 | 4 | 0 | 4 | C | NBS_EndSuction | 5 | 4 | 5 | 8 | BranchMin5_BranchMax8 | 5 | 3 | 6 | 18 | HeaderMin6_HeaderMax18 | 14 | 7 | 21
339 | 75 | 040-150-4P-75HP | NBS_040-150_4P_75HP_14.02_SS | 1397.6463 | 1397.6463 | 5590.5852 | 4 | 0 | 4 | C | NBS_EndSuction | 5 | 4 | 5 | 8 | BranchMin5_BranchMax8 | 5 | 3 | 6 | 18 | HeaderMin6_HeaderMax18 | 16 | 7 | 21
339 | 75 | 040-150-4P-75HP | NBS_040-150_4P_75HP_14.02_SS | 1397.6463 | 1397.6463 | 5590.5852 | 4 | 0 | 4 | C | NBS_EndSuction | 5 | 4 | 5 | 8 | BranchMin5_BranchMax8 | 5 | 3 | 6 | 18 | HeaderMin6_HeaderMax18 | 18 | 7 | 21
339 | 75 | 040-150-4P-75HP | NBS_040-150_4P_75HP_14.02_SS | 1397.6463 | 1397.6463 | 5590.5852 | 4 | 0 | 4 | C | NBS_EndSuction | 5 | 4 | 5 | 8 | BranchMin5_BranchMax8 | 6 | 3 | 6 | 18 | HeaderMin6_HeaderMax18 | 6 | 7 | 21 | [11 empty] | INVALID
339 | 75 | 040-150-4P-75HP | NBS_040-150_4P_75HP_14.02_SS | 1397.6463 | 1397.6463 | 5590.5852 | 4 | 0 | 4 | C | NBS_EndSuction | 5 | 4 | 5 | 8 | BranchMin5_BranchMax8 | 6 | 3 | 6 | 18 | HeaderMin6_HeaderMax18 | 8 | 7 | 21
339 | 75 | 040-150-4P-75HP | NBS_040-150_4P_75HP_14.02_SS | 1397.6463 | 1397.6463 | 5590.5852 | 4 | 0 | 4 | C | NBS_EndSuction | 5 | 4 | 5 | 8 | BranchMin5_BranchMax8 | 6 | 3 | 6 | 18 | HeaderMin6_HeaderMax18 | 10 | 7 | 21
339 | 75 | 040-150-4P-75HP | NBS_040-150_4P_75HP_14.02_SS | 1397.6463 | 1397.6463 | 5590.5852 | 4 | 0 | 4 | C | NBS_EndSuction | 5 | 4 | 5 | 8 | BranchMin5_BranchMax8 | 6 | 3 | 6 | 18 | HeaderMin6_HeaderMax18 | 12 | 7 | 21
339 | 75 | 040-150-4P-75HP | NBS_040-150_4P_75HP_14.02_SS | 1397.6463 | 1397.6463 | 5590.5852 | 4 | 0 | 4 | C | NBS_EndSuction | 5 | 4 | 5 | 8 | BranchMin5_BranchMax8 | 6 | 3 | 6 | 18 | HeaderMin6_HeaderMax18 | 14 | 7 | 21
339 | 75 | 040-150-4P-75HP | NBS_040-150_4P_75HP_14.02_SS | 1397.6463 | 1397.6463 | 5590.5852 | 4 | 0 | 4 | C | NBS_EndSuction | 5 | 4 | 5 | 8 | BranchMin5_BranchMax8 | 6 | 3 | 6 | 18 | HeaderMin6_HeaderMax18 | 16 | 7 | 21
339 | 75 | 040-150-4P-75HP | NBS_040-150_4P_75HP_14.02_SS | 1397.6463 | 1397.6463 | 5590.5852 | 4 | 0 | 4 | C | NBS_EndSuction | 5 | 4 | 5 | 8 | BranchMin5_BranchMax8 | 6 | 3 | 6 | 18 | HeaderMin6_HeaderMax18 | 18 | 7 | 21
339 | 75 | 040-150-4P-75HP | NBS_040-150_4P_75HP_14.02_SS | 1397.6463 | 1397.6463 | 5590.5852 | 4 | 0 | 4 | C | NBS_EndSuction | 5 | 4 | 5 | 8 | BranchMin5_BranchMax8 | 8 | 3 | 6 | 18 | HeaderMin6_HeaderMax18 | 6 | 7 | 21 | [11 empty] | INVALID
339 | 75 | 040-150-4P-75HP | NBS_040-150_4P_75HP_14.02_SS | 1397.6463 | 1397.6463 | 5590.5852 | 4 | 0 | 4 | C | NBS_EndSuction | 5 | 4 | 5 | 8 | BranchMin5_BranchMax8 | 8 | 3 | 6 | 18 | HeaderMin6_HeaderMax18 | 8 | 7 | 21 | [11 empty] | INVALID
339 | 75 | 040-150-4P-75HP | NBS_040-150_4P_75HP_14.02_SS | 1397.6463 | 1397.6463 | 5590.5852 | 4 | 0 | 4 | C | NBS_EndSuction | 5 | 4 | 5 | 8 | BranchMin5_BranchMax8 | 8 | 3 | 6 | 18 | HeaderMin6_HeaderMax18 | 10 | 7 | 21
339 | 75 | 040-150-4P-75HP | NBS_040-150_4P_75HP_14.02_SS | 1397.6463 | 1397.6463 | 5590.5852 | 4 | 0 | 4 | C | NBS_EndSuction | 5 | 4 | 5 | 8 | BranchMin5_BranchMax8 | 8 | 3 | 6 | 18 | HeaderMin6_HeaderMax18 | 12 | 7 | 21
339 | 75 | 040-150-4P-75HP | NBS_040-150_4P_75HP_14.02_SS | 1397.6463 | 1397.6463 | 5590.5852 | 4 | 0 | 4 | C | NBS_EndSuction | 5 | 4 | 5 | 8 | BranchMin5_BranchMax8 | 8 | 3 | 6 | 18 | HeaderMin6_HeaderMax18 | 14 | 7 | 21
339 | 75 | 040-150-4P-75HP | NBS_040-150_4P_75HP_14.02_SS | 1397.6463 | 1397.6463 | 5590.5852 | 4 | 0 | 4 | C | NBS_EndSuction | 5 | 4 | 5 | 8 | BranchMin5_BranchMax8 | 8 | 3 | 6 | 18 | HeaderMin6_HeaderMax18 | 16 | 7 | 21
339 | 75 | 040-150-4P-75HP | NBS_040-150_4P_75HP_14.02_SS | 1397.6463 | 1397.6463 | 5590.5852 | 4 | 0 | 4 | C | NBS_EndSuction | 5 | 4 | 5 | 8 | BranchMin5_BranchMax8 | 8 | 3 | 6 | 18 | HeaderMin6_HeaderMax18 | 18 | 7 | 21
340 | 76 | 040-150-4P-100HP | NBS_040-150_4P_100HP_15.28_SS | 1556.5458 | 1556.5458 | 6226.1832 | 4 | 0 | 4 | C | NBS_EndSuction | 5 | 4 | 5 | 8 | BranchMin5_BranchMax8 | 5 | 3 | 6 | 18 | HeaderMin6_HeaderMax18 | 6 | 7 | 21
340 | 76 | 040-150-4P-100HP | NBS_040-150_4P_100HP_15.28_SS | 1556.5458 | 1556.5458 | 6226.1832 | 4 | 0 | 4 | C | NBS_EndSuction | 5 | 4 | 5 | 8 | BranchMin5_BranchMax8 | 5 | 3 | 6 | 18 | HeaderMin6_HeaderMax18 | 8 | 7 | 21
340 | 76 | 040-150-4P-100HP | NBS_040-150_4P_100HP_15.28_SS | 1556.5458 | 1556.5458 | 6226.1832 | 4 | 0 | 4 | C | NBS_EndSuction | 5 | 4 | 5 | 8 | BranchMin5_BranchMax8 | 5 | 3 | 6 | 18 | HeaderMin6_HeaderMax18 | 10 | 7 | 21
340 | 76 | 040-150-4P-100HP | NBS_040-150_4P_100HP_15.28_SS | 1556.5458 | 1556.5458 | 6226.1832 | 4 | 0 | 4 | C | NBS_EndSuction | 5 | 4 | 5 | 8 | BranchMin5_BranchMax8 | 5 | 3 | 6 | 18 | HeaderMin6_HeaderMax18 | 12 | 7 | 21
340 | 76 | 040-150-4P-100HP | NBS_040-150_4P_100HP_15.28_SS | 1556.5458 | 1556.5458 | 6226.1832 | 4 | 0 | 4 | C | NBS_EndSuction | 5 | 4 | 5 | 8 | BranchMin5_BranchMax8 | 5 | 3 | 6 | 18 | HeaderMin6_HeaderMax18 | 14 | 7 | 21
340 | 76 | 040-150-4P-100HP | NBS_040-150_4P_100HP_15.28_SS | 1556.5458 | 1556.5458 | 6226.1832 | 4 | 0 | 4 | C | NBS_EndSuction | 5 | 4 | 5 | 8 | BranchMin5_BranchMax8 | 5 | 3 | 6 | 18 | HeaderMin6_HeaderMax18 | 16 | 7 | 21
340 | 76 | 040-150-4P-100HP | NBS_040-150_4P_100HP_15.28_SS | 1556.5458 | 1556.5458 | 6226.1832 | 4 | 0 | 4 | C | NBS_EndSuction | 5 | 4 | 5 | 8 | BranchMin5_BranchMax8 | 5 | 3 | 6 | 18 | HeaderMin6_HeaderMax18 | 18 | 7 | 21
340 | 76 | 040-150-4P-100HP | NBS_040-150_4P_100HP_15.28_SS | 1556.5458 | 1556.5458 | 6226.1832 | 4 | 0 | 4 | C | NBS_EndSuction | 5 | 4 | 5 | 8 | BranchMin5_BranchMax8 | 6 | 3 | 6 | 18 | HeaderMin6_HeaderMax18 | 6 | 7 | 21 | [11 empty] | INVALID
340 | 76 | 040-150-4P-100HP | NBS_040-150_4P_100HP_15.28_SS | 1556.5458 | 1556.5458 | 6226.1832 | 4 | 0 | 4 | C | NBS_EndSuction | 5 | 4 | 5 | 8 | BranchMin5_BranchMax8 | 6 | 3 | 6 | 18 | HeaderMin6_HeaderMax18 | 8 | 7 | 21
340 | 76 | 040-150-4P-100HP | NBS_040-150_4P_100HP_15.28_SS | 1556.5458 | 1556.5458 | 6226.1832 | 4 | 0 | 4 | C | NBS_EndSuction | 5 | 4 | 5 | 8 | BranchMin5_BranchMax8 | 6 | 3 | 6 | 18 | HeaderMin6_HeaderMax18 | 10 | 7 | 21
340 | 76 | 040-150-4P-100HP | NBS_040-150_4P_100HP_15.28_SS | 1556.5458 | 1556.5458 | 6226.1832 | 4 | 0 | 4 | C | NBS_EndSuction | 5 | 4 | 5 | 8 | BranchMin5_BranchMax8 | 6 | 3 | 6 | 18 | HeaderMin6_HeaderMax18 | 12 | 7 | 21
340 | 76 | 040-150-4P-100HP | NBS_040-150_4P_100HP_15.28_SS | 1556.5458 | 1556.5458 | 6226.1832 | 4 | 0 | 4 | C | NBS_EndSuction | 5 | 4 | 5 | 8 | BranchMin5_BranchMax8 | 6 | 3 | 6 | 18 | HeaderMin6_HeaderMax18 | 14 | 7 | 21
340 | 76 | 040-150-4P-100HP | NBS_040-150_4P_100HP_15.28_SS | 1556.5458 | 1556.5458 | 6226.1832 | 4 | 0 | 4 | C | NBS_EndSuction | 5 | 4 | 5 | 8 | BranchMin5_BranchMax8 | 6 | 3 | 6 | 18 | HeaderMin6_HeaderMax18 | 16 | 7 | 21
340 | 76 | 040-150-4P-100HP | NBS_040-150_4P_100HP_15.28_SS | 1556.5458 | 1556.5458 | 6226.1832 | 4 | 0 | 4 | C | NBS_EndSuction | 5 | 4 | 5 | 8 | BranchMin5_BranchMax8 | 6 | 3 | 6 | 18 | HeaderMin6_HeaderMax18 | 18 | 7 | 21
340 | 76 | 040-150-4P-100HP | NBS_040-150_4P_100HP_15.28_SS | 1556.5458 | 1556.5458 | 6226.1832 | 4 | 0 | 4 | C | NBS_EndSuction | 5 | 4 | 5 | 8 | BranchMin5_BranchMax8 | 8 | 3 | 6 | 18 | HeaderMin6_HeaderMax18 | 6 | 7 | 21 | [11 empty] | INVALID
340 | 76 | 040-150-4P-100HP | NBS_040-150_4P_100HP_15.28_SS | 1556.5458 | 1556.5458 | 6226.1832 | 4 | 0 | 4 | C | NBS_EndSuction | 5 | 4 | 5 | 8 | BranchMin5_BranchMax8 | 8 | 3 | 6 | 18 | HeaderMin6_HeaderMax18 | 8 | 7 | 21 | [11 empty] | INVALID
340 | 76 | 040-150-4P-100HP | NBS_040-150_4P_100HP_15.28_SS | 1556.5458 | 1556.5458 | 6226.1832 | 4 | 0 | 4 | C | NBS_EndSuction | 5 | 4 | 5 | 8 | BranchMin5_BranchMax8 | 8 | 3 | 6 | 18 | HeaderMin6_HeaderMax18 | 10 | 7 | 21
340 | 76 | 040-150-4P-100HP | NBS_040-150_4P_100HP_15.28_SS | 1556.5458 | 1556.5458 | 6226.1832 | 4 | 0 | 4 | C | NBS_EndSuction | 5 | 4 | 5 | 8 | BranchMin5_BranchMax8 | 8 | 3 | 6 | 18 | HeaderMin6_HeaderMax18 | 12 | 7 | 21
340 | 76 | 040-150-4P-100HP | NBS_040-150_4P_100HP_15.28_SS | 1556.5458 | 1556.5458 | 6226.1832 | 4 | 0 | 4 | C | NBS_EndSuction | 5 | 4 | 5 | 8 | BranchMin5_BranchMax8 | 8 | 3 | 6 | 18 | HeaderMin6_HeaderMax18 | 14 | 7 | 21
340 | 76 | 040-150-4P-100HP | NBS_040-150_4P_100HP_15.28_SS | 1556.5458 | 1556.5458 | 6226.1832 | 4 | 0 | 4 | C | NBS_EndSuction | 5 | 4 | 5 | 8 | BranchMin5_BranchMax8 | 8 | 3 | 6 | 18 | HeaderMin6_HeaderMax18 | 16 | 7 | 21
340 | 76 | 040-150-4P-100HP | NBS_040-150_4P_100HP_15.28_SS | 1556.5458 | 1556.5458 | 6226.1832 | 4 | 0 | 4 | C | NBS_EndSuction | 5 | 4 | 5 | 8 | BranchMin5_BranchMax8 | 8 | 3 | 6 | 18 | HeaderMin6_HeaderMax18 | 18 | 7 | 21
341 | 77 | 040-150-4P-125HP | NBS_040-150_4P_125HP_16.14_SS | 1658.4722 | 1658.4722 | 6633.8887 | 4 | 0 | 4 | C | NBS_EndSuction | 5 | 4 | 5 | 10 | BranchMin5_BranchMax10 | 5 | 4 | 6 | 18 | HeaderMin6_HeaderMax18 | 6 | 7 | 28
341 | 77 | 040-150-4P-125HP | NBS_040-150_4P_125HP_16.14_SS | 1658.4722 | 1658.4722 | 6633.8887 | 4 | 0 | 4 | C | NBS_EndSuction | 5 | 4 | 5 | 10 | BranchMin5_BranchMax10 | 5 | 4 | 6 | 18 | HeaderMin6_HeaderMax18 | 8 | 7 | 28
341 | 77 | 040-150-4P-125HP | NBS_040-150_4P_125HP_16.14_SS | 1658.4722 | 1658.4722 | 6633.8887 | 4 | 0 | 4 | C | NBS_EndSuction | 5 | 4 | 5 | 10 | BranchMin5_BranchMax10 | 5 | 4 | 6 | 18 | HeaderMin6_HeaderMax18 | 10 | 7 | 28
341 | 77 | 040-150-4P-125HP | NBS_040-150_4P_125HP_16.14_SS | 1658.4722 | 1658.4722 | 6633.8887 | 4 | 0 | 4 | C | NBS_EndSuction | 5 | 4 | 5 | 10 | BranchMin5_BranchMax10 | 5 | 4 | 6 | 18 | HeaderMin6_HeaderMax18 | 12 | 7 | 28
341 | 77 | 040-150-4P-125HP | NBS_040-150_4P_125HP_16.14_SS | 1658.4722 | 1658.4722 | 6633.8887 | 4 | 0 | 4 | C | NBS_EndSuction | 5 | 4 | 5 | 10 | BranchMin5_BranchMax10 | 5 | 4 | 6 | 18 | HeaderMin6_HeaderMax18 | 14 | 7 | 28
341 | 77 | 040-150-4P-125HP | NBS_040-150_4P_125HP_16.14_SS | 1658.4722 | 1658.4722 | 6633.8887 | 4 | 0 | 4 | C | NBS_EndSuction | 5 | 4 | 5 | 10 | BranchMin5_BranchMax10 | 5 | 4 | 6 | 18 | HeaderMin6_HeaderMax18 | 16 | 7 | 28
341 | 77 | 040-150-4P-125HP | NBS_040-150_4P_125HP_16.14_SS | 1658.4722 | 1658.4722 | 6633.8887 | 4 | 0 | 4 | C | NBS_EndSuction | 5 | 4 | 5 | 10 | BranchMin5_BranchMax10 | 5 | 4 | 6 | 18 | HeaderMin6_HeaderMax18 | 18 | 7 | 28
341 | 77 | 040-150-4P-125HP | NBS_040-150_4P_125HP_16.14_SS | 1658.4722 | 1658.4722 | 6633.8887 | 4 | 0 | 4 | C | NBS_EndSuction | 5 | 4 | 5 | 10 | BranchMin5_BranchMax10 | 6 | 4 | 6 | 18 | HeaderMin6_HeaderMax18 | 6 | 7 | 28 | [11 empty] | INVALID
341 | 77 | 040-150-4P-125HP | NBS_040-150_4P_125HP_16.14_SS | 1658.4722 | 1658.4722 | 6633.8887 | 4 | 0 | 4 | C | NBS_EndSuction | 5 | 4 | 5 | 10 | BranchMin5_BranchMax10 | 6 | 4 | 6 | 18 | HeaderMin6_HeaderMax18 | 8 | 7 | 28
341 | 77 | 040-150-4P-125HP | NBS_040-150_4P_125HP_16.14_SS | 1658.4722 | 1658.4722 | 6633.8887 | 4 | 0 | 4 | C | NBS_EndSuction | 5 | 4 | 5 | 10 | BranchMin5_BranchMax10 | 6 | 4 | 6 | 18 | HeaderMin6_HeaderMax18 | 10 | 7 | 28
341 | 77 | 040-150-4P-125HP | NBS_040-150_4P_125HP_16.14_SS | 1658.4722 | 1658.4722 | 6633.8887 | 4 | 0 | 4 | C | NBS_EndSuction | 5 | 4 | 5 | 10 | BranchMin5_BranchMax10 | 6 | 4 | 6 | 18 | HeaderMin6_HeaderMax18 | 12 | 7 | 28
341 | 77 | 040-150-4P-125HP | NBS_040-150_4P_125HP_16.14_SS | 1658.4722 | 1658.4722 | 6633.8887 | 4 | 0 | 4 | C | NBS_EndSuction | 5 | 4 | 5 | 10 | BranchMin5_BranchMax10 | 6 | 4 | 6 | 18 | HeaderMin6_HeaderMax18 | 14 | 7 | 28
341 | 77 | 040-150-4P-125HP | NBS_040-150_4P_125HP_16.14_SS | 1658.4722 | 1658.4722 | 6633.8887 | 4 | 0 | 4 | C | NBS_EndSuction | 5 | 4 | 5 | 10 | BranchMin5_BranchMax10 | 6 | 4 | 6 | 18 | HeaderMin6_HeaderMax18 | 16 | 7 | 28
341 | 77 | 040-150-4P-125HP | NBS_040-150_4P_125HP_16.14_SS | 1658.4722 | 1658.4722 | 6633.8887 | 4 | 0 | 4 | C | NBS_EndSuction | 5 | 4 | 5 | 10 | BranchMin5_BranchMax10 | 6 | 4 | 6 | 18 | HeaderMin6_HeaderMax18 | 18 | 7 | 28
341 | 77 | 040-150-4P-125HP | NBS_040-150_4P_125HP_16.14_SS | 1658.4722 | 1658.4722 | 6633.8887 | 4 | 0 | 4 | C | NBS_EndSuction | 5 | 4 | 5 | 10 | BranchMin5_BranchMax10 | 8 | 4 | 6 | 18 | HeaderMin6_HeaderMax18 | 6 | 7 | 28 | [11 empty] | INVALID
341 | 77 | 040-150-4P-125HP | NBS_040-150_4P_125HP_16.14_SS | 1658.4722 | 1658.4722 | 6633.8887 | 4 | 0 | 4 | C | NBS_EndSuction | 5 | 4 | 5 | 10 | BranchMin5_BranchMax10 | 8 | 4 | 6 | 18 | HeaderMin6_HeaderMax18 | 8 | 7 | 28 | [11 empty] | INVALID
341 | 77 | 040-150-4P-125HP | NBS_040-150_4P_125HP_16.14_SS | 1658.4722 | 1658.4722 | 6633.8887 | 4 | 0 | 4 | C | NBS_EndSuction | 5 | 4 | 5 | 10 | BranchMin5_BranchMax10 | 8 | 4 | 6 | 18 | HeaderMin6_HeaderMax18 | 10 | 7 | 28
341 | 77 | 040-150-4P-125HP | NBS_040-150_4P_125HP_16.14_SS | 1658.4722 | 1658.4722 | 6633.8887 | 4 | 0 | 4 | C | NBS_EndSuction | 5 | 4 | 5 | 10 | BranchMin5_BranchMax10 | 8 | 4 | 6 | 18 | HeaderMin6_HeaderMax18 | 12 | 7 | 28
341 | 77 | 040-150-4P-125HP | NBS_040-150_4P_125HP_16.14_SS | 1658.4722 | 1658.4722 | 6633.8887 | 4 | 0 | 4 | C | NBS_EndSuction | 5 | 4 | 5 | 10 | BranchMin5_BranchMax10 | 8 | 4 | 6 | 18 | HeaderMin6_HeaderMax18 | 14 | 7 | 28
341 | 77 | 040-150-4P-125HP | NBS_040-150_4P_125HP_16.14_SS | 1658.4722 | 1658.4722 | 6633.8887 | 4 | 0 | 4 | C | NBS_EndSuction | 5 | 4 | 5 | 10 | BranchMin5_BranchMax10 | 8 | 4 | 6 | 18 | HeaderMin6_HeaderMax18 | 16 | 7 | 28
341 | 77 | 040-150-4P-125HP | NBS_040-150_4P_125HP_16.14_SS | 1658.4722 | 1658.4722 | 6633.8887 | 4 | 0 | 4 | C | NBS_EndSuction | 5 | 4 | 5 | 10 | BranchMin5_BranchMax10 | 8 | 4 | 6 | 18 | HeaderMin6_HeaderMax18 | 18 | 7 | 28
341 | 77 | 040-150-4P-125HP | NBS_040-150_4P_125HP_16.14_SS | 1658.4722 | 1658.4722 | 6633.8887 | 4 | 0 | 4 | C | NBS_EndSuction | 5 | 4 | 5 | 10 | BranchMin5_BranchMax10 | 10 | 4 | 6 | 18 | HeaderMin6_HeaderMax18 | 6 | 7 | 28 | [11 empty] | INVALID
341 | 77 | 040-150-4P-125HP | NBS_040-150_4P_125HP_16.14_SS | 1658.4722 | 1658.4722 | 6633.8887 | 4 | 0 | 4 | C | NBS_EndSuction | 5 | 4 | 5 | 10 | BranchMin5_BranchMax10 | 10 | 4 | 6 | 18 | HeaderMin6_HeaderMax18 | 8 | 7 | 28 | [11 empty] | INVALID
341 | 77 | 040-150-4P-125HP | NBS_040-150_4P_125HP_16.14_SS | 1658.4722 | 1658.4722 | 6633.8887 | 4 | 0 | 4 | C | NBS_EndSuction | 5 | 4 | 5 | 10 | BranchMin5_BranchMax10 | 10 | 4 | 6 | 18 | HeaderMin6_HeaderMax18 | 10 | 7 | 28 | [11 empty] | INVALID
341 | 77 | 040-150-4P-125HP | NBS_040-150_4P_125HP_16.14_SS | 1658.4722 | 1658.4722 | 6633.8887 | 4 | 0 | 4 | C | NBS_EndSuction | 5 | 4 | 5 | 10 | BranchMin5_BranchMax10 | 10 | 4 | 6 | 18 | HeaderMin6_HeaderMax18 | 12 | 7 | 28
341 | 77 | 040-150-4P-125HP | NBS_040-150_4P_125HP_16.14_SS | 1658.4722 | 1658.4722 | 6633.8887 | 4 | 0 | 4 | C | NBS_EndSuction | 5 | 4 | 5 | 10 | BranchMin5_BranchMax10 | 10 | 4 | 6 | 18 | HeaderMin6_HeaderMax18 | 14 | 7 | 28
341 | 77 | 040-150-4P-125HP | NBS_040-150_4P_125HP_16.14_SS | 1658.4722 | 1658.4722 | 6633.8887 | 4 | 0 | 4 | C | NBS_EndSuction | 5 | 4 | 5 | 10 | BranchMin5_BranchMax10 | 10 | 4 | 6 | 18 | HeaderMin6_HeaderMax18 | 16 | 7 | 28
341 | 77 | 040-150-4P-125HP | NBS_040-150_4P_125HP_16.14_SS | 1658.4722 | 1658.4722 | 6633.8887 | 4 | 0 | 4 | C | NBS_EndSuction | 5 | 4 | 5 | 10 | BranchMin5_BranchMax10 | 10 | 4 | 6 | 18 | HeaderMin6_HeaderMax18 | 18 | 7 | 28
342 | 78 | 040-150-4P-150HP | NBS_040-150_4P_150HP_16.77_SS | 1749.9638 | 1749.9638 | 6999.8551 | 4 | 0 | 4 | C | NBS_EndSuction | 5 | 4 | 5 | 10 | BranchMin5_BranchMax10 | 5 | 4 | 6 | 18 | HeaderMin6_HeaderMax18 | 6 | 7 | 28
342 | 78 | 040-150-4P-150HP | NBS_040-150_4P_150HP_16.77_SS | 1749.9638 | 1749.9638 | 6999.8551 | 4 | 0 | 4 | C | NBS_EndSuction | 5 | 4 | 5 | 10 | BranchMin5_BranchMax10 | 5 | 4 | 6 | 18 | HeaderMin6_HeaderMax18 | 8 | 7 | 28
342 | 78 | 040-150-4P-150HP | NBS_040-150_4P_150HP_16.77_SS | 1749.9638 | 1749.9638 | 6999.8551 | 4 | 0 | 4 | C | NBS_EndSuction | 5 | 4 | 5 | 10 | BranchMin5_BranchMax10 | 5 | 4 | 6 | 18 | HeaderMin6_HeaderMax18 | 10 | 7 | 28
342 | 78 | 040-150-4P-150HP | NBS_040-150_4P_150HP_16.77_SS | 1749.9638 | 1749.9638 | 6999.8551 | 4 | 0 | 4 | C | NBS_EndSuction | 5 | 4 | 5 | 10 | BranchMin5_BranchMax10 | 5 | 4 | 6 | 18 | HeaderMin6_HeaderMax18 | 12 | 7 | 28
342 | 78 | 040-150-4P-150HP | NBS_040-150_4P_150HP_16.77_SS | 1749.9638 | 1749.9638 | 6999.8551 | 4 | 0 | 4 | C | NBS_EndSuction | 5 | 4 | 5 | 10 | BranchMin5_BranchMax10 | 5 | 4 | 6 | 18 | HeaderMin6_HeaderMax18 | 14 | 7 | 28
342 | 78 | 040-150-4P-150HP | NBS_040-150_4P_150HP_16.77_SS | 1749.9638 | 1749.9638 | 6999.8551 | 4 | 0 | 4 | C | NBS_EndSuction | 5 | 4 | 5 | 10 | BranchMin5_BranchMax10 | 5 | 4 | 6 | 18 | HeaderMin6_HeaderMax18 | 16 | 7 | 28
342 | 78 | 040-150-4P-150HP | NBS_040-150_4P_150HP_16.77_SS | 1749.9638 | 1749.9638 | 6999.8551 | 4 | 0 | 4 | C | NBS_EndSuction | 5 | 4 | 5 | 10 | BranchMin5_BranchMax10 | 5 | 4 | 6 | 18 | HeaderMin6_HeaderMax18 | 18 | 7 | 28
342 | 78 | 040-150-4P-150HP | NBS_040-150_4P_150HP_16.77_SS | 1749.9638 | 1749.9638 | 6999.8551 | 4 | 0 | 4 | C | NBS_EndSuction | 5 | 4 | 5 | 10 | BranchMin5_BranchMax10 | 6 | 4 | 6 | 18 | HeaderMin6_HeaderMax18 | 6 | 7 | 28 | [11 empty] | INVALID
342 | 78 | 040-150-4P-150HP | NBS_040-150_4P_150HP_16.77_SS | 1749.9638 | 1749.9638 | 6999.8551 | 4 | 0 | 4 | C | NBS_EndSuction | 5 | 4 | 5 | 10 | BranchMin5_BranchMax10 | 6 | 4 | 6 | 18 | HeaderMin6_HeaderMax18 | 8 | 7 | 28
342 | 78 | 040-150-4P-150HP | NBS_040-150_4P_150HP_16.77_SS | 1749.9638 | 1749.9638 | 6999.8551 | 4 | 0 | 4 | C | NBS_EndSuction | 5 | 4 | 5 | 10 | BranchMin5_BranchMax10 | 6 | 4 | 6 | 18 | HeaderMin6_HeaderMax18 | 10 | 7 | 28
342 | 78 | 040-150-4P-150HP | NBS_040-150_4P_150HP_16.77_SS | 1749.9638 | 1749.9638 | 6999.8551 | 4 | 0 | 4 | C | NBS_EndSuction | 5 | 4 | 5 | 10 | BranchMin5_BranchMax10 | 6 | 4 | 6 | 18 | HeaderMin6_HeaderMax18 | 12 | 7 | 28
342 | 78 | 040-150-4P-150HP | NBS_040-150_4P_150HP_16.77_SS | 1749.9638 | 1749.9638 | 6999.8551 | 4 | 0 | 4 | C | NBS_EndSuction | 5 | 4 | 5 | 10 | BranchMin5_BranchMax10 | 6 | 4 | 6 | 18 | HeaderMin6_HeaderMax18 | 14 | 7 | 28
342 | 78 | 040-150-4P-150HP | NBS_040-150_4P_150HP_16.77_SS | 1749.9638 | 1749.9638 | 6999.8551 | 4 | 0 | 4 | C | NBS_EndSuction | 5 | 4 | 5 | 10 | BranchMin5_BranchMax10 | 6 | 4 | 6 | 18 | HeaderMin6_HeaderMax18 | 16 | 7 | 28
342 | 78 | 040-150-4P-150HP | NBS_040-150_4P_150HP_16.77_SS | 1749.9638 | 1749.9638 | 6999.8551 | 4 | 0 | 4 | C | NBS_EndSuction | 5 | 4 | 5 | 10 | BranchMin5_BranchMax10 | 6 | 4 | 6 | 18 | HeaderMin6_HeaderMax18 | 18 | 7 | 28
342 | 78 | 040-150-4P-150HP | NBS_040-150_4P_150HP_16.77_SS | 1749.9638 | 1749.9638 | 6999.8551 | 4 | 0 | 4 | C | NBS_EndSuction | 5 | 4 | 5 | 10 | BranchMin5_BranchMax10 | 8 | 4 | 6 | 18 | HeaderMin6_HeaderMax18 | 6 | 7 | 28 | [11 empty] | INVALID
342 | 78 | 040-150-4P-150HP | NBS_040-150_4P_150HP_16.77_SS | 1749.9638 | 1749.9638 | 6999.8551 | 4 | 0 | 4 | C | NBS_EndSuction | 5 | 4 | 5 | 10 | BranchMin5_BranchMax10 | 8 | 4 | 6 | 18 | HeaderMin6_HeaderMax18 | 8 | 7 | 28 | [11 empty] | INVALID
342 | 78 | 040-150-4P-150HP | NBS_040-150_4P_150HP_16.77_SS | 1749.9638 | 1749.9638 | 6999.8551 | 4 | 0 | 4 | C | NBS_EndSuction | 5 | 4 | 5 | 10 | BranchMin5_BranchMax10 | 8 | 4 | 6 | 18 | HeaderMin6_HeaderMax18 | 10 | 7 | 28
342 | 78 | 040-150-4P-150HP | NBS_040-150_4P_150HP_16.77_SS | 1749.9638 | 1749.9638 | 6999.8551 | 4 | 0 | 4 | C | NBS_EndSuction | 5 | 4 | 5 | 10 | BranchMin5_BranchMax10 | 8 | 4 | 6 | 18 | HeaderMin6_HeaderMax18 | 12 | 7 | 28
342 | 78 | 040-150-4P-150HP | NBS_040-150_4P_150HP_16.77_SS | 1749.9638 | 1749.9638 | 6999.8551 | 4 | 0 | 4 | C | NBS_EndSuction | 5 | 4 | 5 | 10 | BranchMin5_BranchMax10 | 8 | 4 | 6 | 18 | HeaderMin6_HeaderMax18 | 14 | 7 | 28
342 | 78 | 040-150-4P-150HP | NBS_040-150_4P_150HP_16.77_SS | 1749.9638 | 1749.9638 | 6999.8551 | 4 | 0 | 4 | C | NBS_EndSuction | 5 | 4 | 5 | 10 | BranchMin5_BranchMax10 | 8 | 4 | 6 | 18 | HeaderMin6_HeaderMax18 | 16 | 7 | 28
342 | 78 | 040-150-4P-150HP | NBS_040-150_4P_150HP_16.77_SS | 1749.9638 | 1749.9638 | 6999.8551 | 4 | 0 | 4 | C | NBS_EndSuction | 5 | 4 | 5 | 10 | BranchMin5_BranchMax10 | 8 | 4 | 6 | 18 | HeaderMin6_HeaderMax18 | 18 | 7 | 28
342 | 78 | 040-150-4P-150HP | NBS_040-150_4P_150HP_16.77_SS | 1749.9638 | 1749.9638 | 6999.8551 | 4 | 0 | 4 | C | NBS_EndSuction | 5 | 4 | 5 | 10 | BranchMin5_BranchMax10 | 10 | 4 | 6 | 18 | HeaderMin6_HeaderMax18 | 6 | 7 | 28 | [11 empty] | INVALID
342 | 78 | 040-150-4P-150HP | NBS_040-150_4P_150HP_16.77_SS | 1749.9638 | 1749.9638 | 6999.8551 | 4 | 0 | 4 | C | NBS_EndSuction | 5 | 4 | 5 | 10 | BranchMin5_BranchMax10 | 10 | 4 | 6 | 18 | HeaderMin6_HeaderMax18 | 8 | 7 | 28 | [11 empty] | INVALID
342 | 78 | 040-150-4P-150HP | NBS_040-150_4P_150HP_16.77_SS | 1749.9638 | 1749.9638 | 6999.8551 | 4 | 0 | 4 | C | NBS_EndSuction | 5 | 4 | 5 | 10 | BranchMin5_BranchMax10 | 10 | 4 | 6 | 18 | HeaderMin6_HeaderMax18 | 10 | 7 | 28 | [11 empty] | INVALID
342 | 78 | 040-150-4P-150HP | NBS_040-150_4P_150HP_16.77_SS | 1749.9638 | 1749.9638 | 6999.8551 | 4 | 0 | 4 | C | NBS_EndSuction | 5 | 4 | 5 | 10 | BranchMin5_BranchMax10 | 10 | 4 | 6 | 18 | HeaderMin6_HeaderMax18 | 12 | 7 | 28
342 | 78 | 040-150-4P-150HP | NBS_040-150_4P_150HP_16.77_SS | 1749.9638 | 1749.9638 | 6999.8551 | 4 | 0 | 4 | C | NBS_EndSuction | 5 | 4 | 5 | 10 | BranchMin5_BranchMax10 | 10 | 4 | 6 | 18 | HeaderMin6_HeaderMax18 | 14 | 7 | 28
342 | 78 | 040-150-4P-150HP | NBS_040-150_4P_150HP_16.77_SS | 1749.9638 | 1749.9638 | 6999.8551 | 4 | 0 | 4 | C | NBS_EndSuction | 5 | 4 | 5 | 10 | BranchMin5_BranchMax10 | 10 | 4 | 6 | 18 | HeaderMin6_HeaderMax18 | 16 | 7 | 28
342 | 78 | 040-150-4P-150HP | NBS_040-150_4P_150HP_16.77_SS | 1749.9638 | 1749.9638 | 6999.8551 | 4 | 0 | 4 | C | NBS_EndSuction | 5 | 4 | 5 | 10 | BranchMin5_BranchMax10 | 10 | 4 | 6 | 18 | HeaderMin6_HeaderMax18 | 18 | 7 | 28
343 | 79 | 050-070-4P-3HP | NBS_050-070_4P_3HP_4.88_SS | 840.0118 | 840.0118 | 3360.047 | 4 | 0 | 4 | C | NBS_EndSuction | 5 | 4 | 5 | 6 | BranchMin5_BranchMax6 | 5 | 2 | 6 | 12 | HeaderMin6_HeaderMax12 | 6 | 4 | 8
343 | 79 | 050-070-4P-3HP | NBS_050-070_4P_3HP_4.88_SS | 840.0118 | 840.0118 | 3360.047 | 4 | 0 | 4 | C | NBS_EndSuction | 5 | 4 | 5 | 6 | BranchMin5_BranchMax6 | 5 | 2 | 6 | 12 | HeaderMin6_HeaderMax12 | 8 | 4 | 8
343 | 79 | 050-070-4P-3HP | NBS_050-070_4P_3HP_4.88_SS | 840.0118 | 840.0118 | 3360.047 | 4 | 0 | 4 | C | NBS_EndSuction | 5 | 4 | 5 | 6 | BranchMin5_BranchMax6 | 5 | 2 | 6 | 12 | HeaderMin6_HeaderMax12 | 10 | 4 | 8
343 | 79 | 050-070-4P-3HP | NBS_050-070_4P_3HP_4.88_SS | 840.0118 | 840.0118 | 3360.047 | 4 | 0 | 4 | C | NBS_EndSuction | 5 | 4 | 5 | 6 | BranchMin5_BranchMax6 | 5 | 2 | 6 | 12 | HeaderMin6_HeaderMax12 | 12 | 4 | 8
343 | 79 | 050-070-4P-3HP | NBS_050-070_4P_3HP_4.88_SS | 840.0118 | 840.0118 | 3360.047 | 4 | 0 | 4 | C | NBS_EndSuction | 5 | 4 | 5 | 6 | BranchMin5_BranchMax6 | 6 | 2 | 6 | 12 | HeaderMin6_HeaderMax12 | 6 | 4 | 8 | [11 empty] | INVALID
343 | 79 | 050-070-4P-3HP | NBS_050-070_4P_3HP_4.88_SS | 840.0118 | 840.0118 | 3360.047 | 4 | 0 | 4 | C | NBS_EndSuction | 5 | 4 | 5 | 6 | BranchMin5_BranchMax6 | 6 | 2 | 6 | 12 | HeaderMin6_HeaderMax12 | 8 | 4 | 8
343 | 79 | 050-070-4P-3HP | NBS_050-070_4P_3HP_4.88_SS | 840.0118 | 840.0118 | 3360.047 | 4 | 0 | 4 | C | NBS_EndSuction | 5 | 4 | 5 | 6 | BranchMin5_BranchMax6 | 6 | 2 | 6 | 12 | HeaderMin6_HeaderMax12 | 10 | 4 | 8
343 | 79 | 050-070-4P-3HP | NBS_050-070_4P_3HP_4.88_SS | 840.0118 | 840.0118 | 3360.047 | 4 | 0 | 4 | C | NBS_EndSuction | 5 | 4 | 5 | 6 | BranchMin5_BranchMax6 | 6 | 2 | 6 | 12 | HeaderMin6_HeaderMax12 | 12 | 4 | 8
344 | 80 | 050-070-4P-5HP | NBS_050-070_4P_5HP_6.06_SS | 912.3919 | 912.3919 | 3649.5676 | 4 | 0 | 4 | C | NBS_EndSuction | 5 | 4 | 5 | 6 | BranchMin5_BranchMax6 | 5 | 2 | 6 | 14 | HeaderMin6_HeaderMax14 | 6 | 5 | 10
344 | 80 | 050-070-4P-5HP | NBS_050-070_4P_5HP_6.06_SS | 912.3919 | 912.3919 | 3649.5676 | 4 | 0 | 4 | C | NBS_EndSuction | 5 | 4 | 5 | 6 | BranchMin5_BranchMax6 | 5 | 2 | 6 | 14 | HeaderMin6_HeaderMax14 | 8 | 5 | 10
344 | 80 | 050-070-4P-5HP | NBS_050-070_4P_5HP_6.06_SS | 912.3919 | 912.3919 | 3649.5676 | 4 | 0 | 4 | C | NBS_EndSuction | 5 | 4 | 5 | 6 | BranchMin5_BranchMax6 | 5 | 2 | 6 | 14 | HeaderMin6_HeaderMax14 | 10 | 5 | 10
344 | 80 | 050-070-4P-5HP | NBS_050-070_4P_5HP_6.06_SS | 912.3919 | 912.3919 | 3649.5676 | 4 | 0 | 4 | C | NBS_EndSuction | 5 | 4 | 5 | 6 | BranchMin5_BranchMax6 | 5 | 2 | 6 | 14 | HeaderMin6_HeaderMax14 | 12 | 5 | 10
344 | 80 | 050-070-4P-5HP | NBS_050-070_4P_5HP_6.06_SS | 912.3919 | 912.3919 | 3649.5676 | 4 | 0 | 4 | C | NBS_EndSuction | 5 | 4 | 5 | 6 | BranchMin5_BranchMax6 | 5 | 2 | 6 | 14 | HeaderMin6_HeaderMax14 | 14 | 5 | 10
344 | 80 | 050-070-4P-5HP | NBS_050-070_4P_5HP_6.06_SS | 912.3919 | 912.3919 | 3649.5676 | 4 | 0 | 4 | C | NBS_EndSuction | 5 | 4 | 5 | 6 | BranchMin5_BranchMax6 | 6 | 2 | 6 | 14 | HeaderMin6_HeaderMax14 | 6 | 5 | 10 | [11 empty] | INVALID
344 | 80 | 050-070-4P-5HP | NBS_050-070_4P_5HP_6.06_SS | 912.3919 | 912.3919 | 3649.5676 | 4 | 0 | 4 | C | NBS_EndSuction | 5 | 4 | 5 | 6 | BranchMin5_BranchMax6 | 6 | 2 | 6 | 14 | HeaderMin6_HeaderMax14 | 8 | 5 | 10
344 | 80 | 050-070-4P-5HP | NBS_050-070_4P_5HP_6.06_SS | 912.3919 | 912.3919 | 3649.5676 | 4 | 0 | 4 | C | NBS_EndSuction | 5 | 4 | 5 | 6 | BranchMin5_BranchMax6 | 6 | 2 | 6 | 14 | HeaderMin6_HeaderMax14 | 10 | 5 | 10
344 | 80 | 050-070-4P-5HP | NBS_050-070_4P_5HP_6.06_SS | 912.3919 | 912.3919 | 3649.5676 | 4 | 0 | 4 | C | NBS_EndSuction | 5 | 4 | 5 | 6 | BranchMin5_BranchMax6 | 6 | 2 | 6 | 14 | HeaderMin6_HeaderMax14 | 12 | 5 | 10
344 | 80 | 050-070-4P-5HP | NBS_050-070_4P_5HP_6.06_SS | 912.3919 | 912.3919 | 3649.5676 | 4 | 0 | 4 | C | NBS_EndSuction | 5 | 4 | 5 | 6 | BranchMin5_BranchMax6 | 6 | 2 | 6 | 14 | HeaderMin6_HeaderMax14 | 14 | 5 | 10
345 | 81 | 050-070-4P-7pt5HP | NBS_050-070_4P_7.5HP_6.61_SS | 963.4895 | 963.4895 | 3853.9581 | 4 | 0 | 4 | C | NBS_EndSuction | 5 | 4 | 5 | 8 | BranchMin5_BranchMax8 | 5 | 3 | 6 | 14 | HeaderMin6_HeaderMax14 | 6 | 5 | 15
345 | 81 | 050-070-4P-7pt5HP | NBS_050-070_4P_7.5HP_6.61_SS | 963.4895 | 963.4895 | 3853.9581 | 4 | 0 | 4 | C | NBS_EndSuction | 5 | 4 | 5 | 8 | BranchMin5_BranchMax8 | 5 | 3 | 6 | 14 | HeaderMin6_HeaderMax14 | 8 | 5 | 15
345 | 81 | 050-070-4P-7pt5HP | NBS_050-070_4P_7.5HP_6.61_SS | 963.4895 | 963.4895 | 3853.9581 | 4 | 0 | 4 | C | NBS_EndSuction | 5 | 4 | 5 | 8 | BranchMin5_BranchMax8 | 5 | 3 | 6 | 14 | HeaderMin6_HeaderMax14 | 10 | 5 | 15
345 | 81 | 050-070-4P-7pt5HP | NBS_050-070_4P_7.5HP_6.61_SS | 963.4895 | 963.4895 | 3853.9581 | 4 | 0 | 4 | C | NBS_EndSuction | 5 | 4 | 5 | 8 | BranchMin5_BranchMax8 | 5 | 3 | 6 | 14 | HeaderMin6_HeaderMax14 | 12 | 5 | 15
345 | 81 | 050-070-4P-7pt5HP | NBS_050-070_4P_7.5HP_6.61_SS | 963.4895 | 963.4895 | 3853.9581 | 4 | 0 | 4 | C | NBS_EndSuction | 5 | 4 | 5 | 8 | BranchMin5_BranchMax8 | 5 | 3 | 6 | 14 | HeaderMin6_HeaderMax14 | 14 | 5 | 15
345 | 81 | 050-070-4P-7pt5HP | NBS_050-070_4P_7.5HP_6.61_SS | 963.4895 | 963.4895 | 3853.9581 | 4 | 0 | 4 | C | NBS_EndSuction | 5 | 4 | 5 | 8 | BranchMin5_BranchMax8 | 6 | 3 | 6 | 14 | HeaderMin6_HeaderMax14 | 6 | 5 | 15 | [11 empty] | INVALID
345 | 81 | 050-070-4P-7pt5HP | NBS_050-070_4P_7.5HP_6.61_SS | 963.4895 | 963.4895 | 3853.9581 | 4 | 0 | 4 | C | NBS_EndSuction | 5 | 4 | 5 | 8 | BranchMin5_BranchMax8 | 6 | 3 | 6 | 14 | HeaderMin6_HeaderMax14 | 8 | 5 | 15
345 | 81 | 050-070-4P-7pt5HP | NBS_050-070_4P_7.5HP_6.61_SS | 963.4895 | 963.4895 | 3853.9581 | 4 | 0 | 4 | C | NBS_EndSuction | 5 | 4 | 5 | 8 | BranchMin5_BranchMax8 | 6 | 3 | 6 | 14 | HeaderMin6_HeaderMax14 | 10 | 5 | 15
345 | 81 | 050-070-4P-7pt5HP | NBS_050-070_4P_7.5HP_6.61_SS | 963.4895 | 963.4895 | 3853.9581 | 4 | 0 | 4 | C | NBS_EndSuction | 5 | 4 | 5 | 8 | BranchMin5_BranchMax8 | 6 | 3 | 6 | 14 | HeaderMin6_HeaderMax14 | 12 | 5 | 15
345 | 81 | 050-070-4P-7pt5HP | NBS_050-070_4P_7.5HP_6.61_SS | 963.4895 | 963.4895 | 3853.9581 | 4 | 0 | 4 | C | NBS_EndSuction | 5 | 4 | 5 | 8 | BranchMin5_BranchMax8 | 6 | 3 | 6 | 14 | HeaderMin6_HeaderMax14 | 14 | 5 | 15
345 | 81 | 050-070-4P-7pt5HP | NBS_050-070_4P_7.5HP_6.61_SS | 963.4895 | 963.4895 | 3853.9581 | 4 | 0 | 4 | C | NBS_EndSuction | 5 | 4 | 5 | 8 | BranchMin5_BranchMax8 | 8 | 3 | 6 | 14 | HeaderMin6_HeaderMax14 | 6 | 5 | 15 | [11 empty] | INVALID
345 | 81 | 050-070-4P-7pt5HP | NBS_050-070_4P_7.5HP_6.61_SS | 963.4895 | 963.4895 | 3853.9581 | 4 | 0 | 4 | C | NBS_EndSuction | 5 | 4 | 5 | 8 | BranchMin5_BranchMax8 | 8 | 3 | 6 | 14 | HeaderMin6_HeaderMax14 | 8 | 5 | 15 | [11 empty] | INVALID
345 | 81 | 050-070-4P-7pt5HP | NBS_050-070_4P_7.5HP_6.61_SS | 963.4895 | 963.4895 | 3853.9581 | 4 | 0 | 4 | C | NBS_EndSuction | 5 | 4 | 5 | 8 | BranchMin5_BranchMax8 | 8 | 3 | 6 | 14 | HeaderMin6_HeaderMax14 | 10 | 5 | 15
345 | 81 | 050-070-4P-7pt5HP | NBS_050-070_4P_7.5HP_6.61_SS | 963.4895 | 963.4895 | 3853.9581 | 4 | 0 | 4 | C | NBS_EndSuction | 5 | 4 | 5 | 8 | BranchMin5_BranchMax8 | 8 | 3 | 6 | 14 | HeaderMin6_HeaderMax14 | 12 | 5 | 15
345 | 81 | 050-070-4P-7pt5HP | NBS_050-070_4P_7.5HP_6.61_SS | 963.4895 | 963.4895 | 3853.9581 | 4 | 0 | 4 | C | NBS_EndSuction | 5 | 4 | 5 | 8 | BranchMin5_BranchMax8 | 8 | 3 | 6 | 14 | HeaderMin6_HeaderMax14 | 14 | 5 | 15
346 | 82 | 050-070-4P-10HP | NBS_050-070_4P_10HP_6.93_SS | 1003.339 | 1003.339 | 4013.356 | 4 | 0 | 4 | C | NBS_EndSuction | 5 | 4 | 5 | 8 | BranchMin5_BranchMax8 | 5 | 3 | 6 | 14 | HeaderMin6_HeaderMax14 | 6 | 5 | 15
346 | 82 | 050-070-4P-10HP | NBS_050-070_4P_10HP_6.93_SS | 1003.339 | 1003.339 | 4013.356 | 4 | 0 | 4 | C | NBS_EndSuction | 5 | 4 | 5 | 8 | BranchMin5_BranchMax8 | 5 | 3 | 6 | 14 | HeaderMin6_HeaderMax14 | 8 | 5 | 15
346 | 82 | 050-070-4P-10HP | NBS_050-070_4P_10HP_6.93_SS | 1003.339 | 1003.339 | 4013.356 | 4 | 0 | 4 | C | NBS_EndSuction | 5 | 4 | 5 | 8 | BranchMin5_BranchMax8 | 5 | 3 | 6 | 14 | HeaderMin6_HeaderMax14 | 10 | 5 | 15
346 | 82 | 050-070-4P-10HP | NBS_050-070_4P_10HP_6.93_SS | 1003.339 | 1003.339 | 4013.356 | 4 | 0 | 4 | C | NBS_EndSuction | 5 | 4 | 5 | 8 | BranchMin5_BranchMax8 | 5 | 3 | 6 | 14 | HeaderMin6_HeaderMax14 | 12 | 5 | 15
346 | 82 | 050-070-4P-10HP | NBS_050-070_4P_10HP_6.93_SS | 1003.339 | 1003.339 | 4013.356 | 4 | 0 | 4 | C | NBS_EndSuction | 5 | 4 | 5 | 8 | BranchMin5_BranchMax8 | 5 | 3 | 6 | 14 | HeaderMin6_HeaderMax14 | 14 | 5 | 15
346 | 82 | 050-070-4P-10HP | NBS_050-070_4P_10HP_6.93_SS | 1003.339 | 1003.339 | 4013.356 | 4 | 0 | 4 | C | NBS_EndSuction | 5 | 4 | 5 | 8 | BranchMin5_BranchMax8 | 6 | 3 | 6 | 14 | HeaderMin6_HeaderMax14 | 6 | 5 | 15 | [11 empty] | INVALID
346 | 82 | 050-070-4P-10HP | NBS_050-070_4P_10HP_6.93_SS | 1003.339 | 1003.339 | 4013.356 | 4 | 0 | 4 | C | NBS_EndSuction | 5 | 4 | 5 | 8 | BranchMin5_BranchMax8 | 6 | 3 | 6 | 14 | HeaderMin6_HeaderMax14 | 8 | 5 | 15
346 | 82 | 050-070-4P-10HP | NBS_050-070_4P_10HP_6.93_SS | 1003.339 | 1003.339 | 4013.356 | 4 | 0 | 4 | C | NBS_EndSuction | 5 | 4 | 5 | 8 | BranchMin5_BranchMax8 | 6 | 3 | 6 | 14 | HeaderMin6_HeaderMax14 | 10 | 5 | 15
346 | 82 | 050-070-4P-10HP | NBS_050-070_4P_10HP_6.93_SS | 1003.339 | 1003.339 | 4013.356 | 4 | 0 | 4 | C | NBS_EndSuction | 5 | 4 | 5 | 8 | BranchMin5_BranchMax8 | 6 | 3 | 6 | 14 | HeaderMin6_HeaderMax14 | 12 | 5 | 15
346 | 82 | 050-070-4P-10HP | NBS_050-070_4P_10HP_6.93_SS | 1003.339 | 1003.339 | 4013.356 | 4 | 0 | 4 | C | NBS_EndSuction | 5 | 4 | 5 | 8 | BranchMin5_BranchMax8 | 6 | 3 | 6 | 14 | HeaderMin6_HeaderMax14 | 14 | 5 | 15
346 | 82 | 050-070-4P-10HP | NBS_050-070_4P_10HP_6.93_SS | 1003.339 | 1003.339 | 4013.356 | 4 | 0 | 4 | C | NBS_EndSuction | 5 | 4 | 5 | 8 | BranchMin5_BranchMax8 | 8 | 3 | 6 | 14 | HeaderMin6_HeaderMax14 | 6 | 5 | 15 | [11 empty] | INVALID
346 | 82 | 050-070-4P-10HP | NBS_050-070_4P_10HP_6.93_SS | 1003.339 | 1003.339 | 4013.356 | 4 | 0 | 4 | C | NBS_EndSuction | 5 | 4 | 5 | 8 | BranchMin5_BranchMax8 | 8 | 3 | 6 | 14 | HeaderMin6_HeaderMax14 | 8 | 5 | 15 | [11 empty] | INVALID
346 | 82 | 050-070-4P-10HP | NBS_050-070_4P_10HP_6.93_SS | 1003.339 | 1003.339 | 4013.356 | 4 | 0 | 4 | C | NBS_EndSuction | 5 | 4 | 5 | 8 | BranchMin5_BranchMax8 | 8 | 3 | 6 | 14 | HeaderMin6_HeaderMax14 | 10 | 5 | 15
346 | 82 | 050-070-4P-10HP | NBS_050-070_4P_10HP_6.93_SS | 1003.339 | 1003.339 | 4013.356 | 4 | 0 | 4 | C | NBS_EndSuction | 5 | 4 | 5 | 8 | BranchMin5_BranchMax8 | 8 | 3 | 6 | 14 | HeaderMin6_HeaderMax14 | 12 | 5 | 15
346 | 82 | 050-070-4P-10HP | NBS_050-070_4P_10HP_6.93_SS | 1003.339 | 1003.339 | 4013.356 | 4 | 0 | 4 | C | NBS_EndSuction | 5 | 4 | 5 | 8 | BranchMin5_BranchMax8 | 8 | 3 | 6 | 14 | HeaderMin6_HeaderMax14 | 14 | 5 | 15
347 | 83 | 050-095-4P-10HP | NBS_050-095_4P_10HP_6.46_SS | 1234.2559 | 1234.2559 | 4937.0235 | 4 | 0 | 4 | C | NBS_EndSuction | 6 | 5 | 6 | 8 | BranchMin6_BranchMax8 | 6 | 2 | 8 | 16 | HeaderMin8_HeaderMax16 | 8 | 5 | 10
347 | 83 | 050-095-4P-10HP | NBS_050-095_4P_10HP_6.46_SS | 1234.2559 | 1234.2559 | 4937.0235 | 4 | 0 | 4 | C | NBS_EndSuction | 6 | 5 | 6 | 8 | BranchMin6_BranchMax8 | 6 | 2 | 8 | 16 | HeaderMin8_HeaderMax16 | 10 | 5 | 10
347 | 83 | 050-095-4P-10HP | NBS_050-095_4P_10HP_6.46_SS | 1234.2559 | 1234.2559 | 4937.0235 | 4 | 0 | 4 | C | NBS_EndSuction | 6 | 5 | 6 | 8 | BranchMin6_BranchMax8 | 6 | 2 | 8 | 16 | HeaderMin8_HeaderMax16 | 12 | 5 | 10
347 | 83 | 050-095-4P-10HP | NBS_050-095_4P_10HP_6.46_SS | 1234.2559 | 1234.2559 | 4937.0235 | 4 | 0 | 4 | C | NBS_EndSuction | 6 | 5 | 6 | 8 | BranchMin6_BranchMax8 | 6 | 2 | 8 | 16 | HeaderMin8_HeaderMax16 | 14 | 5 | 10
347 | 83 | 050-095-4P-10HP | NBS_050-095_4P_10HP_6.46_SS | 1234.2559 | 1234.2559 | 4937.0235 | 4 | 0 | 4 | C | NBS_EndSuction | 6 | 5 | 6 | 8 | BranchMin6_BranchMax8 | 6 | 2 | 8 | 16 | HeaderMin8_HeaderMax16 | 16 | 5 | 10
347 | 83 | 050-095-4P-10HP | NBS_050-095_4P_10HP_6.46_SS | 1234.2559 | 1234.2559 | 4937.0235 | 4 | 0 | 4 | C | NBS_EndSuction | 6 | 5 | 6 | 8 | BranchMin6_BranchMax8 | 8 | 2 | 8 | 16 | HeaderMin8_HeaderMax16 | 8 | 5 | 10 | [11 empty] | INVALID
347 | 83 | 050-095-4P-10HP | NBS_050-095_4P_10HP_6.46_SS | 1234.2559 | 1234.2559 | 4937.0235 | 4 | 0 | 4 | C | NBS_EndSuction | 6 | 5 | 6 | 8 | BranchMin6_BranchMax8 | 8 | 2 | 8 | 16 | HeaderMin8_HeaderMax16 | 10 | 5 | 10
347 | 83 | 050-095-4P-10HP | NBS_050-095_4P_10HP_6.46_SS | 1234.2559 | 1234.2559 | 4937.0235 | 4 | 0 | 4 | C | NBS_EndSuction | 6 | 5 | 6 | 8 | BranchMin6_BranchMax8 | 8 | 2 | 8 | 16 | HeaderMin8_HeaderMax16 | 12 | 5 | 10
347 | 83 | 050-095-4P-10HP | NBS_050-095_4P_10HP_6.46_SS | 1234.2559 | 1234.2559 | 4937.0235 | 4 | 0 | 4 | C | NBS_EndSuction | 6 | 5 | 6 | 8 | BranchMin6_BranchMax8 | 8 | 2 | 8 | 16 | HeaderMin8_HeaderMax16 | 14 | 5 | 10
347 | 83 | 050-095-4P-10HP | NBS_050-095_4P_10HP_6.46_SS | 1234.2559 | 1234.2559 | 4937.0235 | 4 | 0 | 4 | C | NBS_EndSuction | 6 | 5 | 6 | 8 | BranchMin6_BranchMax8 | 8 | 2 | 8 | 16 | HeaderMin8_HeaderMax16 | 16 | 5 | 10
348 | 84 | 050-095-4P-15HP | NBS_050-095_4P_15HP_7.40_SS | 1338.3397 | 1338.3397 | 5353.3587 | 4 | 0 | 4 | C | NBS_EndSuction | 6 | 5 | 6 | 8 | BranchMin6_BranchMax8 | 6 | 2 | 8 | 16 | HeaderMin8_HeaderMax16 | 8 | 5 | 10
348 | 84 | 050-095-4P-15HP | NBS_050-095_4P_15HP_7.40_SS | 1338.3397 | 1338.3397 | 5353.3587 | 4 | 0 | 4 | C | NBS_EndSuction | 6 | 5 | 6 | 8 | BranchMin6_BranchMax8 | 6 | 2 | 8 | 16 | HeaderMin8_HeaderMax16 | 10 | 5 | 10
348 | 84 | 050-095-4P-15HP | NBS_050-095_4P_15HP_7.40_SS | 1338.3397 | 1338.3397 | 5353.3587 | 4 | 0 | 4 | C | NBS_EndSuction | 6 | 5 | 6 | 8 | BranchMin6_BranchMax8 | 6 | 2 | 8 | 16 | HeaderMin8_HeaderMax16 | 12 | 5 | 10
348 | 84 | 050-095-4P-15HP | NBS_050-095_4P_15HP_7.40_SS | 1338.3397 | 1338.3397 | 5353.3587 | 4 | 0 | 4 | C | NBS_EndSuction | 6 | 5 | 6 | 8 | BranchMin6_BranchMax8 | 6 | 2 | 8 | 16 | HeaderMin8_HeaderMax16 | 14 | 5 | 10
348 | 84 | 050-095-4P-15HP | NBS_050-095_4P_15HP_7.40_SS | 1338.3397 | 1338.3397 | 5353.3587 | 4 | 0 | 4 | C | NBS_EndSuction | 6 | 5 | 6 | 8 | BranchMin6_BranchMax8 | 6 | 2 | 8 | 16 | HeaderMin8_HeaderMax16 | 16 | 5 | 10
348 | 84 | 050-095-4P-15HP | NBS_050-095_4P_15HP_7.40_SS | 1338.3397 | 1338.3397 | 5353.3587 | 4 | 0 | 4 | C | NBS_EndSuction | 6 | 5 | 6 | 8 | BranchMin6_BranchMax8 | 8 | 2 | 8 | 16 | HeaderMin8_HeaderMax16 | 8 | 5 | 10 | [11 empty] | INVALID
348 | 84 | 050-095-4P-15HP | NBS_050-095_4P_15HP_7.40_SS | 1338.3397 | 1338.3397 | 5353.3587 | 4 | 0 | 4 | C | NBS_EndSuction | 6 | 5 | 6 | 8 | BranchMin6_BranchMax8 | 8 | 2 | 8 | 16 | HeaderMin8_HeaderMax16 | 10 | 5 | 10
348 | 84 | 050-095-4P-15HP | NBS_050-095_4P_15HP_7.40_SS | 1338.3397 | 1338.3397 | 5353.3587 | 4 | 0 | 4 | C | NBS_EndSuction | 6 | 5 | 6 | 8 | BranchMin6_BranchMax8 | 8 | 2 | 8 | 16 | HeaderMin8_HeaderMax16 | 12 | 5 | 10
348 | 84 | 050-095-4P-15HP | NBS_050-095_4P_15HP_7.40_SS | 1338.3397 | 1338.3397 | 5353.3587 | 4 | 0 | 4 | C | NBS_EndSuction | 6 | 5 | 6 | 8 | BranchMin6_BranchMax8 | 8 | 2 | 8 | 16 | HeaderMin8_HeaderMax16 | 14 | 5 | 10
348 | 84 | 050-095-4P-15HP | NBS_050-095_4P_15HP_7.40_SS | 1338.3397 | 1338.3397 | 5353.3587 | 4 | 0 | 4 | C | NBS_EndSuction | 6 | 5 | 6 | 8 | BranchMin6_BranchMax8 | 8 | 2 | 8 | 16 | HeaderMin8_HeaderMax16 | 16 | 5 | 10
349 | 85 | 050-095-4P-20HP | NBS_050-095_4P_20HP_8.19_SS | 1409.7542 | 1409.7542 | 5639.0168 | 4 | 0 | 4 | C | NBS_EndSuction | 6 | 5 | 6 | 8 | BranchMin6_BranchMax8 | 6 | 2 | 8 | 18 | HeaderMin8_HeaderMax18 | 8 | 6 | 12
349 | 85 | 050-095-4P-20HP | NBS_050-095_4P_20HP_8.19_SS | 1409.7542 | 1409.7542 | 5639.0168 | 4 | 0 | 4 | C | NBS_EndSuction | 6 | 5 | 6 | 8 | BranchMin6_BranchMax8 | 6 | 2 | 8 | 18 | HeaderMin8_HeaderMax18 | 10 | 6 | 12
349 | 85 | 050-095-4P-20HP | NBS_050-095_4P_20HP_8.19_SS | 1409.7542 | 1409.7542 | 5639.0168 | 4 | 0 | 4 | C | NBS_EndSuction | 6 | 5 | 6 | 8 | BranchMin6_BranchMax8 | 6 | 2 | 8 | 18 | HeaderMin8_HeaderMax18 | 12 | 6 | 12
349 | 85 | 050-095-4P-20HP | NBS_050-095_4P_20HP_8.19_SS | 1409.7542 | 1409.7542 | 5639.0168 | 4 | 0 | 4 | C | NBS_EndSuction | 6 | 5 | 6 | 8 | BranchMin6_BranchMax8 | 6 | 2 | 8 | 18 | HeaderMin8_HeaderMax18 | 14 | 6 | 12
349 | 85 | 050-095-4P-20HP | NBS_050-095_4P_20HP_8.19_SS | 1409.7542 | 1409.7542 | 5639.0168 | 4 | 0 | 4 | C | NBS_EndSuction | 6 | 5 | 6 | 8 | BranchMin6_BranchMax8 | 6 | 2 | 8 | 18 | HeaderMin8_HeaderMax18 | 16 | 6 | 12
349 | 85 | 050-095-4P-20HP | NBS_050-095_4P_20HP_8.19_SS | 1409.7542 | 1409.7542 | 5639.0168 | 4 | 0 | 4 | C | NBS_EndSuction | 6 | 5 | 6 | 8 | BranchMin6_BranchMax8 | 6 | 2 | 8 | 18 | HeaderMin8_HeaderMax18 | 18 | 6 | 12
349 | 85 | 050-095-4P-20HP | NBS_050-095_4P_20HP_8.19_SS | 1409.7542 | 1409.7542 | 5639.0168 | 4 | 0 | 4 | C | NBS_EndSuction | 6 | 5 | 6 | 8 | BranchMin6_BranchMax8 | 8 | 2 | 8 | 18 | HeaderMin8_HeaderMax18 | 8 | 6 | 12 | [11 empty] | INVALID
349 | 85 | 050-095-4P-20HP | NBS_050-095_4P_20HP_8.19_SS | 1409.7542 | 1409.7542 | 5639.0168 | 4 | 0 | 4 | C | NBS_EndSuction | 6 | 5 | 6 | 8 | BranchMin6_BranchMax8 | 8 | 2 | 8 | 18 | HeaderMin8_HeaderMax18 | 10 | 6 | 12
349 | 85 | 050-095-4P-20HP | NBS_050-095_4P_20HP_8.19_SS | 1409.7542 | 1409.7542 | 5639.0168 | 4 | 0 | 4 | C | NBS_EndSuction | 6 | 5 | 6 | 8 | BranchMin6_BranchMax8 | 8 | 2 | 8 | 18 | HeaderMin8_HeaderMax18 | 12 | 6 | 12
349 | 85 | 050-095-4P-20HP | NBS_050-095_4P_20HP_8.19_SS | 1409.7542 | 1409.7542 | 5639.0168 | 4 | 0 | 4 | C | NBS_EndSuction | 6 | 5 | 6 | 8 | BranchMin6_BranchMax8 | 8 | 2 | 8 | 18 | HeaderMin8_HeaderMax18 | 14 | 6 | 12
349 | 85 | 050-095-4P-20HP | NBS_050-095_4P_20HP_8.19_SS | 1409.7542 | 1409.7542 | 5639.0168 | 4 | 0 | 4 | C | NBS_EndSuction | 6 | 5 | 6 | 8 | BranchMin6_BranchMax8 | 8 | 2 | 8 | 18 | HeaderMin8_HeaderMax18 | 16 | 6 | 12
349 | 85 | 050-095-4P-20HP | NBS_050-095_4P_20HP_8.19_SS | 1409.7542 | 1409.7542 | 5639.0168 | 4 | 0 | 4 | C | NBS_EndSuction | 6 | 5 | 6 | 8 | BranchMin6_BranchMax8 | 8 | 2 | 8 | 18 | HeaderMin8_HeaderMax18 | 18 | 6 | 12
350 | 86 | 050-095-4P-25HP | NBS_050-095_4P_25HP_8.74_SS | 1493.981 | 1493.981 | 5975.9242 | 4 | 0 | 4 | C | NBS_EndSuction | 6 | 5 | 6 | 8 | BranchMin6_BranchMax8 | 6 | 2 | 8 | 18 | HeaderMin8_HeaderMax18 | 8 | 6 | 12
350 | 86 | 050-095-4P-25HP | NBS_050-095_4P_25HP_8.74_SS | 1493.981 | 1493.981 | 5975.9242 | 4 | 0 | 4 | C | NBS_EndSuction | 6 | 5 | 6 | 8 | BranchMin6_BranchMax8 | 6 | 2 | 8 | 18 | HeaderMin8_HeaderMax18 | 10 | 6 | 12
350 | 86 | 050-095-4P-25HP | NBS_050-095_4P_25HP_8.74_SS | 1493.981 | 1493.981 | 5975.9242 | 4 | 0 | 4 | C | NBS_EndSuction | 6 | 5 | 6 | 8 | BranchMin6_BranchMax8 | 6 | 2 | 8 | 18 | HeaderMin8_HeaderMax18 | 12 | 6 | 12
350 | 86 | 050-095-4P-25HP | NBS_050-095_4P_25HP_8.74_SS | 1493.981 | 1493.981 | 5975.9242 | 4 | 0 | 4 | C | NBS_EndSuction | 6 | 5 | 6 | 8 | BranchMin6_BranchMax8 | 6 | 2 | 8 | 18 | HeaderMin8_HeaderMax18 | 14 | 6 | 12
350 | 86 | 050-095-4P-25HP | NBS_050-095_4P_25HP_8.74_SS | 1493.981 | 1493.981 | 5975.9242 | 4 | 0 | 4 | C | NBS_EndSuction | 6 | 5 | 6 | 8 | BranchMin6_BranchMax8 | 6 | 2 | 8 | 18 | HeaderMin8_HeaderMax18 | 16 | 6 | 12
350 | 86 | 050-095-4P-25HP | NBS_050-095_4P_25HP_8.74_SS | 1493.981 | 1493.981 | 5975.9242 | 4 | 0 | 4 | C | NBS_EndSuction | 6 | 5 | 6 | 8 | BranchMin6_BranchMax8 | 6 | 2 | 8 | 18 | HeaderMin8_HeaderMax18 | 18 | 6 | 12
350 | 86 | 050-095-4P-25HP | NBS_050-095_4P_25HP_8.74_SS | 1493.981 | 1493.981 | 5975.9242 | 4 | 0 | 4 | C | NBS_EndSuction | 6 | 5 | 6 | 8 | BranchMin6_BranchMax8 | 8 | 2 | 8 | 18 | HeaderMin8_HeaderMax18 | 8 | 6 | 12 | [11 empty] | INVALID
350 | 86 | 050-095-4P-25HP | NBS_050-095_4P_25HP_8.74_SS | 1493.981 | 1493.981 | 5975.9242 | 4 | 0 | 4 | C | NBS_EndSuction | 6 | 5 | 6 | 8 | BranchMin6_BranchMax8 | 8 | 2 | 8 | 18 | HeaderMin8_HeaderMax18 | 10 | 6 | 12
350 | 86 | 050-095-4P-25HP | NBS_050-095_4P_25HP_8.74_SS | 1493.981 | 1493.981 | 5975.9242 | 4 | 0 | 4 | C | NBS_EndSuction | 6 | 5 | 6 | 8 | BranchMin6_BranchMax8 | 8 | 2 | 8 | 18 | HeaderMin8_HeaderMax18 | 12 | 6 | 12
350 | 86 | 050-095-4P-25HP | NBS_050-095_4P_25HP_8.74_SS | 1493.981 | 1493.981 | 5975.9242 | 4 | 0 | 4 | C | NBS_EndSuction | 6 | 5 | 6 | 8 | BranchMin6_BranchMax8 | 8 | 2 | 8 | 18 | HeaderMin8_HeaderMax18 | 14 | 6 | 12
350 | 86 | 050-095-4P-25HP | NBS_050-095_4P_25HP_8.74_SS | 1493.981 | 1493.981 | 5975.9242 | 4 | 0 | 4 | C | NBS_EndSuction | 6 | 5 | 6 | 8 | BranchMin6_BranchMax8 | 8 | 2 | 8 | 18 | HeaderMin8_HeaderMax18 | 16 | 6 | 12
350 | 86 | 050-095-4P-25HP | NBS_050-095_4P_25HP_8.74_SS | 1493.981 | 1493.981 | 5975.9242 | 4 | 0 | 4 | C | NBS_EndSuction | 6 | 5 | 6 | 8 | BranchMin6_BranchMax8 | 8 | 2 | 8 | 18 | HeaderMin8_HeaderMax18 | 18 | 6 | 12
351 | 87 | 050-095-4P-30HP | NBS_050-095_4P_30HP_9.13_SS | 1550.69 | 1550.69 | 6202.7599 | 4 | 0 | 4 | C | NBS_EndSuction | 6 | 5 | 6 | 8 | BranchMin6_BranchMax8 | 6 | 2 | 8 | 18 | HeaderMin8_HeaderMax18 | 8 | 6 | 12
351 | 87 | 050-095-4P-30HP | NBS_050-095_4P_30HP_9.13_SS | 1550.69 | 1550.69 | 6202.7599 | 4 | 0 | 4 | C | NBS_EndSuction | 6 | 5 | 6 | 8 | BranchMin6_BranchMax8 | 6 | 2 | 8 | 18 | HeaderMin8_HeaderMax18 | 10 | 6 | 12
351 | 87 | 050-095-4P-30HP | NBS_050-095_4P_30HP_9.13_SS | 1550.69 | 1550.69 | 6202.7599 | 4 | 0 | 4 | C | NBS_EndSuction | 6 | 5 | 6 | 8 | BranchMin6_BranchMax8 | 6 | 2 | 8 | 18 | HeaderMin8_HeaderMax18 | 12 | 6 | 12
351 | 87 | 050-095-4P-30HP | NBS_050-095_4P_30HP_9.13_SS | 1550.69 | 1550.69 | 6202.7599 | 4 | 0 | 4 | C | NBS_EndSuction | 6 | 5 | 6 | 8 | BranchMin6_BranchMax8 | 6 | 2 | 8 | 18 | HeaderMin8_HeaderMax18 | 14 | 6 | 12
351 | 87 | 050-095-4P-30HP | NBS_050-095_4P_30HP_9.13_SS | 1550.69 | 1550.69 | 6202.7599 | 4 | 0 | 4 | C | NBS_EndSuction | 6 | 5 | 6 | 8 | BranchMin6_BranchMax8 | 6 | 2 | 8 | 18 | HeaderMin8_HeaderMax18 | 16 | 6 | 12
351 | 87 | 050-095-4P-30HP | NBS_050-095_4P_30HP_9.13_SS | 1550.69 | 1550.69 | 6202.7599 | 4 | 0 | 4 | C | NBS_EndSuction | 6 | 5 | 6 | 8 | BranchMin6_BranchMax8 | 6 | 2 | 8 | 18 | HeaderMin8_HeaderMax18 | 18 | 6 | 12
351 | 87 | 050-095-4P-30HP | NBS_050-095_4P_30HP_9.13_SS | 1550.69 | 1550.69 | 6202.7599 | 4 | 0 | 4 | C | NBS_EndSuction | 6 | 5 | 6 | 8 | BranchMin6_BranchMax8 | 8 | 2 | 8 | 18 | HeaderMin8_HeaderMax18 | 8 | 6 | 12 | [11 empty] | INVALID
351 | 87 | 050-095-4P-30HP | NBS_050-095_4P_30HP_9.13_SS | 1550.69 | 1550.69 | 6202.7599 | 4 | 0 | 4 | C | NBS_EndSuction | 6 | 5 | 6 | 8 | BranchMin6_BranchMax8 | 8 | 2 | 8 | 18 | HeaderMin8_HeaderMax18 | 10 | 6 | 12
351 | 87 | 050-095-4P-30HP | NBS_050-095_4P_30HP_9.13_SS | 1550.69 | 1550.69 | 6202.7599 | 4 | 0 | 4 | C | NBS_EndSuction | 6 | 5 | 6 | 8 | BranchMin6_BranchMax8 | 8 | 2 | 8 | 18 | HeaderMin8_HeaderMax18 | 12 | 6 | 12
351 | 87 | 050-095-4P-30HP | NBS_050-095_4P_30HP_9.13_SS | 1550.69 | 1550.69 | 6202.7599 | 4 | 0 | 4 | C | NBS_EndSuction | 6 | 5 | 6 | 8 | BranchMin6_BranchMax8 | 8 | 2 | 8 | 18 | HeaderMin8_HeaderMax18 | 14 | 6 | 12
351 | 87 | 050-095-4P-30HP | NBS_050-095_4P_30HP_9.13_SS | 1550.69 | 1550.69 | 6202.7599 | 4 | 0 | 4 | C | NBS_EndSuction | 6 | 5 | 6 | 8 | BranchMin6_BranchMax8 | 8 | 2 | 8 | 18 | HeaderMin8_HeaderMax18 | 16 | 6 | 12
351 | 87 | 050-095-4P-30HP | NBS_050-095_4P_30HP_9.13_SS | 1550.69 | 1550.69 | 6202.7599 | 4 | 0 | 4 | C | NBS_EndSuction | 6 | 5 | 6 | 8 | BranchMin6_BranchMax8 | 8 | 2 | 8 | 18 | HeaderMin8_HeaderMax18 | 18 | 6 | 12
352 | 88 | 050-110-4P-20HP | NBS_050-110_4P_20HP_8.35_SS | 1352.693 | 1352.693 | 5410.7721 | 4 | 0 | 4 | C | NBS_EndSuction | 6 | 5 | 6 | 8 | BranchMin6_BranchMax8 | 6 | 2 | 8 | 16 | HeaderMin8_HeaderMax16 | 8 | 5 | 10
352 | 88 | 050-110-4P-20HP | NBS_050-110_4P_20HP_8.35_SS | 1352.693 | 1352.693 | 5410.7721 | 4 | 0 | 4 | C | NBS_EndSuction | 6 | 5 | 6 | 8 | BranchMin6_BranchMax8 | 6 | 2 | 8 | 16 | HeaderMin8_HeaderMax16 | 10 | 5 | 10
352 | 88 | 050-110-4P-20HP | NBS_050-110_4P_20HP_8.35_SS | 1352.693 | 1352.693 | 5410.7721 | 4 | 0 | 4 | C | NBS_EndSuction | 6 | 5 | 6 | 8 | BranchMin6_BranchMax8 | 6 | 2 | 8 | 16 | HeaderMin8_HeaderMax16 | 12 | 5 | 10
352 | 88 | 050-110-4P-20HP | NBS_050-110_4P_20HP_8.35_SS | 1352.693 | 1352.693 | 5410.7721 | 4 | 0 | 4 | C | NBS_EndSuction | 6 | 5 | 6 | 8 | BranchMin6_BranchMax8 | 6 | 2 | 8 | 16 | HeaderMin8_HeaderMax16 | 14 | 5 | 10
352 | 88 | 050-110-4P-20HP | NBS_050-110_4P_20HP_8.35_SS | 1352.693 | 1352.693 | 5410.7721 | 4 | 0 | 4 | C | NBS_EndSuction | 6 | 5 | 6 | 8 | BranchMin6_BranchMax8 | 6 | 2 | 8 | 16 | HeaderMin8_HeaderMax16 | 16 | 5 | 10
352 | 88 | 050-110-4P-20HP | NBS_050-110_4P_20HP_8.35_SS | 1352.693 | 1352.693 | 5410.7721 | 4 | 0 | 4 | C | NBS_EndSuction | 6 | 5 | 6 | 8 | BranchMin6_BranchMax8 | 8 | 2 | 8 | 16 | HeaderMin8_HeaderMax16 | 8 | 5 | 10 | [11 empty] | INVALID
352 | 88 | 050-110-4P-20HP | NBS_050-110_4P_20HP_8.35_SS | 1352.693 | 1352.693 | 5410.7721 | 4 | 0 | 4 | C | NBS_EndSuction | 6 | 5 | 6 | 8 | BranchMin6_BranchMax8 | 8 | 2 | 8 | 16 | HeaderMin8_HeaderMax16 | 10 | 5 | 10
352 | 88 | 050-110-4P-20HP | NBS_050-110_4P_20HP_8.35_SS | 1352.693 | 1352.693 | 5410.7721 | 4 | 0 | 4 | C | NBS_EndSuction | 6 | 5 | 6 | 8 | BranchMin6_BranchMax8 | 8 | 2 | 8 | 16 | HeaderMin8_HeaderMax16 | 12 | 5 | 10
352 | 88 | 050-110-4P-20HP | NBS_050-110_4P_20HP_8.35_SS | 1352.693 | 1352.693 | 5410.7721 | 4 | 0 | 4 | C | NBS_EndSuction | 6 | 5 | 6 | 8 | BranchMin6_BranchMax8 | 8 | 2 | 8 | 16 | HeaderMin8_HeaderMax16 | 14 | 5 | 10
352 | 88 | 050-110-4P-20HP | NBS_050-110_4P_20HP_8.35_SS | 1352.693 | 1352.693 | 5410.7721 | 4 | 0 | 4 | C | NBS_EndSuction | 6 | 5 | 6 | 8 | BranchMin6_BranchMax8 | 8 | 2 | 8 | 16 | HeaderMin8_HeaderMax16 | 16 | 5 | 10
353 | 89 | 050-110-4P-25HP | NBS_050-110_4P_25HP_9.06_SS | 1398.703 | 1398.703 | 5594.812 | 4 | 0 | 4 | C | NBS_EndSuction | 6 | 5 | 6 | 8 | BranchMin6_BranchMax8 | 6 | 2 | 8 | 18 | HeaderMin8_HeaderMax18 | 8 | 6 | 12
353 | 89 | 050-110-4P-25HP | NBS_050-110_4P_25HP_9.06_SS | 1398.703 | 1398.703 | 5594.812 | 4 | 0 | 4 | C | NBS_EndSuction | 6 | 5 | 6 | 8 | BranchMin6_BranchMax8 | 6 | 2 | 8 | 18 | HeaderMin8_HeaderMax18 | 10 | 6 | 12
353 | 89 | 050-110-4P-25HP | NBS_050-110_4P_25HP_9.06_SS | 1398.703 | 1398.703 | 5594.812 | 4 | 0 | 4 | C | NBS_EndSuction | 6 | 5 | 6 | 8 | BranchMin6_BranchMax8 | 6 | 2 | 8 | 18 | HeaderMin8_HeaderMax18 | 12 | 6 | 12
353 | 89 | 050-110-4P-25HP | NBS_050-110_4P_25HP_9.06_SS | 1398.703 | 1398.703 | 5594.812 | 4 | 0 | 4 | C | NBS_EndSuction | 6 | 5 | 6 | 8 | BranchMin6_BranchMax8 | 6 | 2 | 8 | 18 | HeaderMin8_HeaderMax18 | 14 | 6 | 12
353 | 89 | 050-110-4P-25HP | NBS_050-110_4P_25HP_9.06_SS | 1398.703 | 1398.703 | 5594.812 | 4 | 0 | 4 | C | NBS_EndSuction | 6 | 5 | 6 | 8 | BranchMin6_BranchMax8 | 6 | 2 | 8 | 18 | HeaderMin8_HeaderMax18 | 16 | 6 | 12
353 | 89 | 050-110-4P-25HP | NBS_050-110_4P_25HP_9.06_SS | 1398.703 | 1398.703 | 5594.812 | 4 | 0 | 4 | C | NBS_EndSuction | 6 | 5 | 6 | 8 | BranchMin6_BranchMax8 | 6 | 2 | 8 | 18 | HeaderMin8_HeaderMax18 | 18 | 6 | 12
353 | 89 | 050-110-4P-25HP | NBS_050-110_4P_25HP_9.06_SS | 1398.703 | 1398.703 | 5594.812 | 4 | 0 | 4 | C | NBS_EndSuction | 6 | 5 | 6 | 8 | BranchMin6_BranchMax8 | 8 | 2 | 8 | 18 | HeaderMin8_HeaderMax18 | 8 | 6 | 12 | [11 empty] | INVALID
353 | 89 | 050-110-4P-25HP | NBS_050-110_4P_25HP_9.06_SS | 1398.703 | 1398.703 | 5594.812 | 4 | 0 | 4 | C | NBS_EndSuction | 6 | 5 | 6 | 8 | BranchMin6_BranchMax8 | 8 | 2 | 8 | 18 | HeaderMin8_HeaderMax18 | 10 | 6 | 12
353 | 89 | 050-110-4P-25HP | NBS_050-110_4P_25HP_9.06_SS | 1398.703 | 1398.703 | 5594.812 | 4 | 0 | 4 | C | NBS_EndSuction | 6 | 5 | 6 | 8 | BranchMin6_BranchMax8 | 8 | 2 | 8 | 18 | HeaderMin8_HeaderMax18 | 12 | 6 | 12
353 | 89 | 050-110-4P-25HP | NBS_050-110_4P_25HP_9.06_SS | 1398.703 | 1398.703 | 5594.812 | 4 | 0 | 4 | C | NBS_EndSuction | 6 | 5 | 6 | 8 | BranchMin6_BranchMax8 | 8 | 2 | 8 | 18 | HeaderMin8_HeaderMax18 | 14 | 6 | 12
353 | 89 | 050-110-4P-25HP | NBS_050-110_4P_25HP_9.06_SS | 1398.703 | 1398.703 | 5594.812 | 4 | 0 | 4 | C | NBS_EndSuction | 6 | 5 | 6 | 8 | BranchMin6_BranchMax8 | 8 | 2 | 8 | 18 | HeaderMin8_HeaderMax18 | 16 | 6 | 12
353 | 89 | 050-110-4P-25HP | NBS_050-110_4P_25HP_9.06_SS | 1398.703 | 1398.703 | 5594.812 | 4 | 0 | 4 | C | NBS_EndSuction | 6 | 5 | 6 | 8 | BranchMin6_BranchMax8 | 8 | 2 | 8 | 18 | HeaderMin8_HeaderMax18 | 18 | 6 | 12
354 | 90 | 050-110-4P-30HP | NBS_050-110_4P_30HP_9.61_SS | 1508.9068 | 1508.9068 | 6035.6271 | 4 | 0 | 4 | C | NBS_EndSuction | 6 | 5 | 6 | 8 | BranchMin6_BranchMax8 | 6 | 2 | 8 | 18 | HeaderMin8_HeaderMax18 | 8 | 6 | 12
354 | 90 | 050-110-4P-30HP | NBS_050-110_4P_30HP_9.61_SS | 1508.9068 | 1508.9068 | 6035.6271 | 4 | 0 | 4 | C | NBS_EndSuction | 6 | 5 | 6 | 8 | BranchMin6_BranchMax8 | 6 | 2 | 8 | 18 | HeaderMin8_HeaderMax18 | 10 | 6 | 12
354 | 90 | 050-110-4P-30HP | NBS_050-110_4P_30HP_9.61_SS | 1508.9068 | 1508.9068 | 6035.6271 | 4 | 0 | 4 | C | NBS_EndSuction | 6 | 5 | 6 | 8 | BranchMin6_BranchMax8 | 6 | 2 | 8 | 18 | HeaderMin8_HeaderMax18 | 12 | 6 | 12
354 | 90 | 050-110-4P-30HP | NBS_050-110_4P_30HP_9.61_SS | 1508.9068 | 1508.9068 | 6035.6271 | 4 | 0 | 4 | C | NBS_EndSuction | 6 | 5 | 6 | 8 | BranchMin6_BranchMax8 | 6 | 2 | 8 | 18 | HeaderMin8_HeaderMax18 | 14 | 6 | 12
354 | 90 | 050-110-4P-30HP | NBS_050-110_4P_30HP_9.61_SS | 1508.9068 | 1508.9068 | 6035.6271 | 4 | 0 | 4 | C | NBS_EndSuction | 6 | 5 | 6 | 8 | BranchMin6_BranchMax8 | 6 | 2 | 8 | 18 | HeaderMin8_HeaderMax18 | 16 | 6 | 12
354 | 90 | 050-110-4P-30HP | NBS_050-110_4P_30HP_9.61_SS | 1508.9068 | 1508.9068 | 6035.6271 | 4 | 0 | 4 | C | NBS_EndSuction | 6 | 5 | 6 | 8 | BranchMin6_BranchMax8 | 6 | 2 | 8 | 18 | HeaderMin8_HeaderMax18 | 18 | 6 | 12
354 | 90 | 050-110-4P-30HP | NBS_050-110_4P_30HP_9.61_SS | 1508.9068 | 1508.9068 | 6035.6271 | 4 | 0 | 4 | C | NBS_EndSuction | 6 | 5 | 6 | 8 | BranchMin6_BranchMax8 | 8 | 2 | 8 | 18 | HeaderMin8_HeaderMax18 | 8 | 6 | 12 | [11 empty] | INVALID
354 | 90 | 050-110-4P-30HP | NBS_050-110_4P_30HP_9.61_SS | 1508.9068 | 1508.9068 | 6035.6271 | 4 | 0 | 4 | C | NBS_EndSuction | 6 | 5 | 6 | 8 | BranchMin6_BranchMax8 | 8 | 2 | 8 | 18 | HeaderMin8_HeaderMax18 | 10 | 6 | 12
354 | 90 | 050-110-4P-30HP | NBS_050-110_4P_30HP_9.61_SS | 1508.9068 | 1508.9068 | 6035.6271 | 4 | 0 | 4 | C | NBS_EndSuction | 6 | 5 | 6 | 8 | BranchMin6_BranchMax8 | 8 | 2 | 8 | 18 | HeaderMin8_HeaderMax18 | 12 | 6 | 12
354 | 90 | 050-110-4P-30HP | NBS_050-110_4P_30HP_9.61_SS | 1508.9068 | 1508.9068 | 6035.6271 | 4 | 0 | 4 | C | NBS_EndSuction | 6 | 5 | 6 | 8 | BranchMin6_BranchMax8 | 8 | 2 | 8 | 18 | HeaderMin8_HeaderMax18 | 14 | 6 | 12
354 | 90 | 050-110-4P-30HP | NBS_050-110_4P_30HP_9.61_SS | 1508.9068 | 1508.9068 | 6035.6271 | 4 | 0 | 4 | C | NBS_EndSuction | 6 | 5 | 6 | 8 | BranchMin6_BranchMax8 | 8 | 2 | 8 | 18 | HeaderMin8_HeaderMax18 | 16 | 6 | 12
354 | 90 | 050-110-4P-30HP | NBS_050-110_4P_30HP_9.61_SS | 1508.9068 | 1508.9068 | 6035.6271 | 4 | 0 | 4 | C | NBS_EndSuction | 6 | 5 | 6 | 8 | BranchMin6_BranchMax8 | 8 | 2 | 8 | 18 | HeaderMin8_HeaderMax18 | 18 | 6 | 12
355 | 91 | 050-110-4P-40HP | NBS_050-110_4P_40HP_10.63_SS | 1674.3665 | 1674.3665 | 6697.4661 | 4 | 0 | 4 | C | NBS_EndSuction | 6 | 5 | 6 | 10 | BranchMin6_BranchMax10 | 6 | 3 | 8 | 18 | HeaderMin8_HeaderMax18 | 8 | 6 | 18
355 | 91 | 050-110-4P-40HP | NBS_050-110_4P_40HP_10.63_SS | 1674.3665 | 1674.3665 | 6697.4661 | 4 | 0 | 4 | C | NBS_EndSuction | 6 | 5 | 6 | 10 | BranchMin6_BranchMax10 | 6 | 3 | 8 | 18 | HeaderMin8_HeaderMax18 | 10 | 6 | 18
355 | 91 | 050-110-4P-40HP | NBS_050-110_4P_40HP_10.63_SS | 1674.3665 | 1674.3665 | 6697.4661 | 4 | 0 | 4 | C | NBS_EndSuction | 6 | 5 | 6 | 10 | BranchMin6_BranchMax10 | 6 | 3 | 8 | 18 | HeaderMin8_HeaderMax18 | 12 | 6 | 18
355 | 91 | 050-110-4P-40HP | NBS_050-110_4P_40HP_10.63_SS | 1674.3665 | 1674.3665 | 6697.4661 | 4 | 0 | 4 | C | NBS_EndSuction | 6 | 5 | 6 | 10 | BranchMin6_BranchMax10 | 6 | 3 | 8 | 18 | HeaderMin8_HeaderMax18 | 14 | 6 | 18
355 | 91 | 050-110-4P-40HP | NBS_050-110_4P_40HP_10.63_SS | 1674.3665 | 1674.3665 | 6697.4661 | 4 | 0 | 4 | C | NBS_EndSuction | 6 | 5 | 6 | 10 | BranchMin6_BranchMax10 | 6 | 3 | 8 | 18 | HeaderMin8_HeaderMax18 | 16 | 6 | 18
355 | 91 | 050-110-4P-40HP | NBS_050-110_4P_40HP_10.63_SS | 1674.3665 | 1674.3665 | 6697.4661 | 4 | 0 | 4 | C | NBS_EndSuction | 6 | 5 | 6 | 10 | BranchMin6_BranchMax10 | 6 | 3 | 8 | 18 | HeaderMin8_HeaderMax18 | 18 | 6 | 18
355 | 91 | 050-110-4P-40HP | NBS_050-110_4P_40HP_10.63_SS | 1674.3665 | 1674.3665 | 6697.4661 | 4 | 0 | 4 | C | NBS_EndSuction | 6 | 5 | 6 | 10 | BranchMin6_BranchMax10 | 8 | 3 | 8 | 18 | HeaderMin8_HeaderMax18 | 8 | 6 | 18 | [11 empty] | INVALID
355 | 91 | 050-110-4P-40HP | NBS_050-110_4P_40HP_10.63_SS | 1674.3665 | 1674.3665 | 6697.4661 | 4 | 0 | 4 | C | NBS_EndSuction | 6 | 5 | 6 | 10 | BranchMin6_BranchMax10 | 8 | 3 | 8 | 18 | HeaderMin8_HeaderMax18 | 10 | 6 | 18
355 | 91 | 050-110-4P-40HP | NBS_050-110_4P_40HP_10.63_SS | 1674.3665 | 1674.3665 | 6697.4661 | 4 | 0 | 4 | C | NBS_EndSuction | 6 | 5 | 6 | 10 | BranchMin6_BranchMax10 | 8 | 3 | 8 | 18 | HeaderMin8_HeaderMax18 | 12 | 6 | 18
355 | 91 | 050-110-4P-40HP | NBS_050-110_4P_40HP_10.63_SS | 1674.3665 | 1674.3665 | 6697.4661 | 4 | 0 | 4 | C | NBS_EndSuction | 6 | 5 | 6 | 10 | BranchMin6_BranchMax10 | 8 | 3 | 8 | 18 | HeaderMin8_HeaderMax18 | 14 | 6 | 18
355 | 91 | 050-110-4P-40HP | NBS_050-110_4P_40HP_10.63_SS | 1674.3665 | 1674.3665 | 6697.4661 | 4 | 0 | 4 | C | NBS_EndSuction | 6 | 5 | 6 | 10 | BranchMin6_BranchMax10 | 8 | 3 | 8 | 18 | HeaderMin8_HeaderMax18 | 16 | 6 | 18
355 | 91 | 050-110-4P-40HP | NBS_050-110_4P_40HP_10.63_SS | 1674.3665 | 1674.3665 | 6697.4661 | 4 | 0 | 4 | C | NBS_EndSuction | 6 | 5 | 6 | 10 | BranchMin6_BranchMax10 | 8 | 3 | 8 | 18 | HeaderMin8_HeaderMax18 | 18 | 6 | 18
355 | 91 | 050-110-4P-40HP | NBS_050-110_4P_40HP_10.63_SS | 1674.3665 | 1674.3665 | 6697.4661 | 4 | 0 | 4 | C | NBS_EndSuction | 6 | 5 | 6 | 10 | BranchMin6_BranchMax10 | 10 | 3 | 8 | 18 | HeaderMin8_HeaderMax18 | 8 | 6 | 18 | [11 empty] | INVALID
355 | 91 | 050-110-4P-40HP | NBS_050-110_4P_40HP_10.63_SS | 1674.3665 | 1674.3665 | 6697.4661 | 4 | 0 | 4 | C | NBS_EndSuction | 6 | 5 | 6 | 10 | BranchMin6_BranchMax10 | 10 | 3 | 8 | 18 | HeaderMin8_HeaderMax18 | 10 | 6 | 18 | [11 empty] | INVALID
355 | 91 | 050-110-4P-40HP | NBS_050-110_4P_40HP_10.63_SS | 1674.3665 | 1674.3665 | 6697.4661 | 4 | 0 | 4 | C | NBS_EndSuction | 6 | 5 | 6 | 10 | BranchMin6_BranchMax10 | 10 | 3 | 8 | 18 | HeaderMin8_HeaderMax18 | 12 | 6 | 18
355 | 91 | 050-110-4P-40HP | NBS_050-110_4P_40HP_10.63_SS | 1674.3665 | 1674.3665 | 6697.4661 | 4 | 0 | 4 | C | NBS_EndSuction | 6 | 5 | 6 | 10 | BranchMin6_BranchMax10 | 10 | 3 | 8 | 18 | HeaderMin8_HeaderMax18 | 14 | 6 | 18
355 | 91 | 050-110-4P-40HP | NBS_050-110_4P_40HP_10.63_SS | 1674.3665 | 1674.3665 | 6697.4661 | 4 | 0 | 4 | C | NBS_EndSuction | 6 | 5 | 6 | 10 | BranchMin6_BranchMax10 | 10 | 3 | 8 | 18 | HeaderMin8_HeaderMax18 | 16 | 6 | 18
355 | 91 | 050-110-4P-40HP | NBS_050-110_4P_40HP_10.63_SS | 1674.3665 | 1674.3665 | 6697.4661 | 4 | 0 | 4 | C | NBS_EndSuction | 6 | 5 | 6 | 10 | BranchMin6_BranchMax10 | 10 | 3 | 8 | 18 | HeaderMin8_HeaderMax18 | 18 | 6 | 18
356 | 92 | 050-135-4P-25HP | NBS_050-135_4P_25HP_8.86_SS | 1200.4144 | 1200.4144 | 4801.6577 | 4 | 0 | 4 | C | NBS_EndSuction | 6 | 5 | 6 | 8 | BranchMin6_BranchMax8 | 6 | 2 | 8 | 16 | HeaderMin8_HeaderMax16 | 8 | 5 | 10
356 | 92 | 050-135-4P-25HP | NBS_050-135_4P_25HP_8.86_SS | 1200.4144 | 1200.4144 | 4801.6577 | 4 | 0 | 4 | C | NBS_EndSuction | 6 | 5 | 6 | 8 | BranchMin6_BranchMax8 | 6 | 2 | 8 | 16 | HeaderMin8_HeaderMax16 | 10 | 5 | 10
356 | 92 | 050-135-4P-25HP | NBS_050-135_4P_25HP_8.86_SS | 1200.4144 | 1200.4144 | 4801.6577 | 4 | 0 | 4 | C | NBS_EndSuction | 6 | 5 | 6 | 8 | BranchMin6_BranchMax8 | 6 | 2 | 8 | 16 | HeaderMin8_HeaderMax16 | 12 | 5 | 10
356 | 92 | 050-135-4P-25HP | NBS_050-135_4P_25HP_8.86_SS | 1200.4144 | 1200.4144 | 4801.6577 | 4 | 0 | 4 | C | NBS_EndSuction | 6 | 5 | 6 | 8 | BranchMin6_BranchMax8 | 6 | 2 | 8 | 16 | HeaderMin8_HeaderMax16 | 14 | 5 | 10
356 | 92 | 050-135-4P-25HP | NBS_050-135_4P_25HP_8.86_SS | 1200.4144 | 1200.4144 | 4801.6577 | 4 | 0 | 4 | C | NBS_EndSuction | 6 | 5 | 6 | 8 | BranchMin6_BranchMax8 | 6 | 2 | 8 | 16 | HeaderMin8_HeaderMax16 | 16 | 5 | 10
356 | 92 | 050-135-4P-25HP | NBS_050-135_4P_25HP_8.86_SS | 1200.4144 | 1200.4144 | 4801.6577 | 4 | 0 | 4 | C | NBS_EndSuction | 6 | 5 | 6 | 8 | BranchMin6_BranchMax8 | 8 | 2 | 8 | 16 | HeaderMin8_HeaderMax16 | 8 | 5 | 10 | [11 empty] | INVALID
356 | 92 | 050-135-4P-25HP | NBS_050-135_4P_25HP_8.86_SS | 1200.4144 | 1200.4144 | 4801.6577 | 4 | 0 | 4 | C | NBS_EndSuction | 6 | 5 | 6 | 8 | BranchMin6_BranchMax8 | 8 | 2 | 8 | 16 | HeaderMin8_HeaderMax16 | 10 | 5 | 10
356 | 92 | 050-135-4P-25HP | NBS_050-135_4P_25HP_8.86_SS | 1200.4144 | 1200.4144 | 4801.6577 | 4 | 0 | 4 | C | NBS_EndSuction | 6 | 5 | 6 | 8 | BranchMin6_BranchMax8 | 8 | 2 | 8 | 16 | HeaderMin8_HeaderMax16 | 12 | 5 | 10
356 | 92 | 050-135-4P-25HP | NBS_050-135_4P_25HP_8.86_SS | 1200.4144 | 1200.4144 | 4801.6577 | 4 | 0 | 4 | C | NBS_EndSuction | 6 | 5 | 6 | 8 | BranchMin6_BranchMax8 | 8 | 2 | 8 | 16 | HeaderMin8_HeaderMax16 | 14 | 5 | 10
356 | 92 | 050-135-4P-25HP | NBS_050-135_4P_25HP_8.86_SS | 1200.4144 | 1200.4144 | 4801.6577 | 4 | 0 | 4 | C | NBS_EndSuction | 6 | 5 | 6 | 8 | BranchMin6_BranchMax8 | 8 | 2 | 8 | 16 | HeaderMin8_HeaderMax16 | 16 | 5 | 10
357 | 93 | 050-135-4P-30HP | NBS_050-135_4P_30HP_9.49_SS | 1283.8269 | 1283.8269 | 5135.3076 | 4 | 0 | 4 | C | NBS_EndSuction | 6 | 5 | 6 | 8 | BranchMin6_BranchMax8 | 6 | 2 | 8 | 16 | HeaderMin8_HeaderMax16 | 8 | 5 | 10
357 | 93 | 050-135-4P-30HP | NBS_050-135_4P_30HP_9.49_SS | 1283.8269 | 1283.8269 | 5135.3076 | 4 | 0 | 4 | C | NBS_EndSuction | 6 | 5 | 6 | 8 | BranchMin6_BranchMax8 | 6 | 2 | 8 | 16 | HeaderMin8_HeaderMax16 | 10 | 5 | 10
357 | 93 | 050-135-4P-30HP | NBS_050-135_4P_30HP_9.49_SS | 1283.8269 | 1283.8269 | 5135.3076 | 4 | 0 | 4 | C | NBS_EndSuction | 6 | 5 | 6 | 8 | BranchMin6_BranchMax8 | 6 | 2 | 8 | 16 | HeaderMin8_HeaderMax16 | 12 | 5 | 10
357 | 93 | 050-135-4P-30HP | NBS_050-135_4P_30HP_9.49_SS | 1283.8269 | 1283.8269 | 5135.3076 | 4 | 0 | 4 | C | NBS_EndSuction | 6 | 5 | 6 | 8 | BranchMin6_BranchMax8 | 6 | 2 | 8 | 16 | HeaderMin8_HeaderMax16 | 14 | 5 | 10
357 | 93 | 050-135-4P-30HP | NBS_050-135_4P_30HP_9.49_SS | 1283.8269 | 1283.8269 | 5135.3076 | 4 | 0 | 4 | C | NBS_EndSuction | 6 | 5 | 6 | 8 | BranchMin6_BranchMax8 | 6 | 2 | 8 | 16 | HeaderMin8_HeaderMax16 | 16 | 5 | 10
357 | 93 | 050-135-4P-30HP | NBS_050-135_4P_30HP_9.49_SS | 1283.8269 | 1283.8269 | 5135.3076 | 4 | 0 | 4 | C | NBS_EndSuction | 6 | 5 | 6 | 8 | BranchMin6_BranchMax8 | 8 | 2 | 8 | 16 | HeaderMin8_HeaderMax16 | 8 | 5 | 10 | [11 empty] | INVALID
357 | 93 | 050-135-4P-30HP | NBS_050-135_4P_30HP_9.49_SS | 1283.8269 | 1283.8269 | 5135.3076 | 4 | 0 | 4 | C | NBS_EndSuction | 6 | 5 | 6 | 8 | BranchMin6_BranchMax8 | 8 | 2 | 8 | 16 | HeaderMin8_HeaderMax16 | 10 | 5 | 10
357 | 93 | 050-135-4P-30HP | NBS_050-135_4P_30HP_9.49_SS | 1283.8269 | 1283.8269 | 5135.3076 | 4 | 0 | 4 | C | NBS_EndSuction | 6 | 5 | 6 | 8 | BranchMin6_BranchMax8 | 8 | 2 | 8 | 16 | HeaderMin8_HeaderMax16 | 12 | 5 | 10
357 | 93 | 050-135-4P-30HP | NBS_050-135_4P_30HP_9.49_SS | 1283.8269 | 1283.8269 | 5135.3076 | 4 | 0 | 4 | C | NBS_EndSuction | 6 | 5 | 6 | 8 | BranchMin6_BranchMax8 | 8 | 2 | 8 | 16 | HeaderMin8_HeaderMax16 | 14 | 5 | 10
357 | 93 | 050-135-4P-30HP | NBS_050-135_4P_30HP_9.49_SS | 1283.8269 | 1283.8269 | 5135.3076 | 4 | 0 | 4 | C | NBS_EndSuction | 6 | 5 | 6 | 8 | BranchMin6_BranchMax8 | 8 | 2 | 8 | 16 | HeaderMin8_HeaderMax16 | 16 | 5 | 10
358 | 94 | 050-135-4P-40HP | NBS_050-135_4P_40HP_10.59_SS | 1416.7849 | 1416.7849 | 5667.1396 | 4 | 0 | 4 | C | NBS_EndSuction | 6 | 5 | 6 | 8 | BranchMin6_BranchMax8 | 6 | 2 | 8 | 18 | HeaderMin8_HeaderMax18 | 8 | 6 | 12
358 | 94 | 050-135-4P-40HP | NBS_050-135_4P_40HP_10.59_SS | 1416.7849 | 1416.7849 | 5667.1396 | 4 | 0 | 4 | C | NBS_EndSuction | 6 | 5 | 6 | 8 | BranchMin6_BranchMax8 | 6 | 2 | 8 | 18 | HeaderMin8_HeaderMax18 | 10 | 6 | 12
358 | 94 | 050-135-4P-40HP | NBS_050-135_4P_40HP_10.59_SS | 1416.7849 | 1416.7849 | 5667.1396 | 4 | 0 | 4 | C | NBS_EndSuction | 6 | 5 | 6 | 8 | BranchMin6_BranchMax8 | 6 | 2 | 8 | 18 | HeaderMin8_HeaderMax18 | 12 | 6 | 12
358 | 94 | 050-135-4P-40HP | NBS_050-135_4P_40HP_10.59_SS | 1416.7849 | 1416.7849 | 5667.1396 | 4 | 0 | 4 | C | NBS_EndSuction | 6 | 5 | 6 | 8 | BranchMin6_BranchMax8 | 6 | 2 | 8 | 18 | HeaderMin8_HeaderMax18 | 14 | 6 | 12
358 | 94 | 050-135-4P-40HP | NBS_050-135_4P_40HP_10.59_SS | 1416.7849 | 1416.7849 | 5667.1396 | 4 | 0 | 4 | C | NBS_EndSuction | 6 | 5 | 6 | 8 | BranchMin6_BranchMax8 | 6 | 2 | 8 | 18 | HeaderMin8_HeaderMax18 | 16 | 6 | 12
358 | 94 | 050-135-4P-40HP | NBS_050-135_4P_40HP_10.59_SS | 1416.7849 | 1416.7849 | 5667.1396 | 4 | 0 | 4 | C | NBS_EndSuction | 6 | 5 | 6 | 8 | BranchMin6_BranchMax8 | 6 | 2 | 8 | 18 | HeaderMin8_HeaderMax18 | 18 | 6 | 12
358 | 94 | 050-135-4P-40HP | NBS_050-135_4P_40HP_10.59_SS | 1416.7849 | 1416.7849 | 5667.1396 | 4 | 0 | 4 | C | NBS_EndSuction | 6 | 5 | 6 | 8 | BranchMin6_BranchMax8 | 8 | 2 | 8 | 18 | HeaderMin8_HeaderMax18 | 8 | 6 | 12 | [11 empty] | INVALID
358 | 94 | 050-135-4P-40HP | NBS_050-135_4P_40HP_10.59_SS | 1416.7849 | 1416.7849 | 5667.1396 | 4 | 0 | 4 | C | NBS_EndSuction | 6 | 5 | 6 | 8 | BranchMin6_BranchMax8 | 8 | 2 | 8 | 18 | HeaderMin8_HeaderMax18 | 10 | 6 | 12
358 | 94 | 050-135-4P-40HP | NBS_050-135_4P_40HP_10.59_SS | 1416.7849 | 1416.7849 | 5667.1396 | 4 | 0 | 4 | C | NBS_EndSuction | 6 | 5 | 6 | 8 | BranchMin6_BranchMax8 | 8 | 2 | 8 | 18 | HeaderMin8_HeaderMax18 | 12 | 6 | 12
358 | 94 | 050-135-4P-40HP | NBS_050-135_4P_40HP_10.59_SS | 1416.7849 | 1416.7849 | 5667.1396 | 4 | 0 | 4 | C | NBS_EndSuction | 6 | 5 | 6 | 8 | BranchMin6_BranchMax8 | 8 | 2 | 8 | 18 | HeaderMin8_HeaderMax18 | 14 | 6 | 12
358 | 94 | 050-135-4P-40HP | NBS_050-135_4P_40HP_10.59_SS | 1416.7849 | 1416.7849 | 5667.1396 | 4 | 0 | 4 | C | NBS_EndSuction | 6 | 5 | 6 | 8 | BranchMin6_BranchMax8 | 8 | 2 | 8 | 18 | HeaderMin8_HeaderMax18 | 16 | 6 | 12
358 | 94 | 050-135-4P-40HP | NBS_050-135_4P_40HP_10.59_SS | 1416.7849 | 1416.7849 | 5667.1396 | 4 | 0 | 4 | C | NBS_EndSuction | 6 | 5 | 6 | 8 | BranchMin6_BranchMax8 | 8 | 2 | 8 | 18 | HeaderMin8_HeaderMax18 | 18 | 6 | 12
359 | 95 | 050-135-4P-50HP | NBS_050-135_4P_50HP_11.30_SS | 1508.8665 | 1508.8665 | 6035.4659 | 4 | 0 | 4 | C | NBS_EndSuction | 6 | 5 | 6 | 8 | BranchMin6_BranchMax8 | 6 | 2 | 8 | 18 | HeaderMin8_HeaderMax18 | 8 | 6 | 12
359 | 95 | 050-135-4P-50HP | NBS_050-135_4P_50HP_11.30_SS | 1508.8665 | 1508.8665 | 6035.4659 | 4 | 0 | 4 | C | NBS_EndSuction | 6 | 5 | 6 | 8 | BranchMin6_BranchMax8 | 6 | 2 | 8 | 18 | HeaderMin8_HeaderMax18 | 10 | 6 | 12
359 | 95 | 050-135-4P-50HP | NBS_050-135_4P_50HP_11.30_SS | 1508.8665 | 1508.8665 | 6035.4659 | 4 | 0 | 4 | C | NBS_EndSuction | 6 | 5 | 6 | 8 | BranchMin6_BranchMax8 | 6 | 2 | 8 | 18 | HeaderMin8_HeaderMax18 | 12 | 6 | 12
359 | 95 | 050-135-4P-50HP | NBS_050-135_4P_50HP_11.30_SS | 1508.8665 | 1508.8665 | 6035.4659 | 4 | 0 | 4 | C | NBS_EndSuction | 6 | 5 | 6 | 8 | BranchMin6_BranchMax8 | 6 | 2 | 8 | 18 | HeaderMin8_HeaderMax18 | 14 | 6 | 12
359 | 95 | 050-135-4P-50HP | NBS_050-135_4P_50HP_11.30_SS | 1508.8665 | 1508.8665 | 6035.4659 | 4 | 0 | 4 | C | NBS_EndSuction | 6 | 5 | 6 | 8 | BranchMin6_BranchMax8 | 6 | 2 | 8 | 18 | HeaderMin8_HeaderMax18 | 16 | 6 | 12
359 | 95 | 050-135-4P-50HP | NBS_050-135_4P_50HP_11.30_SS | 1508.8665 | 1508.8665 | 6035.4659 | 4 | 0 | 4 | C | NBS_EndSuction | 6 | 5 | 6 | 8 | BranchMin6_BranchMax8 | 6 | 2 | 8 | 18 | HeaderMin8_HeaderMax18 | 18 | 6 | 12
359 | 95 | 050-135-4P-50HP | NBS_050-135_4P_50HP_11.30_SS | 1508.8665 | 1508.8665 | 6035.4659 | 4 | 0 | 4 | C | NBS_EndSuction | 6 | 5 | 6 | 8 | BranchMin6_BranchMax8 | 8 | 2 | 8 | 18 | HeaderMin8_HeaderMax18 | 8 | 6 | 12 | [11 empty] | INVALID
359 | 95 | 050-135-4P-50HP | NBS_050-135_4P_50HP_11.30_SS | 1508.8665 | 1508.8665 | 6035.4659 | 4 | 0 | 4 | C | NBS_EndSuction | 6 | 5 | 6 | 8 | BranchMin6_BranchMax8 | 8 | 2 | 8 | 18 | HeaderMin8_HeaderMax18 | 10 | 6 | 12
359 | 95 | 050-135-4P-50HP | NBS_050-135_4P_50HP_11.30_SS | 1508.8665 | 1508.8665 | 6035.4659 | 4 | 0 | 4 | C | NBS_EndSuction | 6 | 5 | 6 | 8 | BranchMin6_BranchMax8 | 8 | 2 | 8 | 18 | HeaderMin8_HeaderMax18 | 12 | 6 | 12
359 | 95 | 050-135-4P-50HP | NBS_050-135_4P_50HP_11.30_SS | 1508.8665 | 1508.8665 | 6035.4659 | 4 | 0 | 4 | C | NBS_EndSuction | 6 | 5 | 6 | 8 | BranchMin6_BranchMax8 | 8 | 2 | 8 | 18 | HeaderMin8_HeaderMax18 | 14 | 6 | 12
359 | 95 | 050-135-4P-50HP | NBS_050-135_4P_50HP_11.30_SS | 1508.8665 | 1508.8665 | 6035.4659 | 4 | 0 | 4 | C | NBS_EndSuction | 6 | 5 | 6 | 8 | BranchMin6_BranchMax8 | 8 | 2 | 8 | 18 | HeaderMin8_HeaderMax18 | 16 | 6 | 12
359 | 95 | 050-135-4P-50HP | NBS_050-135_4P_50HP_11.30_SS | 1508.8665 | 1508.8665 | 6035.4659 | 4 | 0 | 4 | C | NBS_EndSuction | 6 | 5 | 6 | 8 | BranchMin6_BranchMax8 | 8 | 2 | 8 | 18 | HeaderMin8_HeaderMax18 | 18 | 6 | 12
360 | 96 | 050-135-4P-60HP | NBS_050-135_4P_60HP_12.01_SS | 1598.8017 | 1598.8017 | 6395.207 | 4 | 0 | 4 | C | NBS_EndSuction | 6 | 5 | 6 | 8 | BranchMin6_BranchMax8 | 6 | 2 | 8 | 18 | HeaderMin8_HeaderMax18 | 8 | 6 | 12
360 | 96 | 050-135-4P-60HP | NBS_050-135_4P_60HP_12.01_SS | 1598.8017 | 1598.8017 | 6395.207 | 4 | 0 | 4 | C | NBS_EndSuction | 6 | 5 | 6 | 8 | BranchMin6_BranchMax8 | 6 | 2 | 8 | 18 | HeaderMin8_HeaderMax18 | 10 | 6 | 12
360 | 96 | 050-135-4P-60HP | NBS_050-135_4P_60HP_12.01_SS | 1598.8017 | 1598.8017 | 6395.207 | 4 | 0 | 4 | C | NBS_EndSuction | 6 | 5 | 6 | 8 | BranchMin6_BranchMax8 | 6 | 2 | 8 | 18 | HeaderMin8_HeaderMax18 | 12 | 6 | 12
360 | 96 | 050-135-4P-60HP | NBS_050-135_4P_60HP_12.01_SS | 1598.8017 | 1598.8017 | 6395.207 | 4 | 0 | 4 | C | NBS_EndSuction | 6 | 5 | 6 | 8 | BranchMin6_BranchMax8 | 6 | 2 | 8 | 18 | HeaderMin8_HeaderMax18 | 14 | 6 | 12
360 | 96 | 050-135-4P-60HP | NBS_050-135_4P_60HP_12.01_SS | 1598.8017 | 1598.8017 | 6395.207 | 4 | 0 | 4 | C | NBS_EndSuction | 6 | 5 | 6 | 8 | BranchMin6_BranchMax8 | 6 | 2 | 8 | 18 | HeaderMin8_HeaderMax18 | 16 | 6 | 12
360 | 96 | 050-135-4P-60HP | NBS_050-135_4P_60HP_12.01_SS | 1598.8017 | 1598.8017 | 6395.207 | 4 | 0 | 4 | C | NBS_EndSuction | 6 | 5 | 6 | 8 | BranchMin6_BranchMax8 | 6 | 2 | 8 | 18 | HeaderMin8_HeaderMax18 | 18 | 6 | 12
360 | 96 | 050-135-4P-60HP | NBS_050-135_4P_60HP_12.01_SS | 1598.8017 | 1598.8017 | 6395.207 | 4 | 0 | 4 | C | NBS_EndSuction | 6 | 5 | 6 | 8 | BranchMin6_BranchMax8 | 8 | 2 | 8 | 18 | HeaderMin8_HeaderMax18 | 8 | 6 | 12 | [11 empty] | INVALID
360 | 96 | 050-135-4P-60HP | NBS_050-135_4P_60HP_12.01_SS | 1598.8017 | 1598.8017 | 6395.207 | 4 | 0 | 4 | C | NBS_EndSuction | 6 | 5 | 6 | 8 | BranchMin6_BranchMax8 | 8 | 2 | 8 | 18 | HeaderMin8_HeaderMax18 | 10 | 6 | 12
360 | 96 | 050-135-4P-60HP | NBS_050-135_4P_60HP_12.01_SS | 1598.8017 | 1598.8017 | 6395.207 | 4 | 0 | 4 | C | NBS_EndSuction | 6 | 5 | 6 | 8 | BranchMin6_BranchMax8 | 8 | 2 | 8 | 18 | HeaderMin8_HeaderMax18 | 12 | 6 | 12
360 | 96 | 050-135-4P-60HP | NBS_050-135_4P_60HP_12.01_SS | 1598.8017 | 1598.8017 | 6395.207 | 4 | 0 | 4 | C | NBS_EndSuction | 6 | 5 | 6 | 8 | BranchMin6_BranchMax8 | 8 | 2 | 8 | 18 | HeaderMin8_HeaderMax18 | 14 | 6 | 12
360 | 96 | 050-135-4P-60HP | NBS_050-135_4P_60HP_12.01_SS | 1598.8017 | 1598.8017 | 6395.207 | 4 | 0 | 4 | C | NBS_EndSuction | 6 | 5 | 6 | 8 | BranchMin6_BranchMax8 | 8 | 2 | 8 | 18 | HeaderMin8_HeaderMax18 | 16 | 6 | 12
360 | 96 | 050-135-4P-60HP | NBS_050-135_4P_60HP_12.01_SS | 1598.8017 | 1598.8017 | 6395.207 | 4 | 0 | 4 | C | NBS_EndSuction | 6 | 5 | 6 | 8 | BranchMin6_BranchMax8 | 8 | 2 | 8 | 18 | HeaderMin8_HeaderMax18 | 18 | 6 | 12
361 | 97 | 050-135-4P-75HP | NBS_050-135_4P_75HP_13.03_SS | 1689.4197 | 1689.4197 | 6757.6787 | 4 | 0 | 4 | C | NBS_EndSuction | 6 | 5 | 6 | 10 | BranchMin6_BranchMax10 | 6 | 3 | 8 | 18 | HeaderMin8_HeaderMax18 | 8 | 6 | 18
361 | 97 | 050-135-4P-75HP | NBS_050-135_4P_75HP_13.03_SS | 1689.4197 | 1689.4197 | 6757.6787 | 4 | 0 | 4 | C | NBS_EndSuction | 6 | 5 | 6 | 10 | BranchMin6_BranchMax10 | 6 | 3 | 8 | 18 | HeaderMin8_HeaderMax18 | 10 | 6 | 18
361 | 97 | 050-135-4P-75HP | NBS_050-135_4P_75HP_13.03_SS | 1689.4197 | 1689.4197 | 6757.6787 | 4 | 0 | 4 | C | NBS_EndSuction | 6 | 5 | 6 | 10 | BranchMin6_BranchMax10 | 6 | 3 | 8 | 18 | HeaderMin8_HeaderMax18 | 12 | 6 | 18
361 | 97 | 050-135-4P-75HP | NBS_050-135_4P_75HP_13.03_SS | 1689.4197 | 1689.4197 | 6757.6787 | 4 | 0 | 4 | C | NBS_EndSuction | 6 | 5 | 6 | 10 | BranchMin6_BranchMax10 | 6 | 3 | 8 | 18 | HeaderMin8_HeaderMax18 | 14 | 6 | 18
361 | 97 | 050-135-4P-75HP | NBS_050-135_4P_75HP_13.03_SS | 1689.4197 | 1689.4197 | 6757.6787 | 4 | 0 | 4 | C | NBS_EndSuction | 6 | 5 | 6 | 10 | BranchMin6_BranchMax10 | 6 | 3 | 8 | 18 | HeaderMin8_HeaderMax18 | 16 | 6 | 18
361 | 97 | 050-135-4P-75HP | NBS_050-135_4P_75HP_13.03_SS | 1689.4197 | 1689.4197 | 6757.6787 | 4 | 0 | 4 | C | NBS_EndSuction | 6 | 5 | 6 | 10 | BranchMin6_BranchMax10 | 6 | 3 | 8 | 18 | HeaderMin8_HeaderMax18 | 18 | 6 | 18
361 | 97 | 050-135-4P-75HP | NBS_050-135_4P_75HP_13.03_SS | 1689.4197 | 1689.4197 | 6757.6787 | 4 | 0 | 4 | C | NBS_EndSuction | 6 | 5 | 6 | 10 | BranchMin6_BranchMax10 | 8 | 3 | 8 | 18 | HeaderMin8_HeaderMax18 | 8 | 6 | 18 | [11 empty] | INVALID
361 | 97 | 050-135-4P-75HP | NBS_050-135_4P_75HP_13.03_SS | 1689.4197 | 1689.4197 | 6757.6787 | 4 | 0 | 4 | C | NBS_EndSuction | 6 | 5 | 6 | 10 | BranchMin6_BranchMax10 | 8 | 3 | 8 | 18 | HeaderMin8_HeaderMax18 | 10 | 6 | 18
361 | 97 | 050-135-4P-75HP | NBS_050-135_4P_75HP_13.03_SS | 1689.4197 | 1689.4197 | 6757.6787 | 4 | 0 | 4 | C | NBS_EndSuction | 6 | 5 | 6 | 10 | BranchMin6_BranchMax10 | 8 | 3 | 8 | 18 | HeaderMin8_HeaderMax18 | 12 | 6 | 18
361 | 97 | 050-135-4P-75HP | NBS_050-135_4P_75HP_13.03_SS | 1689.4197 | 1689.4197 | 6757.6787 | 4 | 0 | 4 | C | NBS_EndSuction | 6 | 5 | 6 | 10 | BranchMin6_BranchMax10 | 8 | 3 | 8 | 18 | HeaderMin8_HeaderMax18 | 14 | 6 | 18
361 | 97 | 050-135-4P-75HP | NBS_050-135_4P_75HP_13.03_SS | 1689.4197 | 1689.4197 | 6757.6787 | 4 | 0 | 4 | C | NBS_EndSuction | 6 | 5 | 6 | 10 | BranchMin6_BranchMax10 | 8 | 3 | 8 | 18 | HeaderMin8_HeaderMax18 | 16 | 6 | 18
361 | 97 | 050-135-4P-75HP | NBS_050-135_4P_75HP_13.03_SS | 1689.4197 | 1689.4197 | 6757.6787 | 4 | 0 | 4 | C | NBS_EndSuction | 6 | 5 | 6 | 10 | BranchMin6_BranchMax10 | 8 | 3 | 8 | 18 | HeaderMin8_HeaderMax18 | 18 | 6 | 18
361 | 97 | 050-135-4P-75HP | NBS_050-135_4P_75HP_13.03_SS | 1689.4197 | 1689.4197 | 6757.6787 | 4 | 0 | 4 | C | NBS_EndSuction | 6 | 5 | 6 | 10 | BranchMin6_BranchMax10 | 10 | 3 | 8 | 18 | HeaderMin8_HeaderMax18 | 8 | 6 | 18 | [11 empty] | INVALID
361 | 97 | 050-135-4P-75HP | NBS_050-135_4P_75HP_13.03_SS | 1689.4197 | 1689.4197 | 6757.6787 | 4 | 0 | 4 | C | NBS_EndSuction | 6 | 5 | 6 | 10 | BranchMin6_BranchMax10 | 10 | 3 | 8 | 18 | HeaderMin8_HeaderMax18 | 10 | 6 | 18 | [11 empty] | INVALID
361 | 97 | 050-135-4P-75HP | NBS_050-135_4P_75HP_13.03_SS | 1689.4197 | 1689.4197 | 6757.6787 | 4 | 0 | 4 | C | NBS_EndSuction | 6 | 5 | 6 | 10 | BranchMin6_BranchMax10 | 10 | 3 | 8 | 18 | HeaderMin8_HeaderMax18 | 12 | 6 | 18
361 | 97 | 050-135-4P-75HP | NBS_050-135_4P_75HP_13.03_SS | 1689.4197 | 1689.4197 | 6757.6787 | 4 | 0 | 4 | C | NBS_EndSuction | 6 | 5 | 6 | 10 | BranchMin6_BranchMax10 | 10 | 3 | 8 | 18 | HeaderMin8_HeaderMax18 | 14 | 6 | 18
361 | 97 | 050-135-4P-75HP | NBS_050-135_4P_75HP_13.03_SS | 1689.4197 | 1689.4197 | 6757.6787 | 4 | 0 | 4 | C | NBS_EndSuction | 6 | 5 | 6 | 10 | BranchMin6_BranchMax10 | 10 | 3 | 8 | 18 | HeaderMin8_HeaderMax18 | 16 | 6 | 18
361 | 97 | 050-135-4P-75HP | NBS_050-135_4P_75HP_13.03_SS | 1689.4197 | 1689.4197 | 6757.6787 | 4 | 0 | 4 | C | NBS_EndSuction | 6 | 5 | 6 | 10 | BranchMin6_BranchMax10 | 10 | 3 | 8 | 18 | HeaderMin8_HeaderMax18 | 18 | 6 | 18
362 | 98 | 050-150-4P-75HP | NBS_050-150_4P_75HP_11.73_SS | 2092.9884 | 2092.9884 | 8371.9535 | 4 | 0 | 4 | C | NBS_EndSuction | 6 | 5 | 6 | 10 | BranchMin6_BranchMax10 | 6 | 3 | 8 | 20 | HeaderMin8_HeaderMax20 | 8 | 7 | 21
362 | 98 | 050-150-4P-75HP | NBS_050-150_4P_75HP_11.73_SS | 2092.9884 | 2092.9884 | 8371.9535 | 4 | 0 | 4 | C | NBS_EndSuction | 6 | 5 | 6 | 10 | BranchMin6_BranchMax10 | 6 | 3 | 8 | 20 | HeaderMin8_HeaderMax20 | 10 | 7 | 21
362 | 98 | 050-150-4P-75HP | NBS_050-150_4P_75HP_11.73_SS | 2092.9884 | 2092.9884 | 8371.9535 | 4 | 0 | 4 | C | NBS_EndSuction | 6 | 5 | 6 | 10 | BranchMin6_BranchMax10 | 6 | 3 | 8 | 20 | HeaderMin8_HeaderMax20 | 12 | 7 | 21
362 | 98 | 050-150-4P-75HP | NBS_050-150_4P_75HP_11.73_SS | 2092.9884 | 2092.9884 | 8371.9535 | 4 | 0 | 4 | C | NBS_EndSuction | 6 | 5 | 6 | 10 | BranchMin6_BranchMax10 | 6 | 3 | 8 | 20 | HeaderMin8_HeaderMax20 | 14 | 7 | 21
362 | 98 | 050-150-4P-75HP | NBS_050-150_4P_75HP_11.73_SS | 2092.9884 | 2092.9884 | 8371.9535 | 4 | 0 | 4 | C | NBS_EndSuction | 6 | 5 | 6 | 10 | BranchMin6_BranchMax10 | 6 | 3 | 8 | 20 | HeaderMin8_HeaderMax20 | 16 | 7 | 21
362 | 98 | 050-150-4P-75HP | NBS_050-150_4P_75HP_11.73_SS | 2092.9884 | 2092.9884 | 8371.9535 | 4 | 0 | 4 | C | NBS_EndSuction | 6 | 5 | 6 | 10 | BranchMin6_BranchMax10 | 6 | 3 | 8 | 20 | HeaderMin8_HeaderMax20 | 18 | 7 | 21
362 | 98 | 050-150-4P-75HP | NBS_050-150_4P_75HP_11.73_SS | 2092.9884 | 2092.9884 | 8371.9535 | 4 | 0 | 4 | C | NBS_EndSuction | 6 | 5 | 6 | 10 | BranchMin6_BranchMax10 | 6 | 3 | 8 | 20 | HeaderMin8_HeaderMax20 | 20 | 7 | 21
362 | 98 | 050-150-4P-75HP | NBS_050-150_4P_75HP_11.73_SS | 2092.9884 | 2092.9884 | 8371.9535 | 4 | 0 | 4 | C | NBS_EndSuction | 6 | 5 | 6 | 10 | BranchMin6_BranchMax10 | 8 | 3 | 8 | 20 | HeaderMin8_HeaderMax20 | 8 | 7 | 21 | [11 empty] | INVALID
362 | 98 | 050-150-4P-75HP | NBS_050-150_4P_75HP_11.73_SS | 2092.9884 | 2092.9884 | 8371.9535 | 4 | 0 | 4 | C | NBS_EndSuction | 6 | 5 | 6 | 10 | BranchMin6_BranchMax10 | 8 | 3 | 8 | 20 | HeaderMin8_HeaderMax20 | 10 | 7 | 21
362 | 98 | 050-150-4P-75HP | NBS_050-150_4P_75HP_11.73_SS | 2092.9884 | 2092.9884 | 8371.9535 | 4 | 0 | 4 | C | NBS_EndSuction | 6 | 5 | 6 | 10 | BranchMin6_BranchMax10 | 8 | 3 | 8 | 20 | HeaderMin8_HeaderMax20 | 12 | 7 | 21
362 | 98 | 050-150-4P-75HP | NBS_050-150_4P_75HP_11.73_SS | 2092.9884 | 2092.9884 | 8371.9535 | 4 | 0 | 4 | C | NBS_EndSuction | 6 | 5 | 6 | 10 | BranchMin6_BranchMax10 | 8 | 3 | 8 | 20 | HeaderMin8_HeaderMax20 | 14 | 7 | 21
362 | 98 | 050-150-4P-75HP | NBS_050-150_4P_75HP_11.73_SS | 2092.9884 | 2092.9884 | 8371.9535 | 4 | 0 | 4 | C | NBS_EndSuction | 6 | 5 | 6 | 10 | BranchMin6_BranchMax10 | 8 | 3 | 8 | 20 | HeaderMin8_HeaderMax20 | 16 | 7 | 21
362 | 98 | 050-150-4P-75HP | NBS_050-150_4P_75HP_11.73_SS | 2092.9884 | 2092.9884 | 8371.9535 | 4 | 0 | 4 | C | NBS_EndSuction | 6 | 5 | 6 | 10 | BranchMin6_BranchMax10 | 8 | 3 | 8 | 20 | HeaderMin8_HeaderMax20 | 18 | 7 | 21
362 | 98 | 050-150-4P-75HP | NBS_050-150_4P_75HP_11.73_SS | 2092.9884 | 2092.9884 | 8371.9535 | 4 | 0 | 4 | C | NBS_EndSuction | 6 | 5 | 6 | 10 | BranchMin6_BranchMax10 | 8 | 3 | 8 | 20 | HeaderMin8_HeaderMax20 | 20 | 7 | 21
362 | 98 | 050-150-4P-75HP | NBS_050-150_4P_75HP_11.73_SS | 2092.9884 | 2092.9884 | 8371.9535 | 4 | 0 | 4 | C | NBS_EndSuction | 6 | 5 | 6 | 10 | BranchMin6_BranchMax10 | 10 | 3 | 8 | 20 | HeaderMin8_HeaderMax20 | 8 | 7 | 21 | [11 empty] | INVALID
362 | 98 | 050-150-4P-75HP | NBS_050-150_4P_75HP_11.73_SS | 2092.9884 | 2092.9884 | 8371.9535 | 4 | 0 | 4 | C | NBS_EndSuction | 6 | 5 | 6 | 10 | BranchMin6_BranchMax10 | 10 | 3 | 8 | 20 | HeaderMin8_HeaderMax20 | 10 | 7 | 21 | [11 empty] | INVALID
362 | 98 | 050-150-4P-75HP | NBS_050-150_4P_75HP_11.73_SS | 2092.9884 | 2092.9884 | 8371.9535 | 4 | 0 | 4 | C | NBS_EndSuction | 6 | 5 | 6 | 10 | BranchMin6_BranchMax10 | 10 | 3 | 8 | 20 | HeaderMin8_HeaderMax20 | 12 | 7 | 21
362 | 98 | 050-150-4P-75HP | NBS_050-150_4P_75HP_11.73_SS | 2092.9884 | 2092.9884 | 8371.9535 | 4 | 0 | 4 | C | NBS_EndSuction | 6 | 5 | 6 | 10 | BranchMin6_BranchMax10 | 10 | 3 | 8 | 20 | HeaderMin8_HeaderMax20 | 14 | 7 | 21
362 | 98 | 050-150-4P-75HP | NBS_050-150_4P_75HP_11.73_SS | 2092.9884 | 2092.9884 | 8371.9535 | 4 | 0 | 4 | C | NBS_EndSuction | 6 | 5 | 6 | 10 | BranchMin6_BranchMax10 | 10 | 3 | 8 | 20 | HeaderMin8_HeaderMax20 | 16 | 7 | 21
362 | 98 | 050-150-4P-75HP | NBS_050-150_4P_75HP_11.73_SS | 2092.9884 | 2092.9884 | 8371.9535 | 4 | 0 | 4 | C | NBS_EndSuction | 6 | 5 | 6 | 10 | BranchMin6_BranchMax10 | 10 | 3 | 8 | 20 | HeaderMin8_HeaderMax20 | 18 | 7 | 21
362 | 98 | 050-150-4P-75HP | NBS_050-150_4P_75HP_11.73_SS | 2092.9884 | 2092.9884 | 8371.9535 | 4 | 0 | 4 | C | NBS_EndSuction | 6 | 5 | 6 | 10 | BranchMin6_BranchMax10 | 10 | 3 | 8 | 20 | HeaderMin8_HeaderMax20 | 20 | 7 | 21
363 | 99 | 050-150-4P-100HP | NBS_050-150_4P_100HP_12.99_SS | 2346.9884 | 2346.9884 | 9387.9538 | 4 | 0 | 4 | C | NBS_EndSuction | 6 | 5 | 6 | 10 | BranchMin6_BranchMax10 | 6 | 3 | 8 | 24 | HeaderMin8_HeaderMax24 | 8 | 8 | 24
363 | 99 | 050-150-4P-100HP | NBS_050-150_4P_100HP_12.99_SS | 2346.9884 | 2346.9884 | 9387.9538 | 4 | 0 | 4 | C | NBS_EndSuction | 6 | 5 | 6 | 10 | BranchMin6_BranchMax10 | 6 | 3 | 8 | 24 | HeaderMin8_HeaderMax24 | 10 | 8 | 24
363 | 99 | 050-150-4P-100HP | NBS_050-150_4P_100HP_12.99_SS | 2346.9884 | 2346.9884 | 9387.9538 | 4 | 0 | 4 | C | NBS_EndSuction | 6 | 5 | 6 | 10 | BranchMin6_BranchMax10 | 6 | 3 | 8 | 24 | HeaderMin8_HeaderMax24 | 12 | 8 | 24
363 | 99 | 050-150-4P-100HP | NBS_050-150_4P_100HP_12.99_SS | 2346.9884 | 2346.9884 | 9387.9538 | 4 | 0 | 4 | C | NBS_EndSuction | 6 | 5 | 6 | 10 | BranchMin6_BranchMax10 | 6 | 3 | 8 | 24 | HeaderMin8_HeaderMax24 | 14 | 8 | 24
363 | 99 | 050-150-4P-100HP | NBS_050-150_4P_100HP_12.99_SS | 2346.9884 | 2346.9884 | 9387.9538 | 4 | 0 | 4 | C | NBS_EndSuction | 6 | 5 | 6 | 10 | BranchMin6_BranchMax10 | 6 | 3 | 8 | 24 | HeaderMin8_HeaderMax24 | 16 | 8 | 24
363 | 99 | 050-150-4P-100HP | NBS_050-150_4P_100HP_12.99_SS | 2346.9884 | 2346.9884 | 9387.9538 | 4 | 0 | 4 | C | NBS_EndSuction | 6 | 5 | 6 | 10 | BranchMin6_BranchMax10 | 6 | 3 | 8 | 24 | HeaderMin8_HeaderMax24 | 18 | 8 | 24
363 | 99 | 050-150-4P-100HP | NBS_050-150_4P_100HP_12.99_SS | 2346.9884 | 2346.9884 | 9387.9538 | 4 | 0 | 4 | C | NBS_EndSuction | 6 | 5 | 6 | 10 | BranchMin6_BranchMax10 | 6 | 3 | 8 | 24 | HeaderMin8_HeaderMax24 | 20 | 8 | 24
363 | 99 | 050-150-4P-100HP | NBS_050-150_4P_100HP_12.99_SS | 2346.9884 | 2346.9884 | 9387.9538 | 4 | 0 | 4 | C | NBS_EndSuction | 6 | 5 | 6 | 10 | BranchMin6_BranchMax10 | 6 | 3 | 8 | 24 | HeaderMin8_HeaderMax24 | 24 | 8 | 24
363 | 99 | 050-150-4P-100HP | NBS_050-150_4P_100HP_12.99_SS | 2346.9884 | 2346.9884 | 9387.9538 | 4 | 0 | 4 | C | NBS_EndSuction | 6 | 5 | 6 | 10 | BranchMin6_BranchMax10 | 8 | 3 | 8 | 24 | HeaderMin8_HeaderMax24 | 8 | 8 | 24 | [11 empty] | INVALID
363 | 99 | 050-150-4P-100HP | NBS_050-150_4P_100HP_12.99_SS | 2346.9884 | 2346.9884 | 9387.9538 | 4 | 0 | 4 | C | NBS_EndSuction | 6 | 5 | 6 | 10 | BranchMin6_BranchMax10 | 8 | 3 | 8 | 24 | HeaderMin8_HeaderMax24 | 10 | 8 | 24
363 | 99 | 050-150-4P-100HP | NBS_050-150_4P_100HP_12.99_SS | 2346.9884 | 2346.9884 | 9387.9538 | 4 | 0 | 4 | C | NBS_EndSuction | 6 | 5 | 6 | 10 | BranchMin6_BranchMax10 | 8 | 3 | 8 | 24 | HeaderMin8_HeaderMax24 | 12 | 8 | 24
363 | 99 | 050-150-4P-100HP | NBS_050-150_4P_100HP_12.99_SS | 2346.9884 | 2346.9884 | 9387.9538 | 4 | 0 | 4 | C | NBS_EndSuction | 6 | 5 | 6 | 10 | BranchMin6_BranchMax10 | 8 | 3 | 8 | 24 | HeaderMin8_HeaderMax24 | 14 | 8 | 24
363 | 99 | 050-150-4P-100HP | NBS_050-150_4P_100HP_12.99_SS | 2346.9884 | 2346.9884 | 9387.9538 | 4 | 0 | 4 | C | NBS_EndSuction | 6 | 5 | 6 | 10 | BranchMin6_BranchMax10 | 8 | 3 | 8 | 24 | HeaderMin8_HeaderMax24 | 16 | 8 | 24
363 | 99 | 050-150-4P-100HP | NBS_050-150_4P_100HP_12.99_SS | 2346.9884 | 2346.9884 | 9387.9538 | 4 | 0 | 4 | C | NBS_EndSuction | 6 | 5 | 6 | 10 | BranchMin6_BranchMax10 | 8 | 3 | 8 | 24 | HeaderMin8_HeaderMax24 | 18 | 8 | 24
363 | 99 | 050-150-4P-100HP | NBS_050-150_4P_100HP_12.99_SS | 2346.9884 | 2346.9884 | 9387.9538 | 4 | 0 | 4 | C | NBS_EndSuction | 6 | 5 | 6 | 10 | BranchMin6_BranchMax10 | 8 | 3 | 8 | 24 | HeaderMin8_HeaderMax24 | 20 | 8 | 24
363 | 99 | 050-150-4P-100HP | NBS_050-150_4P_100HP_12.99_SS | 2346.9884 | 2346.9884 | 9387.9538 | 4 | 0 | 4 | C | NBS_EndSuction | 6 | 5 | 6 | 10 | BranchMin6_BranchMax10 | 8 | 3 | 8 | 24 | HeaderMin8_HeaderMax24 | 24 | 8 | 24
363 | 99 | 050-150-4P-100HP | NBS_050-150_4P_100HP_12.99_SS | 2346.9884 | 2346.9884 | 9387.9538 | 4 | 0 | 4 | C | NBS_EndSuction | 6 | 5 | 6 | 10 | BranchMin6_BranchMax10 | 10 | 3 | 8 | 24 | HeaderMin8_HeaderMax24 | 8 | 8 | 24 | [11 empty] | INVALID
363 | 99 | 050-150-4P-100HP | NBS_050-150_4P_100HP_12.99_SS | 2346.9884 | 2346.9884 | 9387.9538 | 4 | 0 | 4 | C | NBS_EndSuction | 6 | 5 | 6 | 10 | BranchMin6_BranchMax10 | 10 | 3 | 8 | 24 | HeaderMin8_HeaderMax24 | 10 | 8 | 24 | [11 empty] | INVALID
363 | 99 | 050-150-4P-100HP | NBS_050-150_4P_100HP_12.99_SS | 2346.9884 | 2346.9884 | 9387.9538 | 4 | 0 | 4 | C | NBS_EndSuction | 6 | 5 | 6 | 10 | BranchMin6_BranchMax10 | 10 | 3 | 8 | 24 | HeaderMin8_HeaderMax24 | 12 | 8 | 24
363 | 99 | 050-150-4P-100HP | NBS_050-150_4P_100HP_12.99_SS | 2346.9884 | 2346.9884 | 9387.9538 | 4 | 0 | 4 | C | NBS_EndSuction | 6 | 5 | 6 | 10 | BranchMin6_BranchMax10 | 10 | 3 | 8 | 24 | HeaderMin8_HeaderMax24 | 14 | 8 | 24
363 | 99 | 050-150-4P-100HP | NBS_050-150_4P_100HP_12.99_SS | 2346.9884 | 2346.9884 | 9387.9538 | 4 | 0 | 4 | C | NBS_EndSuction | 6 | 5 | 6 | 10 | BranchMin6_BranchMax10 | 10 | 3 | 8 | 24 | HeaderMin8_HeaderMax24 | 16 | 8 | 24
363 | 99 | 050-150-4P-100HP | NBS_050-150_4P_100HP_12.99_SS | 2346.9884 | 2346.9884 | 9387.9538 | 4 | 0 | 4 | C | NBS_EndSuction | 6 | 5 | 6 | 10 | BranchMin6_BranchMax10 | 10 | 3 | 8 | 24 | HeaderMin8_HeaderMax24 | 18 | 8 | 24
363 | 99 | 050-150-4P-100HP | NBS_050-150_4P_100HP_12.99_SS | 2346.9884 | 2346.9884 | 9387.9538 | 4 | 0 | 4 | C | NBS_EndSuction | 6 | 5 | 6 | 10 | BranchMin6_BranchMax10 | 10 | 3 | 8 | 24 | HeaderMin8_HeaderMax24 | 20 | 8 | 24
363 | 99 | 050-150-4P-100HP | NBS_050-150_4P_100HP_12.99_SS | 2346.9884 | 2346.9884 | 9387.9538 | 4 | 0 | 4 | C | NBS_EndSuction | 6 | 5 | 6 | 10 | BranchMin6_BranchMax10 | 10 | 3 | 8 | 24 | HeaderMin8_HeaderMax24 | 24 | 8 | 24
364 | 100 | 050-150-4P-125HP | NBS_050-150_4P_125HP_14.09_SS | 2529.5219 | 2529.5219 | 10118.0875 | 4 | 0 | 4 | C | NBS_EndSuction | 6 | 5 | 6 | 12 | BranchMin6_BranchMax12 | 6 | 4 | 8 | 24 | HeaderMin8_HeaderMax24 | 8 | 8 | 32
364 | 100 | 050-150-4P-125HP | NBS_050-150_4P_125HP_14.09_SS | 2529.5219 | 2529.5219 | 10118.0875 | 4 | 0 | 4 | C | NBS_EndSuction | 6 | 5 | 6 | 12 | BranchMin6_BranchMax12 | 6 | 4 | 8 | 24 | HeaderMin8_HeaderMax24 | 10 | 8 | 32
364 | 100 | 050-150-4P-125HP | NBS_050-150_4P_125HP_14.09_SS | 2529.5219 | 2529.5219 | 10118.0875 | 4 | 0 | 4 | C | NBS_EndSuction | 6 | 5 | 6 | 12 | BranchMin6_BranchMax12 | 6 | 4 | 8 | 24 | HeaderMin8_HeaderMax24 | 12 | 8 | 32
364 | 100 | 050-150-4P-125HP | NBS_050-150_4P_125HP_14.09_SS | 2529.5219 | 2529.5219 | 10118.0875 | 4 | 0 | 4 | C | NBS_EndSuction | 6 | 5 | 6 | 12 | BranchMin6_BranchMax12 | 6 | 4 | 8 | 24 | HeaderMin8_HeaderMax24 | 14 | 8 | 32
364 | 100 | 050-150-4P-125HP | NBS_050-150_4P_125HP_14.09_SS | 2529.5219 | 2529.5219 | 10118.0875 | 4 | 0 | 4 | C | NBS_EndSuction | 6 | 5 | 6 | 12 | BranchMin6_BranchMax12 | 6 | 4 | 8 | 24 | HeaderMin8_HeaderMax24 | 16 | 8 | 32
364 | 100 | 050-150-4P-125HP | NBS_050-150_4P_125HP_14.09_SS | 2529.5219 | 2529.5219 | 10118.0875 | 4 | 0 | 4 | C | NBS_EndSuction | 6 | 5 | 6 | 12 | BranchMin6_BranchMax12 | 6 | 4 | 8 | 24 | HeaderMin8_HeaderMax24 | 18 | 8 | 32
364 | 100 | 050-150-4P-125HP | NBS_050-150_4P_125HP_14.09_SS | 2529.5219 | 2529.5219 | 10118.0875 | 4 | 0 | 4 | C | NBS_EndSuction | 6 | 5 | 6 | 12 | BranchMin6_BranchMax12 | 6 | 4 | 8 | 24 | HeaderMin8_HeaderMax24 | 20 | 8 | 32
364 | 100 | 050-150-4P-125HP | NBS_050-150_4P_125HP_14.09_SS | 2529.5219 | 2529.5219 | 10118.0875 | 4 | 0 | 4 | C | NBS_EndSuction | 6 | 5 | 6 | 12 | BranchMin6_BranchMax12 | 6 | 4 | 8 | 24 | HeaderMin8_HeaderMax24 | 24 | 8 | 32
364 | 100 | 050-150-4P-125HP | NBS_050-150_4P_125HP_14.09_SS | 2529.5219 | 2529.5219 | 10118.0875 | 4 | 0 | 4 | C | NBS_EndSuction | 6 | 5 | 6 | 12 | BranchMin6_BranchMax12 | 8 | 4 | 8 | 24 | HeaderMin8_HeaderMax24 | 8 | 8 | 32 | [11 empty] | INVALID
364 | 100 | 050-150-4P-125HP | NBS_050-150_4P_125HP_14.09_SS | 2529.5219 | 2529.5219 | 10118.0875 | 4 | 0 | 4 | C | NBS_EndSuction | 6 | 5 | 6 | 12 | BranchMin6_BranchMax12 | 8 | 4 | 8 | 24 | HeaderMin8_HeaderMax24 | 10 | 8 | 32
364 | 100 | 050-150-4P-125HP | NBS_050-150_4P_125HP_14.09_SS | 2529.5219 | 2529.5219 | 10118.0875 | 4 | 0 | 4 | C | NBS_EndSuction | 6 | 5 | 6 | 12 | BranchMin6_BranchMax12 | 8 | 4 | 8 | 24 | HeaderMin8_HeaderMax24 | 12 | 8 | 32
364 | 100 | 050-150-4P-125HP | NBS_050-150_4P_125HP_14.09_SS | 2529.5219 | 2529.5219 | 10118.0875 | 4 | 0 | 4 | C | NBS_EndSuction | 6 | 5 | 6 | 12 | BranchMin6_BranchMax12 | 8 | 4 | 8 | 24 | HeaderMin8_HeaderMax24 | 14 | 8 | 32
364 | 100 | 050-150-4P-125HP | NBS_050-150_4P_125HP_14.09_SS | 2529.5219 | 2529.5219 | 10118.0875 | 4 | 0 | 4 | C | NBS_EndSuction | 6 | 5 | 6 | 12 | BranchMin6_BranchMax12 | 8 | 4 | 8 | 24 | HeaderMin8_HeaderMax24 | 16 | 8 | 32
364 | 100 | 050-150-4P-125HP | NBS_050-150_4P_125HP_14.09_SS | 2529.5219 | 2529.5219 | 10118.0875 | 4 | 0 | 4 | C | NBS_EndSuction | 6 | 5 | 6 | 12 | BranchMin6_BranchMax12 | 8 | 4 | 8 | 24 | HeaderMin8_HeaderMax24 | 18 | 8 | 32
364 | 100 | 050-150-4P-125HP | NBS_050-150_4P_125HP_14.09_SS | 2529.5219 | 2529.5219 | 10118.0875 | 4 | 0 | 4 | C | NBS_EndSuction | 6 | 5 | 6 | 12 | BranchMin6_BranchMax12 | 8 | 4 | 8 | 24 | HeaderMin8_HeaderMax24 | 20 | 8 | 32
364 | 100 | 050-150-4P-125HP | NBS_050-150_4P_125HP_14.09_SS | 2529.5219 | 2529.5219 | 10118.0875 | 4 | 0 | 4 | C | NBS_EndSuction | 6 | 5 | 6 | 12 | BranchMin6_BranchMax12 | 8 | 4 | 8 | 24 | HeaderMin8_HeaderMax24 | 24 | 8 | 32
364 | 100 | 050-150-4P-125HP | NBS_050-150_4P_125HP_14.09_SS | 2529.5219 | 2529.5219 | 10118.0875 | 4 | 0 | 4 | C | NBS_EndSuction | 6 | 5 | 6 | 12 | BranchMin6_BranchMax12 | 10 | 4 | 8 | 24 | HeaderMin8_HeaderMax24 | 8 | 8 | 32 | [11 empty] | INVALID
364 | 100 | 050-150-4P-125HP | NBS_050-150_4P_125HP_14.09_SS | 2529.5219 | 2529.5219 | 10118.0875 | 4 | 0 | 4 | C | NBS_EndSuction | 6 | 5 | 6 | 12 | BranchMin6_BranchMax12 | 10 | 4 | 8 | 24 | HeaderMin8_HeaderMax24 | 10 | 8 | 32 | [11 empty] | INVALID
364 | 100 | 050-150-4P-125HP | NBS_050-150_4P_125HP_14.09_SS | 2529.5219 | 2529.5219 | 10118.0875 | 4 | 0 | 4 | C | NBS_EndSuction | 6 | 5 | 6 | 12 | BranchMin6_BranchMax12 | 10 | 4 | 8 | 24 | HeaderMin8_HeaderMax24 | 12 | 8 | 32
364 | 100 | 050-150-4P-125HP | NBS_050-150_4P_125HP_14.09_SS | 2529.5219 | 2529.5219 | 10118.0875 | 4 | 0 | 4 | C | NBS_EndSuction | 6 | 5 | 6 | 12 | BranchMin6_BranchMax12 | 10 | 4 | 8 | 24 | HeaderMin8_HeaderMax24 | 14 | 8 | 32
364 | 100 | 050-150-4P-125HP | NBS_050-150_4P_125HP_14.09_SS | 2529.5219 | 2529.5219 | 10118.0875 | 4 | 0 | 4 | C | NBS_EndSuction | 6 | 5 | 6 | 12 | BranchMin6_BranchMax12 | 10 | 4 | 8 | 24 | HeaderMin8_HeaderMax24 | 16 | 8 | 32
364 | 100 | 050-150-4P-125HP | NBS_050-150_4P_125HP_14.09_SS | 2529.5219 | 2529.5219 | 10118.0875 | 4 | 0 | 4 | C | NBS_EndSuction | 6 | 5 | 6 | 12 | BranchMin6_BranchMax12 | 10 | 4 | 8 | 24 | HeaderMin8_HeaderMax24 | 18 | 8 | 32
364 | 100 | 050-150-4P-125HP | NBS_050-150_4P_125HP_14.09_SS | 2529.5219 | 2529.5219 | 10118.0875 | 4 | 0 | 4 | C | NBS_EndSuction | 6 | 5 | 6 | 12 | BranchMin6_BranchMax12 | 10 | 4 | 8 | 24 | HeaderMin8_HeaderMax24 | 20 | 8 | 32
364 | 100 | 050-150-4P-125HP | NBS_050-150_4P_125HP_14.09_SS | 2529.5219 | 2529.5219 | 10118.0875 | 4 | 0 | 4 | C | NBS_EndSuction | 6 | 5 | 6 | 12 | BranchMin6_BranchMax12 | 10 | 4 | 8 | 24 | HeaderMin8_HeaderMax24 | 24 | 8 | 32
364 | 100 | 050-150-4P-125HP | NBS_050-150_4P_125HP_14.09_SS | 2529.5219 | 2529.5219 | 10118.0875 | 4 | 0 | 4 | C | NBS_EndSuction | 6 | 5 | 6 | 12 | BranchMin6_BranchMax12 | 12 | 4 | 8 | 24 | HeaderMin8_HeaderMax24 | 8 | 8 | 32 | [11 empty] | INVALID
364 | 100 | 050-150-4P-125HP | NBS_050-150_4P_125HP_14.09_SS | 2529.5219 | 2529.5219 | 10118.0875 | 4 | 0 | 4 | C | NBS_EndSuction | 6 | 5 | 6 | 12 | BranchMin6_BranchMax12 | 12 | 4 | 8 | 24 | HeaderMin8_HeaderMax24 | 10 | 8 | 32 | [11 empty] | INVALID
364 | 100 | 050-150-4P-125HP | NBS_050-150_4P_125HP_14.09_SS | 2529.5219 | 2529.5219 | 10118.0875 | 4 | 0 | 4 | C | NBS_EndSuction | 6 | 5 | 6 | 12 | BranchMin6_BranchMax12 | 12 | 4 | 8 | 24 | HeaderMin8_HeaderMax24 | 12 | 8 | 32 | [11 empty] | INVALID
364 | 100 | 050-150-4P-125HP | NBS_050-150_4P_125HP_14.09_SS | 2529.5219 | 2529.5219 | 10118.0875 | 4 | 0 | 4 | C | NBS_EndSuction | 6 | 5 | 6 | 12 | BranchMin6_BranchMax12 | 12 | 4 | 8 | 24 | HeaderMin8_HeaderMax24 | 14 | 8 | 32
364 | 100 | 050-150-4P-125HP | NBS_050-150_4P_125HP_14.09_SS | 2529.5219 | 2529.5219 | 10118.0875 | 4 | 0 | 4 | C | NBS_EndSuction | 6 | 5 | 6 | 12 | BranchMin6_BranchMax12 | 12 | 4 | 8 | 24 | HeaderMin8_HeaderMax24 | 16 | 8 | 32
364 | 100 | 050-150-4P-125HP | NBS_050-150_4P_125HP_14.09_SS | 2529.5219 | 2529.5219 | 10118.0875 | 4 | 0 | 4 | C | NBS_EndSuction | 6 | 5 | 6 | 12 | BranchMin6_BranchMax12 | 12 | 4 | 8 | 24 | HeaderMin8_HeaderMax24 | 18 | 8 | 32
364 | 100 | 050-150-4P-125HP | NBS_050-150_4P_125HP_14.09_SS | 2529.5219 | 2529.5219 | 10118.0875 | 4 | 0 | 4 | C | NBS_EndSuction | 6 | 5 | 6 | 12 | BranchMin6_BranchMax12 | 12 | 4 | 8 | 24 | HeaderMin8_HeaderMax24 | 20 | 8 | 32
364 | 100 | 050-150-4P-125HP | NBS_050-150_4P_125HP_14.09_SS | 2529.5219 | 2529.5219 | 10118.0875 | 4 | 0 | 4 | C | NBS_EndSuction | 6 | 5 | 6 | 12 | BranchMin6_BranchMax12 | 12 | 4 | 8 | 24 | HeaderMin8_HeaderMax24 | 24 | 8 | 32
365 | 101 | 050-150-4P-150HP | NBS_050-150_4P_150HP_14.96_SS | 2703.7978 | 2703.7978 | 10815.191 | 4 | 0 | 4 | C | NBS_EndSuction | 6 | 5 | 6 | 12 | BranchMin6_BranchMax12 | 6 | 4 | 8 | 24 | HeaderMin8_HeaderMax24 | 8 | 8 | 32
365 | 101 | 050-150-4P-150HP | NBS_050-150_4P_150HP_14.96_SS | 2703.7978 | 2703.7978 | 10815.191 | 4 | 0 | 4 | C | NBS_EndSuction | 6 | 5 | 6 | 12 | BranchMin6_BranchMax12 | 6 | 4 | 8 | 24 | HeaderMin8_HeaderMax24 | 10 | 8 | 32
365 | 101 | 050-150-4P-150HP | NBS_050-150_4P_150HP_14.96_SS | 2703.7978 | 2703.7978 | 10815.191 | 4 | 0 | 4 | C | NBS_EndSuction | 6 | 5 | 6 | 12 | BranchMin6_BranchMax12 | 6 | 4 | 8 | 24 | HeaderMin8_HeaderMax24 | 12 | 8 | 32
365 | 101 | 050-150-4P-150HP | NBS_050-150_4P_150HP_14.96_SS | 2703.7978 | 2703.7978 | 10815.191 | 4 | 0 | 4 | C | NBS_EndSuction | 6 | 5 | 6 | 12 | BranchMin6_BranchMax12 | 6 | 4 | 8 | 24 | HeaderMin8_HeaderMax24 | 14 | 8 | 32
365 | 101 | 050-150-4P-150HP | NBS_050-150_4P_150HP_14.96_SS | 2703.7978 | 2703.7978 | 10815.191 | 4 | 0 | 4 | C | NBS_EndSuction | 6 | 5 | 6 | 12 | BranchMin6_BranchMax12 | 6 | 4 | 8 | 24 | HeaderMin8_HeaderMax24 | 16 | 8 | 32
365 | 101 | 050-150-4P-150HP | NBS_050-150_4P_150HP_14.96_SS | 2703.7978 | 2703.7978 | 10815.191 | 4 | 0 | 4 | C | NBS_EndSuction | 6 | 5 | 6 | 12 | BranchMin6_BranchMax12 | 6 | 4 | 8 | 24 | HeaderMin8_HeaderMax24 | 18 | 8 | 32
365 | 101 | 050-150-4P-150HP | NBS_050-150_4P_150HP_14.96_SS | 2703.7978 | 2703.7978 | 10815.191 | 4 | 0 | 4 | C | NBS_EndSuction | 6 | 5 | 6 | 12 | BranchMin6_BranchMax12 | 6 | 4 | 8 | 24 | HeaderMin8_HeaderMax24 | 20 | 8 | 32
365 | 101 | 050-150-4P-150HP | NBS_050-150_4P_150HP_14.96_SS | 2703.7978 | 2703.7978 | 10815.191 | 4 | 0 | 4 | C | NBS_EndSuction | 6 | 5 | 6 | 12 | BranchMin6_BranchMax12 | 6 | 4 | 8 | 24 | HeaderMin8_HeaderMax24 | 24 | 8 | 32
365 | 101 | 050-150-4P-150HP | NBS_050-150_4P_150HP_14.96_SS | 2703.7978 | 2703.7978 | 10815.191 | 4 | 0 | 4 | C | NBS_EndSuction | 6 | 5 | 6 | 12 | BranchMin6_BranchMax12 | 8 | 4 | 8 | 24 | HeaderMin8_HeaderMax24 | 8 | 8 | 32 | [11 empty] | INVALID
365 | 101 | 050-150-4P-150HP | NBS_050-150_4P_150HP_14.96_SS | 2703.7978 | 2703.7978 | 10815.191 | 4 | 0 | 4 | C | NBS_EndSuction | 6 | 5 | 6 | 12 | BranchMin6_BranchMax12 | 8 | 4 | 8 | 24 | HeaderMin8_HeaderMax24 | 10 | 8 | 32
365 | 101 | 050-150-4P-150HP | NBS_050-150_4P_150HP_14.96_SS | 2703.7978 | 2703.7978 | 10815.191 | 4 | 0 | 4 | C | NBS_EndSuction | 6 | 5 | 6 | 12 | BranchMin6_BranchMax12 | 8 | 4 | 8 | 24 | HeaderMin8_HeaderMax24 | 12 | 8 | 32
365 | 101 | 050-150-4P-150HP | NBS_050-150_4P_150HP_14.96_SS | 2703.7978 | 2703.7978 | 10815.191 | 4 | 0 | 4 | C | NBS_EndSuction | 6 | 5 | 6 | 12 | BranchMin6_BranchMax12 | 8 | 4 | 8 | 24 | HeaderMin8_HeaderMax24 | 14 | 8 | 32
365 | 101 | 050-150-4P-150HP | NBS_050-150_4P_150HP_14.96_SS | 2703.7978 | 2703.7978 | 10815.191 | 4 | 0 | 4 | C | NBS_EndSuction | 6 | 5 | 6 | 12 | BranchMin6_BranchMax12 | 8 | 4 | 8 | 24 | HeaderMin8_HeaderMax24 | 16 | 8 | 32
365 | 101 | 050-150-4P-150HP | NBS_050-150_4P_150HP_14.96_SS | 2703.7978 | 2703.7978 | 10815.191 | 4 | 0 | 4 | C | NBS_EndSuction | 6 | 5 | 6 | 12 | BranchMin6_BranchMax12 | 8 | 4 | 8 | 24 | HeaderMin8_HeaderMax24 | 18 | 8 | 32
365 | 101 | 050-150-4P-150HP | NBS_050-150_4P_150HP_14.96_SS | 2703.7978 | 2703.7978 | 10815.191 | 4 | 0 | 4 | C | NBS_EndSuction | 6 | 5 | 6 | 12 | BranchMin6_BranchMax12 | 8 | 4 | 8 | 24 | HeaderMin8_HeaderMax24 | 20 | 8 | 32
365 | 101 | 050-150-4P-150HP | NBS_050-150_4P_150HP_14.96_SS | 2703.7978 | 2703.7978 | 10815.191 | 4 | 0 | 4 | C | NBS_EndSuction | 6 | 5 | 6 | 12 | BranchMin6_BranchMax12 | 8 | 4 | 8 | 24 | HeaderMin8_HeaderMax24 | 24 | 8 | 32
365 | 101 | 050-150-4P-150HP | NBS_050-150_4P_150HP_14.96_SS | 2703.7978 | 2703.7978 | 10815.191 | 4 | 0 | 4 | C | NBS_EndSuction | 6 | 5 | 6 | 12 | BranchMin6_BranchMax12 | 10 | 4 | 8 | 24 | HeaderMin8_HeaderMax24 | 8 | 8 | 32 | [11 empty] | INVALID
365 | 101 | 050-150-4P-150HP | NBS_050-150_4P_150HP_14.96_SS | 2703.7978 | 2703.7978 | 10815.191 | 4 | 0 | 4 | C | NBS_EndSuction | 6 | 5 | 6 | 12 | BranchMin6_BranchMax12 | 10 | 4 | 8 | 24 | HeaderMin8_HeaderMax24 | 10 | 8 | 32 | [11 empty] | INVALID
365 | 101 | 050-150-4P-150HP | NBS_050-150_4P_150HP_14.96_SS | 2703.7978 | 2703.7978 | 10815.191 | 4 | 0 | 4 | C | NBS_EndSuction | 6 | 5 | 6 | 12 | BranchMin6_BranchMax12 | 10 | 4 | 8 | 24 | HeaderMin8_HeaderMax24 | 12 | 8 | 32
365 | 101 | 050-150-4P-150HP | NBS_050-150_4P_150HP_14.96_SS | 2703.7978 | 2703.7978 | 10815.191 | 4 | 0 | 4 | C | NBS_EndSuction | 6 | 5 | 6 | 12 | BranchMin6_BranchMax12 | 10 | 4 | 8 | 24 | HeaderMin8_HeaderMax24 | 14 | 8 | 32
365 | 101 | 050-150-4P-150HP | NBS_050-150_4P_150HP_14.96_SS | 2703.7978 | 2703.7978 | 10815.191 | 4 | 0 | 4 | C | NBS_EndSuction | 6 | 5 | 6 | 12 | BranchMin6_BranchMax12 | 10 | 4 | 8 | 24 | HeaderMin8_HeaderMax24 | 16 | 8 | 32
365 | 101 | 050-150-4P-150HP | NBS_050-150_4P_150HP_14.96_SS | 2703.7978 | 2703.7978 | 10815.191 | 4 | 0 | 4 | C | NBS_EndSuction | 6 | 5 | 6 | 12 | BranchMin6_BranchMax12 | 10 | 4 | 8 | 24 | HeaderMin8_HeaderMax24 | 18 | 8 | 32
365 | 101 | 050-150-4P-150HP | NBS_050-150_4P_150HP_14.96_SS | 2703.7978 | 2703.7978 | 10815.191 | 4 | 0 | 4 | C | NBS_EndSuction | 6 | 5 | 6 | 12 | BranchMin6_BranchMax12 | 10 | 4 | 8 | 24 | HeaderMin8_HeaderMax24 | 20 | 8 | 32
365 | 101 | 050-150-4P-150HP | NBS_050-150_4P_150HP_14.96_SS | 2703.7978 | 2703.7978 | 10815.191 | 4 | 0 | 4 | C | NBS_EndSuction | 6 | 5 | 6 | 12 | BranchMin6_BranchMax12 | 10 | 4 | 8 | 24 | HeaderMin8_HeaderMax24 | 24 | 8 | 32
365 | 101 | 050-150-4P-150HP | NBS_050-150_4P_150HP_14.96_SS | 2703.7978 | 2703.7978 | 10815.191 | 4 | 0 | 4 | C | NBS_EndSuction | 6 | 5 | 6 | 12 | BranchMin6_BranchMax12 | 12 | 4 | 8 | 24 | HeaderMin8_HeaderMax24 | 8 | 8 | 32 | [11 empty] | INVALID
365 | 101 | 050-150-4P-150HP | NBS_050-150_4P_150HP_14.96_SS | 2703.7978 | 2703.7978 | 10815.191 | 4 | 0 | 4 | C | NBS_EndSuction | 6 | 5 | 6 | 12 | BranchMin6_BranchMax12 | 12 | 4 | 8 | 24 | HeaderMin8_HeaderMax24 | 10 | 8 | 32 | [11 empty] | INVALID
365 | 101 | 050-150-4P-150HP | NBS_050-150_4P_150HP_14.96_SS | 2703.7978 | 2703.7978 | 10815.191 | 4 | 0 | 4 | C | NBS_EndSuction | 6 | 5 | 6 | 12 | BranchMin6_BranchMax12 | 12 | 4 | 8 | 24 | HeaderMin8_HeaderMax24 | 12 | 8 | 32 | [11 empty] | INVALID
365 | 101 | 050-150-4P-150HP | NBS_050-150_4P_150HP_14.96_SS | 2703.7978 | 2703.7978 | 10815.191 | 4 | 0 | 4 | C | NBS_EndSuction | 6 | 5 | 6 | 12 | BranchMin6_BranchMax12 | 12 | 4 | 8 | 24 | HeaderMin8_HeaderMax24 | 14 | 8 | 32
365 | 101 | 050-150-4P-150HP | NBS_050-150_4P_150HP_14.96_SS | 2703.7978 | 2703.7978 | 10815.191 | 4 | 0 | 4 | C | NBS_EndSuction | 6 | 5 | 6 | 12 | BranchMin6_BranchMax12 | 12 | 4 | 8 | 24 | HeaderMin8_HeaderMax24 | 16 | 8 | 32
365 | 101 | 050-150-4P-150HP | NBS_050-150_4P_150HP_14.96_SS | 2703.7978 | 2703.7978 | 10815.191 | 4 | 0 | 4 | C | NBS_EndSuction | 6 | 5 | 6 | 12 | BranchMin6_BranchMax12 | 12 | 4 | 8 | 24 | HeaderMin8_HeaderMax24 | 18 | 8 | 32
365 | 101 | 050-150-4P-150HP | NBS_050-150_4P_150HP_14.96_SS | 2703.7978 | 2703.7978 | 10815.191 | 4 | 0 | 4 | C | NBS_EndSuction | 6 | 5 | 6 | 12 | BranchMin6_BranchMax12 | 12 | 4 | 8 | 24 | HeaderMin8_HeaderMax24 | 20 | 8 | 32
365 | 101 | 050-150-4P-150HP | NBS_050-150_4P_150HP_14.96_SS | 2703.7978 | 2703.7978 | 10815.191 | 4 | 0 | 4 | C | NBS_EndSuction | 6 | 5 | 6 | 12 | BranchMin6_BranchMax12 | 12 | 4 | 8 | 24 | HeaderMin8_HeaderMax24 | 24 | 8 | 32
366 | 102 | 060-095-4P-15HP | NBS_060-095_4P_15HP_7.32_SS | 2169.9766 | 2169.9766 | 8679.9063 | 4 | 0 | 4 | C | NBS_EndSuction | 8 | 6 | 8 | 10 | BranchMin8_BranchMax10 | 8 | 2 | 10 | 20 | HeaderMin10_HeaderMax20 | 10 | 6 | 12
366 | 102 | 060-095-4P-15HP | NBS_060-095_4P_15HP_7.32_SS | 2169.9766 | 2169.9766 | 8679.9063 | 4 | 0 | 4 | C | NBS_EndSuction | 8 | 6 | 8 | 10 | BranchMin8_BranchMax10 | 8 | 2 | 10 | 20 | HeaderMin10_HeaderMax20 | 12 | 6 | 12
366 | 102 | 060-095-4P-15HP | NBS_060-095_4P_15HP_7.32_SS | 2169.9766 | 2169.9766 | 8679.9063 | 4 | 0 | 4 | C | NBS_EndSuction | 8 | 6 | 8 | 10 | BranchMin8_BranchMax10 | 8 | 2 | 10 | 20 | HeaderMin10_HeaderMax20 | 14 | 6 | 12
366 | 102 | 060-095-4P-15HP | NBS_060-095_4P_15HP_7.32_SS | 2169.9766 | 2169.9766 | 8679.9063 | 4 | 0 | 4 | C | NBS_EndSuction | 8 | 6 | 8 | 10 | BranchMin8_BranchMax10 | 8 | 2 | 10 | 20 | HeaderMin10_HeaderMax20 | 16 | 6 | 12
366 | 102 | 060-095-4P-15HP | NBS_060-095_4P_15HP_7.32_SS | 2169.9766 | 2169.9766 | 8679.9063 | 4 | 0 | 4 | C | NBS_EndSuction | 8 | 6 | 8 | 10 | BranchMin8_BranchMax10 | 8 | 2 | 10 | 20 | HeaderMin10_HeaderMax20 | 18 | 6 | 12
366 | 102 | 060-095-4P-15HP | NBS_060-095_4P_15HP_7.32_SS | 2169.9766 | 2169.9766 | 8679.9063 | 4 | 0 | 4 | C | NBS_EndSuction | 8 | 6 | 8 | 10 | BranchMin8_BranchMax10 | 8 | 2 | 10 | 20 | HeaderMin10_HeaderMax20 | 20 | 6 | 12
366 | 102 | 060-095-4P-15HP | NBS_060-095_4P_15HP_7.32_SS | 2169.9766 | 2169.9766 | 8679.9063 | 4 | 0 | 4 | C | NBS_EndSuction | 8 | 6 | 8 | 10 | BranchMin8_BranchMax10 | 10 | 2 | 10 | 20 | HeaderMin10_HeaderMax20 | 10 | 6 | 12 | [11 empty] | INVALID
366 | 102 | 060-095-4P-15HP | NBS_060-095_4P_15HP_7.32_SS | 2169.9766 | 2169.9766 | 8679.9063 | 4 | 0 | 4 | C | NBS_EndSuction | 8 | 6 | 8 | 10 | BranchMin8_BranchMax10 | 10 | 2 | 10 | 20 | HeaderMin10_HeaderMax20 | 12 | 6 | 12
366 | 102 | 060-095-4P-15HP | NBS_060-095_4P_15HP_7.32_SS | 2169.9766 | 2169.9766 | 8679.9063 | 4 | 0 | 4 | C | NBS_EndSuction | 8 | 6 | 8 | 10 | BranchMin8_BranchMax10 | 10 | 2 | 10 | 20 | HeaderMin10_HeaderMax20 | 14 | 6 | 12
366 | 102 | 060-095-4P-15HP | NBS_060-095_4P_15HP_7.32_SS | 2169.9766 | 2169.9766 | 8679.9063 | 4 | 0 | 4 | C | NBS_EndSuction | 8 | 6 | 8 | 10 | BranchMin8_BranchMax10 | 10 | 2 | 10 | 20 | HeaderMin10_HeaderMax20 | 16 | 6 | 12
366 | 102 | 060-095-4P-15HP | NBS_060-095_4P_15HP_7.32_SS | 2169.9766 | 2169.9766 | 8679.9063 | 4 | 0 | 4 | C | NBS_EndSuction | 8 | 6 | 8 | 10 | BranchMin8_BranchMax10 | 10 | 2 | 10 | 20 | HeaderMin10_HeaderMax20 | 18 | 6 | 12
366 | 102 | 060-095-4P-15HP | NBS_060-095_4P_15HP_7.32_SS | 2169.9766 | 2169.9766 | 8679.9063 | 4 | 0 | 4 | C | NBS_EndSuction | 8 | 6 | 8 | 10 | BranchMin8_BranchMax10 | 10 | 2 | 10 | 20 | HeaderMin10_HeaderMax20 | 20 | 6 | 12
367 | 103 | 060-095-4P-20HP | NBS_060-095_4P_20HP_7.95_SS | 2284.2526 | 2284.2526 | 9137.0102 | 4 | 0 | 4 | C | NBS_EndSuction | 8 | 6 | 8 | 10 | BranchMin8_BranchMax10 | 8 | 2 | 10 | 24 | HeaderMin10_HeaderMax24 | 10 | 7 | 14
367 | 103 | 060-095-4P-20HP | NBS_060-095_4P_20HP_7.95_SS | 2284.2526 | 2284.2526 | 9137.0102 | 4 | 0 | 4 | C | NBS_EndSuction | 8 | 6 | 8 | 10 | BranchMin8_BranchMax10 | 8 | 2 | 10 | 24 | HeaderMin10_HeaderMax24 | 12 | 7 | 14
367 | 103 | 060-095-4P-20HP | NBS_060-095_4P_20HP_7.95_SS | 2284.2526 | 2284.2526 | 9137.0102 | 4 | 0 | 4 | C | NBS_EndSuction | 8 | 6 | 8 | 10 | BranchMin8_BranchMax10 | 8 | 2 | 10 | 24 | HeaderMin10_HeaderMax24 | 14 | 7 | 14
367 | 103 | 060-095-4P-20HP | NBS_060-095_4P_20HP_7.95_SS | 2284.2526 | 2284.2526 | 9137.0102 | 4 | 0 | 4 | C | NBS_EndSuction | 8 | 6 | 8 | 10 | BranchMin8_BranchMax10 | 8 | 2 | 10 | 24 | HeaderMin10_HeaderMax24 | 16 | 7 | 14
367 | 103 | 060-095-4P-20HP | NBS_060-095_4P_20HP_7.95_SS | 2284.2526 | 2284.2526 | 9137.0102 | 4 | 0 | 4 | C | NBS_EndSuction | 8 | 6 | 8 | 10 | BranchMin8_BranchMax10 | 8 | 2 | 10 | 24 | HeaderMin10_HeaderMax24 | 18 | 7 | 14
367 | 103 | 060-095-4P-20HP | NBS_060-095_4P_20HP_7.95_SS | 2284.2526 | 2284.2526 | 9137.0102 | 4 | 0 | 4 | C | NBS_EndSuction | 8 | 6 | 8 | 10 | BranchMin8_BranchMax10 | 8 | 2 | 10 | 24 | HeaderMin10_HeaderMax24 | 20 | 7 | 14
367 | 103 | 060-095-4P-20HP | NBS_060-095_4P_20HP_7.95_SS | 2284.2526 | 2284.2526 | 9137.0102 | 4 | 0 | 4 | C | NBS_EndSuction | 8 | 6 | 8 | 10 | BranchMin8_BranchMax10 | 8 | 2 | 10 | 24 | HeaderMin10_HeaderMax24 | 24 | 7 | 14
367 | 103 | 060-095-4P-20HP | NBS_060-095_4P_20HP_7.95_SS | 2284.2526 | 2284.2526 | 9137.0102 | 4 | 0 | 4 | C | NBS_EndSuction | 8 | 6 | 8 | 10 | BranchMin8_BranchMax10 | 10 | 2 | 10 | 24 | HeaderMin10_HeaderMax24 | 10 | 7 | 14 | [11 empty] | INVALID
367 | 103 | 060-095-4P-20HP | NBS_060-095_4P_20HP_7.95_SS | 2284.2526 | 2284.2526 | 9137.0102 | 4 | 0 | 4 | C | NBS_EndSuction | 8 | 6 | 8 | 10 | BranchMin8_BranchMax10 | 10 | 2 | 10 | 24 | HeaderMin10_HeaderMax24 | 12 | 7 | 14
367 | 103 | 060-095-4P-20HP | NBS_060-095_4P_20HP_7.95_SS | 2284.2526 | 2284.2526 | 9137.0102 | 4 | 0 | 4 | C | NBS_EndSuction | 8 | 6 | 8 | 10 | BranchMin8_BranchMax10 | 10 | 2 | 10 | 24 | HeaderMin10_HeaderMax24 | 14 | 7 | 14
367 | 103 | 060-095-4P-20HP | NBS_060-095_4P_20HP_7.95_SS | 2284.2526 | 2284.2526 | 9137.0102 | 4 | 0 | 4 | C | NBS_EndSuction | 8 | 6 | 8 | 10 | BranchMin8_BranchMax10 | 10 | 2 | 10 | 24 | HeaderMin10_HeaderMax24 | 16 | 7 | 14
367 | 103 | 060-095-4P-20HP | NBS_060-095_4P_20HP_7.95_SS | 2284.2526 | 2284.2526 | 9137.0102 | 4 | 0 | 4 | C | NBS_EndSuction | 8 | 6 | 8 | 10 | BranchMin8_BranchMax10 | 10 | 2 | 10 | 24 | HeaderMin10_HeaderMax24 | 18 | 7 | 14
367 | 103 | 060-095-4P-20HP | NBS_060-095_4P_20HP_7.95_SS | 2284.2526 | 2284.2526 | 9137.0102 | 4 | 0 | 4 | C | NBS_EndSuction | 8 | 6 | 8 | 10 | BranchMin8_BranchMax10 | 10 | 2 | 10 | 24 | HeaderMin10_HeaderMax24 | 20 | 7 | 14
367 | 103 | 060-095-4P-20HP | NBS_060-095_4P_20HP_7.95_SS | 2284.2526 | 2284.2526 | 9137.0102 | 4 | 0 | 4 | C | NBS_EndSuction | 8 | 6 | 8 | 10 | BranchMin8_BranchMax10 | 10 | 2 | 10 | 24 | HeaderMin10_HeaderMax24 | 24 | 7 | 14
368 | 104 | 060-095-4P-25HP | NBS_060-095_4P_25HP_8.43_SS | 2385.0423 | 2385.0423 | 9540.1692 | 4 | 0 | 4 | C | NBS_EndSuction | 8 | 6 | 8 | 10 | BranchMin8_BranchMax10 | 8 | 2 | 10 | 24 | HeaderMin10_HeaderMax24 | 10 | 7 | 14
368 | 104 | 060-095-4P-25HP | NBS_060-095_4P_25HP_8.43_SS | 2385.0423 | 2385.0423 | 9540.1692 | 4 | 0 | 4 | C | NBS_EndSuction | 8 | 6 | 8 | 10 | BranchMin8_BranchMax10 | 8 | 2 | 10 | 24 | HeaderMin10_HeaderMax24 | 12 | 7 | 14
368 | 104 | 060-095-4P-25HP | NBS_060-095_4P_25HP_8.43_SS | 2385.0423 | 2385.0423 | 9540.1692 | 4 | 0 | 4 | C | NBS_EndSuction | 8 | 6 | 8 | 10 | BranchMin8_BranchMax10 | 8 | 2 | 10 | 24 | HeaderMin10_HeaderMax24 | 14 | 7 | 14
368 | 104 | 060-095-4P-25HP | NBS_060-095_4P_25HP_8.43_SS | 2385.0423 | 2385.0423 | 9540.1692 | 4 | 0 | 4 | C | NBS_EndSuction | 8 | 6 | 8 | 10 | BranchMin8_BranchMax10 | 8 | 2 | 10 | 24 | HeaderMin10_HeaderMax24 | 16 | 7 | 14
368 | 104 | 060-095-4P-25HP | NBS_060-095_4P_25HP_8.43_SS | 2385.0423 | 2385.0423 | 9540.1692 | 4 | 0 | 4 | C | NBS_EndSuction | 8 | 6 | 8 | 10 | BranchMin8_BranchMax10 | 8 | 2 | 10 | 24 | HeaderMin10_HeaderMax24 | 18 | 7 | 14
368 | 104 | 060-095-4P-25HP | NBS_060-095_4P_25HP_8.43_SS | 2385.0423 | 2385.0423 | 9540.1692 | 4 | 0 | 4 | C | NBS_EndSuction | 8 | 6 | 8 | 10 | BranchMin8_BranchMax10 | 8 | 2 | 10 | 24 | HeaderMin10_HeaderMax24 | 20 | 7 | 14
368 | 104 | 060-095-4P-25HP | NBS_060-095_4P_25HP_8.43_SS | 2385.0423 | 2385.0423 | 9540.1692 | 4 | 0 | 4 | C | NBS_EndSuction | 8 | 6 | 8 | 10 | BranchMin8_BranchMax10 | 8 | 2 | 10 | 24 | HeaderMin10_HeaderMax24 | 24 | 7 | 14
368 | 104 | 060-095-4P-25HP | NBS_060-095_4P_25HP_8.43_SS | 2385.0423 | 2385.0423 | 9540.1692 | 4 | 0 | 4 | C | NBS_EndSuction | 8 | 6 | 8 | 10 | BranchMin8_BranchMax10 | 10 | 2 | 10 | 24 | HeaderMin10_HeaderMax24 | 10 | 7 | 14 | [11 empty] | INVALID
368 | 104 | 060-095-4P-25HP | NBS_060-095_4P_25HP_8.43_SS | 2385.0423 | 2385.0423 | 9540.1692 | 4 | 0 | 4 | C | NBS_EndSuction | 8 | 6 | 8 | 10 | BranchMin8_BranchMax10 | 10 | 2 | 10 | 24 | HeaderMin10_HeaderMax24 | 12 | 7 | 14
368 | 104 | 060-095-4P-25HP | NBS_060-095_4P_25HP_8.43_SS | 2385.0423 | 2385.0423 | 9540.1692 | 4 | 0 | 4 | C | NBS_EndSuction | 8 | 6 | 8 | 10 | BranchMin8_BranchMax10 | 10 | 2 | 10 | 24 | HeaderMin10_HeaderMax24 | 14 | 7 | 14
368 | 104 | 060-095-4P-25HP | NBS_060-095_4P_25HP_8.43_SS | 2385.0423 | 2385.0423 | 9540.1692 | 4 | 0 | 4 | C | NBS_EndSuction | 8 | 6 | 8 | 10 | BranchMin8_BranchMax10 | 10 | 2 | 10 | 24 | HeaderMin10_HeaderMax24 | 16 | 7 | 14
368 | 104 | 060-095-4P-25HP | NBS_060-095_4P_25HP_8.43_SS | 2385.0423 | 2385.0423 | 9540.1692 | 4 | 0 | 4 | C | NBS_EndSuction | 8 | 6 | 8 | 10 | BranchMin8_BranchMax10 | 10 | 2 | 10 | 24 | HeaderMin10_HeaderMax24 | 18 | 7 | 14
368 | 104 | 060-095-4P-25HP | NBS_060-095_4P_25HP_8.43_SS | 2385.0423 | 2385.0423 | 9540.1692 | 4 | 0 | 4 | C | NBS_EndSuction | 8 | 6 | 8 | 10 | BranchMin8_BranchMax10 | 10 | 2 | 10 | 24 | HeaderMin10_HeaderMax24 | 20 | 7 | 14
368 | 104 | 060-095-4P-25HP | NBS_060-095_4P_25HP_8.43_SS | 2385.0423 | 2385.0423 | 9540.1692 | 4 | 0 | 4 | C | NBS_EndSuction | 8 | 6 | 8 | 10 | BranchMin8_BranchMax10 | 10 | 2 | 10 | 24 | HeaderMin10_HeaderMax24 | 24 | 7 | 14
369 | 105 | 060-095-4P-30HP | NBS_060-095_4P_30HP_8.90_SS | 2493.7612 | 2493.7612 | 9975.0448 | 4 | 0 | 4 | C | NBS_EndSuction | 8 | 6 | 8 | 10 | BranchMin8_BranchMax10 | 8 | 2 | 10 | 24 | HeaderMin10_HeaderMax24 | 10 | 7 | 14
369 | 105 | 060-095-4P-30HP | NBS_060-095_4P_30HP_8.90_SS | 2493.7612 | 2493.7612 | 9975.0448 | 4 | 0 | 4 | C | NBS_EndSuction | 8 | 6 | 8 | 10 | BranchMin8_BranchMax10 | 8 | 2 | 10 | 24 | HeaderMin10_HeaderMax24 | 12 | 7 | 14
369 | 105 | 060-095-4P-30HP | NBS_060-095_4P_30HP_8.90_SS | 2493.7612 | 2493.7612 | 9975.0448 | 4 | 0 | 4 | C | NBS_EndSuction | 8 | 6 | 8 | 10 | BranchMin8_BranchMax10 | 8 | 2 | 10 | 24 | HeaderMin10_HeaderMax24 | 14 | 7 | 14
369 | 105 | 060-095-4P-30HP | NBS_060-095_4P_30HP_8.90_SS | 2493.7612 | 2493.7612 | 9975.0448 | 4 | 0 | 4 | C | NBS_EndSuction | 8 | 6 | 8 | 10 | BranchMin8_BranchMax10 | 8 | 2 | 10 | 24 | HeaderMin10_HeaderMax24 | 16 | 7 | 14
369 | 105 | 060-095-4P-30HP | NBS_060-095_4P_30HP_8.90_SS | 2493.7612 | 2493.7612 | 9975.0448 | 4 | 0 | 4 | C | NBS_EndSuction | 8 | 6 | 8 | 10 | BranchMin8_BranchMax10 | 8 | 2 | 10 | 24 | HeaderMin10_HeaderMax24 | 18 | 7 | 14
369 | 105 | 060-095-4P-30HP | NBS_060-095_4P_30HP_8.90_SS | 2493.7612 | 2493.7612 | 9975.0448 | 4 | 0 | 4 | C | NBS_EndSuction | 8 | 6 | 8 | 10 | BranchMin8_BranchMax10 | 8 | 2 | 10 | 24 | HeaderMin10_HeaderMax24 | 20 | 7 | 14
369 | 105 | 060-095-4P-30HP | NBS_060-095_4P_30HP_8.90_SS | 2493.7612 | 2493.7612 | 9975.0448 | 4 | 0 | 4 | C | NBS_EndSuction | 8 | 6 | 8 | 10 | BranchMin8_BranchMax10 | 8 | 2 | 10 | 24 | HeaderMin10_HeaderMax24 | 24 | 7 | 14
369 | 105 | 060-095-4P-30HP | NBS_060-095_4P_30HP_8.90_SS | 2493.7612 | 2493.7612 | 9975.0448 | 4 | 0 | 4 | C | NBS_EndSuction | 8 | 6 | 8 | 10 | BranchMin8_BranchMax10 | 10 | 2 | 10 | 24 | HeaderMin10_HeaderMax24 | 10 | 7 | 14 | [11 empty] | INVALID
369 | 105 | 060-095-4P-30HP | NBS_060-095_4P_30HP_8.90_SS | 2493.7612 | 2493.7612 | 9975.0448 | 4 | 0 | 4 | C | NBS_EndSuction | 8 | 6 | 8 | 10 | BranchMin8_BranchMax10 | 10 | 2 | 10 | 24 | HeaderMin10_HeaderMax24 | 12 | 7 | 14
369 | 105 | 060-095-4P-30HP | NBS_060-095_4P_30HP_8.90_SS | 2493.7612 | 2493.7612 | 9975.0448 | 4 | 0 | 4 | C | NBS_EndSuction | 8 | 6 | 8 | 10 | BranchMin8_BranchMax10 | 10 | 2 | 10 | 24 | HeaderMin10_HeaderMax24 | 14 | 7 | 14
369 | 105 | 060-095-4P-30HP | NBS_060-095_4P_30HP_8.90_SS | 2493.7612 | 2493.7612 | 9975.0448 | 4 | 0 | 4 | C | NBS_EndSuction | 8 | 6 | 8 | 10 | BranchMin8_BranchMax10 | 10 | 2 | 10 | 24 | HeaderMin10_HeaderMax24 | 16 | 7 | 14
369 | 105 | 060-095-4P-30HP | NBS_060-095_4P_30HP_8.90_SS | 2493.7612 | 2493.7612 | 9975.0448 | 4 | 0 | 4 | C | NBS_EndSuction | 8 | 6 | 8 | 10 | BranchMin8_BranchMax10 | 10 | 2 | 10 | 24 | HeaderMin10_HeaderMax24 | 18 | 7 | 14
369 | 105 | 060-095-4P-30HP | NBS_060-095_4P_30HP_8.90_SS | 2493.7612 | 2493.7612 | 9975.0448 | 4 | 0 | 4 | C | NBS_EndSuction | 8 | 6 | 8 | 10 | BranchMin8_BranchMax10 | 10 | 2 | 10 | 24 | HeaderMin10_HeaderMax24 | 20 | 7 | 14
369 | 105 | 060-095-4P-30HP | NBS_060-095_4P_30HP_8.90_SS | 2493.7612 | 2493.7612 | 9975.0448 | 4 | 0 | 4 | C | NBS_EndSuction | 8 | 6 | 8 | 10 | BranchMin8_BranchMax10 | 10 | 2 | 10 | 24 | HeaderMin10_HeaderMax24 | 24 | 7 | 14
370 | 106 | 060-095-4P-40HP | NBS_060-095_4P_40HP_9.53_SS | 2617.6301 | 2617.6301 | 10470.5205 | 4 | 0 | 4 | C | NBS_EndSuction | 8 | 6 | 8 | 12 | BranchMin8_BranchMax12 | 8 | 3 | 10 | 24 | HeaderMin10_HeaderMax24 | 10 | 7 | 21
370 | 106 | 060-095-4P-40HP | NBS_060-095_4P_40HP_9.53_SS | 2617.6301 | 2617.6301 | 10470.5205 | 4 | 0 | 4 | C | NBS_EndSuction | 8 | 6 | 8 | 12 | BranchMin8_BranchMax12 | 8 | 3 | 10 | 24 | HeaderMin10_HeaderMax24 | 12 | 7 | 21
370 | 106 | 060-095-4P-40HP | NBS_060-095_4P_40HP_9.53_SS | 2617.6301 | 2617.6301 | 10470.5205 | 4 | 0 | 4 | C | NBS_EndSuction | 8 | 6 | 8 | 12 | BranchMin8_BranchMax12 | 8 | 3 | 10 | 24 | HeaderMin10_HeaderMax24 | 14 | 7 | 21
370 | 106 | 060-095-4P-40HP | NBS_060-095_4P_40HP_9.53_SS | 2617.6301 | 2617.6301 | 10470.5205 | 4 | 0 | 4 | C | NBS_EndSuction | 8 | 6 | 8 | 12 | BranchMin8_BranchMax12 | 8 | 3 | 10 | 24 | HeaderMin10_HeaderMax24 | 16 | 7 | 21
370 | 106 | 060-095-4P-40HP | NBS_060-095_4P_40HP_9.53_SS | 2617.6301 | 2617.6301 | 10470.5205 | 4 | 0 | 4 | C | NBS_EndSuction | 8 | 6 | 8 | 12 | BranchMin8_BranchMax12 | 8 | 3 | 10 | 24 | HeaderMin10_HeaderMax24 | 18 | 7 | 21
370 | 106 | 060-095-4P-40HP | NBS_060-095_4P_40HP_9.53_SS | 2617.6301 | 2617.6301 | 10470.5205 | 4 | 0 | 4 | C | NBS_EndSuction | 8 | 6 | 8 | 12 | BranchMin8_BranchMax12 | 8 | 3 | 10 | 24 | HeaderMin10_HeaderMax24 | 20 | 7 | 21
370 | 106 | 060-095-4P-40HP | NBS_060-095_4P_40HP_9.53_SS | 2617.6301 | 2617.6301 | 10470.5205 | 4 | 0 | 4 | C | NBS_EndSuction | 8 | 6 | 8 | 12 | BranchMin8_BranchMax12 | 8 | 3 | 10 | 24 | HeaderMin10_HeaderMax24 | 24 | 7 | 21
370 | 106 | 060-095-4P-40HP | NBS_060-095_4P_40HP_9.53_SS | 2617.6301 | 2617.6301 | 10470.5205 | 4 | 0 | 4 | C | NBS_EndSuction | 8 | 6 | 8 | 12 | BranchMin8_BranchMax12 | 10 | 3 | 10 | 24 | HeaderMin10_HeaderMax24 | 10 | 7 | 21 | [11 empty] | INVALID
370 | 106 | 060-095-4P-40HP | NBS_060-095_4P_40HP_9.53_SS | 2617.6301 | 2617.6301 | 10470.5205 | 4 | 0 | 4 | C | NBS_EndSuction | 8 | 6 | 8 | 12 | BranchMin8_BranchMax12 | 10 | 3 | 10 | 24 | HeaderMin10_HeaderMax24 | 12 | 7 | 21
370 | 106 | 060-095-4P-40HP | NBS_060-095_4P_40HP_9.53_SS | 2617.6301 | 2617.6301 | 10470.5205 | 4 | 0 | 4 | C | NBS_EndSuction | 8 | 6 | 8 | 12 | BranchMin8_BranchMax12 | 10 | 3 | 10 | 24 | HeaderMin10_HeaderMax24 | 14 | 7 | 21
370 | 106 | 060-095-4P-40HP | NBS_060-095_4P_40HP_9.53_SS | 2617.6301 | 2617.6301 | 10470.5205 | 4 | 0 | 4 | C | NBS_EndSuction | 8 | 6 | 8 | 12 | BranchMin8_BranchMax12 | 10 | 3 | 10 | 24 | HeaderMin10_HeaderMax24 | 16 | 7 | 21
370 | 106 | 060-095-4P-40HP | NBS_060-095_4P_40HP_9.53_SS | 2617.6301 | 2617.6301 | 10470.5205 | 4 | 0 | 4 | C | NBS_EndSuction | 8 | 6 | 8 | 12 | BranchMin8_BranchMax12 | 10 | 3 | 10 | 24 | HeaderMin10_HeaderMax24 | 18 | 7 | 21
370 | 106 | 060-095-4P-40HP | NBS_060-095_4P_40HP_9.53_SS | 2617.6301 | 2617.6301 | 10470.5205 | 4 | 0 | 4 | C | NBS_EndSuction | 8 | 6 | 8 | 12 | BranchMin8_BranchMax12 | 10 | 3 | 10 | 24 | HeaderMin10_HeaderMax24 | 20 | 7 | 21
370 | 106 | 060-095-4P-40HP | NBS_060-095_4P_40HP_9.53_SS | 2617.6301 | 2617.6301 | 10470.5205 | 4 | 0 | 4 | C | NBS_EndSuction | 8 | 6 | 8 | 12 | BranchMin8_BranchMax12 | 10 | 3 | 10 | 24 | HeaderMin10_HeaderMax24 | 24 | 7 | 21
370 | 106 | 060-095-4P-40HP | NBS_060-095_4P_40HP_9.53_SS | 2617.6301 | 2617.6301 | 10470.5205 | 4 | 0 | 4 | C | NBS_EndSuction | 8 | 6 | 8 | 12 | BranchMin8_BranchMax12 | 12 | 3 | 10 | 24 | HeaderMin10_HeaderMax24 | 10 | 7 | 21 | [11 empty] | INVALID
370 | 106 | 060-095-4P-40HP | NBS_060-095_4P_40HP_9.53_SS | 2617.6301 | 2617.6301 | 10470.5205 | 4 | 0 | 4 | C | NBS_EndSuction | 8 | 6 | 8 | 12 | BranchMin8_BranchMax12 | 12 | 3 | 10 | 24 | HeaderMin10_HeaderMax24 | 12 | 7 | 21 | [11 empty] | INVALID
370 | 106 | 060-095-4P-40HP | NBS_060-095_4P_40HP_9.53_SS | 2617.6301 | 2617.6301 | 10470.5205 | 4 | 0 | 4 | C | NBS_EndSuction | 8 | 6 | 8 | 12 | BranchMin8_BranchMax12 | 12 | 3 | 10 | 24 | HeaderMin10_HeaderMax24 | 14 | 7 | 21
370 | 106 | 060-095-4P-40HP | NBS_060-095_4P_40HP_9.53_SS | 2617.6301 | 2617.6301 | 10470.5205 | 4 | 0 | 4 | C | NBS_EndSuction | 8 | 6 | 8 | 12 | BranchMin8_BranchMax12 | 12 | 3 | 10 | 24 | HeaderMin10_HeaderMax24 | 16 | 7 | 21
370 | 106 | 060-095-4P-40HP | NBS_060-095_4P_40HP_9.53_SS | 2617.6301 | 2617.6301 | 10470.5205 | 4 | 0 | 4 | C | NBS_EndSuction | 8 | 6 | 8 | 12 | BranchMin8_BranchMax12 | 12 | 3 | 10 | 24 | HeaderMin10_HeaderMax24 | 18 | 7 | 21
370 | 106 | 060-095-4P-40HP | NBS_060-095_4P_40HP_9.53_SS | 2617.6301 | 2617.6301 | 10470.5205 | 4 | 0 | 4 | C | NBS_EndSuction | 8 | 6 | 8 | 12 | BranchMin8_BranchMax12 | 12 | 3 | 10 | 24 | HeaderMin10_HeaderMax24 | 20 | 7 | 21
370 | 106 | 060-095-4P-40HP | NBS_060-095_4P_40HP_9.53_SS | 2617.6301 | 2617.6301 | 10470.5205 | 4 | 0 | 4 | C | NBS_EndSuction | 8 | 6 | 8 | 12 | BranchMin8_BranchMax12 | 12 | 3 | 10 | 24 | HeaderMin10_HeaderMax24 | 24 | 7 | 21
371 | 107 | 060-110-4P-30HP | NBS_060-110_4P_30HP_8.78_SS | 2227.2787 | 2227.2787 | 8909.1146 | 4 | 0 | 4 | C | NBS_EndSuction | 8 | 6 | 8 | 10 | BranchMin8_BranchMax10 | 8 | 2 | 10 | 24 | HeaderMin10_HeaderMax24 | 10 | 7 | 14
371 | 107 | 060-110-4P-30HP | NBS_060-110_4P_30HP_8.78_SS | 2227.2787 | 2227.2787 | 8909.1146 | 4 | 0 | 4 | C | NBS_EndSuction | 8 | 6 | 8 | 10 | BranchMin8_BranchMax10 | 8 | 2 | 10 | 24 | HeaderMin10_HeaderMax24 | 12 | 7 | 14
371 | 107 | 060-110-4P-30HP | NBS_060-110_4P_30HP_8.78_SS | 2227.2787 | 2227.2787 | 8909.1146 | 4 | 0 | 4 | C | NBS_EndSuction | 8 | 6 | 8 | 10 | BranchMin8_BranchMax10 | 8 | 2 | 10 | 24 | HeaderMin10_HeaderMax24 | 14 | 7 | 14
371 | 107 | 060-110-4P-30HP | NBS_060-110_4P_30HP_8.78_SS | 2227.2787 | 2227.2787 | 8909.1146 | 4 | 0 | 4 | C | NBS_EndSuction | 8 | 6 | 8 | 10 | BranchMin8_BranchMax10 | 8 | 2 | 10 | 24 | HeaderMin10_HeaderMax24 | 16 | 7 | 14
371 | 107 | 060-110-4P-30HP | NBS_060-110_4P_30HP_8.78_SS | 2227.2787 | 2227.2787 | 8909.1146 | 4 | 0 | 4 | C | NBS_EndSuction | 8 | 6 | 8 | 10 | BranchMin8_BranchMax10 | 8 | 2 | 10 | 24 | HeaderMin10_HeaderMax24 | 18 | 7 | 14
371 | 107 | 060-110-4P-30HP | NBS_060-110_4P_30HP_8.78_SS | 2227.2787 | 2227.2787 | 8909.1146 | 4 | 0 | 4 | C | NBS_EndSuction | 8 | 6 | 8 | 10 | BranchMin8_BranchMax10 | 8 | 2 | 10 | 24 | HeaderMin10_HeaderMax24 | 20 | 7 | 14
371 | 107 | 060-110-4P-30HP | NBS_060-110_4P_30HP_8.78_SS | 2227.2787 | 2227.2787 | 8909.1146 | 4 | 0 | 4 | C | NBS_EndSuction | 8 | 6 | 8 | 10 | BranchMin8_BranchMax10 | 8 | 2 | 10 | 24 | HeaderMin10_HeaderMax24 | 24 | 7 | 14
371 | 107 | 060-110-4P-30HP | NBS_060-110_4P_30HP_8.78_SS | 2227.2787 | 2227.2787 | 8909.1146 | 4 | 0 | 4 | C | NBS_EndSuction | 8 | 6 | 8 | 10 | BranchMin8_BranchMax10 | 10 | 2 | 10 | 24 | HeaderMin10_HeaderMax24 | 10 | 7 | 14 | [11 empty] | INVALID
371 | 107 | 060-110-4P-30HP | NBS_060-110_4P_30HP_8.78_SS | 2227.2787 | 2227.2787 | 8909.1146 | 4 | 0 | 4 | C | NBS_EndSuction | 8 | 6 | 8 | 10 | BranchMin8_BranchMax10 | 10 | 2 | 10 | 24 | HeaderMin10_HeaderMax24 | 12 | 7 | 14
371 | 107 | 060-110-4P-30HP | NBS_060-110_4P_30HP_8.78_SS | 2227.2787 | 2227.2787 | 8909.1146 | 4 | 0 | 4 | C | NBS_EndSuction | 8 | 6 | 8 | 10 | BranchMin8_BranchMax10 | 10 | 2 | 10 | 24 | HeaderMin10_HeaderMax24 | 14 | 7 | 14
371 | 107 | 060-110-4P-30HP | NBS_060-110_4P_30HP_8.78_SS | 2227.2787 | 2227.2787 | 8909.1146 | 4 | 0 | 4 | C | NBS_EndSuction | 8 | 6 | 8 | 10 | BranchMin8_BranchMax10 | 10 | 2 | 10 | 24 | HeaderMin10_HeaderMax24 | 16 | 7 | 14
371 | 107 | 060-110-4P-30HP | NBS_060-110_4P_30HP_8.78_SS | 2227.2787 | 2227.2787 | 8909.1146 | 4 | 0 | 4 | C | NBS_EndSuction | 8 | 6 | 8 | 10 | BranchMin8_BranchMax10 | 10 | 2 | 10 | 24 | HeaderMin10_HeaderMax24 | 18 | 7 | 14
371 | 107 | 060-110-4P-30HP | NBS_060-110_4P_30HP_8.78_SS | 2227.2787 | 2227.2787 | 8909.1146 | 4 | 0 | 4 | C | NBS_EndSuction | 8 | 6 | 8 | 10 | BranchMin8_BranchMax10 | 10 | 2 | 10 | 24 | HeaderMin10_HeaderMax24 | 20 | 7 | 14
371 | 107 | 060-110-4P-30HP | NBS_060-110_4P_30HP_8.78_SS | 2227.2787 | 2227.2787 | 8909.1146 | 4 | 0 | 4 | C | NBS_EndSuction | 8 | 6 | 8 | 10 | BranchMin8_BranchMax10 | 10 | 2 | 10 | 24 | HeaderMin10_HeaderMax24 | 24 | 7 | 14
372 | 108 | 060-110-4P-40HP | NBS_060-110_4P_40HP_9.57_SS | 2407.488 | 2407.488 | 9629.9521 | 4 | 0 | 4 | C | NBS_EndSuction | 8 | 6 | 8 | 10 | BranchMin8_BranchMax10 | 8 | 2 | 10 | 24 | HeaderMin10_HeaderMax24 | 10 | 7 | 14
372 | 108 | 060-110-4P-40HP | NBS_060-110_4P_40HP_9.57_SS | 2407.488 | 2407.488 | 9629.9521 | 4 | 0 | 4 | C | NBS_EndSuction | 8 | 6 | 8 | 10 | BranchMin8_BranchMax10 | 8 | 2 | 10 | 24 | HeaderMin10_HeaderMax24 | 12 | 7 | 14
372 | 108 | 060-110-4P-40HP | NBS_060-110_4P_40HP_9.57_SS | 2407.488 | 2407.488 | 9629.9521 | 4 | 0 | 4 | C | NBS_EndSuction | 8 | 6 | 8 | 10 | BranchMin8_BranchMax10 | 8 | 2 | 10 | 24 | HeaderMin10_HeaderMax24 | 14 | 7 | 14
372 | 108 | 060-110-4P-40HP | NBS_060-110_4P_40HP_9.57_SS | 2407.488 | 2407.488 | 9629.9521 | 4 | 0 | 4 | C | NBS_EndSuction | 8 | 6 | 8 | 10 | BranchMin8_BranchMax10 | 8 | 2 | 10 | 24 | HeaderMin10_HeaderMax24 | 16 | 7 | 14
372 | 108 | 060-110-4P-40HP | NBS_060-110_4P_40HP_9.57_SS | 2407.488 | 2407.488 | 9629.9521 | 4 | 0 | 4 | C | NBS_EndSuction | 8 | 6 | 8 | 10 | BranchMin8_BranchMax10 | 8 | 2 | 10 | 24 | HeaderMin10_HeaderMax24 | 18 | 7 | 14
372 | 108 | 060-110-4P-40HP | NBS_060-110_4P_40HP_9.57_SS | 2407.488 | 2407.488 | 9629.9521 | 4 | 0 | 4 | C | NBS_EndSuction | 8 | 6 | 8 | 10 | BranchMin8_BranchMax10 | 8 | 2 | 10 | 24 | HeaderMin10_HeaderMax24 | 20 | 7 | 14
372 | 108 | 060-110-4P-40HP | NBS_060-110_4P_40HP_9.57_SS | 2407.488 | 2407.488 | 9629.9521 | 4 | 0 | 4 | C | NBS_EndSuction | 8 | 6 | 8 | 10 | BranchMin8_BranchMax10 | 8 | 2 | 10 | 24 | HeaderMin10_HeaderMax24 | 24 | 7 | 14
372 | 108 | 060-110-4P-40HP | NBS_060-110_4P_40HP_9.57_SS | 2407.488 | 2407.488 | 9629.9521 | 4 | 0 | 4 | C | NBS_EndSuction | 8 | 6 | 8 | 10 | BranchMin8_BranchMax10 | 10 | 2 | 10 | 24 | HeaderMin10_HeaderMax24 | 10 | 7 | 14 | [11 empty] | INVALID
372 | 108 | 060-110-4P-40HP | NBS_060-110_4P_40HP_9.57_SS | 2407.488 | 2407.488 | 9629.9521 | 4 | 0 | 4 | C | NBS_EndSuction | 8 | 6 | 8 | 10 | BranchMin8_BranchMax10 | 10 | 2 | 10 | 24 | HeaderMin10_HeaderMax24 | 12 | 7 | 14
372 | 108 | 060-110-4P-40HP | NBS_060-110_4P_40HP_9.57_SS | 2407.488 | 2407.488 | 9629.9521 | 4 | 0 | 4 | C | NBS_EndSuction | 8 | 6 | 8 | 10 | BranchMin8_BranchMax10 | 10 | 2 | 10 | 24 | HeaderMin10_HeaderMax24 | 14 | 7 | 14
372 | 108 | 060-110-4P-40HP | NBS_060-110_4P_40HP_9.57_SS | 2407.488 | 2407.488 | 9629.9521 | 4 | 0 | 4 | C | NBS_EndSuction | 8 | 6 | 8 | 10 | BranchMin8_BranchMax10 | 10 | 2 | 10 | 24 | HeaderMin10_HeaderMax24 | 16 | 7 | 14
372 | 108 | 060-110-4P-40HP | NBS_060-110_4P_40HP_9.57_SS | 2407.488 | 2407.488 | 9629.9521 | 4 | 0 | 4 | C | NBS_EndSuction | 8 | 6 | 8 | 10 | BranchMin8_BranchMax10 | 10 | 2 | 10 | 24 | HeaderMin10_HeaderMax24 | 18 | 7 | 14
372 | 108 | 060-110-4P-40HP | NBS_060-110_4P_40HP_9.57_SS | 2407.488 | 2407.488 | 9629.9521 | 4 | 0 | 4 | C | NBS_EndSuction | 8 | 6 | 8 | 10 | BranchMin8_BranchMax10 | 10 | 2 | 10 | 24 | HeaderMin10_HeaderMax24 | 20 | 7 | 14
372 | 108 | 060-110-4P-40HP | NBS_060-110_4P_40HP_9.57_SS | 2407.488 | 2407.488 | 9629.9521 | 4 | 0 | 4 | C | NBS_EndSuction | 8 | 6 | 8 | 10 | BranchMin8_BranchMax10 | 10 | 2 | 10 | 24 | HeaderMin10_HeaderMax24 | 24 | 7 | 14
373 | 109 | 060-110-4P-50HP | NBS_060-110_4P_50HP_10.20_SS | 2508.3577 | 2508.3577 | 10033.4309 | 4 | 0 | 4 | C | NBS_EndSuction | 8 | 6 | 8 | 12 | BranchMin8_BranchMax12 | 8 | 3 | 10 | 24 | HeaderMin10_HeaderMax24 | 10 | 7 | 21
373 | 109 | 060-110-4P-50HP | NBS_060-110_4P_50HP_10.20_SS | 2508.3577 | 2508.3577 | 10033.4309 | 4 | 0 | 4 | C | NBS_EndSuction | 8 | 6 | 8 | 12 | BranchMin8_BranchMax12 | 8 | 3 | 10 | 24 | HeaderMin10_HeaderMax24 | 12 | 7 | 21
373 | 109 | 060-110-4P-50HP | NBS_060-110_4P_50HP_10.20_SS | 2508.3577 | 2508.3577 | 10033.4309 | 4 | 0 | 4 | C | NBS_EndSuction | 8 | 6 | 8 | 12 | BranchMin8_BranchMax12 | 8 | 3 | 10 | 24 | HeaderMin10_HeaderMax24 | 14 | 7 | 21
373 | 109 | 060-110-4P-50HP | NBS_060-110_4P_50HP_10.20_SS | 2508.3577 | 2508.3577 | 10033.4309 | 4 | 0 | 4 | C | NBS_EndSuction | 8 | 6 | 8 | 12 | BranchMin8_BranchMax12 | 8 | 3 | 10 | 24 | HeaderMin10_HeaderMax24 | 16 | 7 | 21
373 | 109 | 060-110-4P-50HP | NBS_060-110_4P_50HP_10.20_SS | 2508.3577 | 2508.3577 | 10033.4309 | 4 | 0 | 4 | C | NBS_EndSuction | 8 | 6 | 8 | 12 | BranchMin8_BranchMax12 | 8 | 3 | 10 | 24 | HeaderMin10_HeaderMax24 | 18 | 7 | 21
373 | 109 | 060-110-4P-50HP | NBS_060-110_4P_50HP_10.20_SS | 2508.3577 | 2508.3577 | 10033.4309 | 4 | 0 | 4 | C | NBS_EndSuction | 8 | 6 | 8 | 12 | BranchMin8_BranchMax12 | 8 | 3 | 10 | 24 | HeaderMin10_HeaderMax24 | 20 | 7 | 21
373 | 109 | 060-110-4P-50HP | NBS_060-110_4P_50HP_10.20_SS | 2508.3577 | 2508.3577 | 10033.4309 | 4 | 0 | 4 | C | NBS_EndSuction | 8 | 6 | 8 | 12 | BranchMin8_BranchMax12 | 8 | 3 | 10 | 24 | HeaderMin10_HeaderMax24 | 24 | 7 | 21
373 | 109 | 060-110-4P-50HP | NBS_060-110_4P_50HP_10.20_SS | 2508.3577 | 2508.3577 | 10033.4309 | 4 | 0 | 4 | C | NBS_EndSuction | 8 | 6 | 8 | 12 | BranchMin8_BranchMax12 | 10 | 3 | 10 | 24 | HeaderMin10_HeaderMax24 | 10 | 7 | 21 | [11 empty] | INVALID
373 | 109 | 060-110-4P-50HP | NBS_060-110_4P_50HP_10.20_SS | 2508.3577 | 2508.3577 | 10033.4309 | 4 | 0 | 4 | C | NBS_EndSuction | 8 | 6 | 8 | 12 | BranchMin8_BranchMax12 | 10 | 3 | 10 | 24 | HeaderMin10_HeaderMax24 | 12 | 7 | 21
373 | 109 | 060-110-4P-50HP | NBS_060-110_4P_50HP_10.20_SS | 2508.3577 | 2508.3577 | 10033.4309 | 4 | 0 | 4 | C | NBS_EndSuction | 8 | 6 | 8 | 12 | BranchMin8_BranchMax12 | 10 | 3 | 10 | 24 | HeaderMin10_HeaderMax24 | 14 | 7 | 21
373 | 109 | 060-110-4P-50HP | NBS_060-110_4P_50HP_10.20_SS | 2508.3577 | 2508.3577 | 10033.4309 | 4 | 0 | 4 | C | NBS_EndSuction | 8 | 6 | 8 | 12 | BranchMin8_BranchMax12 | 10 | 3 | 10 | 24 | HeaderMin10_HeaderMax24 | 16 | 7 | 21
373 | 109 | 060-110-4P-50HP | NBS_060-110_4P_50HP_10.20_SS | 2508.3577 | 2508.3577 | 10033.4309 | 4 | 0 | 4 | C | NBS_EndSuction | 8 | 6 | 8 | 12 | BranchMin8_BranchMax12 | 10 | 3 | 10 | 24 | HeaderMin10_HeaderMax24 | 18 | 7 | 21
373 | 109 | 060-110-4P-50HP | NBS_060-110_4P_50HP_10.20_SS | 2508.3577 | 2508.3577 | 10033.4309 | 4 | 0 | 4 | C | NBS_EndSuction | 8 | 6 | 8 | 12 | BranchMin8_BranchMax12 | 10 | 3 | 10 | 24 | HeaderMin10_HeaderMax24 | 20 | 7 | 21
373 | 109 | 060-110-4P-50HP | NBS_060-110_4P_50HP_10.20_SS | 2508.3577 | 2508.3577 | 10033.4309 | 4 | 0 | 4 | C | NBS_EndSuction | 8 | 6 | 8 | 12 | BranchMin8_BranchMax12 | 10 | 3 | 10 | 24 | HeaderMin10_HeaderMax24 | 24 | 7 | 21
373 | 109 | 060-110-4P-50HP | NBS_060-110_4P_50HP_10.20_SS | 2508.3577 | 2508.3577 | 10033.4309 | 4 | 0 | 4 | C | NBS_EndSuction | 8 | 6 | 8 | 12 | BranchMin8_BranchMax12 | 12 | 3 | 10 | 24 | HeaderMin10_HeaderMax24 | 10 | 7 | 21 | [11 empty] | INVALID
373 | 109 | 060-110-4P-50HP | NBS_060-110_4P_50HP_10.20_SS | 2508.3577 | 2508.3577 | 10033.4309 | 4 | 0 | 4 | C | NBS_EndSuction | 8 | 6 | 8 | 12 | BranchMin8_BranchMax12 | 12 | 3 | 10 | 24 | HeaderMin10_HeaderMax24 | 12 | 7 | 21 | [11 empty] | INVALID
373 | 109 | 060-110-4P-50HP | NBS_060-110_4P_50HP_10.20_SS | 2508.3577 | 2508.3577 | 10033.4309 | 4 | 0 | 4 | C | NBS_EndSuction | 8 | 6 | 8 | 12 | BranchMin8_BranchMax12 | 12 | 3 | 10 | 24 | HeaderMin10_HeaderMax24 | 14 | 7 | 21
373 | 109 | 060-110-4P-50HP | NBS_060-110_4P_50HP_10.20_SS | 2508.3577 | 2508.3577 | 10033.4309 | 4 | 0 | 4 | C | NBS_EndSuction | 8 | 6 | 8 | 12 | BranchMin8_BranchMax12 | 12 | 3 | 10 | 24 | HeaderMin10_HeaderMax24 | 16 | 7 | 21
373 | 109 | 060-110-4P-50HP | NBS_060-110_4P_50HP_10.20_SS | 2508.3577 | 2508.3577 | 10033.4309 | 4 | 0 | 4 | C | NBS_EndSuction | 8 | 6 | 8 | 12 | BranchMin8_BranchMax12 | 12 | 3 | 10 | 24 | HeaderMin10_HeaderMax24 | 18 | 7 | 21
373 | 109 | 060-110-4P-50HP | NBS_060-110_4P_50HP_10.20_SS | 2508.3577 | 2508.3577 | 10033.4309 | 4 | 0 | 4 | C | NBS_EndSuction | 8 | 6 | 8 | 12 | BranchMin8_BranchMax12 | 12 | 3 | 10 | 24 | HeaderMin10_HeaderMax24 | 20 | 7 | 21
373 | 109 | 060-110-4P-50HP | NBS_060-110_4P_50HP_10.20_SS | 2508.3577 | 2508.3577 | 10033.4309 | 4 | 0 | 4 | C | NBS_EndSuction | 8 | 6 | 8 | 12 | BranchMin8_BranchMax12 | 12 | 3 | 10 | 24 | HeaderMin10_HeaderMax24 | 24 | 7 | 21
374 | 110 | 060-110-4P-60HP | NBS_060-110_4P_60HP_10.75_SS | 2624.9016 | 2624.9016 | 10499.6065 | 4 | 0 | 4 | C | NBS_EndSuction | 8 | 6 | 8 | 12 | BranchMin8_BranchMax12 | 8 | 3 | 10 | 24 | HeaderMin10_HeaderMax24 | 10 | 7 | 21
374 | 110 | 060-110-4P-60HP | NBS_060-110_4P_60HP_10.75_SS | 2624.9016 | 2624.9016 | 10499.6065 | 4 | 0 | 4 | C | NBS_EndSuction | 8 | 6 | 8 | 12 | BranchMin8_BranchMax12 | 8 | 3 | 10 | 24 | HeaderMin10_HeaderMax24 | 12 | 7 | 21
374 | 110 | 060-110-4P-60HP | NBS_060-110_4P_60HP_10.75_SS | 2624.9016 | 2624.9016 | 10499.6065 | 4 | 0 | 4 | C | NBS_EndSuction | 8 | 6 | 8 | 12 | BranchMin8_BranchMax12 | 8 | 3 | 10 | 24 | HeaderMin10_HeaderMax24 | 14 | 7 | 21
374 | 110 | 060-110-4P-60HP | NBS_060-110_4P_60HP_10.75_SS | 2624.9016 | 2624.9016 | 10499.6065 | 4 | 0 | 4 | C | NBS_EndSuction | 8 | 6 | 8 | 12 | BranchMin8_BranchMax12 | 8 | 3 | 10 | 24 | HeaderMin10_HeaderMax24 | 16 | 7 | 21
374 | 110 | 060-110-4P-60HP | NBS_060-110_4P_60HP_10.75_SS | 2624.9016 | 2624.9016 | 10499.6065 | 4 | 0 | 4 | C | NBS_EndSuction | 8 | 6 | 8 | 12 | BranchMin8_BranchMax12 | 8 | 3 | 10 | 24 | HeaderMin10_HeaderMax24 | 18 | 7 | 21
374 | 110 | 060-110-4P-60HP | NBS_060-110_4P_60HP_10.75_SS | 2624.9016 | 2624.9016 | 10499.6065 | 4 | 0 | 4 | C | NBS_EndSuction | 8 | 6 | 8 | 12 | BranchMin8_BranchMax12 | 8 | 3 | 10 | 24 | HeaderMin10_HeaderMax24 | 20 | 7 | 21
374 | 110 | 060-110-4P-60HP | NBS_060-110_4P_60HP_10.75_SS | 2624.9016 | 2624.9016 | 10499.6065 | 4 | 0 | 4 | C | NBS_EndSuction | 8 | 6 | 8 | 12 | BranchMin8_BranchMax12 | 8 | 3 | 10 | 24 | HeaderMin10_HeaderMax24 | 24 | 7 | 21
374 | 110 | 060-110-4P-60HP | NBS_060-110_4P_60HP_10.75_SS | 2624.9016 | 2624.9016 | 10499.6065 | 4 | 0 | 4 | C | NBS_EndSuction | 8 | 6 | 8 | 12 | BranchMin8_BranchMax12 | 10 | 3 | 10 | 24 | HeaderMin10_HeaderMax24 | 10 | 7 | 21 | [11 empty] | INVALID
374 | 110 | 060-110-4P-60HP | NBS_060-110_4P_60HP_10.75_SS | 2624.9016 | 2624.9016 | 10499.6065 | 4 | 0 | 4 | C | NBS_EndSuction | 8 | 6 | 8 | 12 | BranchMin8_BranchMax12 | 10 | 3 | 10 | 24 | HeaderMin10_HeaderMax24 | 12 | 7 | 21
374 | 110 | 060-110-4P-60HP | NBS_060-110_4P_60HP_10.75_SS | 2624.9016 | 2624.9016 | 10499.6065 | 4 | 0 | 4 | C | NBS_EndSuction | 8 | 6 | 8 | 12 | BranchMin8_BranchMax12 | 10 | 3 | 10 | 24 | HeaderMin10_HeaderMax24 | 14 | 7 | 21
374 | 110 | 060-110-4P-60HP | NBS_060-110_4P_60HP_10.75_SS | 2624.9016 | 2624.9016 | 10499.6065 | 4 | 0 | 4 | C | NBS_EndSuction | 8 | 6 | 8 | 12 | BranchMin8_BranchMax12 | 10 | 3 | 10 | 24 | HeaderMin10_HeaderMax24 | 16 | 7 | 21
374 | 110 | 060-110-4P-60HP | NBS_060-110_4P_60HP_10.75_SS | 2624.9016 | 2624.9016 | 10499.6065 | 4 | 0 | 4 | C | NBS_EndSuction | 8 | 6 | 8 | 12 | BranchMin8_BranchMax12 | 10 | 3 | 10 | 24 | HeaderMin10_HeaderMax24 | 18 | 7 | 21
374 | 110 | 060-110-4P-60HP | NBS_060-110_4P_60HP_10.75_SS | 2624.9016 | 2624.9016 | 10499.6065 | 4 | 0 | 4 | C | NBS_EndSuction | 8 | 6 | 8 | 12 | BranchMin8_BranchMax12 | 10 | 3 | 10 | 24 | HeaderMin10_HeaderMax24 | 20 | 7 | 21
374 | 110 | 060-110-4P-60HP | NBS_060-110_4P_60HP_10.75_SS | 2624.9016 | 2624.9016 | 10499.6065 | 4 | 0 | 4 | C | NBS_EndSuction | 8 | 6 | 8 | 12 | BranchMin8_BranchMax12 | 10 | 3 | 10 | 24 | HeaderMin10_HeaderMax24 | 24 | 7 | 21
374 | 110 | 060-110-4P-60HP | NBS_060-110_4P_60HP_10.75_SS | 2624.9016 | 2624.9016 | 10499.6065 | 4 | 0 | 4 | C | NBS_EndSuction | 8 | 6 | 8 | 12 | BranchMin8_BranchMax12 | 12 | 3 | 10 | 24 | HeaderMin10_HeaderMax24 | 10 | 7 | 21 | [11 empty] | INVALID
374 | 110 | 060-110-4P-60HP | NBS_060-110_4P_60HP_10.75_SS | 2624.9016 | 2624.9016 | 10499.6065 | 4 | 0 | 4 | C | NBS_EndSuction | 8 | 6 | 8 | 12 | BranchMin8_BranchMax12 | 12 | 3 | 10 | 24 | HeaderMin10_HeaderMax24 | 12 | 7 | 21 | [11 empty] | INVALID
374 | 110 | 060-110-4P-60HP | NBS_060-110_4P_60HP_10.75_SS | 2624.9016 | 2624.9016 | 10499.6065 | 4 | 0 | 4 | C | NBS_EndSuction | 8 | 6 | 8 | 12 | BranchMin8_BranchMax12 | 12 | 3 | 10 | 24 | HeaderMin10_HeaderMax24 | 14 | 7 | 21
374 | 110 | 060-110-4P-60HP | NBS_060-110_4P_60HP_10.75_SS | 2624.9016 | 2624.9016 | 10499.6065 | 4 | 0 | 4 | C | NBS_EndSuction | 8 | 6 | 8 | 12 | BranchMin8_BranchMax12 | 12 | 3 | 10 | 24 | HeaderMin10_HeaderMax24 | 16 | 7 | 21
374 | 110 | 060-110-4P-60HP | NBS_060-110_4P_60HP_10.75_SS | 2624.9016 | 2624.9016 | 10499.6065 | 4 | 0 | 4 | C | NBS_EndSuction | 8 | 6 | 8 | 12 | BranchMin8_BranchMax12 | 12 | 3 | 10 | 24 | HeaderMin10_HeaderMax24 | 18 | 7 | 21
374 | 110 | 060-110-4P-60HP | NBS_060-110_4P_60HP_10.75_SS | 2624.9016 | 2624.9016 | 10499.6065 | 4 | 0 | 4 | C | NBS_EndSuction | 8 | 6 | 8 | 12 | BranchMin8_BranchMax12 | 12 | 3 | 10 | 24 | HeaderMin10_HeaderMax24 | 20 | 7 | 21
374 | 110 | 060-110-4P-60HP | NBS_060-110_4P_60HP_10.75_SS | 2624.9016 | 2624.9016 | 10499.6065 | 4 | 0 | 4 | C | NBS_EndSuction | 8 | 6 | 8 | 12 | BranchMin8_BranchMax12 | 12 | 3 | 10 | 24 | HeaderMin10_HeaderMax24 | 24 | 7 | 21
375 | 111 | 060-135-4P-40HP | NBS_060-135_4P_40HP_9.25_SS | 2111.5713 | 2111.5713 | 8446.2852 | 4 | 0 | 4 | C | NBS_EndSuction | 8 | 6 | 8 | 10 | BranchMin8_BranchMax10 | 8 | 2 | 10 | 20 | HeaderMin10_HeaderMax20 | 10 | 6 | 12
375 | 111 | 060-135-4P-40HP | NBS_060-135_4P_40HP_9.25_SS | 2111.5713 | 2111.5713 | 8446.2852 | 4 | 0 | 4 | C | NBS_EndSuction | 8 | 6 | 8 | 10 | BranchMin8_BranchMax10 | 8 | 2 | 10 | 20 | HeaderMin10_HeaderMax20 | 12 | 6 | 12
375 | 111 | 060-135-4P-40HP | NBS_060-135_4P_40HP_9.25_SS | 2111.5713 | 2111.5713 | 8446.2852 | 4 | 0 | 4 | C | NBS_EndSuction | 8 | 6 | 8 | 10 | BranchMin8_BranchMax10 | 8 | 2 | 10 | 20 | HeaderMin10_HeaderMax20 | 14 | 6 | 12
375 | 111 | 060-135-4P-40HP | NBS_060-135_4P_40HP_9.25_SS | 2111.5713 | 2111.5713 | 8446.2852 | 4 | 0 | 4 | C | NBS_EndSuction | 8 | 6 | 8 | 10 | BranchMin8_BranchMax10 | 8 | 2 | 10 | 20 | HeaderMin10_HeaderMax20 | 16 | 6 | 12
375 | 111 | 060-135-4P-40HP | NBS_060-135_4P_40HP_9.25_SS | 2111.5713 | 2111.5713 | 8446.2852 | 4 | 0 | 4 | C | NBS_EndSuction | 8 | 6 | 8 | 10 | BranchMin8_BranchMax10 | 8 | 2 | 10 | 20 | HeaderMin10_HeaderMax20 | 18 | 6 | 12
375 | 111 | 060-135-4P-40HP | NBS_060-135_4P_40HP_9.25_SS | 2111.5713 | 2111.5713 | 8446.2852 | 4 | 0 | 4 | C | NBS_EndSuction | 8 | 6 | 8 | 10 | BranchMin8_BranchMax10 | 8 | 2 | 10 | 20 | HeaderMin10_HeaderMax20 | 20 | 6 | 12
375 | 111 | 060-135-4P-40HP | NBS_060-135_4P_40HP_9.25_SS | 2111.5713 | 2111.5713 | 8446.2852 | 4 | 0 | 4 | C | NBS_EndSuction | 8 | 6 | 8 | 10 | BranchMin8_BranchMax10 | 10 | 2 | 10 | 20 | HeaderMin10_HeaderMax20 | 10 | 6 | 12 | [11 empty] | INVALID
375 | 111 | 060-135-4P-40HP | NBS_060-135_4P_40HP_9.25_SS | 2111.5713 | 2111.5713 | 8446.2852 | 4 | 0 | 4 | C | NBS_EndSuction | 8 | 6 | 8 | 10 | BranchMin8_BranchMax10 | 10 | 2 | 10 | 20 | HeaderMin10_HeaderMax20 | 12 | 6 | 12
375 | 111 | 060-135-4P-40HP | NBS_060-135_4P_40HP_9.25_SS | 2111.5713 | 2111.5713 | 8446.2852 | 4 | 0 | 4 | C | NBS_EndSuction | 8 | 6 | 8 | 10 | BranchMin8_BranchMax10 | 10 | 2 | 10 | 20 | HeaderMin10_HeaderMax20 | 14 | 6 | 12
375 | 111 | 060-135-4P-40HP | NBS_060-135_4P_40HP_9.25_SS | 2111.5713 | 2111.5713 | 8446.2852 | 4 | 0 | 4 | C | NBS_EndSuction | 8 | 6 | 8 | 10 | BranchMin8_BranchMax10 | 10 | 2 | 10 | 20 | HeaderMin10_HeaderMax20 | 16 | 6 | 12
375 | 111 | 060-135-4P-40HP | NBS_060-135_4P_40HP_9.25_SS | 2111.5713 | 2111.5713 | 8446.2852 | 4 | 0 | 4 | C | NBS_EndSuction | 8 | 6 | 8 | 10 | BranchMin8_BranchMax10 | 10 | 2 | 10 | 20 | HeaderMin10_HeaderMax20 | 18 | 6 | 12
375 | 111 | 060-135-4P-40HP | NBS_060-135_4P_40HP_9.25_SS | 2111.5713 | 2111.5713 | 8446.2852 | 4 | 0 | 4 | C | NBS_EndSuction | 8 | 6 | 8 | 10 | BranchMin8_BranchMax10 | 10 | 2 | 10 | 20 | HeaderMin10_HeaderMax20 | 20 | 6 | 12
376 | 112 | 060-135-4P-50HP | NBS_060-135_4P_50HP_9.96_SS | 2305.4296 | 2305.4296 | 9221.7182 | 4 | 0 | 4 | C | NBS_EndSuction | 8 | 6 | 8 | 10 | BranchMin8_BranchMax10 | 8 | 2 | 10 | 24 | HeaderMin10_HeaderMax24 | 10 | 7 | 14
376 | 112 | 060-135-4P-50HP | NBS_060-135_4P_50HP_9.96_SS | 2305.4296 | 2305.4296 | 9221.7182 | 4 | 0 | 4 | C | NBS_EndSuction | 8 | 6 | 8 | 10 | BranchMin8_BranchMax10 | 8 | 2 | 10 | 24 | HeaderMin10_HeaderMax24 | 12 | 7 | 14
376 | 112 | 060-135-4P-50HP | NBS_060-135_4P_50HP_9.96_SS | 2305.4296 | 2305.4296 | 9221.7182 | 4 | 0 | 4 | C | NBS_EndSuction | 8 | 6 | 8 | 10 | BranchMin8_BranchMax10 | 8 | 2 | 10 | 24 | HeaderMin10_HeaderMax24 | 14 | 7 | 14
376 | 112 | 060-135-4P-50HP | NBS_060-135_4P_50HP_9.96_SS | 2305.4296 | 2305.4296 | 9221.7182 | 4 | 0 | 4 | C | NBS_EndSuction | 8 | 6 | 8 | 10 | BranchMin8_BranchMax10 | 8 | 2 | 10 | 24 | HeaderMin10_HeaderMax24 | 16 | 7 | 14
376 | 112 | 060-135-4P-50HP | NBS_060-135_4P_50HP_9.96_SS | 2305.4296 | 2305.4296 | 9221.7182 | 4 | 0 | 4 | C | NBS_EndSuction | 8 | 6 | 8 | 10 | BranchMin8_BranchMax10 | 8 | 2 | 10 | 24 | HeaderMin10_HeaderMax24 | 18 | 7 | 14
376 | 112 | 060-135-4P-50HP | NBS_060-135_4P_50HP_9.96_SS | 2305.4296 | 2305.4296 | 9221.7182 | 4 | 0 | 4 | C | NBS_EndSuction | 8 | 6 | 8 | 10 | BranchMin8_BranchMax10 | 8 | 2 | 10 | 24 | HeaderMin10_HeaderMax24 | 20 | 7 | 14
376 | 112 | 060-135-4P-50HP | NBS_060-135_4P_50HP_9.96_SS | 2305.4296 | 2305.4296 | 9221.7182 | 4 | 0 | 4 | C | NBS_EndSuction | 8 | 6 | 8 | 10 | BranchMin8_BranchMax10 | 8 | 2 | 10 | 24 | HeaderMin10_HeaderMax24 | 24 | 7 | 14
376 | 112 | 060-135-4P-50HP | NBS_060-135_4P_50HP_9.96_SS | 2305.4296 | 2305.4296 | 9221.7182 | 4 | 0 | 4 | C | NBS_EndSuction | 8 | 6 | 8 | 10 | BranchMin8_BranchMax10 | 10 | 2 | 10 | 24 | HeaderMin10_HeaderMax24 | 10 | 7 | 14 | [11 empty] | INVALID
376 | 112 | 060-135-4P-50HP | NBS_060-135_4P_50HP_9.96_SS | 2305.4296 | 2305.4296 | 9221.7182 | 4 | 0 | 4 | C | NBS_EndSuction | 8 | 6 | 8 | 10 | BranchMin8_BranchMax10 | 10 | 2 | 10 | 24 | HeaderMin10_HeaderMax24 | 12 | 7 | 14
376 | 112 | 060-135-4P-50HP | NBS_060-135_4P_50HP_9.96_SS | 2305.4296 | 2305.4296 | 9221.7182 | 4 | 0 | 4 | C | NBS_EndSuction | 8 | 6 | 8 | 10 | BranchMin8_BranchMax10 | 10 | 2 | 10 | 24 | HeaderMin10_HeaderMax24 | 14 | 7 | 14
376 | 112 | 060-135-4P-50HP | NBS_060-135_4P_50HP_9.96_SS | 2305.4296 | 2305.4296 | 9221.7182 | 4 | 0 | 4 | C | NBS_EndSuction | 8 | 6 | 8 | 10 | BranchMin8_BranchMax10 | 10 | 2 | 10 | 24 | HeaderMin10_HeaderMax24 | 16 | 7 | 14
376 | 112 | 060-135-4P-50HP | NBS_060-135_4P_50HP_9.96_SS | 2305.4296 | 2305.4296 | 9221.7182 | 4 | 0 | 4 | C | NBS_EndSuction | 8 | 6 | 8 | 10 | BranchMin8_BranchMax10 | 10 | 2 | 10 | 24 | HeaderMin10_HeaderMax24 | 18 | 7 | 14
376 | 112 | 060-135-4P-50HP | NBS_060-135_4P_50HP_9.96_SS | 2305.4296 | 2305.4296 | 9221.7182 | 4 | 0 | 4 | C | NBS_EndSuction | 8 | 6 | 8 | 10 | BranchMin8_BranchMax10 | 10 | 2 | 10 | 24 | HeaderMin10_HeaderMax24 | 20 | 7 | 14
376 | 112 | 060-135-4P-50HP | NBS_060-135_4P_50HP_9.96_SS | 2305.4296 | 2305.4296 | 9221.7182 | 4 | 0 | 4 | C | NBS_EndSuction | 8 | 6 | 8 | 10 | BranchMin8_BranchMax10 | 10 | 2 | 10 | 24 | HeaderMin10_HeaderMax24 | 24 | 7 | 14
377 | 113 | 060-135-4P-60HP | NBS_060-135_4P_60HP_10.35_SS | 2491.2746 | 2491.2746 | 9965.0984 | 4 | 0 | 4 | C | NBS_EndSuction | 8 | 6 | 8 | 10 | BranchMin8_BranchMax10 | 8 | 2 | 10 | 24 | HeaderMin10_HeaderMax24 | 10 | 7 | 14
377 | 113 | 060-135-4P-60HP | NBS_060-135_4P_60HP_10.35_SS | 2491.2746 | 2491.2746 | 9965.0984 | 4 | 0 | 4 | C | NBS_EndSuction | 8 | 6 | 8 | 10 | BranchMin8_BranchMax10 | 8 | 2 | 10 | 24 | HeaderMin10_HeaderMax24 | 12 | 7 | 14
377 | 113 | 060-135-4P-60HP | NBS_060-135_4P_60HP_10.35_SS | 2491.2746 | 2491.2746 | 9965.0984 | 4 | 0 | 4 | C | NBS_EndSuction | 8 | 6 | 8 | 10 | BranchMin8_BranchMax10 | 8 | 2 | 10 | 24 | HeaderMin10_HeaderMax24 | 14 | 7 | 14
377 | 113 | 060-135-4P-60HP | NBS_060-135_4P_60HP_10.35_SS | 2491.2746 | 2491.2746 | 9965.0984 | 4 | 0 | 4 | C | NBS_EndSuction | 8 | 6 | 8 | 10 | BranchMin8_BranchMax10 | 8 | 2 | 10 | 24 | HeaderMin10_HeaderMax24 | 16 | 7 | 14
377 | 113 | 060-135-4P-60HP | NBS_060-135_4P_60HP_10.35_SS | 2491.2746 | 2491.2746 | 9965.0984 | 4 | 0 | 4 | C | NBS_EndSuction | 8 | 6 | 8 | 10 | BranchMin8_BranchMax10 | 8 | 2 | 10 | 24 | HeaderMin10_HeaderMax24 | 18 | 7 | 14
377 | 113 | 060-135-4P-60HP | NBS_060-135_4P_60HP_10.35_SS | 2491.2746 | 2491.2746 | 9965.0984 | 4 | 0 | 4 | C | NBS_EndSuction | 8 | 6 | 8 | 10 | BranchMin8_BranchMax10 | 8 | 2 | 10 | 24 | HeaderMin10_HeaderMax24 | 20 | 7 | 14
377 | 113 | 060-135-4P-60HP | NBS_060-135_4P_60HP_10.35_SS | 2491.2746 | 2491.2746 | 9965.0984 | 4 | 0 | 4 | C | NBS_EndSuction | 8 | 6 | 8 | 10 | BranchMin8_BranchMax10 | 8 | 2 | 10 | 24 | HeaderMin10_HeaderMax24 | 24 | 7 | 14
377 | 113 | 060-135-4P-60HP | NBS_060-135_4P_60HP_10.35_SS | 2491.2746 | 2491.2746 | 9965.0984 | 4 | 0 | 4 | C | NBS_EndSuction | 8 | 6 | 8 | 10 | BranchMin8_BranchMax10 | 10 | 2 | 10 | 24 | HeaderMin10_HeaderMax24 | 10 | 7 | 14 | [11 empty] | INVALID
377 | 113 | 060-135-4P-60HP | NBS_060-135_4P_60HP_10.35_SS | 2491.2746 | 2491.2746 | 9965.0984 | 4 | 0 | 4 | C | NBS_EndSuction | 8 | 6 | 8 | 10 | BranchMin8_BranchMax10 | 10 | 2 | 10 | 24 | HeaderMin10_HeaderMax24 | 12 | 7 | 14
377 | 113 | 060-135-4P-60HP | NBS_060-135_4P_60HP_10.35_SS | 2491.2746 | 2491.2746 | 9965.0984 | 4 | 0 | 4 | C | NBS_EndSuction | 8 | 6 | 8 | 10 | BranchMin8_BranchMax10 | 10 | 2 | 10 | 24 | HeaderMin10_HeaderMax24 | 14 | 7 | 14
377 | 113 | 060-135-4P-60HP | NBS_060-135_4P_60HP_10.35_SS | 2491.2746 | 2491.2746 | 9965.0984 | 4 | 0 | 4 | C | NBS_EndSuction | 8 | 6 | 8 | 10 | BranchMin8_BranchMax10 | 10 | 2 | 10 | 24 | HeaderMin10_HeaderMax24 | 16 | 7 | 14
377 | 113 | 060-135-4P-60HP | NBS_060-135_4P_60HP_10.35_SS | 2491.2746 | 2491.2746 | 9965.0984 | 4 | 0 | 4 | C | NBS_EndSuction | 8 | 6 | 8 | 10 | BranchMin8_BranchMax10 | 10 | 2 | 10 | 24 | HeaderMin10_HeaderMax24 | 18 | 7 | 14
377 | 113 | 060-135-4P-60HP | NBS_060-135_4P_60HP_10.35_SS | 2491.2746 | 2491.2746 | 9965.0984 | 4 | 0 | 4 | C | NBS_EndSuction | 8 | 6 | 8 | 10 | BranchMin8_BranchMax10 | 10 | 2 | 10 | 24 | HeaderMin10_HeaderMax24 | 20 | 7 | 14
377 | 113 | 060-135-4P-60HP | NBS_060-135_4P_60HP_10.35_SS | 2491.2746 | 2491.2746 | 9965.0984 | 4 | 0 | 4 | C | NBS_EndSuction | 8 | 6 | 8 | 10 | BranchMin8_BranchMax10 | 10 | 2 | 10 | 24 | HeaderMin10_HeaderMax24 | 24 | 7 | 14
378 | 114 | 060-135-4P-75HP | NBS_060-135_4P_75HP_11.22_SS | 2766.6299 | 2766.6299 | 11066.5198 | 4 | 0 | 4 | C | NBS_EndSuction | 8 | 6 | 8 | 12 | BranchMin8_BranchMax12 | 8 | 3 | 10 | 24 | HeaderMin10_HeaderMax24 | 10 | 7 | 21
378 | 114 | 060-135-4P-75HP | NBS_060-135_4P_75HP_11.22_SS | 2766.6299 | 2766.6299 | 11066.5198 | 4 | 0 | 4 | C | NBS_EndSuction | 8 | 6 | 8 | 12 | BranchMin8_BranchMax12 | 8 | 3 | 10 | 24 | HeaderMin10_HeaderMax24 | 12 | 7 | 21
378 | 114 | 060-135-4P-75HP | NBS_060-135_4P_75HP_11.22_SS | 2766.6299 | 2766.6299 | 11066.5198 | 4 | 0 | 4 | C | NBS_EndSuction | 8 | 6 | 8 | 12 | BranchMin8_BranchMax12 | 8 | 3 | 10 | 24 | HeaderMin10_HeaderMax24 | 14 | 7 | 21
378 | 114 | 060-135-4P-75HP | NBS_060-135_4P_75HP_11.22_SS | 2766.6299 | 2766.6299 | 11066.5198 | 4 | 0 | 4 | C | NBS_EndSuction | 8 | 6 | 8 | 12 | BranchMin8_BranchMax12 | 8 | 3 | 10 | 24 | HeaderMin10_HeaderMax24 | 16 | 7 | 21
378 | 114 | 060-135-4P-75HP | NBS_060-135_4P_75HP_11.22_SS | 2766.6299 | 2766.6299 | 11066.5198 | 4 | 0 | 4 | C | NBS_EndSuction | 8 | 6 | 8 | 12 | BranchMin8_BranchMax12 | 8 | 3 | 10 | 24 | HeaderMin10_HeaderMax24 | 18 | 7 | 21
378 | 114 | 060-135-4P-75HP | NBS_060-135_4P_75HP_11.22_SS | 2766.6299 | 2766.6299 | 11066.5198 | 4 | 0 | 4 | C | NBS_EndSuction | 8 | 6 | 8 | 12 | BranchMin8_BranchMax12 | 8 | 3 | 10 | 24 | HeaderMin10_HeaderMax24 | 20 | 7 | 21
378 | 114 | 060-135-4P-75HP | NBS_060-135_4P_75HP_11.22_SS | 2766.6299 | 2766.6299 | 11066.5198 | 4 | 0 | 4 | C | NBS_EndSuction | 8 | 6 | 8 | 12 | BranchMin8_BranchMax12 | 8 | 3 | 10 | 24 | HeaderMin10_HeaderMax24 | 24 | 7 | 21
378 | 114 | 060-135-4P-75HP | NBS_060-135_4P_75HP_11.22_SS | 2766.6299 | 2766.6299 | 11066.5198 | 4 | 0 | 4 | C | NBS_EndSuction | 8 | 6 | 8 | 12 | BranchMin8_BranchMax12 | 10 | 3 | 10 | 24 | HeaderMin10_HeaderMax24 | 10 | 7 | 21 | [11 empty] | INVALID
378 | 114 | 060-135-4P-75HP | NBS_060-135_4P_75HP_11.22_SS | 2766.6299 | 2766.6299 | 11066.5198 | 4 | 0 | 4 | C | NBS_EndSuction | 8 | 6 | 8 | 12 | BranchMin8_BranchMax12 | 10 | 3 | 10 | 24 | HeaderMin10_HeaderMax24 | 12 | 7 | 21
378 | 114 | 060-135-4P-75HP | NBS_060-135_4P_75HP_11.22_SS | 2766.6299 | 2766.6299 | 11066.5198 | 4 | 0 | 4 | C | NBS_EndSuction | 8 | 6 | 8 | 12 | BranchMin8_BranchMax12 | 10 | 3 | 10 | 24 | HeaderMin10_HeaderMax24 | 14 | 7 | 21
378 | 114 | 060-135-4P-75HP | NBS_060-135_4P_75HP_11.22_SS | 2766.6299 | 2766.6299 | 11066.5198 | 4 | 0 | 4 | C | NBS_EndSuction | 8 | 6 | 8 | 12 | BranchMin8_BranchMax12 | 10 | 3 | 10 | 24 | HeaderMin10_HeaderMax24 | 16 | 7 | 21
378 | 114 | 060-135-4P-75HP | NBS_060-135_4P_75HP_11.22_SS | 2766.6299 | 2766.6299 | 11066.5198 | 4 | 0 | 4 | C | NBS_EndSuction | 8 | 6 | 8 | 12 | BranchMin8_BranchMax12 | 10 | 3 | 10 | 24 | HeaderMin10_HeaderMax24 | 18 | 7 | 21
378 | 114 | 060-135-4P-75HP | NBS_060-135_4P_75HP_11.22_SS | 2766.6299 | 2766.6299 | 11066.5198 | 4 | 0 | 4 | C | NBS_EndSuction | 8 | 6 | 8 | 12 | BranchMin8_BranchMax12 | 10 | 3 | 10 | 24 | HeaderMin10_HeaderMax24 | 20 | 7 | 21
378 | 114 | 060-135-4P-75HP | NBS_060-135_4P_75HP_11.22_SS | 2766.6299 | 2766.6299 | 11066.5198 | 4 | 0 | 4 | C | NBS_EndSuction | 8 | 6 | 8 | 12 | BranchMin8_BranchMax12 | 10 | 3 | 10 | 24 | HeaderMin10_HeaderMax24 | 24 | 7 | 21
378 | 114 | 060-135-4P-75HP | NBS_060-135_4P_75HP_11.22_SS | 2766.6299 | 2766.6299 | 11066.5198 | 4 | 0 | 4 | C | NBS_EndSuction | 8 | 6 | 8 | 12 | BranchMin8_BranchMax12 | 12 | 3 | 10 | 24 | HeaderMin10_HeaderMax24 | 10 | 7 | 21 | [11 empty] | INVALID
378 | 114 | 060-135-4P-75HP | NBS_060-135_4P_75HP_11.22_SS | 2766.6299 | 2766.6299 | 11066.5198 | 4 | 0 | 4 | C | NBS_EndSuction | 8 | 6 | 8 | 12 | BranchMin8_BranchMax12 | 12 | 3 | 10 | 24 | HeaderMin10_HeaderMax24 | 12 | 7 | 21 | [11 empty] | INVALID
378 | 114 | 060-135-4P-75HP | NBS_060-135_4P_75HP_11.22_SS | 2766.6299 | 2766.6299 | 11066.5198 | 4 | 0 | 4 | C | NBS_EndSuction | 8 | 6 | 8 | 12 | BranchMin8_BranchMax12 | 12 | 3 | 10 | 24 | HeaderMin10_HeaderMax24 | 14 | 7 | 21
378 | 114 | 060-135-4P-75HP | NBS_060-135_4P_75HP_11.22_SS | 2766.6299 | 2766.6299 | 11066.5198 | 4 | 0 | 4 | C | NBS_EndSuction | 8 | 6 | 8 | 12 | BranchMin8_BranchMax12 | 12 | 3 | 10 | 24 | HeaderMin10_HeaderMax24 | 16 | 7 | 21
378 | 114 | 060-135-4P-75HP | NBS_060-135_4P_75HP_11.22_SS | 2766.6299 | 2766.6299 | 11066.5198 | 4 | 0 | 4 | C | NBS_EndSuction | 8 | 6 | 8 | 12 | BranchMin8_BranchMax12 | 12 | 3 | 10 | 24 | HeaderMin10_HeaderMax24 | 18 | 7 | 21
378 | 114 | 060-135-4P-75HP | NBS_060-135_4P_75HP_11.22_SS | 2766.6299 | 2766.6299 | 11066.5198 | 4 | 0 | 4 | C | NBS_EndSuction | 8 | 6 | 8 | 12 | BranchMin8_BranchMax12 | 12 | 3 | 10 | 24 | HeaderMin10_HeaderMax24 | 20 | 7 | 21
378 | 114 | 060-135-4P-75HP | NBS_060-135_4P_75HP_11.22_SS | 2766.6299 | 2766.6299 | 11066.5198 | 4 | 0 | 4 | C | NBS_EndSuction | 8 | 6 | 8 | 12 | BranchMin8_BranchMax12 | 12 | 3 | 10 | 24 | HeaderMin10_HeaderMax24 | 24 | 7 | 21
379 | 115 | 060-135-4P-100HP | NBS_060-135_4P_100HP_12.24_SS | 3069.239 | 3069.239 | 12276.9561 | 4 | 0 | 4 | C | NBS_EndSuction | 8 | 6 | 8 | 12 | BranchMin8_BranchMax12 | 8 | 3 | 10 | 24 | HeaderMin10_HeaderMax24 | 10 | 7 | 21
379 | 115 | 060-135-4P-100HP | NBS_060-135_4P_100HP_12.24_SS | 3069.239 | 3069.239 | 12276.9561 | 4 | 0 | 4 | C | NBS_EndSuction | 8 | 6 | 8 | 12 | BranchMin8_BranchMax12 | 8 | 3 | 10 | 24 | HeaderMin10_HeaderMax24 | 12 | 7 | 21
379 | 115 | 060-135-4P-100HP | NBS_060-135_4P_100HP_12.24_SS | 3069.239 | 3069.239 | 12276.9561 | 4 | 0 | 4 | C | NBS_EndSuction | 8 | 6 | 8 | 12 | BranchMin8_BranchMax12 | 8 | 3 | 10 | 24 | HeaderMin10_HeaderMax24 | 14 | 7 | 21
379 | 115 | 060-135-4P-100HP | NBS_060-135_4P_100HP_12.24_SS | 3069.239 | 3069.239 | 12276.9561 | 4 | 0 | 4 | C | NBS_EndSuction | 8 | 6 | 8 | 12 | BranchMin8_BranchMax12 | 8 | 3 | 10 | 24 | HeaderMin10_HeaderMax24 | 16 | 7 | 21
379 | 115 | 060-135-4P-100HP | NBS_060-135_4P_100HP_12.24_SS | 3069.239 | 3069.239 | 12276.9561 | 4 | 0 | 4 | C | NBS_EndSuction | 8 | 6 | 8 | 12 | BranchMin8_BranchMax12 | 8 | 3 | 10 | 24 | HeaderMin10_HeaderMax24 | 18 | 7 | 21
379 | 115 | 060-135-4P-100HP | NBS_060-135_4P_100HP_12.24_SS | 3069.239 | 3069.239 | 12276.9561 | 4 | 0 | 4 | C | NBS_EndSuction | 8 | 6 | 8 | 12 | BranchMin8_BranchMax12 | 8 | 3 | 10 | 24 | HeaderMin10_HeaderMax24 | 20 | 7 | 21
379 | 115 | 060-135-4P-100HP | NBS_060-135_4P_100HP_12.24_SS | 3069.239 | 3069.239 | 12276.9561 | 4 | 0 | 4 | C | NBS_EndSuction | 8 | 6 | 8 | 12 | BranchMin8_BranchMax12 | 8 | 3 | 10 | 24 | HeaderMin10_HeaderMax24 | 24 | 7 | 21
379 | 115 | 060-135-4P-100HP | NBS_060-135_4P_100HP_12.24_SS | 3069.239 | 3069.239 | 12276.9561 | 4 | 0 | 4 | C | NBS_EndSuction | 8 | 6 | 8 | 12 | BranchMin8_BranchMax12 | 10 | 3 | 10 | 24 | HeaderMin10_HeaderMax24 | 10 | 7 | 21 | [11 empty] | INVALID
379 | 115 | 060-135-4P-100HP | NBS_060-135_4P_100HP_12.24_SS | 3069.239 | 3069.239 | 12276.9561 | 4 | 0 | 4 | C | NBS_EndSuction | 8 | 6 | 8 | 12 | BranchMin8_BranchMax12 | 10 | 3 | 10 | 24 | HeaderMin10_HeaderMax24 | 12 | 7 | 21
379 | 115 | 060-135-4P-100HP | NBS_060-135_4P_100HP_12.24_SS | 3069.239 | 3069.239 | 12276.9561 | 4 | 0 | 4 | C | NBS_EndSuction | 8 | 6 | 8 | 12 | BranchMin8_BranchMax12 | 10 | 3 | 10 | 24 | HeaderMin10_HeaderMax24 | 14 | 7 | 21
379 | 115 | 060-135-4P-100HP | NBS_060-135_4P_100HP_12.24_SS | 3069.239 | 3069.239 | 12276.9561 | 4 | 0 | 4 | C | NBS_EndSuction | 8 | 6 | 8 | 12 | BranchMin8_BranchMax12 | 10 | 3 | 10 | 24 | HeaderMin10_HeaderMax24 | 16 | 7 | 21
379 | 115 | 060-135-4P-100HP | NBS_060-135_4P_100HP_12.24_SS | 3069.239 | 3069.239 | 12276.9561 | 4 | 0 | 4 | C | NBS_EndSuction | 8 | 6 | 8 | 12 | BranchMin8_BranchMax12 | 10 | 3 | 10 | 24 | HeaderMin10_HeaderMax24 | 18 | 7 | 21
379 | 115 | 060-135-4P-100HP | NBS_060-135_4P_100HP_12.24_SS | 3069.239 | 3069.239 | 12276.9561 | 4 | 0 | 4 | C | NBS_EndSuction | 8 | 6 | 8 | 12 | BranchMin8_BranchMax12 | 10 | 3 | 10 | 24 | HeaderMin10_HeaderMax24 | 20 | 7 | 21
379 | 115 | 060-135-4P-100HP | NBS_060-135_4P_100HP_12.24_SS | 3069.239 | 3069.239 | 12276.9561 | 4 | 0 | 4 | C | NBS_EndSuction | 8 | 6 | 8 | 12 | BranchMin8_BranchMax12 | 10 | 3 | 10 | 24 | HeaderMin10_HeaderMax24 | 24 | 7 | 21
379 | 115 | 060-135-4P-100HP | NBS_060-135_4P_100HP_12.24_SS | 3069.239 | 3069.239 | 12276.9561 | 4 | 0 | 4 | C | NBS_EndSuction | 8 | 6 | 8 | 12 | BranchMin8_BranchMax12 | 12 | 3 | 10 | 24 | HeaderMin10_HeaderMax24 | 10 | 7 | 21 | [11 empty] | INVALID
379 | 115 | 060-135-4P-100HP | NBS_060-135_4P_100HP_12.24_SS | 3069.239 | 3069.239 | 12276.9561 | 4 | 0 | 4 | C | NBS_EndSuction | 8 | 6 | 8 | 12 | BranchMin8_BranchMax12 | 12 | 3 | 10 | 24 | HeaderMin10_HeaderMax24 | 12 | 7 | 21 | [11 empty] | INVALID
379 | 115 | 060-135-4P-100HP | NBS_060-135_4P_100HP_12.24_SS | 3069.239 | 3069.239 | 12276.9561 | 4 | 0 | 4 | C | NBS_EndSuction | 8 | 6 | 8 | 12 | BranchMin8_BranchMax12 | 12 | 3 | 10 | 24 | HeaderMin10_HeaderMax24 | 14 | 7 | 21
379 | 115 | 060-135-4P-100HP | NBS_060-135_4P_100HP_12.24_SS | 3069.239 | 3069.239 | 12276.9561 | 4 | 0 | 4 | C | NBS_EndSuction | 8 | 6 | 8 | 12 | BranchMin8_BranchMax12 | 12 | 3 | 10 | 24 | HeaderMin10_HeaderMax24 | 16 | 7 | 21
379 | 115 | 060-135-4P-100HP | NBS_060-135_4P_100HP_12.24_SS | 3069.239 | 3069.239 | 12276.9561 | 4 | 0 | 4 | C | NBS_EndSuction | 8 | 6 | 8 | 12 | BranchMin8_BranchMax12 | 12 | 3 | 10 | 24 | HeaderMin10_HeaderMax24 | 18 | 7 | 21
379 | 115 | 060-135-4P-100HP | NBS_060-135_4P_100HP_12.24_SS | 3069.239 | 3069.239 | 12276.9561 | 4 | 0 | 4 | C | NBS_EndSuction | 8 | 6 | 8 | 12 | BranchMin8_BranchMax12 | 12 | 3 | 10 | 24 | HeaderMin10_HeaderMax24 | 20 | 7 | 21
379 | 115 | 060-135-4P-100HP | NBS_060-135_4P_100HP_12.24_SS | 3069.239 | 3069.239 | 12276.9561 | 4 | 0 | 4 | C | NBS_EndSuction | 8 | 6 | 8 | 12 | BranchMin8_BranchMax12 | 12 | 3 | 10 | 24 | HeaderMin10_HeaderMax24 | 24 | 7 | 21
380 | 116 | 060-135-4P-125HP | NBS_060-135_4P_125HP_12.83_SS | 3426.3556 | 3426.3556 | 13705.4225 | 4 | 0 | 4 | C | NBS_EndSuction | 8 | 6 | 8 | 12 | BranchMin8_BranchMax12 | 8 | 3 | 10 | 24 | HeaderMin10_HeaderMax24 | 10 | 7 | 21
380 | 116 | 060-135-4P-125HP | NBS_060-135_4P_125HP_12.83_SS | 3426.3556 | 3426.3556 | 13705.4225 | 4 | 0 | 4 | C | NBS_EndSuction | 8 | 6 | 8 | 12 | BranchMin8_BranchMax12 | 8 | 3 | 10 | 24 | HeaderMin10_HeaderMax24 | 12 | 7 | 21
380 | 116 | 060-135-4P-125HP | NBS_060-135_4P_125HP_12.83_SS | 3426.3556 | 3426.3556 | 13705.4225 | 4 | 0 | 4 | C | NBS_EndSuction | 8 | 6 | 8 | 12 | BranchMin8_BranchMax12 | 8 | 3 | 10 | 24 | HeaderMin10_HeaderMax24 | 14 | 7 | 21
380 | 116 | 060-135-4P-125HP | NBS_060-135_4P_125HP_12.83_SS | 3426.3556 | 3426.3556 | 13705.4225 | 4 | 0 | 4 | C | NBS_EndSuction | 8 | 6 | 8 | 12 | BranchMin8_BranchMax12 | 8 | 3 | 10 | 24 | HeaderMin10_HeaderMax24 | 16 | 7 | 21
380 | 116 | 060-135-4P-125HP | NBS_060-135_4P_125HP_12.83_SS | 3426.3556 | 3426.3556 | 13705.4225 | 4 | 0 | 4 | C | NBS_EndSuction | 8 | 6 | 8 | 12 | BranchMin8_BranchMax12 | 8 | 3 | 10 | 24 | HeaderMin10_HeaderMax24 | 18 | 7 | 21
380 | 116 | 060-135-4P-125HP | NBS_060-135_4P_125HP_12.83_SS | 3426.3556 | 3426.3556 | 13705.4225 | 4 | 0 | 4 | C | NBS_EndSuction | 8 | 6 | 8 | 12 | BranchMin8_BranchMax12 | 8 | 3 | 10 | 24 | HeaderMin10_HeaderMax24 | 20 | 7 | 21
380 | 116 | 060-135-4P-125HP | NBS_060-135_4P_125HP_12.83_SS | 3426.3556 | 3426.3556 | 13705.4225 | 4 | 0 | 4 | C | NBS_EndSuction | 8 | 6 | 8 | 12 | BranchMin8_BranchMax12 | 8 | 3 | 10 | 24 | HeaderMin10_HeaderMax24 | 24 | 7 | 21
380 | 116 | 060-135-4P-125HP | NBS_060-135_4P_125HP_12.83_SS | 3426.3556 | 3426.3556 | 13705.4225 | 4 | 0 | 4 | C | NBS_EndSuction | 8 | 6 | 8 | 12 | BranchMin8_BranchMax12 | 10 | 3 | 10 | 24 | HeaderMin10_HeaderMax24 | 10 | 7 | 21 | [11 empty] | INVALID
380 | 116 | 060-135-4P-125HP | NBS_060-135_4P_125HP_12.83_SS | 3426.3556 | 3426.3556 | 13705.4225 | 4 | 0 | 4 | C | NBS_EndSuction | 8 | 6 | 8 | 12 | BranchMin8_BranchMax12 | 10 | 3 | 10 | 24 | HeaderMin10_HeaderMax24 | 12 | 7 | 21
380 | 116 | 060-135-4P-125HP | NBS_060-135_4P_125HP_12.83_SS | 3426.3556 | 3426.3556 | 13705.4225 | 4 | 0 | 4 | C | NBS_EndSuction | 8 | 6 | 8 | 12 | BranchMin8_BranchMax12 | 10 | 3 | 10 | 24 | HeaderMin10_HeaderMax24 | 14 | 7 | 21
380 | 116 | 060-135-4P-125HP | NBS_060-135_4P_125HP_12.83_SS | 3426.3556 | 3426.3556 | 13705.4225 | 4 | 0 | 4 | C | NBS_EndSuction | 8 | 6 | 8 | 12 | BranchMin8_BranchMax12 | 10 | 3 | 10 | 24 | HeaderMin10_HeaderMax24 | 16 | 7 | 21
380 | 116 | 060-135-4P-125HP | NBS_060-135_4P_125HP_12.83_SS | 3426.3556 | 3426.3556 | 13705.4225 | 4 | 0 | 4 | C | NBS_EndSuction | 8 | 6 | 8 | 12 | BranchMin8_BranchMax12 | 10 | 3 | 10 | 24 | HeaderMin10_HeaderMax24 | 18 | 7 | 21
380 | 116 | 060-135-4P-125HP | NBS_060-135_4P_125HP_12.83_SS | 3426.3556 | 3426.3556 | 13705.4225 | 4 | 0 | 4 | C | NBS_EndSuction | 8 | 6 | 8 | 12 | BranchMin8_BranchMax12 | 10 | 3 | 10 | 24 | HeaderMin10_HeaderMax24 | 20 | 7 | 21
380 | 116 | 060-135-4P-125HP | NBS_060-135_4P_125HP_12.83_SS | 3426.3556 | 3426.3556 | 13705.4225 | 4 | 0 | 4 | C | NBS_EndSuction | 8 | 6 | 8 | 12 | BranchMin8_BranchMax12 | 10 | 3 | 10 | 24 | HeaderMin10_HeaderMax24 | 24 | 7 | 21
380 | 116 | 060-135-4P-125HP | NBS_060-135_4P_125HP_12.83_SS | 3426.3556 | 3426.3556 | 13705.4225 | 4 | 0 | 4 | C | NBS_EndSuction | 8 | 6 | 8 | 12 | BranchMin8_BranchMax12 | 12 | 3 | 10 | 24 | HeaderMin10_HeaderMax24 | 10 | 7 | 21 | [11 empty] | INVALID
380 | 116 | 060-135-4P-125HP | NBS_060-135_4P_125HP_12.83_SS | 3426.3556 | 3426.3556 | 13705.4225 | 4 | 0 | 4 | C | NBS_EndSuction | 8 | 6 | 8 | 12 | BranchMin8_BranchMax12 | 12 | 3 | 10 | 24 | HeaderMin10_HeaderMax24 | 12 | 7 | 21 | [11 empty] | INVALID
380 | 116 | 060-135-4P-125HP | NBS_060-135_4P_125HP_12.83_SS | 3426.3556 | 3426.3556 | 13705.4225 | 4 | 0 | 4 | C | NBS_EndSuction | 8 | 6 | 8 | 12 | BranchMin8_BranchMax12 | 12 | 3 | 10 | 24 | HeaderMin10_HeaderMax24 | 14 | 7 | 21
380 | 116 | 060-135-4P-125HP | NBS_060-135_4P_125HP_12.83_SS | 3426.3556 | 3426.3556 | 13705.4225 | 4 | 0 | 4 | C | NBS_EndSuction | 8 | 6 | 8 | 12 | BranchMin8_BranchMax12 | 12 | 3 | 10 | 24 | HeaderMin10_HeaderMax24 | 16 | 7 | 21
380 | 116 | 060-135-4P-125HP | NBS_060-135_4P_125HP_12.83_SS | 3426.3556 | 3426.3556 | 13705.4225 | 4 | 0 | 4 | C | NBS_EndSuction | 8 | 6 | 8 | 12 | BranchMin8_BranchMax12 | 12 | 3 | 10 | 24 | HeaderMin10_HeaderMax24 | 18 | 7 | 21
380 | 116 | 060-135-4P-125HP | NBS_060-135_4P_125HP_12.83_SS | 3426.3556 | 3426.3556 | 13705.4225 | 4 | 0 | 4 | C | NBS_EndSuction | 8 | 6 | 8 | 12 | BranchMin8_BranchMax12 | 12 | 3 | 10 | 24 | HeaderMin10_HeaderMax24 | 20 | 7 | 21
380 | 116 | 060-135-4P-125HP | NBS_060-135_4P_125HP_12.83_SS | 3426.3556 | 3426.3556 | 13705.4225 | 4 | 0 | 4 | C | NBS_EndSuction | 8 | 6 | 8 | 12 | BranchMin8_BranchMax12 | 12 | 3 | 10 | 24 | HeaderMin10_HeaderMax24 | 24 | 7 | 21
381 | 117 | 060-150-4P-125HP | NBS_060-150_4P_125HP_11.97_SS | 2867.819 | 2867.819 | 11471.2759 | 4 | 0 | 4 | C | NBS_EndSuction | 8 | 6 | 8 | 12 | BranchMin8_BranchMax12 | 8 | 3 | 10 | 24 | HeaderMin10_HeaderMax24 | 10 | 7 | 21
381 | 117 | 060-150-4P-125HP | NBS_060-150_4P_125HP_11.97_SS | 2867.819 | 2867.819 | 11471.2759 | 4 | 0 | 4 | C | NBS_EndSuction | 8 | 6 | 8 | 12 | BranchMin8_BranchMax12 | 8 | 3 | 10 | 24 | HeaderMin10_HeaderMax24 | 12 | 7 | 21
381 | 117 | 060-150-4P-125HP | NBS_060-150_4P_125HP_11.97_SS | 2867.819 | 2867.819 | 11471.2759 | 4 | 0 | 4 | C | NBS_EndSuction | 8 | 6 | 8 | 12 | BranchMin8_BranchMax12 | 8 | 3 | 10 | 24 | HeaderMin10_HeaderMax24 | 14 | 7 | 21
381 | 117 | 060-150-4P-125HP | NBS_060-150_4P_125HP_11.97_SS | 2867.819 | 2867.819 | 11471.2759 | 4 | 0 | 4 | C | NBS_EndSuction | 8 | 6 | 8 | 12 | BranchMin8_BranchMax12 | 8 | 3 | 10 | 24 | HeaderMin10_HeaderMax24 | 16 | 7 | 21
381 | 117 | 060-150-4P-125HP | NBS_060-150_4P_125HP_11.97_SS | 2867.819 | 2867.819 | 11471.2759 | 4 | 0 | 4 | C | NBS_EndSuction | 8 | 6 | 8 | 12 | BranchMin8_BranchMax12 | 8 | 3 | 10 | 24 | HeaderMin10_HeaderMax24 | 18 | 7 | 21
381 | 117 | 060-150-4P-125HP | NBS_060-150_4P_125HP_11.97_SS | 2867.819 | 2867.819 | 11471.2759 | 4 | 0 | 4 | C | NBS_EndSuction | 8 | 6 | 8 | 12 | BranchMin8_BranchMax12 | 8 | 3 | 10 | 24 | HeaderMin10_HeaderMax24 | 20 | 7 | 21
381 | 117 | 060-150-4P-125HP | NBS_060-150_4P_125HP_11.97_SS | 2867.819 | 2867.819 | 11471.2759 | 4 | 0 | 4 | C | NBS_EndSuction | 8 | 6 | 8 | 12 | BranchMin8_BranchMax12 | 8 | 3 | 10 | 24 | HeaderMin10_HeaderMax24 | 24 | 7 | 21
381 | 117 | 060-150-4P-125HP | NBS_060-150_4P_125HP_11.97_SS | 2867.819 | 2867.819 | 11471.2759 | 4 | 0 | 4 | C | NBS_EndSuction | 8 | 6 | 8 | 12 | BranchMin8_BranchMax12 | 10 | 3 | 10 | 24 | HeaderMin10_HeaderMax24 | 10 | 7 | 21 | [11 empty] | INVALID
381 | 117 | 060-150-4P-125HP | NBS_060-150_4P_125HP_11.97_SS | 2867.819 | 2867.819 | 11471.2759 | 4 | 0 | 4 | C | NBS_EndSuction | 8 | 6 | 8 | 12 | BranchMin8_BranchMax12 | 10 | 3 | 10 | 24 | HeaderMin10_HeaderMax24 | 12 | 7 | 21
381 | 117 | 060-150-4P-125HP | NBS_060-150_4P_125HP_11.97_SS | 2867.819 | 2867.819 | 11471.2759 | 4 | 0 | 4 | C | NBS_EndSuction | 8 | 6 | 8 | 12 | BranchMin8_BranchMax12 | 10 | 3 | 10 | 24 | HeaderMin10_HeaderMax24 | 14 | 7 | 21
381 | 117 | 060-150-4P-125HP | NBS_060-150_4P_125HP_11.97_SS | 2867.819 | 2867.819 | 11471.2759 | 4 | 0 | 4 | C | NBS_EndSuction | 8 | 6 | 8 | 12 | BranchMin8_BranchMax12 | 10 | 3 | 10 | 24 | HeaderMin10_HeaderMax24 | 16 | 7 | 21
381 | 117 | 060-150-4P-125HP | NBS_060-150_4P_125HP_11.97_SS | 2867.819 | 2867.819 | 11471.2759 | 4 | 0 | 4 | C | NBS_EndSuction | 8 | 6 | 8 | 12 | BranchMin8_BranchMax12 | 10 | 3 | 10 | 24 | HeaderMin10_HeaderMax24 | 18 | 7 | 21
381 | 117 | 060-150-4P-125HP | NBS_060-150_4P_125HP_11.97_SS | 2867.819 | 2867.819 | 11471.2759 | 4 | 0 | 4 | C | NBS_EndSuction | 8 | 6 | 8 | 12 | BranchMin8_BranchMax12 | 10 | 3 | 10 | 24 | HeaderMin10_HeaderMax24 | 20 | 7 | 21
381 | 117 | 060-150-4P-125HP | NBS_060-150_4P_125HP_11.97_SS | 2867.819 | 2867.819 | 11471.2759 | 4 | 0 | 4 | C | NBS_EndSuction | 8 | 6 | 8 | 12 | BranchMin8_BranchMax12 | 10 | 3 | 10 | 24 | HeaderMin10_HeaderMax24 | 24 | 7 | 21
381 | 117 | 060-150-4P-125HP | NBS_060-150_4P_125HP_11.97_SS | 2867.819 | 2867.819 | 11471.2759 | 4 | 0 | 4 | C | NBS_EndSuction | 8 | 6 | 8 | 12 | BranchMin8_BranchMax12 | 12 | 3 | 10 | 24 | HeaderMin10_HeaderMax24 | 10 | 7 | 21 | [11 empty] | INVALID
381 | 117 | 060-150-4P-125HP | NBS_060-150_4P_125HP_11.97_SS | 2867.819 | 2867.819 | 11471.2759 | 4 | 0 | 4 | C | NBS_EndSuction | 8 | 6 | 8 | 12 | BranchMin8_BranchMax12 | 12 | 3 | 10 | 24 | HeaderMin10_HeaderMax24 | 12 | 7 | 21 | [11 empty] | INVALID
381 | 117 | 060-150-4P-125HP | NBS_060-150_4P_125HP_11.97_SS | 2867.819 | 2867.819 | 11471.2759 | 4 | 0 | 4 | C | NBS_EndSuction | 8 | 6 | 8 | 12 | BranchMin8_BranchMax12 | 12 | 3 | 10 | 24 | HeaderMin10_HeaderMax24 | 14 | 7 | 21
381 | 117 | 060-150-4P-125HP | NBS_060-150_4P_125HP_11.97_SS | 2867.819 | 2867.819 | 11471.2759 | 4 | 0 | 4 | C | NBS_EndSuction | 8 | 6 | 8 | 12 | BranchMin8_BranchMax12 | 12 | 3 | 10 | 24 | HeaderMin10_HeaderMax24 | 16 | 7 | 21
381 | 117 | 060-150-4P-125HP | NBS_060-150_4P_125HP_11.97_SS | 2867.819 | 2867.819 | 11471.2759 | 4 | 0 | 4 | C | NBS_EndSuction | 8 | 6 | 8 | 12 | BranchMin8_BranchMax12 | 12 | 3 | 10 | 24 | HeaderMin10_HeaderMax24 | 18 | 7 | 21
381 | 117 | 060-150-4P-125HP | NBS_060-150_4P_125HP_11.97_SS | 2867.819 | 2867.819 | 11471.2759 | 4 | 0 | 4 | C | NBS_EndSuction | 8 | 6 | 8 | 12 | BranchMin8_BranchMax12 | 12 | 3 | 10 | 24 | HeaderMin10_HeaderMax24 | 20 | 7 | 21
381 | 117 | 060-150-4P-125HP | NBS_060-150_4P_125HP_11.97_SS | 2867.819 | 2867.819 | 11471.2759 | 4 | 0 | 4 | C | NBS_EndSuction | 8 | 6 | 8 | 12 | BranchMin8_BranchMax12 | 12 | 3 | 10 | 24 | HeaderMin10_HeaderMax24 | 24 | 7 | 21
382 | 118 | 060-150-4P-150HP | NBS_060-150_4P_150HP_12.83_SS | 3379.8685 | 3379.8685 | 13519.4741 | 4 | 0 | 4 | C | NBS_EndSuction | 8 | 6 | 8 | 12 | BranchMin8_BranchMax12 | 8 | 3 | 10 | 24 | HeaderMin10_HeaderMax24 | 10 | 7 | 21
382 | 118 | 060-150-4P-150HP | NBS_060-150_4P_150HP_12.83_SS | 3379.8685 | 3379.8685 | 13519.4741 | 4 | 0 | 4 | C | NBS_EndSuction | 8 | 6 | 8 | 12 | BranchMin8_BranchMax12 | 8 | 3 | 10 | 24 | HeaderMin10_HeaderMax24 | 12 | 7 | 21
382 | 118 | 060-150-4P-150HP | NBS_060-150_4P_150HP_12.83_SS | 3379.8685 | 3379.8685 | 13519.4741 | 4 | 0 | 4 | C | NBS_EndSuction | 8 | 6 | 8 | 12 | BranchMin8_BranchMax12 | 8 | 3 | 10 | 24 | HeaderMin10_HeaderMax24 | 14 | 7 | 21
382 | 118 | 060-150-4P-150HP | NBS_060-150_4P_150HP_12.83_SS | 3379.8685 | 3379.8685 | 13519.4741 | 4 | 0 | 4 | C | NBS_EndSuction | 8 | 6 | 8 | 12 | BranchMin8_BranchMax12 | 8 | 3 | 10 | 24 | HeaderMin10_HeaderMax24 | 16 | 7 | 21
382 | 118 | 060-150-4P-150HP | NBS_060-150_4P_150HP_12.83_SS | 3379.8685 | 3379.8685 | 13519.4741 | 4 | 0 | 4 | C | NBS_EndSuction | 8 | 6 | 8 | 12 | BranchMin8_BranchMax12 | 8 | 3 | 10 | 24 | HeaderMin10_HeaderMax24 | 18 | 7 | 21
382 | 118 | 060-150-4P-150HP | NBS_060-150_4P_150HP_12.83_SS | 3379.8685 | 3379.8685 | 13519.4741 | 4 | 0 | 4 | C | NBS_EndSuction | 8 | 6 | 8 | 12 | BranchMin8_BranchMax12 | 8 | 3 | 10 | 24 | HeaderMin10_HeaderMax24 | 20 | 7 | 21
382 | 118 | 060-150-4P-150HP | NBS_060-150_4P_150HP_12.83_SS | 3379.8685 | 3379.8685 | 13519.4741 | 4 | 0 | 4 | C | NBS_EndSuction | 8 | 6 | 8 | 12 | BranchMin8_BranchMax12 | 8 | 3 | 10 | 24 | HeaderMin10_HeaderMax24 | 24 | 7 | 21
382 | 118 | 060-150-4P-150HP | NBS_060-150_4P_150HP_12.83_SS | 3379.8685 | 3379.8685 | 13519.4741 | 4 | 0 | 4 | C | NBS_EndSuction | 8 | 6 | 8 | 12 | BranchMin8_BranchMax12 | 10 | 3 | 10 | 24 | HeaderMin10_HeaderMax24 | 10 | 7 | 21 | [11 empty] | INVALID
382 | 118 | 060-150-4P-150HP | NBS_060-150_4P_150HP_12.83_SS | 3379.8685 | 3379.8685 | 13519.4741 | 4 | 0 | 4 | C | NBS_EndSuction | 8 | 6 | 8 | 12 | BranchMin8_BranchMax12 | 10 | 3 | 10 | 24 | HeaderMin10_HeaderMax24 | 12 | 7 | 21
382 | 118 | 060-150-4P-150HP | NBS_060-150_4P_150HP_12.83_SS | 3379.8685 | 3379.8685 | 13519.4741 | 4 | 0 | 4 | C | NBS_EndSuction | 8 | 6 | 8 | 12 | BranchMin8_BranchMax12 | 10 | 3 | 10 | 24 | HeaderMin10_HeaderMax24 | 14 | 7 | 21
382 | 118 | 060-150-4P-150HP | NBS_060-150_4P_150HP_12.83_SS | 3379.8685 | 3379.8685 | 13519.4741 | 4 | 0 | 4 | C | NBS_EndSuction | 8 | 6 | 8 | 12 | BranchMin8_BranchMax12 | 10 | 3 | 10 | 24 | HeaderMin10_HeaderMax24 | 16 | 7 | 21
382 | 118 | 060-150-4P-150HP | NBS_060-150_4P_150HP_12.83_SS | 3379.8685 | 3379.8685 | 13519.4741 | 4 | 0 | 4 | C | NBS_EndSuction | 8 | 6 | 8 | 12 | BranchMin8_BranchMax12 | 10 | 3 | 10 | 24 | HeaderMin10_HeaderMax24 | 18 | 7 | 21
382 | 118 | 060-150-4P-150HP | NBS_060-150_4P_150HP_12.83_SS | 3379.8685 | 3379.8685 | 13519.4741 | 4 | 0 | 4 | C | NBS_EndSuction | 8 | 6 | 8 | 12 | BranchMin8_BranchMax12 | 10 | 3 | 10 | 24 | HeaderMin10_HeaderMax24 | 20 | 7 | 21
382 | 118 | 060-150-4P-150HP | NBS_060-150_4P_150HP_12.83_SS | 3379.8685 | 3379.8685 | 13519.4741 | 4 | 0 | 4 | C | NBS_EndSuction | 8 | 6 | 8 | 12 | BranchMin8_BranchMax12 | 10 | 3 | 10 | 24 | HeaderMin10_HeaderMax24 | 24 | 7 | 21
382 | 118 | 060-150-4P-150HP | NBS_060-150_4P_150HP_12.83_SS | 3379.8685 | 3379.8685 | 13519.4741 | 4 | 0 | 4 | C | NBS_EndSuction | 8 | 6 | 8 | 12 | BranchMin8_BranchMax12 | 12 | 3 | 10 | 24 | HeaderMin10_HeaderMax24 | 10 | 7 | 21 | [11 empty] | INVALID
382 | 118 | 060-150-4P-150HP | NBS_060-150_4P_150HP_12.83_SS | 3379.8685 | 3379.8685 | 13519.4741 | 4 | 0 | 4 | C | NBS_EndSuction | 8 | 6 | 8 | 12 | BranchMin8_BranchMax12 | 12 | 3 | 10 | 24 | HeaderMin10_HeaderMax24 | 12 | 7 | 21 | [11 empty] | INVALID
382 | 118 | 060-150-4P-150HP | NBS_060-150_4P_150HP_12.83_SS | 3379.8685 | 3379.8685 | 13519.4741 | 4 | 0 | 4 | C | NBS_EndSuction | 8 | 6 | 8 | 12 | BranchMin8_BranchMax12 | 12 | 3 | 10 | 24 | HeaderMin10_HeaderMax24 | 14 | 7 | 21
382 | 118 | 060-150-4P-150HP | NBS_060-150_4P_150HP_12.83_SS | 3379.8685 | 3379.8685 | 13519.4741 | 4 | 0 | 4 | C | NBS_EndSuction | 8 | 6 | 8 | 12 | BranchMin8_BranchMax12 | 12 | 3 | 10 | 24 | HeaderMin10_HeaderMax24 | 16 | 7 | 21
382 | 118 | 060-150-4P-150HP | NBS_060-150_4P_150HP_12.83_SS | 3379.8685 | 3379.8685 | 13519.4741 | 4 | 0 | 4 | C | NBS_EndSuction | 8 | 6 | 8 | 12 | BranchMin8_BranchMax12 | 12 | 3 | 10 | 24 | HeaderMin10_HeaderMax24 | 18 | 7 | 21
382 | 118 | 060-150-4P-150HP | NBS_060-150_4P_150HP_12.83_SS | 3379.8685 | 3379.8685 | 13519.4741 | 4 | 0 | 4 | C | NBS_EndSuction | 8 | 6 | 8 | 12 | BranchMin8_BranchMax12 | 12 | 3 | 10 | 24 | HeaderMin10_HeaderMax24 | 20 | 7 | 21
382 | 118 | 060-150-4P-150HP | NBS_060-150_4P_150HP_12.83_SS | 3379.8685 | 3379.8685 | 13519.4741 | 4 | 0 | 4 | C | NBS_EndSuction | 8 | 6 | 8 | 12 | BranchMin8_BranchMax12 | 12 | 3 | 10 | 24 | HeaderMin10_HeaderMax24 | 24 | 7 | 21
383 | 119 | 060-150-4P-200HP | NBS_060-150_4P_200HP_14.8_SS | 3737.7603 | 3737.7603 | 14951.0411 | 4 | 0 | 4 | C | NBS_EndSuction | 8 | 6 | 8 | 14 | BranchMin8_BranchMax14 | 8 | 4 | 10 | 24 | HeaderMin10_HeaderMax24 | 10 | 7 | 28
383 | 119 | 060-150-4P-200HP | NBS_060-150_4P_200HP_14.8_SS | 3737.7603 | 3737.7603 | 14951.0411 | 4 | 0 | 4 | C | NBS_EndSuction | 8 | 6 | 8 | 14 | BranchMin8_BranchMax14 | 8 | 4 | 10 | 24 | HeaderMin10_HeaderMax24 | 12 | 7 | 28
383 | 119 | 060-150-4P-200HP | NBS_060-150_4P_200HP_14.8_SS | 3737.7603 | 3737.7603 | 14951.0411 | 4 | 0 | 4 | C | NBS_EndSuction | 8 | 6 | 8 | 14 | BranchMin8_BranchMax14 | 8 | 4 | 10 | 24 | HeaderMin10_HeaderMax24 | 14 | 7 | 28
383 | 119 | 060-150-4P-200HP | NBS_060-150_4P_200HP_14.8_SS | 3737.7603 | 3737.7603 | 14951.0411 | 4 | 0 | 4 | C | NBS_EndSuction | 8 | 6 | 8 | 14 | BranchMin8_BranchMax14 | 8 | 4 | 10 | 24 | HeaderMin10_HeaderMax24 | 16 | 7 | 28
383 | 119 | 060-150-4P-200HP | NBS_060-150_4P_200HP_14.8_SS | 3737.7603 | 3737.7603 | 14951.0411 | 4 | 0 | 4 | C | NBS_EndSuction | 8 | 6 | 8 | 14 | BranchMin8_BranchMax14 | 8 | 4 | 10 | 24 | HeaderMin10_HeaderMax24 | 18 | 7 | 28
383 | 119 | 060-150-4P-200HP | NBS_060-150_4P_200HP_14.8_SS | 3737.7603 | 3737.7603 | 14951.0411 | 4 | 0 | 4 | C | NBS_EndSuction | 8 | 6 | 8 | 14 | BranchMin8_BranchMax14 | 8 | 4 | 10 | 24 | HeaderMin10_HeaderMax24 | 20 | 7 | 28
383 | 119 | 060-150-4P-200HP | NBS_060-150_4P_200HP_14.8_SS | 3737.7603 | 3737.7603 | 14951.0411 | 4 | 0 | 4 | C | NBS_EndSuction | 8 | 6 | 8 | 14 | BranchMin8_BranchMax14 | 8 | 4 | 10 | 24 | HeaderMin10_HeaderMax24 | 24 | 7 | 28
383 | 119 | 060-150-4P-200HP | NBS_060-150_4P_200HP_14.8_SS | 3737.7603 | 3737.7603 | 14951.0411 | 4 | 0 | 4 | C | NBS_EndSuction | 8 | 6 | 8 | 14 | BranchMin8_BranchMax14 | 10 | 4 | 10 | 24 | HeaderMin10_HeaderMax24 | 10 | 7 | 28 | [11 empty] | INVALID
383 | 119 | 060-150-4P-200HP | NBS_060-150_4P_200HP_14.8_SS | 3737.7603 | 3737.7603 | 14951.0411 | 4 | 0 | 4 | C | NBS_EndSuction | 8 | 6 | 8 | 14 | BranchMin8_BranchMax14 | 10 | 4 | 10 | 24 | HeaderMin10_HeaderMax24 | 12 | 7 | 28
383 | 119 | 060-150-4P-200HP | NBS_060-150_4P_200HP_14.8_SS | 3737.7603 | 3737.7603 | 14951.0411 | 4 | 0 | 4 | C | NBS_EndSuction | 8 | 6 | 8 | 14 | BranchMin8_BranchMax14 | 10 | 4 | 10 | 24 | HeaderMin10_HeaderMax24 | 14 | 7 | 28
383 | 119 | 060-150-4P-200HP | NBS_060-150_4P_200HP_14.8_SS | 3737.7603 | 3737.7603 | 14951.0411 | 4 | 0 | 4 | C | NBS_EndSuction | 8 | 6 | 8 | 14 | BranchMin8_BranchMax14 | 10 | 4 | 10 | 24 | HeaderMin10_HeaderMax24 | 16 | 7 | 28
383 | 119 | 060-150-4P-200HP | NBS_060-150_4P_200HP_14.8_SS | 3737.7603 | 3737.7603 | 14951.0411 | 4 | 0 | 4 | C | NBS_EndSuction | 8 | 6 | 8 | 14 | BranchMin8_BranchMax14 | 10 | 4 | 10 | 24 | HeaderMin10_HeaderMax24 | 18 | 7 | 28
383 | 119 | 060-150-4P-200HP | NBS_060-150_4P_200HP_14.8_SS | 3737.7603 | 3737.7603 | 14951.0411 | 4 | 0 | 4 | C | NBS_EndSuction | 8 | 6 | 8 | 14 | BranchMin8_BranchMax14 | 10 | 4 | 10 | 24 | HeaderMin10_HeaderMax24 | 20 | 7 | 28
383 | 119 | 060-150-4P-200HP | NBS_060-150_4P_200HP_14.8_SS | 3737.7603 | 3737.7603 | 14951.0411 | 4 | 0 | 4 | C | NBS_EndSuction | 8 | 6 | 8 | 14 | BranchMin8_BranchMax14 | 10 | 4 | 10 | 24 | HeaderMin10_HeaderMax24 | 24 | 7 | 28
383 | 119 | 060-150-4P-200HP | NBS_060-150_4P_200HP_14.8_SS | 3737.7603 | 3737.7603 | 14951.0411 | 4 | 0 | 4 | C | NBS_EndSuction | 8 | 6 | 8 | 14 | BranchMin8_BranchMax14 | 12 | 4 | 10 | 24 | HeaderMin10_HeaderMax24 | 10 | 7 | 28 | [11 empty] | INVALID
383 | 119 | 060-150-4P-200HP | NBS_060-150_4P_200HP_14.8_SS | 3737.7603 | 3737.7603 | 14951.0411 | 4 | 0 | 4 | C | NBS_EndSuction | 8 | 6 | 8 | 14 | BranchMin8_BranchMax14 | 12 | 4 | 10 | 24 | HeaderMin10_HeaderMax24 | 12 | 7 | 28 | [11 empty] | INVALID
383 | 119 | 060-150-4P-200HP | NBS_060-150_4P_200HP_14.8_SS | 3737.7603 | 3737.7603 | 14951.0411 | 4 | 0 | 4 | C | NBS_EndSuction | 8 | 6 | 8 | 14 | BranchMin8_BranchMax14 | 12 | 4 | 10 | 24 | HeaderMin10_HeaderMax24 | 14 | 7 | 28
383 | 119 | 060-150-4P-200HP | NBS_060-150_4P_200HP_14.8_SS | 3737.7603 | 3737.7603 | 14951.0411 | 4 | 0 | 4 | C | NBS_EndSuction | 8 | 6 | 8 | 14 | BranchMin8_BranchMax14 | 12 | 4 | 10 | 24 | HeaderMin10_HeaderMax24 | 16 | 7 | 28
383 | 119 | 060-150-4P-200HP | NBS_060-150_4P_200HP_14.8_SS | 3737.7603 | 3737.7603 | 14951.0411 | 4 | 0 | 4 | C | NBS_EndSuction | 8 | 6 | 8 | 14 | BranchMin8_BranchMax14 | 12 | 4 | 10 | 24 | HeaderMin10_HeaderMax24 | 18 | 7 | 28
383 | 119 | 060-150-4P-200HP | NBS_060-150_4P_200HP_14.8_SS | 3737.7603 | 3737.7603 | 14951.0411 | 4 | 0 | 4 | C | NBS_EndSuction | 8 | 6 | 8 | 14 | BranchMin8_BranchMax14 | 12 | 4 | 10 | 24 | HeaderMin10_HeaderMax24 | 20 | 7 | 28
383 | 119 | 060-150-4P-200HP | NBS_060-150_4P_200HP_14.8_SS | 3737.7603 | 3737.7603 | 14951.0411 | 4 | 0 | 4 | C | NBS_EndSuction | 8 | 6 | 8 | 14 | BranchMin8_BranchMax14 | 12 | 4 | 10 | 24 | HeaderMin10_HeaderMax24 | 24 | 7 | 28
383 | 119 | 060-150-4P-200HP | NBS_060-150_4P_200HP_14.8_SS | 3737.7603 | 3737.7603 | 14951.0411 | 4 | 0 | 4 | C | NBS_EndSuction | 8 | 6 | 8 | 14 | BranchMin8_BranchMax14 | 14 | 4 | 10 | 24 | HeaderMin10_HeaderMax24 | 10 | 7 | 28 | [11 empty] | INVALID
383 | 119 | 060-150-4P-200HP | NBS_060-150_4P_200HP_14.8_SS | 3737.7603 | 3737.7603 | 14951.0411 | 4 | 0 | 4 | C | NBS_EndSuction | 8 | 6 | 8 | 14 | BranchMin8_BranchMax14 | 14 | 4 | 10 | 24 | HeaderMin10_HeaderMax24 | 12 | 7 | 28 | [11 empty] | INVALID
383 | 119 | 060-150-4P-200HP | NBS_060-150_4P_200HP_14.8_SS | 3737.7603 | 3737.7603 | 14951.0411 | 4 | 0 | 4 | C | NBS_EndSuction | 8 | 6 | 8 | 14 | BranchMin8_BranchMax14 | 14 | 4 | 10 | 24 | HeaderMin10_HeaderMax24 | 14 | 7 | 28 | [11 empty] | INVALID
383 | 119 | 060-150-4P-200HP | NBS_060-150_4P_200HP_14.8_SS | 3737.7603 | 3737.7603 | 14951.0411 | 4 | 0 | 4 | C | NBS_EndSuction | 8 | 6 | 8 | 14 | BranchMin8_BranchMax14 | 14 | 4 | 10 | 24 | HeaderMin10_HeaderMax24 | 16 | 7 | 28
383 | 119 | 060-150-4P-200HP | NBS_060-150_4P_200HP_14.8_SS | 3737.7603 | 3737.7603 | 14951.0411 | 4 | 0 | 4 | C | NBS_EndSuction | 8 | 6 | 8 | 14 | BranchMin8_BranchMax14 | 14 | 4 | 10 | 24 | HeaderMin10_HeaderMax24 | 18 | 7 | 28
383 | 119 | 060-150-4P-200HP | NBS_060-150_4P_200HP_14.8_SS | 3737.7603 | 3737.7603 | 14951.0411 | 4 | 0 | 4 | C | NBS_EndSuction | 8 | 6 | 8 | 14 | BranchMin8_BranchMax14 | 14 | 4 | 10 | 24 | HeaderMin10_HeaderMax24 | 20 | 7 | 28
383 | 119 | 060-150-4P-200HP | NBS_060-150_4P_200HP_14.8_SS | 3737.7603 | 3737.7603 | 14951.0411 | 4 | 0 | 4 | C | NBS_EndSuction | 8 | 6 | 8 | 14 | BranchMin8_BranchMax14 | 14 | 4 | 10 | 24 | HeaderMin10_HeaderMax24 | 24 | 7 | 28
384 | 120 | 060-150-4P-250HP | NBS_060-150_4P_250HP_15.83_SS | 3875.064 | 3875.064 | 15500.2559 | 4 | 0 | 4 | C | NBS_EndSuction | 8 | 6 | 8 | 14 | BranchMin8_BranchMax14 | 8 | 4 | 10 | 24 | HeaderMin10_HeaderMax24 | 10 | 7 | 28
384 | 120 | 060-150-4P-250HP | NBS_060-150_4P_250HP_15.83_SS | 3875.064 | 3875.064 | 15500.2559 | 4 | 0 | 4 | C | NBS_EndSuction | 8 | 6 | 8 | 14 | BranchMin8_BranchMax14 | 8 | 4 | 10 | 24 | HeaderMin10_HeaderMax24 | 12 | 7 | 28
384 | 120 | 060-150-4P-250HP | NBS_060-150_4P_250HP_15.83_SS | 3875.064 | 3875.064 | 15500.2559 | 4 | 0 | 4 | C | NBS_EndSuction | 8 | 6 | 8 | 14 | BranchMin8_BranchMax14 | 8 | 4 | 10 | 24 | HeaderMin10_HeaderMax24 | 14 | 7 | 28
384 | 120 | 060-150-4P-250HP | NBS_060-150_4P_250HP_15.83_SS | 3875.064 | 3875.064 | 15500.2559 | 4 | 0 | 4 | C | NBS_EndSuction | 8 | 6 | 8 | 14 | BranchMin8_BranchMax14 | 8 | 4 | 10 | 24 | HeaderMin10_HeaderMax24 | 16 | 7 | 28
384 | 120 | 060-150-4P-250HP | NBS_060-150_4P_250HP_15.83_SS | 3875.064 | 3875.064 | 15500.2559 | 4 | 0 | 4 | C | NBS_EndSuction | 8 | 6 | 8 | 14 | BranchMin8_BranchMax14 | 8 | 4 | 10 | 24 | HeaderMin10_HeaderMax24 | 18 | 7 | 28
384 | 120 | 060-150-4P-250HP | NBS_060-150_4P_250HP_15.83_SS | 3875.064 | 3875.064 | 15500.2559 | 4 | 0 | 4 | C | NBS_EndSuction | 8 | 6 | 8 | 14 | BranchMin8_BranchMax14 | 8 | 4 | 10 | 24 | HeaderMin10_HeaderMax24 | 20 | 7 | 28
384 | 120 | 060-150-4P-250HP | NBS_060-150_4P_250HP_15.83_SS | 3875.064 | 3875.064 | 15500.2559 | 4 | 0 | 4 | C | NBS_EndSuction | 8 | 6 | 8 | 14 | BranchMin8_BranchMax14 | 8 | 4 | 10 | 24 | HeaderMin10_HeaderMax24 | 24 | 7 | 28
384 | 120 | 060-150-4P-250HP | NBS_060-150_4P_250HP_15.83_SS | 3875.064 | 3875.064 | 15500.2559 | 4 | 0 | 4 | C | NBS_EndSuction | 8 | 6 | 8 | 14 | BranchMin8_BranchMax14 | 10 | 4 | 10 | 24 | HeaderMin10_HeaderMax24 | 10 | 7 | 28 | [11 empty] | INVALID
384 | 120 | 060-150-4P-250HP | NBS_060-150_4P_250HP_15.83_SS | 3875.064 | 3875.064 | 15500.2559 | 4 | 0 | 4 | C | NBS_EndSuction | 8 | 6 | 8 | 14 | BranchMin8_BranchMax14 | 10 | 4 | 10 | 24 | HeaderMin10_HeaderMax24 | 12 | 7 | 28
384 | 120 | 060-150-4P-250HP | NBS_060-150_4P_250HP_15.83_SS | 3875.064 | 3875.064 | 15500.2559 | 4 | 0 | 4 | C | NBS_EndSuction | 8 | 6 | 8 | 14 | BranchMin8_BranchMax14 | 10 | 4 | 10 | 24 | HeaderMin10_HeaderMax24 | 14 | 7 | 28
384 | 120 | 060-150-4P-250HP | NBS_060-150_4P_250HP_15.83_SS | 3875.064 | 3875.064 | 15500.2559 | 4 | 0 | 4 | C | NBS_EndSuction | 8 | 6 | 8 | 14 | BranchMin8_BranchMax14 | 10 | 4 | 10 | 24 | HeaderMin10_HeaderMax24 | 16 | 7 | 28
384 | 120 | 060-150-4P-250HP | NBS_060-150_4P_250HP_15.83_SS | 3875.064 | 3875.064 | 15500.2559 | 4 | 0 | 4 | C | NBS_EndSuction | 8 | 6 | 8 | 14 | BranchMin8_BranchMax14 | 10 | 4 | 10 | 24 | HeaderMin10_HeaderMax24 | 18 | 7 | 28
384 | 120 | 060-150-4P-250HP | NBS_060-150_4P_250HP_15.83_SS | 3875.064 | 3875.064 | 15500.2559 | 4 | 0 | 4 | C | NBS_EndSuction | 8 | 6 | 8 | 14 | BranchMin8_BranchMax14 | 10 | 4 | 10 | 24 | HeaderMin10_HeaderMax24 | 20 | 7 | 28
384 | 120 | 060-150-4P-250HP | NBS_060-150_4P_250HP_15.83_SS | 3875.064 | 3875.064 | 15500.2559 | 4 | 0 | 4 | C | NBS_EndSuction | 8 | 6 | 8 | 14 | BranchMin8_BranchMax14 | 10 | 4 | 10 | 24 | HeaderMin10_HeaderMax24 | 24 | 7 | 28
384 | 120 | 060-150-4P-250HP | NBS_060-150_4P_250HP_15.83_SS | 3875.064 | 3875.064 | 15500.2559 | 4 | 0 | 4 | C | NBS_EndSuction | 8 | 6 | 8 | 14 | BranchMin8_BranchMax14 | 12 | 4 | 10 | 24 | HeaderMin10_HeaderMax24 | 10 | 7 | 28 | [11 empty] | INVALID
384 | 120 | 060-150-4P-250HP | NBS_060-150_4P_250HP_15.83_SS | 3875.064 | 3875.064 | 15500.2559 | 4 | 0 | 4 | C | NBS_EndSuction | 8 | 6 | 8 | 14 | BranchMin8_BranchMax14 | 12 | 4 | 10 | 24 | HeaderMin10_HeaderMax24 | 12 | 7 | 28 | [11 empty] | INVALID
384 | 120 | 060-150-4P-250HP | NBS_060-150_4P_250HP_15.83_SS | 3875.064 | 3875.064 | 15500.2559 | 4 | 0 | 4 | C | NBS_EndSuction | 8 | 6 | 8 | 14 | BranchMin8_BranchMax14 | 12 | 4 | 10 | 24 | HeaderMin10_HeaderMax24 | 14 | 7 | 28
384 | 120 | 060-150-4P-250HP | NBS_060-150_4P_250HP_15.83_SS | 3875.064 | 3875.064 | 15500.2559 | 4 | 0 | 4 | C | NBS_EndSuction | 8 | 6 | 8 | 14 | BranchMin8_BranchMax14 | 12 | 4 | 10 | 24 | HeaderMin10_HeaderMax24 | 16 | 7 | 28
384 | 120 | 060-150-4P-250HP | NBS_060-150_4P_250HP_15.83_SS | 3875.064 | 3875.064 | 15500.2559 | 4 | 0 | 4 | C | NBS_EndSuction | 8 | 6 | 8 | 14 | BranchMin8_BranchMax14 | 12 | 4 | 10 | 24 | HeaderMin10_HeaderMax24 | 18 | 7 | 28
384 | 120 | 060-150-4P-250HP | NBS_060-150_4P_250HP_15.83_SS | 3875.064 | 3875.064 | 15500.2559 | 4 | 0 | 4 | C | NBS_EndSuction | 8 | 6 | 8 | 14 | BranchMin8_BranchMax14 | 12 | 4 | 10 | 24 | HeaderMin10_HeaderMax24 | 20 | 7 | 28
384 | 120 | 060-150-4P-250HP | NBS_060-150_4P_250HP_15.83_SS | 3875.064 | 3875.064 | 15500.2559 | 4 | 0 | 4 | C | NBS_EndSuction | 8 | 6 | 8 | 14 | BranchMin8_BranchMax14 | 12 | 4 | 10 | 24 | HeaderMin10_HeaderMax24 | 24 | 7 | 28
384 | 120 | 060-150-4P-250HP | NBS_060-150_4P_250HP_15.83_SS | 3875.064 | 3875.064 | 15500.2559 | 4 | 0 | 4 | C | NBS_EndSuction | 8 | 6 | 8 | 14 | BranchMin8_BranchMax14 | 14 | 4 | 10 | 24 | HeaderMin10_HeaderMax24 | 10 | 7 | 28 | [11 empty] | INVALID
384 | 120 | 060-150-4P-250HP | NBS_060-150_4P_250HP_15.83_SS | 3875.064 | 3875.064 | 15500.2559 | 4 | 0 | 4 | C | NBS_EndSuction | 8 | 6 | 8 | 14 | BranchMin8_BranchMax14 | 14 | 4 | 10 | 24 | HeaderMin10_HeaderMax24 | 12 | 7 | 28 | [11 empty] | INVALID
384 | 120 | 060-150-4P-250HP | NBS_060-150_4P_250HP_15.83_SS | 3875.064 | 3875.064 | 15500.2559 | 4 | 0 | 4 | C | NBS_EndSuction | 8 | 6 | 8 | 14 | BranchMin8_BranchMax14 | 14 | 4 | 10 | 24 | HeaderMin10_HeaderMax24 | 14 | 7 | 28 | [11 empty] | INVALID
384 | 120 | 060-150-4P-250HP | NBS_060-150_4P_250HP_15.83_SS | 3875.064 | 3875.064 | 15500.2559 | 4 | 0 | 4 | C | NBS_EndSuction | 8 | 6 | 8 | 14 | BranchMin8_BranchMax14 | 14 | 4 | 10 | 24 | HeaderMin10_HeaderMax24 | 16 | 7 | 28
384 | 120 | 060-150-4P-250HP | NBS_060-150_4P_250HP_15.83_SS | 3875.064 | 3875.064 | 15500.2559 | 4 | 0 | 4 | C | NBS_EndSuction | 8 | 6 | 8 | 14 | BranchMin8_BranchMax14 | 14 | 4 | 10 | 24 | HeaderMin10_HeaderMax24 | 18 | 7 | 28
384 | 120 | 060-150-4P-250HP | NBS_060-150_4P_250HP_15.83_SS | 3875.064 | 3875.064 | 15500.2559 | 4 | 0 | 4 | C | NBS_EndSuction | 8 | 6 | 8 | 14 | BranchMin8_BranchMax14 | 14 | 4 | 10 | 24 | HeaderMin10_HeaderMax24 | 20 | 7 | 28
384 | 120 | 060-150-4P-250HP | NBS_060-150_4P_250HP_15.83_SS | 3875.064 | 3875.064 | 15500.2559 | 4 | 0 | 4 | C | NBS_EndSuction | 8 | 6 | 8 | 14 | BranchMin8_BranchMax14 | 14 | 4 | 10 | 24 | HeaderMin10_HeaderMax24 | 24 | 7 | 28
385 | 121 | 080-135-4P-60HP | NBS_080-135_4P_60HP_9.84_SS | 4004.1439 | 4004.1439 | 16016.5758 | 4 | 0 | 4 | C | NBS_EndSuction | 10 | 8 | 10 | 14 | BranchMin10_BranchMax14 | 10 | 3 | 12 | 24 | HeaderMin12_HeaderMax24 | 12 | 6 | 18
385 | 121 | 080-135-4P-60HP | NBS_080-135_4P_60HP_9.84_SS | 4004.1439 | 4004.1439 | 16016.5758 | 4 | 0 | 4 | C | NBS_EndSuction | 10 | 8 | 10 | 14 | BranchMin10_BranchMax14 | 10 | 3 | 12 | 24 | HeaderMin12_HeaderMax24 | 14 | 6 | 18
385 | 121 | 080-135-4P-60HP | NBS_080-135_4P_60HP_9.84_SS | 4004.1439 | 4004.1439 | 16016.5758 | 4 | 0 | 4 | C | NBS_EndSuction | 10 | 8 | 10 | 14 | BranchMin10_BranchMax14 | 10 | 3 | 12 | 24 | HeaderMin12_HeaderMax24 | 16 | 6 | 18
385 | 121 | 080-135-4P-60HP | NBS_080-135_4P_60HP_9.84_SS | 4004.1439 | 4004.1439 | 16016.5758 | 4 | 0 | 4 | C | NBS_EndSuction | 10 | 8 | 10 | 14 | BranchMin10_BranchMax14 | 10 | 3 | 12 | 24 | HeaderMin12_HeaderMax24 | 18 | 6 | 18
385 | 121 | 080-135-4P-60HP | NBS_080-135_4P_60HP_9.84_SS | 4004.1439 | 4004.1439 | 16016.5758 | 4 | 0 | 4 | C | NBS_EndSuction | 10 | 8 | 10 | 14 | BranchMin10_BranchMax14 | 10 | 3 | 12 | 24 | HeaderMin12_HeaderMax24 | 20 | 6 | 18
385 | 121 | 080-135-4P-60HP | NBS_080-135_4P_60HP_9.84_SS | 4004.1439 | 4004.1439 | 16016.5758 | 4 | 0 | 4 | C | NBS_EndSuction | 10 | 8 | 10 | 14 | BranchMin10_BranchMax14 | 10 | 3 | 12 | 24 | HeaderMin12_HeaderMax24 | 24 | 6 | 18
385 | 121 | 080-135-4P-60HP | NBS_080-135_4P_60HP_9.84_SS | 4004.1439 | 4004.1439 | 16016.5758 | 4 | 0 | 4 | C | NBS_EndSuction | 10 | 8 | 10 | 14 | BranchMin10_BranchMax14 | 12 | 3 | 12 | 24 | HeaderMin12_HeaderMax24 | 12 | 6 | 18 | [11 empty] | INVALID
385 | 121 | 080-135-4P-60HP | NBS_080-135_4P_60HP_9.84_SS | 4004.1439 | 4004.1439 | 16016.5758 | 4 | 0 | 4 | C | NBS_EndSuction | 10 | 8 | 10 | 14 | BranchMin10_BranchMax14 | 12 | 3 | 12 | 24 | HeaderMin12_HeaderMax24 | 14 | 6 | 18
385 | 121 | 080-135-4P-60HP | NBS_080-135_4P_60HP_9.84_SS | 4004.1439 | 4004.1439 | 16016.5758 | 4 | 0 | 4 | C | NBS_EndSuction | 10 | 8 | 10 | 14 | BranchMin10_BranchMax14 | 12 | 3 | 12 | 24 | HeaderMin12_HeaderMax24 | 16 | 6 | 18
385 | 121 | 080-135-4P-60HP | NBS_080-135_4P_60HP_9.84_SS | 4004.1439 | 4004.1439 | 16016.5758 | 4 | 0 | 4 | C | NBS_EndSuction | 10 | 8 | 10 | 14 | BranchMin10_BranchMax14 | 12 | 3 | 12 | 24 | HeaderMin12_HeaderMax24 | 18 | 6 | 18
385 | 121 | 080-135-4P-60HP | NBS_080-135_4P_60HP_9.84_SS | 4004.1439 | 4004.1439 | 16016.5758 | 4 | 0 | 4 | C | NBS_EndSuction | 10 | 8 | 10 | 14 | BranchMin10_BranchMax14 | 12 | 3 | 12 | 24 | HeaderMin12_HeaderMax24 | 20 | 6 | 18
385 | 121 | 080-135-4P-60HP | NBS_080-135_4P_60HP_9.84_SS | 4004.1439 | 4004.1439 | 16016.5758 | 4 | 0 | 4 | C | NBS_EndSuction | 10 | 8 | 10 | 14 | BranchMin10_BranchMax14 | 12 | 3 | 12 | 24 | HeaderMin12_HeaderMax24 | 24 | 6 | 18
385 | 121 | 080-135-4P-60HP | NBS_080-135_4P_60HP_9.84_SS | 4004.1439 | 4004.1439 | 16016.5758 | 4 | 0 | 4 | C | NBS_EndSuction | 10 | 8 | 10 | 14 | BranchMin10_BranchMax14 | 14 | 3 | 12 | 24 | HeaderMin12_HeaderMax24 | 12 | 6 | 18 | [11 empty] | INVALID
385 | 121 | 080-135-4P-60HP | NBS_080-135_4P_60HP_9.84_SS | 4004.1439 | 4004.1439 | 16016.5758 | 4 | 0 | 4 | C | NBS_EndSuction | 10 | 8 | 10 | 14 | BranchMin10_BranchMax14 | 14 | 3 | 12 | 24 | HeaderMin12_HeaderMax24 | 14 | 6 | 18 | [11 empty] | INVALID
385 | 121 | 080-135-4P-60HP | NBS_080-135_4P_60HP_9.84_SS | 4004.1439 | 4004.1439 | 16016.5758 | 4 | 0 | 4 | C | NBS_EndSuction | 10 | 8 | 10 | 14 | BranchMin10_BranchMax14 | 14 | 3 | 12 | 24 | HeaderMin12_HeaderMax24 | 16 | 6 | 18
385 | 121 | 080-135-4P-60HP | NBS_080-135_4P_60HP_9.84_SS | 4004.1439 | 4004.1439 | 16016.5758 | 4 | 0 | 4 | C | NBS_EndSuction | 10 | 8 | 10 | 14 | BranchMin10_BranchMax14 | 14 | 3 | 12 | 24 | HeaderMin12_HeaderMax24 | 18 | 6 | 18
385 | 121 | 080-135-4P-60HP | NBS_080-135_4P_60HP_9.84_SS | 4004.1439 | 4004.1439 | 16016.5758 | 4 | 0 | 4 | C | NBS_EndSuction | 10 | 8 | 10 | 14 | BranchMin10_BranchMax14 | 14 | 3 | 12 | 24 | HeaderMin12_HeaderMax24 | 20 | 6 | 18
385 | 121 | 080-135-4P-60HP | NBS_080-135_4P_60HP_9.84_SS | 4004.1439 | 4004.1439 | 16016.5758 | 4 | 0 | 4 | C | NBS_EndSuction | 10 | 8 | 10 | 14 | BranchMin10_BranchMax14 | 14 | 3 | 12 | 24 | HeaderMin12_HeaderMax24 | 24 | 6 | 18
386 | 122 | 080-135-4P-75HP | NBS_080-135_4P_75HP_10.31_SS | 4295.2175 | 4295.2175 | 17180.8701 | 4 | 0 | 4 | C | NBS_EndSuction | 10 | 8 | 10 | 16 | BranchMin10_BranchMax16 | 10 | 4 | 12 | 24 | HeaderMin12_HeaderMax24 | 12 | 6 | 24
386 | 122 | 080-135-4P-75HP | NBS_080-135_4P_75HP_10.31_SS | 4295.2175 | 4295.2175 | 17180.8701 | 4 | 0 | 4 | C | NBS_EndSuction | 10 | 8 | 10 | 16 | BranchMin10_BranchMax16 | 10 | 4 | 12 | 24 | HeaderMin12_HeaderMax24 | 14 | 6 | 24
386 | 122 | 080-135-4P-75HP | NBS_080-135_4P_75HP_10.31_SS | 4295.2175 | 4295.2175 | 17180.8701 | 4 | 0 | 4 | C | NBS_EndSuction | 10 | 8 | 10 | 16 | BranchMin10_BranchMax16 | 10 | 4 | 12 | 24 | HeaderMin12_HeaderMax24 | 16 | 6 | 24
386 | 122 | 080-135-4P-75HP | NBS_080-135_4P_75HP_10.31_SS | 4295.2175 | 4295.2175 | 17180.8701 | 4 | 0 | 4 | C | NBS_EndSuction | 10 | 8 | 10 | 16 | BranchMin10_BranchMax16 | 10 | 4 | 12 | 24 | HeaderMin12_HeaderMax24 | 18 | 6 | 24
386 | 122 | 080-135-4P-75HP | NBS_080-135_4P_75HP_10.31_SS | 4295.2175 | 4295.2175 | 17180.8701 | 4 | 0 | 4 | C | NBS_EndSuction | 10 | 8 | 10 | 16 | BranchMin10_BranchMax16 | 10 | 4 | 12 | 24 | HeaderMin12_HeaderMax24 | 20 | 6 | 24
386 | 122 | 080-135-4P-75HP | NBS_080-135_4P_75HP_10.31_SS | 4295.2175 | 4295.2175 | 17180.8701 | 4 | 0 | 4 | C | NBS_EndSuction | 10 | 8 | 10 | 16 | BranchMin10_BranchMax16 | 10 | 4 | 12 | 24 | HeaderMin12_HeaderMax24 | 24 | 6 | 24
386 | 122 | 080-135-4P-75HP | NBS_080-135_4P_75HP_10.31_SS | 4295.2175 | 4295.2175 | 17180.8701 | 4 | 0 | 4 | C | NBS_EndSuction | 10 | 8 | 10 | 16 | BranchMin10_BranchMax16 | 12 | 4 | 12 | 24 | HeaderMin12_HeaderMax24 | 12 | 6 | 24 | [11 empty] | INVALID
386 | 122 | 080-135-4P-75HP | NBS_080-135_4P_75HP_10.31_SS | 4295.2175 | 4295.2175 | 17180.8701 | 4 | 0 | 4 | C | NBS_EndSuction | 10 | 8 | 10 | 16 | BranchMin10_BranchMax16 | 12 | 4 | 12 | 24 | HeaderMin12_HeaderMax24 | 14 | 6 | 24
386 | 122 | 080-135-4P-75HP | NBS_080-135_4P_75HP_10.31_SS | 4295.2175 | 4295.2175 | 17180.8701 | 4 | 0 | 4 | C | NBS_EndSuction | 10 | 8 | 10 | 16 | BranchMin10_BranchMax16 | 12 | 4 | 12 | 24 | HeaderMin12_HeaderMax24 | 16 | 6 | 24
386 | 122 | 080-135-4P-75HP | NBS_080-135_4P_75HP_10.31_SS | 4295.2175 | 4295.2175 | 17180.8701 | 4 | 0 | 4 | C | NBS_EndSuction | 10 | 8 | 10 | 16 | BranchMin10_BranchMax16 | 12 | 4 | 12 | 24 | HeaderMin12_HeaderMax24 | 18 | 6 | 24
386 | 122 | 080-135-4P-75HP | NBS_080-135_4P_75HP_10.31_SS | 4295.2175 | 4295.2175 | 17180.8701 | 4 | 0 | 4 | C | NBS_EndSuction | 10 | 8 | 10 | 16 | BranchMin10_BranchMax16 | 12 | 4 | 12 | 24 | HeaderMin12_HeaderMax24 | 20 | 6 | 24
386 | 122 | 080-135-4P-75HP | NBS_080-135_4P_75HP_10.31_SS | 4295.2175 | 4295.2175 | 17180.8701 | 4 | 0 | 4 | C | NBS_EndSuction | 10 | 8 | 10 | 16 | BranchMin10_BranchMax16 | 12 | 4 | 12 | 24 | HeaderMin12_HeaderMax24 | 24 | 6 | 24
386 | 122 | 080-135-4P-75HP | NBS_080-135_4P_75HP_10.31_SS | 4295.2175 | 4295.2175 | 17180.8701 | 4 | 0 | 4 | C | NBS_EndSuction | 10 | 8 | 10 | 16 | BranchMin10_BranchMax16 | 14 | 4 | 12 | 24 | HeaderMin12_HeaderMax24 | 12 | 6 | 24 | [11 empty] | INVALID
386 | 122 | 080-135-4P-75HP | NBS_080-135_4P_75HP_10.31_SS | 4295.2175 | 4295.2175 | 17180.8701 | 4 | 0 | 4 | C | NBS_EndSuction | 10 | 8 | 10 | 16 | BranchMin10_BranchMax16 | 14 | 4 | 12 | 24 | HeaderMin12_HeaderMax24 | 14 | 6 | 24 | [11 empty] | INVALID
386 | 122 | 080-135-4P-75HP | NBS_080-135_4P_75HP_10.31_SS | 4295.2175 | 4295.2175 | 17180.8701 | 4 | 0 | 4 | C | NBS_EndSuction | 10 | 8 | 10 | 16 | BranchMin10_BranchMax16 | 14 | 4 | 12 | 24 | HeaderMin12_HeaderMax24 | 16 | 6 | 24
386 | 122 | 080-135-4P-75HP | NBS_080-135_4P_75HP_10.31_SS | 4295.2175 | 4295.2175 | 17180.8701 | 4 | 0 | 4 | C | NBS_EndSuction | 10 | 8 | 10 | 16 | BranchMin10_BranchMax16 | 14 | 4 | 12 | 24 | HeaderMin12_HeaderMax24 | 18 | 6 | 24
386 | 122 | 080-135-4P-75HP | NBS_080-135_4P_75HP_10.31_SS | 4295.2175 | 4295.2175 | 17180.8701 | 4 | 0 | 4 | C | NBS_EndSuction | 10 | 8 | 10 | 16 | BranchMin10_BranchMax16 | 14 | 4 | 12 | 24 | HeaderMin12_HeaderMax24 | 20 | 6 | 24
386 | 122 | 080-135-4P-75HP | NBS_080-135_4P_75HP_10.31_SS | 4295.2175 | 4295.2175 | 17180.8701 | 4 | 0 | 4 | C | NBS_EndSuction | 10 | 8 | 10 | 16 | BranchMin10_BranchMax16 | 14 | 4 | 12 | 24 | HeaderMin12_HeaderMax24 | 24 | 6 | 24
386 | 122 | 080-135-4P-75HP | NBS_080-135_4P_75HP_10.31_SS | 4295.2175 | 4295.2175 | 17180.8701 | 4 | 0 | 4 | C | NBS_EndSuction | 10 | 8 | 10 | 16 | BranchMin10_BranchMax16 | 16 | 4 | 12 | 24 | HeaderMin12_HeaderMax24 | 12 | 6 | 24 | [11 empty] | INVALID
386 | 122 | 080-135-4P-75HP | NBS_080-135_4P_75HP_10.31_SS | 4295.2175 | 4295.2175 | 17180.8701 | 4 | 0 | 4 | C | NBS_EndSuction | 10 | 8 | 10 | 16 | BranchMin10_BranchMax16 | 16 | 4 | 12 | 24 | HeaderMin12_HeaderMax24 | 14 | 6 | 24 | [11 empty] | INVALID
386 | 122 | 080-135-4P-75HP | NBS_080-135_4P_75HP_10.31_SS | 4295.2175 | 4295.2175 | 17180.8701 | 4 | 0 | 4 | C | NBS_EndSuction | 10 | 8 | 10 | 16 | BranchMin10_BranchMax16 | 16 | 4 | 12 | 24 | HeaderMin12_HeaderMax24 | 16 | 6 | 24 | [11 empty] | INVALID
386 | 122 | 080-135-4P-75HP | NBS_080-135_4P_75HP_10.31_SS | 4295.2175 | 4295.2175 | 17180.8701 | 4 | 0 | 4 | C | NBS_EndSuction | 10 | 8 | 10 | 16 | BranchMin10_BranchMax16 | 16 | 4 | 12 | 24 | HeaderMin12_HeaderMax24 | 18 | 6 | 24
386 | 122 | 080-135-4P-75HP | NBS_080-135_4P_75HP_10.31_SS | 4295.2175 | 4295.2175 | 17180.8701 | 4 | 0 | 4 | C | NBS_EndSuction | 10 | 8 | 10 | 16 | BranchMin10_BranchMax16 | 16 | 4 | 12 | 24 | HeaderMin12_HeaderMax24 | 20 | 6 | 24
386 | 122 | 080-135-4P-75HP | NBS_080-135_4P_75HP_10.31_SS | 4295.2175 | 4295.2175 | 17180.8701 | 4 | 0 | 4 | C | NBS_EndSuction | 10 | 8 | 10 | 16 | BranchMin10_BranchMax16 | 16 | 4 | 12 | 24 | HeaderMin12_HeaderMax24 | 24 | 6 | 24
387 | 123 | 080-135-4P-100HP | NBS_080-135_4P_100HP_11.26_SS | 4595.0968 | 4595.0968 | 18380.3874 | 4 | 0 | 4 | C | NBS_EndSuction | 10 | 8 | 10 | 16 | BranchMin10_BranchMax16 | 10 | 4 | 12 | 24 | HeaderMin12_HeaderMax24 | 12 | 6 | 24
387 | 123 | 080-135-4P-100HP | NBS_080-135_4P_100HP_11.26_SS | 4595.0968 | 4595.0968 | 18380.3874 | 4 | 0 | 4 | C | NBS_EndSuction | 10 | 8 | 10 | 16 | BranchMin10_BranchMax16 | 10 | 4 | 12 | 24 | HeaderMin12_HeaderMax24 | 14 | 6 | 24
387 | 123 | 080-135-4P-100HP | NBS_080-135_4P_100HP_11.26_SS | 4595.0968 | 4595.0968 | 18380.3874 | 4 | 0 | 4 | C | NBS_EndSuction | 10 | 8 | 10 | 16 | BranchMin10_BranchMax16 | 10 | 4 | 12 | 24 | HeaderMin12_HeaderMax24 | 16 | 6 | 24
387 | 123 | 080-135-4P-100HP | NBS_080-135_4P_100HP_11.26_SS | 4595.0968 | 4595.0968 | 18380.3874 | 4 | 0 | 4 | C | NBS_EndSuction | 10 | 8 | 10 | 16 | BranchMin10_BranchMax16 | 10 | 4 | 12 | 24 | HeaderMin12_HeaderMax24 | 18 | 6 | 24
387 | 123 | 080-135-4P-100HP | NBS_080-135_4P_100HP_11.26_SS | 4595.0968 | 4595.0968 | 18380.3874 | 4 | 0 | 4 | C | NBS_EndSuction | 10 | 8 | 10 | 16 | BranchMin10_BranchMax16 | 10 | 4 | 12 | 24 | HeaderMin12_HeaderMax24 | 20 | 6 | 24
387 | 123 | 080-135-4P-100HP | NBS_080-135_4P_100HP_11.26_SS | 4595.0968 | 4595.0968 | 18380.3874 | 4 | 0 | 4 | C | NBS_EndSuction | 10 | 8 | 10 | 16 | BranchMin10_BranchMax16 | 10 | 4 | 12 | 24 | HeaderMin12_HeaderMax24 | 24 | 6 | 24
387 | 123 | 080-135-4P-100HP | NBS_080-135_4P_100HP_11.26_SS | 4595.0968 | 4595.0968 | 18380.3874 | 4 | 0 | 4 | C | NBS_EndSuction | 10 | 8 | 10 | 16 | BranchMin10_BranchMax16 | 12 | 4 | 12 | 24 | HeaderMin12_HeaderMax24 | 12 | 6 | 24 | [11 empty] | INVALID
387 | 123 | 080-135-4P-100HP | NBS_080-135_4P_100HP_11.26_SS | 4595.0968 | 4595.0968 | 18380.3874 | 4 | 0 | 4 | C | NBS_EndSuction | 10 | 8 | 10 | 16 | BranchMin10_BranchMax16 | 12 | 4 | 12 | 24 | HeaderMin12_HeaderMax24 | 14 | 6 | 24
387 | 123 | 080-135-4P-100HP | NBS_080-135_4P_100HP_11.26_SS | 4595.0968 | 4595.0968 | 18380.3874 | 4 | 0 | 4 | C | NBS_EndSuction | 10 | 8 | 10 | 16 | BranchMin10_BranchMax16 | 12 | 4 | 12 | 24 | HeaderMin12_HeaderMax24 | 16 | 6 | 24
387 | 123 | 080-135-4P-100HP | NBS_080-135_4P_100HP_11.26_SS | 4595.0968 | 4595.0968 | 18380.3874 | 4 | 0 | 4 | C | NBS_EndSuction | 10 | 8 | 10 | 16 | BranchMin10_BranchMax16 | 12 | 4 | 12 | 24 | HeaderMin12_HeaderMax24 | 18 | 6 | 24
387 | 123 | 080-135-4P-100HP | NBS_080-135_4P_100HP_11.26_SS | 4595.0968 | 4595.0968 | 18380.3874 | 4 | 0 | 4 | C | NBS_EndSuction | 10 | 8 | 10 | 16 | BranchMin10_BranchMax16 | 12 | 4 | 12 | 24 | HeaderMin12_HeaderMax24 | 20 | 6 | 24
387 | 123 | 080-135-4P-100HP | NBS_080-135_4P_100HP_11.26_SS | 4595.0968 | 4595.0968 | 18380.3874 | 4 | 0 | 4 | C | NBS_EndSuction | 10 | 8 | 10 | 16 | BranchMin10_BranchMax16 | 12 | 4 | 12 | 24 | HeaderMin12_HeaderMax24 | 24 | 6 | 24
387 | 123 | 080-135-4P-100HP | NBS_080-135_4P_100HP_11.26_SS | 4595.0968 | 4595.0968 | 18380.3874 | 4 | 0 | 4 | C | NBS_EndSuction | 10 | 8 | 10 | 16 | BranchMin10_BranchMax16 | 14 | 4 | 12 | 24 | HeaderMin12_HeaderMax24 | 12 | 6 | 24 | [11 empty] | INVALID
387 | 123 | 080-135-4P-100HP | NBS_080-135_4P_100HP_11.26_SS | 4595.0968 | 4595.0968 | 18380.3874 | 4 | 0 | 4 | C | NBS_EndSuction | 10 | 8 | 10 | 16 | BranchMin10_BranchMax16 | 14 | 4 | 12 | 24 | HeaderMin12_HeaderMax24 | 14 | 6 | 24 | [11 empty] | INVALID
387 | 123 | 080-135-4P-100HP | NBS_080-135_4P_100HP_11.26_SS | 4595.0968 | 4595.0968 | 18380.3874 | 4 | 0 | 4 | C | NBS_EndSuction | 10 | 8 | 10 | 16 | BranchMin10_BranchMax16 | 14 | 4 | 12 | 24 | HeaderMin12_HeaderMax24 | 16 | 6 | 24
387 | 123 | 080-135-4P-100HP | NBS_080-135_4P_100HP_11.26_SS | 4595.0968 | 4595.0968 | 18380.3874 | 4 | 0 | 4 | C | NBS_EndSuction | 10 | 8 | 10 | 16 | BranchMin10_BranchMax16 | 14 | 4 | 12 | 24 | HeaderMin12_HeaderMax24 | 18 | 6 | 24
387 | 123 | 080-135-4P-100HP | NBS_080-135_4P_100HP_11.26_SS | 4595.0968 | 4595.0968 | 18380.3874 | 4 | 0 | 4 | C | NBS_EndSuction | 10 | 8 | 10 | 16 | BranchMin10_BranchMax16 | 14 | 4 | 12 | 24 | HeaderMin12_HeaderMax24 | 20 | 6 | 24
387 | 123 | 080-135-4P-100HP | NBS_080-135_4P_100HP_11.26_SS | 4595.0968 | 4595.0968 | 18380.3874 | 4 | 0 | 4 | C | NBS_EndSuction | 10 | 8 | 10 | 16 | BranchMin10_BranchMax16 | 14 | 4 | 12 | 24 | HeaderMin12_HeaderMax24 | 24 | 6 | 24
387 | 123 | 080-135-4P-100HP | NBS_080-135_4P_100HP_11.26_SS | 4595.0968 | 4595.0968 | 18380.3874 | 4 | 0 | 4 | C | NBS_EndSuction | 10 | 8 | 10 | 16 | BranchMin10_BranchMax16 | 16 | 4 | 12 | 24 | HeaderMin12_HeaderMax24 | 12 | 6 | 24 | [11 empty] | INVALID
387 | 123 | 080-135-4P-100HP | NBS_080-135_4P_100HP_11.26_SS | 4595.0968 | 4595.0968 | 18380.3874 | 4 | 0 | 4 | C | NBS_EndSuction | 10 | 8 | 10 | 16 | BranchMin10_BranchMax16 | 16 | 4 | 12 | 24 | HeaderMin12_HeaderMax24 | 14 | 6 | 24 | [11 empty] | INVALID
387 | 123 | 080-135-4P-100HP | NBS_080-135_4P_100HP_11.26_SS | 4595.0968 | 4595.0968 | 18380.3874 | 4 | 0 | 4 | C | NBS_EndSuction | 10 | 8 | 10 | 16 | BranchMin10_BranchMax16 | 16 | 4 | 12 | 24 | HeaderMin12_HeaderMax24 | 16 | 6 | 24 | [11 empty] | INVALID
387 | 123 | 080-135-4P-100HP | NBS_080-135_4P_100HP_11.26_SS | 4595.0968 | 4595.0968 | 18380.3874 | 4 | 0 | 4 | C | NBS_EndSuction | 10 | 8 | 10 | 16 | BranchMin10_BranchMax16 | 16 | 4 | 12 | 24 | HeaderMin12_HeaderMax24 | 18 | 6 | 24
387 | 123 | 080-135-4P-100HP | NBS_080-135_4P_100HP_11.26_SS | 4595.0968 | 4595.0968 | 18380.3874 | 4 | 0 | 4 | C | NBS_EndSuction | 10 | 8 | 10 | 16 | BranchMin10_BranchMax16 | 16 | 4 | 12 | 24 | HeaderMin12_HeaderMax24 | 20 | 6 | 24
387 | 123 | 080-135-4P-100HP | NBS_080-135_4P_100HP_11.26_SS | 4595.0968 | 4595.0968 | 18380.3874 | 4 | 0 | 4 | C | NBS_EndSuction | 10 | 8 | 10 | 16 | BranchMin10_BranchMax16 | 16 | 4 | 12 | 24 | HeaderMin12_HeaderMax24 | 24 | 6 | 24
388 | 124 | 080-135-4P-125HP | NBS_080-135_4P_125HP_11.89_SS | 4656.6379 | 4656.6379 | 18626.5517 | 4 | 0 | 4 | C | NBS_EndSuction | 10 | 8 | 10 | 16 | BranchMin10_BranchMax16 | 10 | 4 | 12 | 24 | HeaderMin12_HeaderMax24 | 12 | 6 | 24
388 | 124 | 080-135-4P-125HP | NBS_080-135_4P_125HP_11.89_SS | 4656.6379 | 4656.6379 | 18626.5517 | 4 | 0 | 4 | C | NBS_EndSuction | 10 | 8 | 10 | 16 | BranchMin10_BranchMax16 | 10 | 4 | 12 | 24 | HeaderMin12_HeaderMax24 | 14 | 6 | 24
388 | 124 | 080-135-4P-125HP | NBS_080-135_4P_125HP_11.89_SS | 4656.6379 | 4656.6379 | 18626.5517 | 4 | 0 | 4 | C | NBS_EndSuction | 10 | 8 | 10 | 16 | BranchMin10_BranchMax16 | 10 | 4 | 12 | 24 | HeaderMin12_HeaderMax24 | 16 | 6 | 24
388 | 124 | 080-135-4P-125HP | NBS_080-135_4P_125HP_11.89_SS | 4656.6379 | 4656.6379 | 18626.5517 | 4 | 0 | 4 | C | NBS_EndSuction | 10 | 8 | 10 | 16 | BranchMin10_BranchMax16 | 10 | 4 | 12 | 24 | HeaderMin12_HeaderMax24 | 18 | 6 | 24
388 | 124 | 080-135-4P-125HP | NBS_080-135_4P_125HP_11.89_SS | 4656.6379 | 4656.6379 | 18626.5517 | 4 | 0 | 4 | C | NBS_EndSuction | 10 | 8 | 10 | 16 | BranchMin10_BranchMax16 | 10 | 4 | 12 | 24 | HeaderMin12_HeaderMax24 | 20 | 6 | 24
388 | 124 | 080-135-4P-125HP | NBS_080-135_4P_125HP_11.89_SS | 4656.6379 | 4656.6379 | 18626.5517 | 4 | 0 | 4 | C | NBS_EndSuction | 10 | 8 | 10 | 16 | BranchMin10_BranchMax16 | 10 | 4 | 12 | 24 | HeaderMin12_HeaderMax24 | 24 | 6 | 24
388 | 124 | 080-135-4P-125HP | NBS_080-135_4P_125HP_11.89_SS | 4656.6379 | 4656.6379 | 18626.5517 | 4 | 0 | 4 | C | NBS_EndSuction | 10 | 8 | 10 | 16 | BranchMin10_BranchMax16 | 12 | 4 | 12 | 24 | HeaderMin12_HeaderMax24 | 12 | 6 | 24 | [11 empty] | INVALID
388 | 124 | 080-135-4P-125HP | NBS_080-135_4P_125HP_11.89_SS | 4656.6379 | 4656.6379 | 18626.5517 | 4 | 0 | 4 | C | NBS_EndSuction | 10 | 8 | 10 | 16 | BranchMin10_BranchMax16 | 12 | 4 | 12 | 24 | HeaderMin12_HeaderMax24 | 14 | 6 | 24
388 | 124 | 080-135-4P-125HP | NBS_080-135_4P_125HP_11.89_SS | 4656.6379 | 4656.6379 | 18626.5517 | 4 | 0 | 4 | C | NBS_EndSuction | 10 | 8 | 10 | 16 | BranchMin10_BranchMax16 | 12 | 4 | 12 | 24 | HeaderMin12_HeaderMax24 | 16 | 6 | 24
388 | 124 | 080-135-4P-125HP | NBS_080-135_4P_125HP_11.89_SS | 4656.6379 | 4656.6379 | 18626.5517 | 4 | 0 | 4 | C | NBS_EndSuction | 10 | 8 | 10 | 16 | BranchMin10_BranchMax16 | 12 | 4 | 12 | 24 | HeaderMin12_HeaderMax24 | 18 | 6 | 24
388 | 124 | 080-135-4P-125HP | NBS_080-135_4P_125HP_11.89_SS | 4656.6379 | 4656.6379 | 18626.5517 | 4 | 0 | 4 | C | NBS_EndSuction | 10 | 8 | 10 | 16 | BranchMin10_BranchMax16 | 12 | 4 | 12 | 24 | HeaderMin12_HeaderMax24 | 20 | 6 | 24
388 | 124 | 080-135-4P-125HP | NBS_080-135_4P_125HP_11.89_SS | 4656.6379 | 4656.6379 | 18626.5517 | 4 | 0 | 4 | C | NBS_EndSuction | 10 | 8 | 10 | 16 | BranchMin10_BranchMax16 | 12 | 4 | 12 | 24 | HeaderMin12_HeaderMax24 | 24 | 6 | 24
388 | 124 | 080-135-4P-125HP | NBS_080-135_4P_125HP_11.89_SS | 4656.6379 | 4656.6379 | 18626.5517 | 4 | 0 | 4 | C | NBS_EndSuction | 10 | 8 | 10 | 16 | BranchMin10_BranchMax16 | 14 | 4 | 12 | 24 | HeaderMin12_HeaderMax24 | 12 | 6 | 24 | [11 empty] | INVALID
388 | 124 | 080-135-4P-125HP | NBS_080-135_4P_125HP_11.89_SS | 4656.6379 | 4656.6379 | 18626.5517 | 4 | 0 | 4 | C | NBS_EndSuction | 10 | 8 | 10 | 16 | BranchMin10_BranchMax16 | 14 | 4 | 12 | 24 | HeaderMin12_HeaderMax24 | 14 | 6 | 24 | [11 empty] | INVALID
388 | 124 | 080-135-4P-125HP | NBS_080-135_4P_125HP_11.89_SS | 4656.6379 | 4656.6379 | 18626.5517 | 4 | 0 | 4 | C | NBS_EndSuction | 10 | 8 | 10 | 16 | BranchMin10_BranchMax16 | 14 | 4 | 12 | 24 | HeaderMin12_HeaderMax24 | 16 | 6 | 24
388 | 124 | 080-135-4P-125HP | NBS_080-135_4P_125HP_11.89_SS | 4656.6379 | 4656.6379 | 18626.5517 | 4 | 0 | 4 | C | NBS_EndSuction | 10 | 8 | 10 | 16 | BranchMin10_BranchMax16 | 14 | 4 | 12 | 24 | HeaderMin12_HeaderMax24 | 18 | 6 | 24
388 | 124 | 080-135-4P-125HP | NBS_080-135_4P_125HP_11.89_SS | 4656.6379 | 4656.6379 | 18626.5517 | 4 | 0 | 4 | C | NBS_EndSuction | 10 | 8 | 10 | 16 | BranchMin10_BranchMax16 | 14 | 4 | 12 | 24 | HeaderMin12_HeaderMax24 | 20 | 6 | 24
388 | 124 | 080-135-4P-125HP | NBS_080-135_4P_125HP_11.89_SS | 4656.6379 | 4656.6379 | 18626.5517 | 4 | 0 | 4 | C | NBS_EndSuction | 10 | 8 | 10 | 16 | BranchMin10_BranchMax16 | 14 | 4 | 12 | 24 | HeaderMin12_HeaderMax24 | 24 | 6 | 24
388 | 124 | 080-135-4P-125HP | NBS_080-135_4P_125HP_11.89_SS | 4656.6379 | 4656.6379 | 18626.5517 | 4 | 0 | 4 | C | NBS_EndSuction | 10 | 8 | 10 | 16 | BranchMin10_BranchMax16 | 16 | 4 | 12 | 24 | HeaderMin12_HeaderMax24 | 12 | 6 | 24 | [11 empty] | INVALID
388 | 124 | 080-135-4P-125HP | NBS_080-135_4P_125HP_11.89_SS | 4656.6379 | 4656.6379 | 18626.5517 | 4 | 0 | 4 | C | NBS_EndSuction | 10 | 8 | 10 | 16 | BranchMin10_BranchMax16 | 16 | 4 | 12 | 24 | HeaderMin12_HeaderMax24 | 14 | 6 | 24 | [11 empty] | INVALID
388 | 124 | 080-135-4P-125HP | NBS_080-135_4P_125HP_11.89_SS | 4656.6379 | 4656.6379 | 18626.5517 | 4 | 0 | 4 | C | NBS_EndSuction | 10 | 8 | 10 | 16 | BranchMin10_BranchMax16 | 16 | 4 | 12 | 24 | HeaderMin12_HeaderMax24 | 16 | 6 | 24 | [11 empty] | INVALID
388 | 124 | 080-135-4P-125HP | NBS_080-135_4P_125HP_11.89_SS | 4656.6379 | 4656.6379 | 18626.5517 | 4 | 0 | 4 | C | NBS_EndSuction | 10 | 8 | 10 | 16 | BranchMin10_BranchMax16 | 16 | 4 | 12 | 24 | HeaderMin12_HeaderMax24 | 18 | 6 | 24
388 | 124 | 080-135-4P-125HP | NBS_080-135_4P_125HP_11.89_SS | 4656.6379 | 4656.6379 | 18626.5517 | 4 | 0 | 4 | C | NBS_EndSuction | 10 | 8 | 10 | 16 | BranchMin10_BranchMax16 | 16 | 4 | 12 | 24 | HeaderMin12_HeaderMax24 | 20 | 6 | 24
388 | 124 | 080-135-4P-125HP | NBS_080-135_4P_125HP_11.89_SS | 4656.6379 | 4656.6379 | 18626.5517 | 4 | 0 | 4 | C | NBS_EndSuction | 10 | 8 | 10 | 16 | BranchMin10_BranchMax16 | 16 | 4 | 12 | 24 | HeaderMin12_HeaderMax24 | 24 | 6 | 24
389 | 125 | 080-135-4P-150HP | NBS_080-135_4P_150HP_12.60_SS | 4664.6626 | 4664.6626 | 18658.6504 | 4 | 0 | 4 | C | NBS_EndSuction | 10 | 8 | 10 | 16 | BranchMin10_BranchMax16 | 10 | 4 | 12 | 24 | HeaderMin12_HeaderMax24 | 12 | 6 | 24
389 | 125 | 080-135-4P-150HP | NBS_080-135_4P_150HP_12.60_SS | 4664.6626 | 4664.6626 | 18658.6504 | 4 | 0 | 4 | C | NBS_EndSuction | 10 | 8 | 10 | 16 | BranchMin10_BranchMax16 | 10 | 4 | 12 | 24 | HeaderMin12_HeaderMax24 | 14 | 6 | 24
389 | 125 | 080-135-4P-150HP | NBS_080-135_4P_150HP_12.60_SS | 4664.6626 | 4664.6626 | 18658.6504 | 4 | 0 | 4 | C | NBS_EndSuction | 10 | 8 | 10 | 16 | BranchMin10_BranchMax16 | 10 | 4 | 12 | 24 | HeaderMin12_HeaderMax24 | 16 | 6 | 24
389 | 125 | 080-135-4P-150HP | NBS_080-135_4P_150HP_12.60_SS | 4664.6626 | 4664.6626 | 18658.6504 | 4 | 0 | 4 | C | NBS_EndSuction | 10 | 8 | 10 | 16 | BranchMin10_BranchMax16 | 10 | 4 | 12 | 24 | HeaderMin12_HeaderMax24 | 18 | 6 | 24
389 | 125 | 080-135-4P-150HP | NBS_080-135_4P_150HP_12.60_SS | 4664.6626 | 4664.6626 | 18658.6504 | 4 | 0 | 4 | C | NBS_EndSuction | 10 | 8 | 10 | 16 | BranchMin10_BranchMax16 | 10 | 4 | 12 | 24 | HeaderMin12_HeaderMax24 | 20 | 6 | 24
389 | 125 | 080-135-4P-150HP | NBS_080-135_4P_150HP_12.60_SS | 4664.6626 | 4664.6626 | 18658.6504 | 4 | 0 | 4 | C | NBS_EndSuction | 10 | 8 | 10 | 16 | BranchMin10_BranchMax16 | 10 | 4 | 12 | 24 | HeaderMin12_HeaderMax24 | 24 | 6 | 24
389 | 125 | 080-135-4P-150HP | NBS_080-135_4P_150HP_12.60_SS | 4664.6626 | 4664.6626 | 18658.6504 | 4 | 0 | 4 | C | NBS_EndSuction | 10 | 8 | 10 | 16 | BranchMin10_BranchMax16 | 12 | 4 | 12 | 24 | HeaderMin12_HeaderMax24 | 12 | 6 | 24 | [11 empty] | INVALID
389 | 125 | 080-135-4P-150HP | NBS_080-135_4P_150HP_12.60_SS | 4664.6626 | 4664.6626 | 18658.6504 | 4 | 0 | 4 | C | NBS_EndSuction | 10 | 8 | 10 | 16 | BranchMin10_BranchMax16 | 12 | 4 | 12 | 24 | HeaderMin12_HeaderMax24 | 14 | 6 | 24
389 | 125 | 080-135-4P-150HP | NBS_080-135_4P_150HP_12.60_SS | 4664.6626 | 4664.6626 | 18658.6504 | 4 | 0 | 4 | C | NBS_EndSuction | 10 | 8 | 10 | 16 | BranchMin10_BranchMax16 | 12 | 4 | 12 | 24 | HeaderMin12_HeaderMax24 | 16 | 6 | 24
389 | 125 | 080-135-4P-150HP | NBS_080-135_4P_150HP_12.60_SS | 4664.6626 | 4664.6626 | 18658.6504 | 4 | 0 | 4 | C | NBS_EndSuction | 10 | 8 | 10 | 16 | BranchMin10_BranchMax16 | 12 | 4 | 12 | 24 | HeaderMin12_HeaderMax24 | 18 | 6 | 24
389 | 125 | 080-135-4P-150HP | NBS_080-135_4P_150HP_12.60_SS | 4664.6626 | 4664.6626 | 18658.6504 | 4 | 0 | 4 | C | NBS_EndSuction | 10 | 8 | 10 | 16 | BranchMin10_BranchMax16 | 12 | 4 | 12 | 24 | HeaderMin12_HeaderMax24 | 20 | 6 | 24
389 | 125 | 080-135-4P-150HP | NBS_080-135_4P_150HP_12.60_SS | 4664.6626 | 4664.6626 | 18658.6504 | 4 | 0 | 4 | C | NBS_EndSuction | 10 | 8 | 10 | 16 | BranchMin10_BranchMax16 | 12 | 4 | 12 | 24 | HeaderMin12_HeaderMax24 | 24 | 6 | 24
389 | 125 | 080-135-4P-150HP | NBS_080-135_4P_150HP_12.60_SS | 4664.6626 | 4664.6626 | 18658.6504 | 4 | 0 | 4 | C | NBS_EndSuction | 10 | 8 | 10 | 16 | BranchMin10_BranchMax16 | 14 | 4 | 12 | 24 | HeaderMin12_HeaderMax24 | 12 | 6 | 24 | [11 empty] | INVALID
389 | 125 | 080-135-4P-150HP | NBS_080-135_4P_150HP_12.60_SS | 4664.6626 | 4664.6626 | 18658.6504 | 4 | 0 | 4 | C | NBS_EndSuction | 10 | 8 | 10 | 16 | BranchMin10_BranchMax16 | 14 | 4 | 12 | 24 | HeaderMin12_HeaderMax24 | 14 | 6 | 24 | [11 empty] | INVALID
389 | 125 | 080-135-4P-150HP | NBS_080-135_4P_150HP_12.60_SS | 4664.6626 | 4664.6626 | 18658.6504 | 4 | 0 | 4 | C | NBS_EndSuction | 10 | 8 | 10 | 16 | BranchMin10_BranchMax16 | 14 | 4 | 12 | 24 | HeaderMin12_HeaderMax24 | 16 | 6 | 24
389 | 125 | 080-135-4P-150HP | NBS_080-135_4P_150HP_12.60_SS | 4664.6626 | 4664.6626 | 18658.6504 | 4 | 0 | 4 | C | NBS_EndSuction | 10 | 8 | 10 | 16 | BranchMin10_BranchMax16 | 14 | 4 | 12 | 24 | HeaderMin12_HeaderMax24 | 18 | 6 | 24
389 | 125 | 080-135-4P-150HP | NBS_080-135_4P_150HP_12.60_SS | 4664.6626 | 4664.6626 | 18658.6504 | 4 | 0 | 4 | C | NBS_EndSuction | 10 | 8 | 10 | 16 | BranchMin10_BranchMax16 | 14 | 4 | 12 | 24 | HeaderMin12_HeaderMax24 | 20 | 6 | 24
389 | 125 | 080-135-4P-150HP | NBS_080-135_4P_150HP_12.60_SS | 4664.6626 | 4664.6626 | 18658.6504 | 4 | 0 | 4 | C | NBS_EndSuction | 10 | 8 | 10 | 16 | BranchMin10_BranchMax16 | 14 | 4 | 12 | 24 | HeaderMin12_HeaderMax24 | 24 | 6 | 24
389 | 125 | 080-135-4P-150HP | NBS_080-135_4P_150HP_12.60_SS | 4664.6626 | 4664.6626 | 18658.6504 | 4 | 0 | 4 | C | NBS_EndSuction | 10 | 8 | 10 | 16 | BranchMin10_BranchMax16 | 16 | 4 | 12 | 24 | HeaderMin12_HeaderMax24 | 12 | 6 | 24 | [11 empty] | INVALID
389 | 125 | 080-135-4P-150HP | NBS_080-135_4P_150HP_12.60_SS | 4664.6626 | 4664.6626 | 18658.6504 | 4 | 0 | 4 | C | NBS_EndSuction | 10 | 8 | 10 | 16 | BranchMin10_BranchMax16 | 16 | 4 | 12 | 24 | HeaderMin12_HeaderMax24 | 14 | 6 | 24 | [11 empty] | INVALID
389 | 125 | 080-135-4P-150HP | NBS_080-135_4P_150HP_12.60_SS | 4664.6626 | 4664.6626 | 18658.6504 | 4 | 0 | 4 | C | NBS_EndSuction | 10 | 8 | 10 | 16 | BranchMin10_BranchMax16 | 16 | 4 | 12 | 24 | HeaderMin12_HeaderMax24 | 16 | 6 | 24 | [11 empty] | INVALID
389 | 125 | 080-135-4P-150HP | NBS_080-135_4P_150HP_12.60_SS | 4664.6626 | 4664.6626 | 18658.6504 | 4 | 0 | 4 | C | NBS_EndSuction | 10 | 8 | 10 | 16 | BranchMin10_BranchMax16 | 16 | 4 | 12 | 24 | HeaderMin12_HeaderMax24 | 18 | 6 | 24
389 | 125 | 080-135-4P-150HP | NBS_080-135_4P_150HP_12.60_SS | 4664.6626 | 4664.6626 | 18658.6504 | 4 | 0 | 4 | C | NBS_EndSuction | 10 | 8 | 10 | 16 | BranchMin10_BranchMax16 | 16 | 4 | 12 | 24 | HeaderMin12_HeaderMax24 | 20 | 6 | 24
389 | 125 | 080-135-4P-150HP | NBS_080-135_4P_150HP_12.60_SS | 4664.6626 | 4664.6626 | 18658.6504 | 4 | 0 | 4 | C | NBS_EndSuction | 10 | 8 | 10 | 16 | BranchMin10_BranchMax16 | 16 | 4 | 12 | 24 | HeaderMin12_HeaderMax24 | 24 | 6 | 24
390 | 126 | 080-150-4P-125HP | NBS_080-150_4P_125HP_12.20_SS | 3448.9864 | 3448.9864 | 13795.9455 | 4 | 0 | 4 | C | NBS_EndSuction | 10 | 8 | 10 | 12 | BranchMin10_BranchMax12 | 10 | 2 | 12 | 24 | HeaderMin12_HeaderMax24 | 12 | 6 | 12
390 | 126 | 080-150-4P-125HP | NBS_080-150_4P_125HP_12.20_SS | 3448.9864 | 3448.9864 | 13795.9455 | 4 | 0 | 4 | C | NBS_EndSuction | 10 | 8 | 10 | 12 | BranchMin10_BranchMax12 | 10 | 2 | 12 | 24 | HeaderMin12_HeaderMax24 | 14 | 6 | 12
390 | 126 | 080-150-4P-125HP | NBS_080-150_4P_125HP_12.20_SS | 3448.9864 | 3448.9864 | 13795.9455 | 4 | 0 | 4 | C | NBS_EndSuction | 10 | 8 | 10 | 12 | BranchMin10_BranchMax12 | 10 | 2 | 12 | 24 | HeaderMin12_HeaderMax24 | 16 | 6 | 12
390 | 126 | 080-150-4P-125HP | NBS_080-150_4P_125HP_12.20_SS | 3448.9864 | 3448.9864 | 13795.9455 | 4 | 0 | 4 | C | NBS_EndSuction | 10 | 8 | 10 | 12 | BranchMin10_BranchMax12 | 10 | 2 | 12 | 24 | HeaderMin12_HeaderMax24 | 18 | 6 | 12
390 | 126 | 080-150-4P-125HP | NBS_080-150_4P_125HP_12.20_SS | 3448.9864 | 3448.9864 | 13795.9455 | 4 | 0 | 4 | C | NBS_EndSuction | 10 | 8 | 10 | 12 | BranchMin10_BranchMax12 | 10 | 2 | 12 | 24 | HeaderMin12_HeaderMax24 | 20 | 6 | 12
390 | 126 | 080-150-4P-125HP | NBS_080-150_4P_125HP_12.20_SS | 3448.9864 | 3448.9864 | 13795.9455 | 4 | 0 | 4 | C | NBS_EndSuction | 10 | 8 | 10 | 12 | BranchMin10_BranchMax12 | 10 | 2 | 12 | 24 | HeaderMin12_HeaderMax24 | 24 | 6 | 12
390 | 126 | 080-150-4P-125HP | NBS_080-150_4P_125HP_12.20_SS | 3448.9864 | 3448.9864 | 13795.9455 | 4 | 0 | 4 | C | NBS_EndSuction | 10 | 8 | 10 | 12 | BranchMin10_BranchMax12 | 12 | 2 | 12 | 24 | HeaderMin12_HeaderMax24 | 12 | 6 | 12 | [11 empty] | INVALID
390 | 126 | 080-150-4P-125HP | NBS_080-150_4P_125HP_12.20_SS | 3448.9864 | 3448.9864 | 13795.9455 | 4 | 0 | 4 | C | NBS_EndSuction | 10 | 8 | 10 | 12 | BranchMin10_BranchMax12 | 12 | 2 | 12 | 24 | HeaderMin12_HeaderMax24 | 14 | 6 | 12
390 | 126 | 080-150-4P-125HP | NBS_080-150_4P_125HP_12.20_SS | 3448.9864 | 3448.9864 | 13795.9455 | 4 | 0 | 4 | C | NBS_EndSuction | 10 | 8 | 10 | 12 | BranchMin10_BranchMax12 | 12 | 2 | 12 | 24 | HeaderMin12_HeaderMax24 | 16 | 6 | 12
390 | 126 | 080-150-4P-125HP | NBS_080-150_4P_125HP_12.20_SS | 3448.9864 | 3448.9864 | 13795.9455 | 4 | 0 | 4 | C | NBS_EndSuction | 10 | 8 | 10 | 12 | BranchMin10_BranchMax12 | 12 | 2 | 12 | 24 | HeaderMin12_HeaderMax24 | 18 | 6 | 12
390 | 126 | 080-150-4P-125HP | NBS_080-150_4P_125HP_12.20_SS | 3448.9864 | 3448.9864 | 13795.9455 | 4 | 0 | 4 | C | NBS_EndSuction | 10 | 8 | 10 | 12 | BranchMin10_BranchMax12 | 12 | 2 | 12 | 24 | HeaderMin12_HeaderMax24 | 20 | 6 | 12
390 | 126 | 080-150-4P-125HP | NBS_080-150_4P_125HP_12.20_SS | 3448.9864 | 3448.9864 | 13795.9455 | 4 | 0 | 4 | C | NBS_EndSuction | 10 | 8 | 10 | 12 | BranchMin10_BranchMax12 | 12 | 2 | 12 | 24 | HeaderMin12_HeaderMax24 | 24 | 6 | 12
391 | 127 | 080-150-4P-150HP | NBS_080-150_4P_150HP_12.99_SS | 3639.5425 | 3639.5425 | 14558.1699 | 4 | 0 | 4 | C | NBS_EndSuction | 10 | 8 | 10 | 14 | BranchMin10_BranchMax14 | 10 | 3 | 12 | 24 | HeaderMin12_HeaderMax24 | 12 | 6 | 18
391 | 127 | 080-150-4P-150HP | NBS_080-150_4P_150HP_12.99_SS | 3639.5425 | 3639.5425 | 14558.1699 | 4 | 0 | 4 | C | NBS_EndSuction | 10 | 8 | 10 | 14 | BranchMin10_BranchMax14 | 10 | 3 | 12 | 24 | HeaderMin12_HeaderMax24 | 14 | 6 | 18
391 | 127 | 080-150-4P-150HP | NBS_080-150_4P_150HP_12.99_SS | 3639.5425 | 3639.5425 | 14558.1699 | 4 | 0 | 4 | C | NBS_EndSuction | 10 | 8 | 10 | 14 | BranchMin10_BranchMax14 | 10 | 3 | 12 | 24 | HeaderMin12_HeaderMax24 | 16 | 6 | 18
391 | 127 | 080-150-4P-150HP | NBS_080-150_4P_150HP_12.99_SS | 3639.5425 | 3639.5425 | 14558.1699 | 4 | 0 | 4 | C | NBS_EndSuction | 10 | 8 | 10 | 14 | BranchMin10_BranchMax14 | 10 | 3 | 12 | 24 | HeaderMin12_HeaderMax24 | 18 | 6 | 18
391 | 127 | 080-150-4P-150HP | NBS_080-150_4P_150HP_12.99_SS | 3639.5425 | 3639.5425 | 14558.1699 | 4 | 0 | 4 | C | NBS_EndSuction | 10 | 8 | 10 | 14 | BranchMin10_BranchMax14 | 10 | 3 | 12 | 24 | HeaderMin12_HeaderMax24 | 20 | 6 | 18
391 | 127 | 080-150-4P-150HP | NBS_080-150_4P_150HP_12.99_SS | 3639.5425 | 3639.5425 | 14558.1699 | 4 | 0 | 4 | C | NBS_EndSuction | 10 | 8 | 10 | 14 | BranchMin10_BranchMax14 | 10 | 3 | 12 | 24 | HeaderMin12_HeaderMax24 | 24 | 6 | 18
391 | 127 | 080-150-4P-150HP | NBS_080-150_4P_150HP_12.99_SS | 3639.5425 | 3639.5425 | 14558.1699 | 4 | 0 | 4 | C | NBS_EndSuction | 10 | 8 | 10 | 14 | BranchMin10_BranchMax14 | 12 | 3 | 12 | 24 | HeaderMin12_HeaderMax24 | 12 | 6 | 18 | [11 empty] | INVALID
391 | 127 | 080-150-4P-150HP | NBS_080-150_4P_150HP_12.99_SS | 3639.5425 | 3639.5425 | 14558.1699 | 4 | 0 | 4 | C | NBS_EndSuction | 10 | 8 | 10 | 14 | BranchMin10_BranchMax14 | 12 | 3 | 12 | 24 | HeaderMin12_HeaderMax24 | 14 | 6 | 18
391 | 127 | 080-150-4P-150HP | NBS_080-150_4P_150HP_12.99_SS | 3639.5425 | 3639.5425 | 14558.1699 | 4 | 0 | 4 | C | NBS_EndSuction | 10 | 8 | 10 | 14 | BranchMin10_BranchMax14 | 12 | 3 | 12 | 24 | HeaderMin12_HeaderMax24 | 16 | 6 | 18
391 | 127 | 080-150-4P-150HP | NBS_080-150_4P_150HP_12.99_SS | 3639.5425 | 3639.5425 | 14558.1699 | 4 | 0 | 4 | C | NBS_EndSuction | 10 | 8 | 10 | 14 | BranchMin10_BranchMax14 | 12 | 3 | 12 | 24 | HeaderMin12_HeaderMax24 | 18 | 6 | 18
391 | 127 | 080-150-4P-150HP | NBS_080-150_4P_150HP_12.99_SS | 3639.5425 | 3639.5425 | 14558.1699 | 4 | 0 | 4 | C | NBS_EndSuction | 10 | 8 | 10 | 14 | BranchMin10_BranchMax14 | 12 | 3 | 12 | 24 | HeaderMin12_HeaderMax24 | 20 | 6 | 18
391 | 127 | 080-150-4P-150HP | NBS_080-150_4P_150HP_12.99_SS | 3639.5425 | 3639.5425 | 14558.1699 | 4 | 0 | 4 | C | NBS_EndSuction | 10 | 8 | 10 | 14 | BranchMin10_BranchMax14 | 12 | 3 | 12 | 24 | HeaderMin12_HeaderMax24 | 24 | 6 | 18
391 | 127 | 080-150-4P-150HP | NBS_080-150_4P_150HP_12.99_SS | 3639.5425 | 3639.5425 | 14558.1699 | 4 | 0 | 4 | C | NBS_EndSuction | 10 | 8 | 10 | 14 | BranchMin10_BranchMax14 | 14 | 3 | 12 | 24 | HeaderMin12_HeaderMax24 | 12 | 6 | 18 | [11 empty] | INVALID
391 | 127 | 080-150-4P-150HP | NBS_080-150_4P_150HP_12.99_SS | 3639.5425 | 3639.5425 | 14558.1699 | 4 | 0 | 4 | C | NBS_EndSuction | 10 | 8 | 10 | 14 | BranchMin10_BranchMax14 | 14 | 3 | 12 | 24 | HeaderMin12_HeaderMax24 | 14 | 6 | 18 | [11 empty] | INVALID
391 | 127 | 080-150-4P-150HP | NBS_080-150_4P_150HP_12.99_SS | 3639.5425 | 3639.5425 | 14558.1699 | 4 | 0 | 4 | C | NBS_EndSuction | 10 | 8 | 10 | 14 | BranchMin10_BranchMax14 | 14 | 3 | 12 | 24 | HeaderMin12_HeaderMax24 | 16 | 6 | 18
391 | 127 | 080-150-4P-150HP | NBS_080-150_4P_150HP_12.99_SS | 3639.5425 | 3639.5425 | 14558.1699 | 4 | 0 | 4 | C | NBS_EndSuction | 10 | 8 | 10 | 14 | BranchMin10_BranchMax14 | 14 | 3 | 12 | 24 | HeaderMin12_HeaderMax24 | 18 | 6 | 18
391 | 127 | 080-150-4P-150HP | NBS_080-150_4P_150HP_12.99_SS | 3639.5425 | 3639.5425 | 14558.1699 | 4 | 0 | 4 | C | NBS_EndSuction | 10 | 8 | 10 | 14 | BranchMin10_BranchMax14 | 14 | 3 | 12 | 24 | HeaderMin12_HeaderMax24 | 20 | 6 | 18
391 | 127 | 080-150-4P-150HP | NBS_080-150_4P_150HP_12.99_SS | 3639.5425 | 3639.5425 | 14558.1699 | 4 | 0 | 4 | C | NBS_EndSuction | 10 | 8 | 10 | 14 | BranchMin10_BranchMax14 | 14 | 3 | 12 | 24 | HeaderMin12_HeaderMax24 | 24 | 6 | 18
392 | 128 | 080-150-4P-200HP | NBS_080-150_4P_200HP_14.25_SS | 4042.4929 | 4042.4929 | 16169.9717 | 4 | 0 | 4 | C | NBS_EndSuction | 10 | 8 | 10 | 14 | BranchMin10_BranchMax14 | 10 | 3 | 12 | 24 | HeaderMin12_HeaderMax24 | 12 | 6 | 18
392 | 128 | 080-150-4P-200HP | NBS_080-150_4P_200HP_14.25_SS | 4042.4929 | 4042.4929 | 16169.9717 | 4 | 0 | 4 | C | NBS_EndSuction | 10 | 8 | 10 | 14 | BranchMin10_BranchMax14 | 10 | 3 | 12 | 24 | HeaderMin12_HeaderMax24 | 14 | 6 | 18
392 | 128 | 080-150-4P-200HP | NBS_080-150_4P_200HP_14.25_SS | 4042.4929 | 4042.4929 | 16169.9717 | 4 | 0 | 4 | C | NBS_EndSuction | 10 | 8 | 10 | 14 | BranchMin10_BranchMax14 | 10 | 3 | 12 | 24 | HeaderMin12_HeaderMax24 | 16 | 6 | 18
392 | 128 | 080-150-4P-200HP | NBS_080-150_4P_200HP_14.25_SS | 4042.4929 | 4042.4929 | 16169.9717 | 4 | 0 | 4 | C | NBS_EndSuction | 10 | 8 | 10 | 14 | BranchMin10_BranchMax14 | 10 | 3 | 12 | 24 | HeaderMin12_HeaderMax24 | 18 | 6 | 18
392 | 128 | 080-150-4P-200HP | NBS_080-150_4P_200HP_14.25_SS | 4042.4929 | 4042.4929 | 16169.9717 | 4 | 0 | 4 | C | NBS_EndSuction | 10 | 8 | 10 | 14 | BranchMin10_BranchMax14 | 10 | 3 | 12 | 24 | HeaderMin12_HeaderMax24 | 20 | 6 | 18
392 | 128 | 080-150-4P-200HP | NBS_080-150_4P_200HP_14.25_SS | 4042.4929 | 4042.4929 | 16169.9717 | 4 | 0 | 4 | C | NBS_EndSuction | 10 | 8 | 10 | 14 | BranchMin10_BranchMax14 | 10 | 3 | 12 | 24 | HeaderMin12_HeaderMax24 | 24 | 6 | 18
392 | 128 | 080-150-4P-200HP | NBS_080-150_4P_200HP_14.25_SS | 4042.4929 | 4042.4929 | 16169.9717 | 4 | 0 | 4 | C | NBS_EndSuction | 10 | 8 | 10 | 14 | BranchMin10_BranchMax14 | 12 | 3 | 12 | 24 | HeaderMin12_HeaderMax24 | 12 | 6 | 18 | [11 empty] | INVALID
392 | 128 | 080-150-4P-200HP | NBS_080-150_4P_200HP_14.25_SS | 4042.4929 | 4042.4929 | 16169.9717 | 4 | 0 | 4 | C | NBS_EndSuction | 10 | 8 | 10 | 14 | BranchMin10_BranchMax14 | 12 | 3 | 12 | 24 | HeaderMin12_HeaderMax24 | 14 | 6 | 18
392 | 128 | 080-150-4P-200HP | NBS_080-150_4P_200HP_14.25_SS | 4042.4929 | 4042.4929 | 16169.9717 | 4 | 0 | 4 | C | NBS_EndSuction | 10 | 8 | 10 | 14 | BranchMin10_BranchMax14 | 12 | 3 | 12 | 24 | HeaderMin12_HeaderMax24 | 16 | 6 | 18
392 | 128 | 080-150-4P-200HP | NBS_080-150_4P_200HP_14.25_SS | 4042.4929 | 4042.4929 | 16169.9717 | 4 | 0 | 4 | C | NBS_EndSuction | 10 | 8 | 10 | 14 | BranchMin10_BranchMax14 | 12 | 3 | 12 | 24 | HeaderMin12_HeaderMax24 | 18 | 6 | 18
392 | 128 | 080-150-4P-200HP | NBS_080-150_4P_200HP_14.25_SS | 4042.4929 | 4042.4929 | 16169.9717 | 4 | 0 | 4 | C | NBS_EndSuction | 10 | 8 | 10 | 14 | BranchMin10_BranchMax14 | 12 | 3 | 12 | 24 | HeaderMin12_HeaderMax24 | 20 | 6 | 18
392 | 128 | 080-150-4P-200HP | NBS_080-150_4P_200HP_14.25_SS | 4042.4929 | 4042.4929 | 16169.9717 | 4 | 0 | 4 | C | NBS_EndSuction | 10 | 8 | 10 | 14 | BranchMin10_BranchMax14 | 12 | 3 | 12 | 24 | HeaderMin12_HeaderMax24 | 24 | 6 | 18
392 | 128 | 080-150-4P-200HP | NBS_080-150_4P_200HP_14.25_SS | 4042.4929 | 4042.4929 | 16169.9717 | 4 | 0 | 4 | C | NBS_EndSuction | 10 | 8 | 10 | 14 | BranchMin10_BranchMax14 | 14 | 3 | 12 | 24 | HeaderMin12_HeaderMax24 | 12 | 6 | 18 | [11 empty] | INVALID
392 | 128 | 080-150-4P-200HP | NBS_080-150_4P_200HP_14.25_SS | 4042.4929 | 4042.4929 | 16169.9717 | 4 | 0 | 4 | C | NBS_EndSuction | 10 | 8 | 10 | 14 | BranchMin10_BranchMax14 | 14 | 3 | 12 | 24 | HeaderMin12_HeaderMax24 | 14 | 6 | 18 | [11 empty] | INVALID
392 | 128 | 080-150-4P-200HP | NBS_080-150_4P_200HP_14.25_SS | 4042.4929 | 4042.4929 | 16169.9717 | 4 | 0 | 4 | C | NBS_EndSuction | 10 | 8 | 10 | 14 | BranchMin10_BranchMax14 | 14 | 3 | 12 | 24 | HeaderMin12_HeaderMax24 | 16 | 6 | 18
392 | 128 | 080-150-4P-200HP | NBS_080-150_4P_200HP_14.25_SS | 4042.4929 | 4042.4929 | 16169.9717 | 4 | 0 | 4 | C | NBS_EndSuction | 10 | 8 | 10 | 14 | BranchMin10_BranchMax14 | 14 | 3 | 12 | 24 | HeaderMin12_HeaderMax24 | 18 | 6 | 18
392 | 128 | 080-150-4P-200HP | NBS_080-150_4P_200HP_14.25_SS | 4042.4929 | 4042.4929 | 16169.9717 | 4 | 0 | 4 | C | NBS_EndSuction | 10 | 8 | 10 | 14 | BranchMin10_BranchMax14 | 14 | 3 | 12 | 24 | HeaderMin12_HeaderMax24 | 20 | 6 | 18
392 | 128 | 080-150-4P-200HP | NBS_080-150_4P_200HP_14.25_SS | 4042.4929 | 4042.4929 | 16169.9717 | 4 | 0 | 4 | C | NBS_EndSuction | 10 | 8 | 10 | 14 | BranchMin10_BranchMax14 | 14 | 3 | 12 | 24 | HeaderMin12_HeaderMax24 | 24 | 6 | 18
393 | 129 | 080-150-4P-250HP | NBS_080-150_4P_250HP_15.59_SS | 4332.4218 | 4332.4218 | 17329.687 | 4 | 0 | 4 | C | NBS_EndSuction | 10 | 8 | 10 | 16 | BranchMin10_BranchMax16 | 10 | 4 | 12 | 24 | HeaderMin12_HeaderMax24 | 12 | 6 | 24
393 | 129 | 080-150-4P-250HP | NBS_080-150_4P_250HP_15.59_SS | 4332.4218 | 4332.4218 | 17329.687 | 4 | 0 | 4 | C | NBS_EndSuction | 10 | 8 | 10 | 16 | BranchMin10_BranchMax16 | 10 | 4 | 12 | 24 | HeaderMin12_HeaderMax24 | 14 | 6 | 24
393 | 129 | 080-150-4P-250HP | NBS_080-150_4P_250HP_15.59_SS | 4332.4218 | 4332.4218 | 17329.687 | 4 | 0 | 4 | C | NBS_EndSuction | 10 | 8 | 10 | 16 | BranchMin10_BranchMax16 | 10 | 4 | 12 | 24 | HeaderMin12_HeaderMax24 | 16 | 6 | 24
393 | 129 | 080-150-4P-250HP | NBS_080-150_4P_250HP_15.59_SS | 4332.4218 | 4332.4218 | 17329.687 | 4 | 0 | 4 | C | NBS_EndSuction | 10 | 8 | 10 | 16 | BranchMin10_BranchMax16 | 10 | 4 | 12 | 24 | HeaderMin12_HeaderMax24 | 18 | 6 | 24
393 | 129 | 080-150-4P-250HP | NBS_080-150_4P_250HP_15.59_SS | 4332.4218 | 4332.4218 | 17329.687 | 4 | 0 | 4 | C | NBS_EndSuction | 10 | 8 | 10 | 16 | BranchMin10_BranchMax16 | 10 | 4 | 12 | 24 | HeaderMin12_HeaderMax24 | 20 | 6 | 24
393 | 129 | 080-150-4P-250HP | NBS_080-150_4P_250HP_15.59_SS | 4332.4218 | 4332.4218 | 17329.687 | 4 | 0 | 4 | C | NBS_EndSuction | 10 | 8 | 10 | 16 | BranchMin10_BranchMax16 | 10 | 4 | 12 | 24 | HeaderMin12_HeaderMax24 | 24 | 6 | 24
393 | 129 | 080-150-4P-250HP | NBS_080-150_4P_250HP_15.59_SS | 4332.4218 | 4332.4218 | 17329.687 | 4 | 0 | 4 | C | NBS_EndSuction | 10 | 8 | 10 | 16 | BranchMin10_BranchMax16 | 12 | 4 | 12 | 24 | HeaderMin12_HeaderMax24 | 12 | 6 | 24 | [11 empty] | INVALID
393 | 129 | 080-150-4P-250HP | NBS_080-150_4P_250HP_15.59_SS | 4332.4218 | 4332.4218 | 17329.687 | 4 | 0 | 4 | C | NBS_EndSuction | 10 | 8 | 10 | 16 | BranchMin10_BranchMax16 | 12 | 4 | 12 | 24 | HeaderMin12_HeaderMax24 | 14 | 6 | 24
393 | 129 | 080-150-4P-250HP | NBS_080-150_4P_250HP_15.59_SS | 4332.4218 | 4332.4218 | 17329.687 | 4 | 0 | 4 | C | NBS_EndSuction | 10 | 8 | 10 | 16 | BranchMin10_BranchMax16 | 12 | 4 | 12 | 24 | HeaderMin12_HeaderMax24 | 16 | 6 | 24
393 | 129 | 080-150-4P-250HP | NBS_080-150_4P_250HP_15.59_SS | 4332.4218 | 4332.4218 | 17329.687 | 4 | 0 | 4 | C | NBS_EndSuction | 10 | 8 | 10 | 16 | BranchMin10_BranchMax16 | 12 | 4 | 12 | 24 | HeaderMin12_HeaderMax24 | 18 | 6 | 24
393 | 129 | 080-150-4P-250HP | NBS_080-150_4P_250HP_15.59_SS | 4332.4218 | 4332.4218 | 17329.687 | 4 | 0 | 4 | C | NBS_EndSuction | 10 | 8 | 10 | 16 | BranchMin10_BranchMax16 | 12 | 4 | 12 | 24 | HeaderMin12_HeaderMax24 | 20 | 6 | 24
393 | 129 | 080-150-4P-250HP | NBS_080-150_4P_250HP_15.59_SS | 4332.4218 | 4332.4218 | 17329.687 | 4 | 0 | 4 | C | NBS_EndSuction | 10 | 8 | 10 | 16 | BranchMin10_BranchMax16 | 12 | 4 | 12 | 24 | HeaderMin12_HeaderMax24 | 24 | 6 | 24
393 | 129 | 080-150-4P-250HP | NBS_080-150_4P_250HP_15.59_SS | 4332.4218 | 4332.4218 | 17329.687 | 4 | 0 | 4 | C | NBS_EndSuction | 10 | 8 | 10 | 16 | BranchMin10_BranchMax16 | 14 | 4 | 12 | 24 | HeaderMin12_HeaderMax24 | 12 | 6 | 24 | [11 empty] | INVALID
393 | 129 | 080-150-4P-250HP | NBS_080-150_4P_250HP_15.59_SS | 4332.4218 | 4332.4218 | 17329.687 | 4 | 0 | 4 | C | NBS_EndSuction | 10 | 8 | 10 | 16 | BranchMin10_BranchMax16 | 14 | 4 | 12 | 24 | HeaderMin12_HeaderMax24 | 14 | 6 | 24 | [11 empty] | INVALID
393 | 129 | 080-150-4P-250HP | NBS_080-150_4P_250HP_15.59_SS | 4332.4218 | 4332.4218 | 17329.687 | 4 | 0 | 4 | C | NBS_EndSuction | 10 | 8 | 10 | 16 | BranchMin10_BranchMax16 | 14 | 4 | 12 | 24 | HeaderMin12_HeaderMax24 | 16 | 6 | 24
393 | 129 | 080-150-4P-250HP | NBS_080-150_4P_250HP_15.59_SS | 4332.4218 | 4332.4218 | 17329.687 | 4 | 0 | 4 | C | NBS_EndSuction | 10 | 8 | 10 | 16 | BranchMin10_BranchMax16 | 14 | 4 | 12 | 24 | HeaderMin12_HeaderMax24 | 18 | 6 | 24
393 | 129 | 080-150-4P-250HP | NBS_080-150_4P_250HP_15.59_SS | 4332.4218 | 4332.4218 | 17329.687 | 4 | 0 | 4 | C | NBS_EndSuction | 10 | 8 | 10 | 16 | BranchMin10_BranchMax16 | 14 | 4 | 12 | 24 | HeaderMin12_HeaderMax24 | 20 | 6 | 24
393 | 129 | 080-150-4P-250HP | NBS_080-150_4P_250HP_15.59_SS | 4332.4218 | 4332.4218 | 17329.687 | 4 | 0 | 4 | C | NBS_EndSuction | 10 | 8 | 10 | 16 | BranchMin10_BranchMax16 | 14 | 4 | 12 | 24 | HeaderMin12_HeaderMax24 | 24 | 6 | 24
393 | 129 | 080-150-4P-250HP | NBS_080-150_4P_250HP_15.59_SS | 4332.4218 | 4332.4218 | 17329.687 | 4 | 0 | 4 | C | NBS_EndSuction | 10 | 8 | 10 | 16 | BranchMin10_BranchMax16 | 16 | 4 | 12 | 24 | HeaderMin12_HeaderMax24 | 12 | 6 | 24 | [11 empty] | INVALID
393 | 129 | 080-150-4P-250HP | NBS_080-150_4P_250HP_15.59_SS | 4332.4218 | 4332.4218 | 17329.687 | 4 | 0 | 4 | C | NBS_EndSuction | 10 | 8 | 10 | 16 | BranchMin10_BranchMax16 | 16 | 4 | 12 | 24 | HeaderMin12_HeaderMax24 | 14 | 6 | 24 | [11 empty] | INVALID
393 | 129 | 080-150-4P-250HP | NBS_080-150_4P_250HP_15.59_SS | 4332.4218 | 4332.4218 | 17329.687 | 4 | 0 | 4 | C | NBS_EndSuction | 10 | 8 | 10 | 16 | BranchMin10_BranchMax16 | 16 | 4 | 12 | 24 | HeaderMin12_HeaderMax24 | 16 | 6 | 24 | [11 empty] | INVALID
393 | 129 | 080-150-4P-250HP | NBS_080-150_4P_250HP_15.59_SS | 4332.4218 | 4332.4218 | 17329.687 | 4 | 0 | 4 | C | NBS_EndSuction | 10 | 8 | 10 | 16 | BranchMin10_BranchMax16 | 16 | 4 | 12 | 24 | HeaderMin12_HeaderMax24 | 18 | 6 | 24
393 | 129 | 080-150-4P-250HP | NBS_080-150_4P_250HP_15.59_SS | 4332.4218 | 4332.4218 | 17329.687 | 4 | 0 | 4 | C | NBS_EndSuction | 10 | 8 | 10 | 16 | BranchMin10_BranchMax16 | 16 | 4 | 12 | 24 | HeaderMin12_HeaderMax24 | 20 | 6 | 24
393 | 129 | 080-150-4P-250HP | NBS_080-150_4P_250HP_15.59_SS | 4332.4218 | 4332.4218 | 17329.687 | 4 | 0 | 4 | C | NBS_EndSuction | 10 | 8 | 10 | 16 | BranchMin10_BranchMax16 | 16 | 4 | 12 | 24 | HeaderMin12_HeaderMax24 | 24 | 6 | 24
394 | 130 | 100-150-4P-150HP | NBS_100-150_4P_150HP_12.48_SS | 5072.7199 | 5072.7199 | 20290.8797 | 4 | 0 | 4 | C | NBS_EndSuction | 12 | 10 | 12 | 16 | BranchMin12_BranchMax16 | 12 | 3 | 14 | 24 | HeaderMin14_HeaderMax24 | 14 | 5 | 15
394 | 130 | 100-150-4P-150HP | NBS_100-150_4P_150HP_12.48_SS | 5072.7199 | 5072.7199 | 20290.8797 | 4 | 0 | 4 | C | NBS_EndSuction | 12 | 10 | 12 | 16 | BranchMin12_BranchMax16 | 12 | 3 | 14 | 24 | HeaderMin14_HeaderMax24 | 16 | 5 | 15
394 | 130 | 100-150-4P-150HP | NBS_100-150_4P_150HP_12.48_SS | 5072.7199 | 5072.7199 | 20290.8797 | 4 | 0 | 4 | C | NBS_EndSuction | 12 | 10 | 12 | 16 | BranchMin12_BranchMax16 | 12 | 3 | 14 | 24 | HeaderMin14_HeaderMax24 | 18 | 5 | 15
394 | 130 | 100-150-4P-150HP | NBS_100-150_4P_150HP_12.48_SS | 5072.7199 | 5072.7199 | 20290.8797 | 4 | 0 | 4 | C | NBS_EndSuction | 12 | 10 | 12 | 16 | BranchMin12_BranchMax16 | 12 | 3 | 14 | 24 | HeaderMin14_HeaderMax24 | 20 | 5 | 15
394 | 130 | 100-150-4P-150HP | NBS_100-150_4P_150HP_12.48_SS | 5072.7199 | 5072.7199 | 20290.8797 | 4 | 0 | 4 | C | NBS_EndSuction | 12 | 10 | 12 | 16 | BranchMin12_BranchMax16 | 12 | 3 | 14 | 24 | HeaderMin14_HeaderMax24 | 24 | 5 | 15
394 | 130 | 100-150-4P-150HP | NBS_100-150_4P_150HP_12.48_SS | 5072.7199 | 5072.7199 | 20290.8797 | 4 | 0 | 4 | C | NBS_EndSuction | 12 | 10 | 12 | 16 | BranchMin12_BranchMax16 | 14 | 3 | 14 | 24 | HeaderMin14_HeaderMax24 | 14 | 5 | 15 | [11 empty] | INVALID
394 | 130 | 100-150-4P-150HP | NBS_100-150_4P_150HP_12.48_SS | 5072.7199 | 5072.7199 | 20290.8797 | 4 | 0 | 4 | C | NBS_EndSuction | 12 | 10 | 12 | 16 | BranchMin12_BranchMax16 | 14 | 3 | 14 | 24 | HeaderMin14_HeaderMax24 | 16 | 5 | 15
394 | 130 | 100-150-4P-150HP | NBS_100-150_4P_150HP_12.48_SS | 5072.7199 | 5072.7199 | 20290.8797 | 4 | 0 | 4 | C | NBS_EndSuction | 12 | 10 | 12 | 16 | BranchMin12_BranchMax16 | 14 | 3 | 14 | 24 | HeaderMin14_HeaderMax24 | 18 | 5 | 15
394 | 130 | 100-150-4P-150HP | NBS_100-150_4P_150HP_12.48_SS | 5072.7199 | 5072.7199 | 20290.8797 | 4 | 0 | 4 | C | NBS_EndSuction | 12 | 10 | 12 | 16 | BranchMin12_BranchMax16 | 14 | 3 | 14 | 24 | HeaderMin14_HeaderMax24 | 20 | 5 | 15
394 | 130 | 100-150-4P-150HP | NBS_100-150_4P_150HP_12.48_SS | 5072.7199 | 5072.7199 | 20290.8797 | 4 | 0 | 4 | C | NBS_EndSuction | 12 | 10 | 12 | 16 | BranchMin12_BranchMax16 | 14 | 3 | 14 | 24 | HeaderMin14_HeaderMax24 | 24 | 5 | 15
394 | 130 | 100-150-4P-150HP | NBS_100-150_4P_150HP_12.48_SS | 5072.7199 | 5072.7199 | 20290.8797 | 4 | 0 | 4 | C | NBS_EndSuction | 12 | 10 | 12 | 16 | BranchMin12_BranchMax16 | 16 | 3 | 14 | 24 | HeaderMin14_HeaderMax24 | 14 | 5 | 15 | [11 empty] | INVALID
394 | 130 | 100-150-4P-150HP | NBS_100-150_4P_150HP_12.48_SS | 5072.7199 | 5072.7199 | 20290.8797 | 4 | 0 | 4 | C | NBS_EndSuction | 12 | 10 | 12 | 16 | BranchMin12_BranchMax16 | 16 | 3 | 14 | 24 | HeaderMin14_HeaderMax24 | 16 | 5 | 15 | [11 empty] | INVALID
394 | 130 | 100-150-4P-150HP | NBS_100-150_4P_150HP_12.48_SS | 5072.7199 | 5072.7199 | 20290.8797 | 4 | 0 | 4 | C | NBS_EndSuction | 12 | 10 | 12 | 16 | BranchMin12_BranchMax16 | 16 | 3 | 14 | 24 | HeaderMin14_HeaderMax24 | 18 | 5 | 15
394 | 130 | 100-150-4P-150HP | NBS_100-150_4P_150HP_12.48_SS | 5072.7199 | 5072.7199 | 20290.8797 | 4 | 0 | 4 | C | NBS_EndSuction | 12 | 10 | 12 | 16 | BranchMin12_BranchMax16 | 16 | 3 | 14 | 24 | HeaderMin14_HeaderMax24 | 20 | 5 | 15
394 | 130 | 100-150-4P-150HP | NBS_100-150_4P_150HP_12.48_SS | 5072.7199 | 5072.7199 | 20290.8797 | 4 | 0 | 4 | C | NBS_EndSuction | 12 | 10 | 12 | 16 | BranchMin12_BranchMax16 | 16 | 3 | 14 | 24 | HeaderMin14_HeaderMax24 | 24 | 5 | 15
395 | 131 | 100-150-4P-200HP | NBS_100-150_4P_200HP_13.66_SS | 5521.0639 | 5521.0639 | 22084.2557 | 4 | 0 | 4 | C | NBS_EndSuction | 12 | 10 | 12 | 16 | BranchMin12_BranchMax16 | 12 | 3 | 14 | 24 | HeaderMin14_HeaderMax24 | 14 | 5 | 15
395 | 131 | 100-150-4P-200HP | NBS_100-150_4P_200HP_13.66_SS | 5521.0639 | 5521.0639 | 22084.2557 | 4 | 0 | 4 | C | NBS_EndSuction | 12 | 10 | 12 | 16 | BranchMin12_BranchMax16 | 12 | 3 | 14 | 24 | HeaderMin14_HeaderMax24 | 16 | 5 | 15
395 | 131 | 100-150-4P-200HP | NBS_100-150_4P_200HP_13.66_SS | 5521.0639 | 5521.0639 | 22084.2557 | 4 | 0 | 4 | C | NBS_EndSuction | 12 | 10 | 12 | 16 | BranchMin12_BranchMax16 | 12 | 3 | 14 | 24 | HeaderMin14_HeaderMax24 | 18 | 5 | 15
395 | 131 | 100-150-4P-200HP | NBS_100-150_4P_200HP_13.66_SS | 5521.0639 | 5521.0639 | 22084.2557 | 4 | 0 | 4 | C | NBS_EndSuction | 12 | 10 | 12 | 16 | BranchMin12_BranchMax16 | 12 | 3 | 14 | 24 | HeaderMin14_HeaderMax24 | 20 | 5 | 15
395 | 131 | 100-150-4P-200HP | NBS_100-150_4P_200HP_13.66_SS | 5521.0639 | 5521.0639 | 22084.2557 | 4 | 0 | 4 | C | NBS_EndSuction | 12 | 10 | 12 | 16 | BranchMin12_BranchMax16 | 12 | 3 | 14 | 24 | HeaderMin14_HeaderMax24 | 24 | 5 | 15
395 | 131 | 100-150-4P-200HP | NBS_100-150_4P_200HP_13.66_SS | 5521.0639 | 5521.0639 | 22084.2557 | 4 | 0 | 4 | C | NBS_EndSuction | 12 | 10 | 12 | 16 | BranchMin12_BranchMax16 | 14 | 3 | 14 | 24 | HeaderMin14_HeaderMax24 | 14 | 5 | 15 | [11 empty] | INVALID
395 | 131 | 100-150-4P-200HP | NBS_100-150_4P_200HP_13.66_SS | 5521.0639 | 5521.0639 | 22084.2557 | 4 | 0 | 4 | C | NBS_EndSuction | 12 | 10 | 12 | 16 | BranchMin12_BranchMax16 | 14 | 3 | 14 | 24 | HeaderMin14_HeaderMax24 | 16 | 5 | 15
395 | 131 | 100-150-4P-200HP | NBS_100-150_4P_200HP_13.66_SS | 5521.0639 | 5521.0639 | 22084.2557 | 4 | 0 | 4 | C | NBS_EndSuction | 12 | 10 | 12 | 16 | BranchMin12_BranchMax16 | 14 | 3 | 14 | 24 | HeaderMin14_HeaderMax24 | 18 | 5 | 15
395 | 131 | 100-150-4P-200HP | NBS_100-150_4P_200HP_13.66_SS | 5521.0639 | 5521.0639 | 22084.2557 | 4 | 0 | 4 | C | NBS_EndSuction | 12 | 10 | 12 | 16 | BranchMin12_BranchMax16 | 14 | 3 | 14 | 24 | HeaderMin14_HeaderMax24 | 20 | 5 | 15
395 | 131 | 100-150-4P-200HP | NBS_100-150_4P_200HP_13.66_SS | 5521.0639 | 5521.0639 | 22084.2557 | 4 | 0 | 4 | C | NBS_EndSuction | 12 | 10 | 12 | 16 | BranchMin12_BranchMax16 | 14 | 3 | 14 | 24 | HeaderMin14_HeaderMax24 | 24 | 5 | 15
395 | 131 | 100-150-4P-200HP | NBS_100-150_4P_200HP_13.66_SS | 5521.0639 | 5521.0639 | 22084.2557 | 4 | 0 | 4 | C | NBS_EndSuction | 12 | 10 | 12 | 16 | BranchMin12_BranchMax16 | 16 | 3 | 14 | 24 | HeaderMin14_HeaderMax24 | 14 | 5 | 15 | [11 empty] | INVALID
395 | 131 | 100-150-4P-200HP | NBS_100-150_4P_200HP_13.66_SS | 5521.0639 | 5521.0639 | 22084.2557 | 4 | 0 | 4 | C | NBS_EndSuction | 12 | 10 | 12 | 16 | BranchMin12_BranchMax16 | 16 | 3 | 14 | 24 | HeaderMin14_HeaderMax24 | 16 | 5 | 15 | [11 empty] | INVALID
395 | 131 | 100-150-4P-200HP | NBS_100-150_4P_200HP_13.66_SS | 5521.0639 | 5521.0639 | 22084.2557 | 4 | 0 | 4 | C | NBS_EndSuction | 12 | 10 | 12 | 16 | BranchMin12_BranchMax16 | 16 | 3 | 14 | 24 | HeaderMin14_HeaderMax24 | 18 | 5 | 15
395 | 131 | 100-150-4P-200HP | NBS_100-150_4P_200HP_13.66_SS | 5521.0639 | 5521.0639 | 22084.2557 | 4 | 0 | 4 | C | NBS_EndSuction | 12 | 10 | 12 | 16 | BranchMin12_BranchMax16 | 16 | 3 | 14 | 24 | HeaderMin14_HeaderMax24 | 20 | 5 | 15
395 | 131 | 100-150-4P-200HP | NBS_100-150_4P_200HP_13.66_SS | 5521.0639 | 5521.0639 | 22084.2557 | 4 | 0 | 4 | C | NBS_EndSuction | 12 | 10 | 12 | 16 | BranchMin12_BranchMax16 | 16 | 3 | 14 | 24 | HeaderMin14_HeaderMax24 | 24 | 5 | 15
396 | 132 | 100-150-4P-250HP | NBS_100-150_4P_250HP_14.76_SS | 5727.2058 | 5727.2058 | 22908.8234 | 4 | 0 | 4 | C | NBS_EndSuction | 12 | 10 | 12 | 18 | BranchMin12_BranchMax18 | 12 | 4 | 14 | 24 | HeaderMin14_HeaderMax24 | 14 | 5 | 20
396 | 132 | 100-150-4P-250HP | NBS_100-150_4P_250HP_14.76_SS | 5727.2058 | 5727.2058 | 22908.8234 | 4 | 0 | 4 | C | NBS_EndSuction | 12 | 10 | 12 | 18 | BranchMin12_BranchMax18 | 12 | 4 | 14 | 24 | HeaderMin14_HeaderMax24 | 16 | 5 | 20
396 | 132 | 100-150-4P-250HP | NBS_100-150_4P_250HP_14.76_SS | 5727.2058 | 5727.2058 | 22908.8234 | 4 | 0 | 4 | C | NBS_EndSuction | 12 | 10 | 12 | 18 | BranchMin12_BranchMax18 | 12 | 4 | 14 | 24 | HeaderMin14_HeaderMax24 | 18 | 5 | 20
396 | 132 | 100-150-4P-250HP | NBS_100-150_4P_250HP_14.76_SS | 5727.2058 | 5727.2058 | 22908.8234 | 4 | 0 | 4 | C | NBS_EndSuction | 12 | 10 | 12 | 18 | BranchMin12_BranchMax18 | 12 | 4 | 14 | 24 | HeaderMin14_HeaderMax24 | 20 | 5 | 20
396 | 132 | 100-150-4P-250HP | NBS_100-150_4P_250HP_14.76_SS | 5727.2058 | 5727.2058 | 22908.8234 | 4 | 0 | 4 | C | NBS_EndSuction | 12 | 10 | 12 | 18 | BranchMin12_BranchMax18 | 12 | 4 | 14 | 24 | HeaderMin14_HeaderMax24 | 24 | 5 | 20
396 | 132 | 100-150-4P-250HP | NBS_100-150_4P_250HP_14.76_SS | 5727.2058 | 5727.2058 | 22908.8234 | 4 | 0 | 4 | C | NBS_EndSuction | 12 | 10 | 12 | 18 | BranchMin12_BranchMax18 | 14 | 4 | 14 | 24 | HeaderMin14_HeaderMax24 | 14 | 5 | 20 | [11 empty] | INVALID
396 | 132 | 100-150-4P-250HP | NBS_100-150_4P_250HP_14.76_SS | 5727.2058 | 5727.2058 | 22908.8234 | 4 | 0 | 4 | C | NBS_EndSuction | 12 | 10 | 12 | 18 | BranchMin12_BranchMax18 | 14 | 4 | 14 | 24 | HeaderMin14_HeaderMax24 | 16 | 5 | 20
396 | 132 | 100-150-4P-250HP | NBS_100-150_4P_250HP_14.76_SS | 5727.2058 | 5727.2058 | 22908.8234 | 4 | 0 | 4 | C | NBS_EndSuction | 12 | 10 | 12 | 18 | BranchMin12_BranchMax18 | 14 | 4 | 14 | 24 | HeaderMin14_HeaderMax24 | 18 | 5 | 20
396 | 132 | 100-150-4P-250HP | NBS_100-150_4P_250HP_14.76_SS | 5727.2058 | 5727.2058 | 22908.8234 | 4 | 0 | 4 | C | NBS_EndSuction | 12 | 10 | 12 | 18 | BranchMin12_BranchMax18 | 14 | 4 | 14 | 24 | HeaderMin14_HeaderMax24 | 20 | 5 | 20
396 | 132 | 100-150-4P-250HP | NBS_100-150_4P_250HP_14.76_SS | 5727.2058 | 5727.2058 | 22908.8234 | 4 | 0 | 4 | C | NBS_EndSuction | 12 | 10 | 12 | 18 | BranchMin12_BranchMax18 | 14 | 4 | 14 | 24 | HeaderMin14_HeaderMax24 | 24 | 5 | 20
396 | 132 | 100-150-4P-250HP | NBS_100-150_4P_250HP_14.76_SS | 5727.2058 | 5727.2058 | 22908.8234 | 4 | 0 | 4 | C | NBS_EndSuction | 12 | 10 | 12 | 18 | BranchMin12_BranchMax18 | 16 | 4 | 14 | 24 | HeaderMin14_HeaderMax24 | 14 | 5 | 20 | [11 empty] | INVALID
396 | 132 | 100-150-4P-250HP | NBS_100-150_4P_250HP_14.76_SS | 5727.2058 | 5727.2058 | 22908.8234 | 4 | 0 | 4 | C | NBS_EndSuction | 12 | 10 | 12 | 18 | BranchMin12_BranchMax18 | 16 | 4 | 14 | 24 | HeaderMin14_HeaderMax24 | 16 | 5 | 20 | [11 empty] | INVALID
396 | 132 | 100-150-4P-250HP | NBS_100-150_4P_250HP_14.76_SS | 5727.2058 | 5727.2058 | 22908.8234 | 4 | 0 | 4 | C | NBS_EndSuction | 12 | 10 | 12 | 18 | BranchMin12_BranchMax18 | 16 | 4 | 14 | 24 | HeaderMin14_HeaderMax24 | 18 | 5 | 20
396 | 132 | 100-150-4P-250HP | NBS_100-150_4P_250HP_14.76_SS | 5727.2058 | 5727.2058 | 22908.8234 | 4 | 0 | 4 | C | NBS_EndSuction | 12 | 10 | 12 | 18 | BranchMin12_BranchMax18 | 16 | 4 | 14 | 24 | HeaderMin14_HeaderMax24 | 20 | 5 | 20
396 | 132 | 100-150-4P-250HP | NBS_100-150_4P_250HP_14.76_SS | 5727.2058 | 5727.2058 | 22908.8234 | 4 | 0 | 4 | C | NBS_EndSuction | 12 | 10 | 12 | 18 | BranchMin12_BranchMax18 | 16 | 4 | 14 | 24 | HeaderMin14_HeaderMax24 | 24 | 5 | 20
396 | 132 | 100-150-4P-250HP | NBS_100-150_4P_250HP_14.76_SS | 5727.2058 | 5727.2058 | 22908.8234 | 4 | 0 | 4 | C | NBS_EndSuction | 12 | 10 | 12 | 18 | BranchMin12_BranchMax18 | 18 | 4 | 14 | 24 | HeaderMin14_HeaderMax24 | 14 | 5 | 20 | [11 empty] | INVALID
396 | 132 | 100-150-4P-250HP | NBS_100-150_4P_250HP_14.76_SS | 5727.2058 | 5727.2058 | 22908.8234 | 4 | 0 | 4 | C | NBS_EndSuction | 12 | 10 | 12 | 18 | BranchMin12_BranchMax18 | 18 | 4 | 14 | 24 | HeaderMin14_HeaderMax24 | 16 | 5 | 20 | [11 empty] | INVALID
396 | 132 | 100-150-4P-250HP | NBS_100-150_4P_250HP_14.76_SS | 5727.2058 | 5727.2058 | 22908.8234 | 4 | 0 | 4 | C | NBS_EndSuction | 12 | 10 | 12 | 18 | BranchMin12_BranchMax18 | 18 | 4 | 14 | 24 | HeaderMin14_HeaderMax24 | 18 | 5 | 20 | [11 empty] | INVALID
396 | 132 | 100-150-4P-250HP | NBS_100-150_4P_250HP_14.76_SS | 5727.2058 | 5727.2058 | 22908.8234 | 4 | 0 | 4 | C | NBS_EndSuction | 12 | 10 | 12 | 18 | BranchMin12_BranchMax18 | 18 | 4 | 14 | 24 | HeaderMin14_HeaderMax24 | 20 | 5 | 20
396 | 132 | 100-150-4P-250HP | NBS_100-150_4P_250HP_14.76_SS | 5727.2058 | 5727.2058 | 22908.8234 | 4 | 0 | 4 | C | NBS_EndSuction | 12 | 10 | 12 | 18 | BranchMin12_BranchMax18 | 18 | 4 | 14 | 24 | HeaderMin14_HeaderMax24 | 24 | 5 | 20
397 | 1 | 012-070-4P-1HP | NBS_012-070_4P_1HP_6.10_SS | 90.8476 | 90.8476 | 90.8476 | 1 | 1 | 2 | D | NBS_EndSuction | 2 | 1.25 | 2 | 2.5 | BranchMin2_BranchMax2.5 | 2 | 2 | 2.5 | 2.5 | HeaderMin2.5_HeaderMax2.5 | 2.5 | 1 | 2
397 | 1 | 012-070-4P-1HP | NBS_012-070_4P_1HP_6.10_SS | 90.8476 | 90.8476 | 90.8476 | 1 | 1 | 2 | D | NBS_EndSuction | 2 | 1.25 | 2 | 2.5 | BranchMin2_BranchMax2.5 | 2.5 | 2 | 2.5 | 2.5 | HeaderMin2.5_HeaderMax2.5 | 2.5 | 1 | 2 | [11 empty] | INVALID
398 | 2 | 012-070-4P-1pt5HP | NBS_012-070_4P_1.5HP_6.97_SS | 106.5592 | 106.5592 | 106.5592 | 1 | 1 | 2 | D | NBS_EndSuction | 2 | 1.25 | 2 | 2.5 | BranchMin2_BranchMax2.5 | 2 | 2 | 2.5 | 2.5 | HeaderMin2.5_HeaderMax2.5 | 2.5 | 1 | 2
398 | 2 | 012-070-4P-1pt5HP | NBS_012-070_4P_1.5HP_6.97_SS | 106.5592 | 106.5592 | 106.5592 | 1 | 1 | 2 | D | NBS_EndSuction | 2 | 1.25 | 2 | 2.5 | BranchMin2_BranchMax2.5 | 2.5 | 2 | 2.5 | 2.5 | HeaderMin2.5_HeaderMax2.5 | 2.5 | 1 | 2 | [11 empty] | INVALID
399 | 3 | 015-070-4P-1HP | NBS_015-070_4P_1HP_5.12_SS | 145.3387 | 145.3387 | 145.3387 | 1 | 1 | 2 | D | NBS_EndSuction | 2.5 | 1.5 | 2.5 | 3 | BranchMin2.5_BranchMax3 | 2.5 | 2 | 3 | 3 | HeaderMin3_HeaderMax3 | 3 | 1 | 2
399 | 3 | 015-070-4P-1HP | NBS_015-070_4P_1HP_5.12_SS | 145.3387 | 145.3387 | 145.3387 | 1 | 1 | 2 | D | NBS_EndSuction | 2.5 | 1.5 | 2.5 | 3 | BranchMin2.5_BranchMax3 | 3 | 2 | 3 | 3 | HeaderMin3_HeaderMax3 | 3 | 1 | 2 | [11 empty] | INVALID
400 | 4 | 015-070-4P-1pt5HP | NBS_015-070_4P_1.5HP_5.91_SS | 167.6172 | 167.6172 | 167.6172 | 1 | 1 | 2 | D | NBS_EndSuction | 2.5 | 1.5 | 2.5 | 3 | BranchMin2.5_BranchMax3 | 2.5 | 2 | 3 | 3 | HeaderMin3_HeaderMax3 | 3 | 1 | 2
400 | 4 | 015-070-4P-1pt5HP | NBS_015-070_4P_1.5HP_5.91_SS | 167.6172 | 167.6172 | 167.6172 | 1 | 1 | 2 | D | NBS_EndSuction | 2.5 | 1.5 | 2.5 | 3 | BranchMin2.5_BranchMax3 | 3 | 2 | 3 | 3 | HeaderMin3_HeaderMax3 | 3 | 1 | 2 | [11 empty] | INVALID
401 | 5 | 015-070-4P-2HP | NBS_015-070_4P_2HP_6.54_SS | 188.3547 | 188.3547 | 188.3547 | 1 | 1 | 2 | D | NBS_EndSuction | 2.5 | 1.5 | 2.5 | 3 | BranchMin2.5_BranchMax3 | 2.5 | 2 | 3 | 3 | HeaderMin3_HeaderMax3 | 3 | 1 | 2
401 | 5 | 015-070-4P-2HP | NBS_015-070_4P_2HP_6.54_SS | 188.3547 | 188.3547 | 188.3547 | 1 | 1 | 2 | D | NBS_EndSuction | 2.5 | 1.5 | 2.5 | 3 | BranchMin2.5_BranchMax3 | 3 | 2 | 3 | 3 | HeaderMin3_HeaderMax3 | 3 | 1 | 2 | [11 empty] | INVALID
402 | 6 | 015-070-4P-3HP | NBS_015-070_4P_3HP_6.93_SS | 202.4879 | 202.4879 | 202.4879 | 1 | 1 | 2 | D | NBS_EndSuction | 2.5 | 1.5 | 2.5 | 3 | BranchMin2.5_BranchMax3 | 2.5 | 2 | 3 | 3 | HeaderMin3_HeaderMax3 | 3 | 1 | 2
402 | 6 | 015-070-4P-3HP | NBS_015-070_4P_3HP_6.93_SS | 202.4879 | 202.4879 | 202.4879 | 1 | 1 | 2 | D | NBS_EndSuction | 2.5 | 1.5 | 2.5 | 3 | BranchMin2.5_BranchMax3 | 3 | 2 | 3 | 3 | HeaderMin3_HeaderMax3 | 3 | 1 | 2 | [11 empty] | INVALID
403 | 7 | 015-090-4P-1pt5HP | NBS_015-090_4P_1.5HP_6.69_SS | 102.972 | 102.972 | 102.972 | 1 | 1 | 2 | D | NBS_EndSuction | 2.5 | 1.5 | 2.5 | 2.5 | BranchMin2.5_BranchMax2.5 | 2.5 | 1 | 3 | 3 | HeaderMin3_HeaderMax3 | 3 | 1 | 1
404 | 8 | 015-090-4P-2HP | NBS_015-090_4P_2HP_7.24_SS | 116.1429 | 116.1429 | 116.1429 | 1 | 1 | 2 | D | NBS_EndSuction | 2.5 | 1.5 | 2.5 | 2.5 | BranchMin2.5_BranchMax2.5 | 2.5 | 1 | 3 | 3 | HeaderMin3_HeaderMax3 | 3 | 1 | 1
405 | 9 | 015-090-4P-3HP | NBS_015-090_4P_3HP_8.11_SS | 133.8158 | 133.8158 | 133.8158 | 1 | 1 | 2 | D | NBS_EndSuction | 2.5 | 1.5 | 2.5 | 3 | BranchMin2.5_BranchMax3 | 2.5 | 2 | 3 | 3 | HeaderMin3_HeaderMax3 | 3 | 1 | 2
405 | 9 | 015-090-4P-3HP | NBS_015-090_4P_3HP_8.11_SS | 133.8158 | 133.8158 | 133.8158 | 1 | 1 | 2 | D | NBS_EndSuction | 2.5 | 1.5 | 2.5 | 3 | BranchMin2.5_BranchMax3 | 3 | 2 | 3 | 3 | HeaderMin3_HeaderMax3 | 3 | 1 | 2 | [11 empty] | INVALID
406 | 10 | 015-090-4P-5HP | NBS_015-090_4P_5HP_9.84_SS | 150.196 | 150.196 | 150.196 | 1 | 1 | 2 | D | NBS_EndSuction | 2.5 | 1.5 | 2.5 | 3 | BranchMin2.5_BranchMax3 | 2.5 | 2 | 3 | 3 | HeaderMin3_HeaderMax3 | 3 | 1 | 2
406 | 10 | 015-090-4P-5HP | NBS_015-090_4P_5HP_9.84_SS | 150.196 | 150.196 | 150.196 | 1 | 1 | 2 | D | NBS_EndSuction | 2.5 | 1.5 | 2.5 | 3 | BranchMin2.5_BranchMax3 | 3 | 2 | 3 | 3 | HeaderMin3_HeaderMax3 | 3 | 1 | 2 | [11 empty] | INVALID
407 | 11 | 015-095-4P-2HP | NBS_015-095_4P_2HP_6.54_SS | 177.561 | 177.561 | 177.561 | 1 | 1 | 2 | D | NBS_EndSuction | 2.5 | 1.5 | 2.5 | 3 | BranchMin2.5_BranchMax3 | 2.5 | 2 | 3 | 3 | HeaderMin3_HeaderMax3 | 3 | 1 | 2
407 | 11 | 015-095-4P-2HP | NBS_015-095_4P_2HP_6.54_SS | 177.561 | 177.561 | 177.561 | 1 | 1 | 2 | D | NBS_EndSuction | 2.5 | 1.5 | 2.5 | 3 | BranchMin2.5_BranchMax3 | 3 | 2 | 3 | 3 | HeaderMin3_HeaderMax3 | 3 | 1 | 2 | [11 empty] | INVALID
408 | 12 | 015-095-4P-3HP | NBS_015-095_4P_3HP_7.32_SS | 194.9972 | 194.9972 | 194.9972 | 1 | 1 | 2 | D | NBS_EndSuction | 2.5 | 1.5 | 2.5 | 3 | BranchMin2.5_BranchMax3 | 2.5 | 2 | 3 | 3 | HeaderMin3_HeaderMax3 | 3 | 1 | 2
408 | 12 | 015-095-4P-3HP | NBS_015-095_4P_3HP_7.32_SS | 194.9972 | 194.9972 | 194.9972 | 1 | 1 | 2 | D | NBS_EndSuction | 2.5 | 1.5 | 2.5 | 3 | BranchMin2.5_BranchMax3 | 3 | 2 | 3 | 3 | HeaderMin3_HeaderMax3 | 3 | 1 | 2 | [11 empty] | INVALID
409 | 13 | 015-095-4P-5HP | NBS_015-095_4P_5HP_8.82_SS | 230.1371 | 230.1371 | 230.1371 | 1 | 1 | 2 | D | NBS_EndSuction | 2.5 | 1.5 | 2.5 | 4 | BranchMin2.5_BranchMax4 | 2.5 | 3 | 3 | 4 | HeaderMin3_HeaderMax4 | 3 | 2 | 6
409 | 13 | 015-095-4P-5HP | NBS_015-095_4P_5HP_8.82_SS | 230.1371 | 230.1371 | 230.1371 | 1 | 1 | 2 | D | NBS_EndSuction | 2.5 | 1.5 | 2.5 | 4 | BranchMin2.5_BranchMax4 | 2.5 | 3 | 3 | 4 | HeaderMin3_HeaderMax4 | 4 | 2 | 6
409 | 13 | 015-095-4P-5HP | NBS_015-095_4P_5HP_8.82_SS | 230.1371 | 230.1371 | 230.1371 | 1 | 1 | 2 | D | NBS_EndSuction | 2.5 | 1.5 | 2.5 | 4 | BranchMin2.5_BranchMax4 | 3 | 3 | 3 | 4 | HeaderMin3_HeaderMax4 | 3 | 2 | 6 | [11 empty] | INVALID
409 | 13 | 015-095-4P-5HP | NBS_015-095_4P_5HP_8.82_SS | 230.1371 | 230.1371 | 230.1371 | 1 | 1 | 2 | D | NBS_EndSuction | 2.5 | 1.5 | 2.5 | 4 | BranchMin2.5_BranchMax4 | 3 | 3 | 3 | 4 | HeaderMin3_HeaderMax4 | 4 | 2 | 6
409 | 13 | 015-095-4P-5HP | NBS_015-095_4P_5HP_8.82_SS | 230.1371 | 230.1371 | 230.1371 | 1 | 1 | 2 | D | NBS_EndSuction | 2.5 | 1.5 | 2.5 | 4 | BranchMin2.5_BranchMax4 | 4 | 3 | 3 | 4 | HeaderMin3_HeaderMax4 | 3 | 2 | 6 | [11 empty] | INVALID
409 | 13 | 015-095-4P-5HP | NBS_015-095_4P_5HP_8.82_SS | 230.1371 | 230.1371 | 230.1371 | 1 | 1 | 2 | D | NBS_EndSuction | 2.5 | 1.5 | 2.5 | 4 | BranchMin2.5_BranchMax4 | 4 | 3 | 3 | 4 | HeaderMin3_HeaderMax4 | 4 | 2 | 6 | [11 empty] | INVALID
410 | 14 | 015-095-4P-7pt5HP | NBS_015-095_4P_7.5HP_9.84_SS | 242.8034 | 242.8034 | 242.8034 | 1 | 1 | 2 | D | NBS_EndSuction | 2.5 | 1.5 | 2.5 | 4 | BranchMin2.5_BranchMax4 | 2.5 | 3 | 3 | 4 | HeaderMin3_HeaderMax4 | 3 | 2 | 6
410 | 14 | 015-095-4P-7pt5HP | NBS_015-095_4P_7.5HP_9.84_SS | 242.8034 | 242.8034 | 242.8034 | 1 | 1 | 2 | D | NBS_EndSuction | 2.5 | 1.5 | 2.5 | 4 | BranchMin2.5_BranchMax4 | 2.5 | 3 | 3 | 4 | HeaderMin3_HeaderMax4 | 4 | 2 | 6
410 | 14 | 015-095-4P-7pt5HP | NBS_015-095_4P_7.5HP_9.84_SS | 242.8034 | 242.8034 | 242.8034 | 1 | 1 | 2 | D | NBS_EndSuction | 2.5 | 1.5 | 2.5 | 4 | BranchMin2.5_BranchMax4 | 3 | 3 | 3 | 4 | HeaderMin3_HeaderMax4 | 3 | 2 | 6 | [11 empty] | INVALID
410 | 14 | 015-095-4P-7pt5HP | NBS_015-095_4P_7.5HP_9.84_SS | 242.8034 | 242.8034 | 242.8034 | 1 | 1 | 2 | D | NBS_EndSuction | 2.5 | 1.5 | 2.5 | 4 | BranchMin2.5_BranchMax4 | 3 | 3 | 3 | 4 | HeaderMin3_HeaderMax4 | 4 | 2 | 6
410 | 14 | 015-095-4P-7pt5HP | NBS_015-095_4P_7.5HP_9.84_SS | 242.8034 | 242.8034 | 242.8034 | 1 | 1 | 2 | D | NBS_EndSuction | 2.5 | 1.5 | 2.5 | 4 | BranchMin2.5_BranchMax4 | 4 | 3 | 3 | 4 | HeaderMin3_HeaderMax4 | 3 | 2 | 6 | [11 empty] | INVALID
410 | 14 | 015-095-4P-7pt5HP | NBS_015-095_4P_7.5HP_9.84_SS | 242.8034 | 242.8034 | 242.8034 | 1 | 1 | 2 | D | NBS_EndSuction | 2.5 | 1.5 | 2.5 | 4 | BranchMin2.5_BranchMax4 | 4 | 3 | 3 | 4 | HeaderMin3_HeaderMax4 | 4 | 2 | 6 | [11 empty] | INVALID
411 | 15 | 020-095-4P-2HP | NBS_020-095_4P_2HP_5.83_SS | 178.5455 | 178.5455 | 178.5455 | 1 | 1 | 2 | D | NBS_EndSuction | 2.5 | 2 | 2.5 | 3 | BranchMin2.5_BranchMax3 | 2.5 | 2 | 3 | 3 | HeaderMin3_HeaderMax3 | 3 | 1 | 2
411 | 15 | 020-095-4P-2HP | NBS_020-095_4P_2HP_5.83_SS | 178.5455 | 178.5455 | 178.5455 | 1 | 1 | 2 | D | NBS_EndSuction | 2.5 | 2 | 2.5 | 3 | BranchMin2.5_BranchMax3 | 3 | 2 | 3 | 3 | HeaderMin3_HeaderMax3 | 3 | 1 | 2 | [11 empty] | INVALID
412 | 16 | 020-095-4P-3HP | NBS_020-095_4P_3HP_6.61_SS | 208.9617 | 208.9617 | 208.9617 | 1 | 1 | 2 | D | NBS_EndSuction | 2.5 | 2 | 2.5 | 3 | BranchMin2.5_BranchMax3 | 2.5 | 2 | 3 | 3 | HeaderMin3_HeaderMax3 | 3 | 1 | 2
412 | 16 | 020-095-4P-3HP | NBS_020-095_4P_3HP_6.61_SS | 208.9617 | 208.9617 | 208.9617 | 1 | 1 | 2 | D | NBS_EndSuction | 2.5 | 2 | 2.5 | 3 | BranchMin2.5_BranchMax3 | 3 | 2 | 3 | 3 | HeaderMin3_HeaderMax3 | 3 | 1 | 2 | [11 empty] | INVALID
413 | 17 | 020-095-4P-5HP | NBS_020-095_4P_5HP_8.11_SS | 260.8895 | 260.8895 | 260.8895 | 1 | 1 | 2 | D | NBS_EndSuction | 2.5 | 2 | 2.5 | 4 | BranchMin2.5_BranchMax4 | 2.5 | 3 | 3 | 4 | HeaderMin3_HeaderMax4 | 3 | 2 | 6
413 | 17 | 020-095-4P-5HP | NBS_020-095_4P_5HP_8.11_SS | 260.8895 | 260.8895 | 260.8895 | 1 | 1 | 2 | D | NBS_EndSuction | 2.5 | 2 | 2.5 | 4 | BranchMin2.5_BranchMax4 | 2.5 | 3 | 3 | 4 | HeaderMin3_HeaderMax4 | 4 | 2 | 6
413 | 17 | 020-095-4P-5HP | NBS_020-095_4P_5HP_8.11_SS | 260.8895 | 260.8895 | 260.8895 | 1 | 1 | 2 | D | NBS_EndSuction | 2.5 | 2 | 2.5 | 4 | BranchMin2.5_BranchMax4 | 3 | 3 | 3 | 4 | HeaderMin3_HeaderMax4 | 3 | 2 | 6 | [11 empty] | INVALID
413 | 17 | 020-095-4P-5HP | NBS_020-095_4P_5HP_8.11_SS | 260.8895 | 260.8895 | 260.8895 | 1 | 1 | 2 | D | NBS_EndSuction | 2.5 | 2 | 2.5 | 4 | BranchMin2.5_BranchMax4 | 3 | 3 | 3 | 4 | HeaderMin3_HeaderMax4 | 4 | 2 | 6
413 | 17 | 020-095-4P-5HP | NBS_020-095_4P_5HP_8.11_SS | 260.8895 | 260.8895 | 260.8895 | 1 | 1 | 2 | D | NBS_EndSuction | 2.5 | 2 | 2.5 | 4 | BranchMin2.5_BranchMax4 | 4 | 3 | 3 | 4 | HeaderMin3_HeaderMax4 | 3 | 2 | 6 | [11 empty] | INVALID
413 | 17 | 020-095-4P-5HP | NBS_020-095_4P_5HP_8.11_SS | 260.8895 | 260.8895 | 260.8895 | 1 | 1 | 2 | D | NBS_EndSuction | 2.5 | 2 | 2.5 | 4 | BranchMin2.5_BranchMax4 | 4 | 3 | 3 | 4 | HeaderMin3_HeaderMax4 | 4 | 2 | 6 | [11 empty] | INVALID
414 | 18 | 020-095-4P-7pt5HP | NBS_020-095_4P_7.5HP_9.45_SS | 297.3228 | 297.3228 | 297.3228 | 1 | 1 | 2 | D | NBS_EndSuction | 2.5 | 2 | 2.5 | 4 | BranchMin2.5_BranchMax4 | 2.5 | 3 | 3 | 4 | HeaderMin3_HeaderMax4 | 3 | 2 | 6
414 | 18 | 020-095-4P-7pt5HP | NBS_020-095_4P_7.5HP_9.45_SS | 297.3228 | 297.3228 | 297.3228 | 1 | 1 | 2 | D | NBS_EndSuction | 2.5 | 2 | 2.5 | 4 | BranchMin2.5_BranchMax4 | 2.5 | 3 | 3 | 4 | HeaderMin3_HeaderMax4 | 4 | 2 | 6
414 | 18 | 020-095-4P-7pt5HP | NBS_020-095_4P_7.5HP_9.45_SS | 297.3228 | 297.3228 | 297.3228 | 1 | 1 | 2 | D | NBS_EndSuction | 2.5 | 2 | 2.5 | 4 | BranchMin2.5_BranchMax4 | 3 | 3 | 3 | 4 | HeaderMin3_HeaderMax4 | 3 | 2 | 6 | [11 empty] | INVALID
414 | 18 | 020-095-4P-7pt5HP | NBS_020-095_4P_7.5HP_9.45_SS | 297.3228 | 297.3228 | 297.3228 | 1 | 1 | 2 | D | NBS_EndSuction | 2.5 | 2 | 2.5 | 4 | BranchMin2.5_BranchMax4 | 3 | 3 | 3 | 4 | HeaderMin3_HeaderMax4 | 4 | 2 | 6
414 | 18 | 020-095-4P-7pt5HP | NBS_020-095_4P_7.5HP_9.45_SS | 297.3228 | 297.3228 | 297.3228 | 1 | 1 | 2 | D | NBS_EndSuction | 2.5 | 2 | 2.5 | 4 | BranchMin2.5_BranchMax4 | 4 | 3 | 3 | 4 | HeaderMin3_HeaderMax4 | 3 | 2 | 6 | [11 empty] | INVALID
414 | 18 | 020-095-4P-7pt5HP | NBS_020-095_4P_7.5HP_9.45_SS | 297.3228 | 297.3228 | 297.3228 | 1 | 1 | 2 | D | NBS_EndSuction | 2.5 | 2 | 2.5 | 4 | BranchMin2.5_BranchMax4 | 4 | 3 | 3 | 4 | HeaderMin3_HeaderMax4 | 4 | 2 | 6 | [11 empty] | INVALID
415 | 19 | 020-110-4P-5HP | NBS_020-110_4P_5HP_8.11_SS | 273.669 | 273.669 | 273.669 | 1 | 1 | 2 | D | NBS_EndSuction | 2.5 | 2 | 2.5 | 4 | BranchMin2.5_BranchMax4 | 2.5 | 3 | 3 | 4 | HeaderMin3_HeaderMax4 | 3 | 2 | 6
415 | 19 | 020-110-4P-5HP | NBS_020-110_4P_5HP_8.11_SS | 273.669 | 273.669 | 273.669 | 1 | 1 | 2 | D | NBS_EndSuction | 2.5 | 2 | 2.5 | 4 | BranchMin2.5_BranchMax4 | 2.5 | 3 | 3 | 4 | HeaderMin3_HeaderMax4 | 4 | 2 | 6
415 | 19 | 020-110-4P-5HP | NBS_020-110_4P_5HP_8.11_SS | 273.669 | 273.669 | 273.669 | 1 | 1 | 2 | D | NBS_EndSuction | 2.5 | 2 | 2.5 | 4 | BranchMin2.5_BranchMax4 | 3 | 3 | 3 | 4 | HeaderMin3_HeaderMax4 | 3 | 2 | 6 | [11 empty] | INVALID
415 | 19 | 020-110-4P-5HP | NBS_020-110_4P_5HP_8.11_SS | 273.669 | 273.669 | 273.669 | 1 | 1 | 2 | D | NBS_EndSuction | 2.5 | 2 | 2.5 | 4 | BranchMin2.5_BranchMax4 | 3 | 3 | 3 | 4 | HeaderMin3_HeaderMax4 | 4 | 2 | 6
415 | 19 | 020-110-4P-5HP | NBS_020-110_4P_5HP_8.11_SS | 273.669 | 273.669 | 273.669 | 1 | 1 | 2 | D | NBS_EndSuction | 2.5 | 2 | 2.5 | 4 | BranchMin2.5_BranchMax4 | 4 | 3 | 3 | 4 | HeaderMin3_HeaderMax4 | 3 | 2 | 6 | [11 empty] | INVALID
415 | 19 | 020-110-4P-5HP | NBS_020-110_4P_5HP_8.11_SS | 273.669 | 273.669 | 273.669 | 1 | 1 | 2 | D | NBS_EndSuction | 2.5 | 2 | 2.5 | 4 | BranchMin2.5_BranchMax4 | 4 | 3 | 3 | 4 | HeaderMin3_HeaderMax4 | 4 | 2 | 6 | [11 empty] | INVALID
416 | 20 | 020-110-4P-7pt5HP | NBS_020-110_4P_7.5HP_8.98_SS | 321.881 | 321.881 | 321.881 | 1 | 1 | 2 | D | NBS_EndSuction | 2.5 | 2 | 2.5 | 4 | BranchMin2.5_BranchMax4 | 2.5 | 3 | 3 | 4 | HeaderMin3_HeaderMax4 | 3 | 2 | 6
416 | 20 | 020-110-4P-7pt5HP | NBS_020-110_4P_7.5HP_8.98_SS | 321.881 | 321.881 | 321.881 | 1 | 1 | 2 | D | NBS_EndSuction | 2.5 | 2 | 2.5 | 4 | BranchMin2.5_BranchMax4 | 2.5 | 3 | 3 | 4 | HeaderMin3_HeaderMax4 | 4 | 2 | 6
416 | 20 | 020-110-4P-7pt5HP | NBS_020-110_4P_7.5HP_8.98_SS | 321.881 | 321.881 | 321.881 | 1 | 1 | 2 | D | NBS_EndSuction | 2.5 | 2 | 2.5 | 4 | BranchMin2.5_BranchMax4 | 3 | 3 | 3 | 4 | HeaderMin3_HeaderMax4 | 3 | 2 | 6 | [11 empty] | INVALID
416 | 20 | 020-110-4P-7pt5HP | NBS_020-110_4P_7.5HP_8.98_SS | 321.881 | 321.881 | 321.881 | 1 | 1 | 2 | D | NBS_EndSuction | 2.5 | 2 | 2.5 | 4 | BranchMin2.5_BranchMax4 | 3 | 3 | 3 | 4 | HeaderMin3_HeaderMax4 | 4 | 2 | 6
416 | 20 | 020-110-4P-7pt5HP | NBS_020-110_4P_7.5HP_8.98_SS | 321.881 | 321.881 | 321.881 | 1 | 1 | 2 | D | NBS_EndSuction | 2.5 | 2 | 2.5 | 4 | BranchMin2.5_BranchMax4 | 4 | 3 | 3 | 4 | HeaderMin3_HeaderMax4 | 3 | 2 | 6 | [11 empty] | INVALID
416 | 20 | 020-110-4P-7pt5HP | NBS_020-110_4P_7.5HP_8.98_SS | 321.881 | 321.881 | 321.881 | 1 | 1 | 2 | D | NBS_EndSuction | 2.5 | 2 | 2.5 | 4 | BranchMin2.5_BranchMax4 | 4 | 3 | 3 | 4 | HeaderMin3_HeaderMax4 | 4 | 2 | 6 | [11 empty] | INVALID
417 | 21 | 020-110-4P-10HP | NBS_020-110_4P_10HP_9.92_SS | 360.1978 | 360.1978 | 360.1978 | 1 | 1 | 2 | D | NBS_EndSuction | 2.5 | 2 | 2.5 | 4 | BranchMin2.5_BranchMax4 | 2.5 | 3 | 3 | 4 | HeaderMin3_HeaderMax4 | 3 | 2 | 6
417 | 21 | 020-110-4P-10HP | NBS_020-110_4P_10HP_9.92_SS | 360.1978 | 360.1978 | 360.1978 | 1 | 1 | 2 | D | NBS_EndSuction | 2.5 | 2 | 2.5 | 4 | BranchMin2.5_BranchMax4 | 2.5 | 3 | 3 | 4 | HeaderMin3_HeaderMax4 | 4 | 2 | 6
417 | 21 | 020-110-4P-10HP | NBS_020-110_4P_10HP_9.92_SS | 360.1978 | 360.1978 | 360.1978 | 1 | 1 | 2 | D | NBS_EndSuction | 2.5 | 2 | 2.5 | 4 | BranchMin2.5_BranchMax4 | 3 | 3 | 3 | 4 | HeaderMin3_HeaderMax4 | 3 | 2 | 6 | [11 empty] | INVALID
417 | 21 | 020-110-4P-10HP | NBS_020-110_4P_10HP_9.92_SS | 360.1978 | 360.1978 | 360.1978 | 1 | 1 | 2 | D | NBS_EndSuction | 2.5 | 2 | 2.5 | 4 | BranchMin2.5_BranchMax4 | 3 | 3 | 3 | 4 | HeaderMin3_HeaderMax4 | 4 | 2 | 6
417 | 21 | 020-110-4P-10HP | NBS_020-110_4P_10HP_9.92_SS | 360.1978 | 360.1978 | 360.1978 | 1 | 1 | 2 | D | NBS_EndSuction | 2.5 | 2 | 2.5 | 4 | BranchMin2.5_BranchMax4 | 4 | 3 | 3 | 4 | HeaderMin3_HeaderMax4 | 3 | 2 | 6 | [11 empty] | INVALID
417 | 21 | 020-110-4P-10HP | NBS_020-110_4P_10HP_9.92_SS | 360.1978 | 360.1978 | 360.1978 | 1 | 1 | 2 | D | NBS_EndSuction | 2.5 | 2 | 2.5 | 4 | BranchMin2.5_BranchMax4 | 4 | 3 | 3 | 4 | HeaderMin3_HeaderMax4 | 4 | 2 | 6 | [11 empty] | INVALID
418 | 22 | 020-110-4P-15HP | NBS_020-110_4P_15HP_10.31_SS | 376.0572 | 376.0572 | 376.0572 | 1 | 1 | 2 | D | NBS_EndSuction | 2.5 | 2 | 2.5 | 4 | BranchMin2.5_BranchMax4 | 2.5 | 3 | 3 | 4 | HeaderMin3_HeaderMax4 | 3 | 2 | 6
418 | 22 | 020-110-4P-15HP | NBS_020-110_4P_15HP_10.31_SS | 376.0572 | 376.0572 | 376.0572 | 1 | 1 | 2 | D | NBS_EndSuction | 2.5 | 2 | 2.5 | 4 | BranchMin2.5_BranchMax4 | 2.5 | 3 | 3 | 4 | HeaderMin3_HeaderMax4 | 4 | 2 | 6
418 | 22 | 020-110-4P-15HP | NBS_020-110_4P_15HP_10.31_SS | 376.0572 | 376.0572 | 376.0572 | 1 | 1 | 2 | D | NBS_EndSuction | 2.5 | 2 | 2.5 | 4 | BranchMin2.5_BranchMax4 | 3 | 3 | 3 | 4 | HeaderMin3_HeaderMax4 | 3 | 2 | 6 | [11 empty] | INVALID
418 | 22 | 020-110-4P-15HP | NBS_020-110_4P_15HP_10.31_SS | 376.0572 | 376.0572 | 376.0572 | 1 | 1 | 2 | D | NBS_EndSuction | 2.5 | 2 | 2.5 | 4 | BranchMin2.5_BranchMax4 | 3 | 3 | 3 | 4 | HeaderMin3_HeaderMax4 | 4 | 2 | 6
418 | 22 | 020-110-4P-15HP | NBS_020-110_4P_15HP_10.31_SS | 376.0572 | 376.0572 | 376.0572 | 1 | 1 | 2 | D | NBS_EndSuction | 2.5 | 2 | 2.5 | 4 | BranchMin2.5_BranchMax4 | 4 | 3 | 3 | 4 | HeaderMin3_HeaderMax4 | 3 | 2 | 6 | [11 empty] | INVALID
418 | 22 | 020-110-4P-15HP | NBS_020-110_4P_15HP_10.31_SS | 376.0572 | 376.0572 | 376.0572 | 1 | 1 | 2 | D | NBS_EndSuction | 2.5 | 2 | 2.5 | 4 | BranchMin2.5_BranchMax4 | 4 | 3 | 3 | 4 | HeaderMin3_HeaderMax4 | 4 | 2 | 6 | [11 empty] | INVALID
419 | 23 | 020-135-4P-7pt5HP | NBS_020-135_4P_7.5HP_9.29_SS | 261.6739 | 261.6739 | 261.6739 | 1 | 1 | 2 | D | NBS_EndSuction | 3 | 2 | 3 | 4 | BranchMin3_BranchMax4 | 3 | 2 | 4 | 4 | HeaderMin4_HeaderMax4 | 4 | 1 | 2
419 | 23 | 020-135-4P-7pt5HP | NBS_020-135_4P_7.5HP_9.29_SS | 261.6739 | 261.6739 | 261.6739 | 1 | 1 | 2 | D | NBS_EndSuction | 3 | 2 | 3 | 4 | BranchMin3_BranchMax4 | 4 | 2 | 4 | 4 | HeaderMin4_HeaderMax4 | 4 | 1 | 2 | [11 empty] | INVALID
420 | 24 | 020-135-4P-10HP | NBS_020-135_4P_10HP_10.16_SS | 299.9456 | 299.9456 | 299.9456 | 1 | 1 | 2 | D | NBS_EndSuction | 3 | 2 | 3 | 4 | BranchMin3_BranchMax4 | 3 | 2 | 4 | 4 | HeaderMin4_HeaderMax4 | 4 | 1 | 2
420 | 24 | 020-135-4P-10HP | NBS_020-135_4P_10HP_10.16_SS | 299.9456 | 299.9456 | 299.9456 | 1 | 1 | 2 | D | NBS_EndSuction | 3 | 2 | 3 | 4 | BranchMin3_BranchMax4 | 4 | 2 | 4 | 4 | HeaderMin4_HeaderMax4 | 4 | 1 | 2 | [11 empty] | INVALID
421 | 25 | 020-135-4P-15HP | NBS_020-135_4P_15HP_11.42_SS | 365.149 | 365.149 | 365.149 | 1 | 1 | 2 | D | NBS_EndSuction | 3 | 2 | 3 | 4 | BranchMin3_BranchMax4 | 3 | 2 | 4 | 4 | HeaderMin4_HeaderMax4 | 4 | 1 | 2
421 | 25 | 020-135-4P-15HP | NBS_020-135_4P_15HP_11.42_SS | 365.149 | 365.149 | 365.149 | 1 | 1 | 2 | D | NBS_EndSuction | 3 | 2 | 3 | 4 | BranchMin3_BranchMax4 | 4 | 2 | 4 | 4 | HeaderMin4_HeaderMax4 | 4 | 1 | 2 | [11 empty] | INVALID
422 | 26 | 020-135-4P-20HP | NBS_020-135_4P_20HP_12.52_SS | 403.7936 | 403.7936 | 403.7936 | 1 | 1 | 2 | D | NBS_EndSuction | 3 | 2 | 3 | 5 | BranchMin3_BranchMax5 | 3 | 3 | 4 | 5 | HeaderMin4_HeaderMax5 | 4 | 2 | 6
422 | 26 | 020-135-4P-20HP | NBS_020-135_4P_20HP_12.52_SS | 403.7936 | 403.7936 | 403.7936 | 1 | 1 | 2 | D | NBS_EndSuction | 3 | 2 | 3 | 5 | BranchMin3_BranchMax5 | 3 | 3 | 4 | 5 | HeaderMin4_HeaderMax5 | 5 | 2 | 6
422 | 26 | 020-135-4P-20HP | NBS_020-135_4P_20HP_12.52_SS | 403.7936 | 403.7936 | 403.7936 | 1 | 1 | 2 | D | NBS_EndSuction | 3 | 2 | 3 | 5 | BranchMin3_BranchMax5 | 4 | 3 | 4 | 5 | HeaderMin4_HeaderMax5 | 4 | 2 | 6 | [11 empty] | INVALID
422 | 26 | 020-135-4P-20HP | NBS_020-135_4P_20HP_12.52_SS | 403.7936 | 403.7936 | 403.7936 | 1 | 1 | 2 | D | NBS_EndSuction | 3 | 2 | 3 | 5 | BranchMin3_BranchMax5 | 4 | 3 | 4 | 5 | HeaderMin4_HeaderMax5 | 5 | 2 | 6
422 | 26 | 020-135-4P-20HP | NBS_020-135_4P_20HP_12.52_SS | 403.7936 | 403.7936 | 403.7936 | 1 | 1 | 2 | D | NBS_EndSuction | 3 | 2 | 3 | 5 | BranchMin3_BranchMax5 | 5 | 3 | 4 | 5 | HeaderMin4_HeaderMax5 | 4 | 2 | 6 | [11 empty] | INVALID
422 | 26 | 020-135-4P-20HP | NBS_020-135_4P_20HP_12.52_SS | 403.7936 | 403.7936 | 403.7936 | 1 | 1 | 2 | D | NBS_EndSuction | 3 | 2 | 3 | 5 | BranchMin3_BranchMax5 | 5 | 3 | 4 | 5 | HeaderMin4_HeaderMax5 | 5 | 2 | 6 | [11 empty] | INVALID
423 | 27 | 020-135-4P-25HP | NBS_020-135_4P_25HP_13.31_SS | 402.7736 | 402.7736 | 402.7736 | 1 | 1 | 2 | D | NBS_EndSuction | 3 | 2 | 3 | 5 | BranchMin3_BranchMax5 | 3 | 3 | 4 | 5 | HeaderMin4_HeaderMax5 | 4 | 2 | 6
423 | 27 | 020-135-4P-25HP | NBS_020-135_4P_25HP_13.31_SS | 402.7736 | 402.7736 | 402.7736 | 1 | 1 | 2 | D | NBS_EndSuction | 3 | 2 | 3 | 5 | BranchMin3_BranchMax5 | 3 | 3 | 4 | 5 | HeaderMin4_HeaderMax5 | 5 | 2 | 6
423 | 27 | 020-135-4P-25HP | NBS_020-135_4P_25HP_13.31_SS | 402.7736 | 402.7736 | 402.7736 | 1 | 1 | 2 | D | NBS_EndSuction | 3 | 2 | 3 | 5 | BranchMin3_BranchMax5 | 4 | 3 | 4 | 5 | HeaderMin4_HeaderMax5 | 4 | 2 | 6 | [11 empty] | INVALID
423 | 27 | 020-135-4P-25HP | NBS_020-135_4P_25HP_13.31_SS | 402.7736 | 402.7736 | 402.7736 | 1 | 1 | 2 | D | NBS_EndSuction | 3 | 2 | 3 | 5 | BranchMin3_BranchMax5 | 4 | 3 | 4 | 5 | HeaderMin4_HeaderMax5 | 5 | 2 | 6
423 | 27 | 020-135-4P-25HP | NBS_020-135_4P_25HP_13.31_SS | 402.7736 | 402.7736 | 402.7736 | 1 | 1 | 2 | D | NBS_EndSuction | 3 | 2 | 3 | 5 | BranchMin3_BranchMax5 | 5 | 3 | 4 | 5 | HeaderMin4_HeaderMax5 | 4 | 2 | 6 | [11 empty] | INVALID
423 | 27 | 020-135-4P-25HP | NBS_020-135_4P_25HP_13.31_SS | 402.7736 | 402.7736 | 402.7736 | 1 | 1 | 2 | D | NBS_EndSuction | 3 | 2 | 3 | 5 | BranchMin3_BranchMax5 | 5 | 3 | 4 | 5 | HeaderMin4_HeaderMax5 | 5 | 2 | 6 | [11 empty] | INVALID
424 | 28 | 025-070-4P-1HP | NBS_025-070_4P_1HP_4.65_SS | 183.5282 | 183.5282 | 183.5282 | 1 | 1 | 2 | D | NBS_EndSuction | 2.5 | 2 | 2.5 | 3 | BranchMin2.5_BranchMax3 | 2.5 | 2 | 3 | 3 | HeaderMin3_HeaderMax3 | 3 | 1 | 2
424 | 28 | 025-070-4P-1HP | NBS_025-070_4P_1HP_4.65_SS | 183.5282 | 183.5282 | 183.5282 | 1 | 1 | 2 | D | NBS_EndSuction | 2.5 | 2 | 2.5 | 3 | BranchMin2.5_BranchMax3 | 3 | 2 | 3 | 3 | HeaderMin3_HeaderMax3 | 3 | 1 | 2 | [11 empty] | INVALID
425 | 29 | 025-070-4P-1pt5HP | NBS_025-070_4P_1.5HP_5.28_SS | 235.9056 | 235.9056 | 235.9056 | 1 | 1 | 2 | D | NBS_EndSuction | 2.5 | 2 | 2.5 | 4 | BranchMin2.5_BranchMax4 | 2.5 | 3 | 3 | 4 | HeaderMin3_HeaderMax4 | 3 | 2 | 6
425 | 29 | 025-070-4P-1pt5HP | NBS_025-070_4P_1.5HP_5.28_SS | 235.9056 | 235.9056 | 235.9056 | 1 | 1 | 2 | D | NBS_EndSuction | 2.5 | 2 | 2.5 | 4 | BranchMin2.5_BranchMax4 | 2.5 | 3 | 3 | 4 | HeaderMin3_HeaderMax4 | 4 | 2 | 6
425 | 29 | 025-070-4P-1pt5HP | NBS_025-070_4P_1.5HP_5.28_SS | 235.9056 | 235.9056 | 235.9056 | 1 | 1 | 2 | D | NBS_EndSuction | 2.5 | 2 | 2.5 | 4 | BranchMin2.5_BranchMax4 | 3 | 3 | 3 | 4 | HeaderMin3_HeaderMax4 | 3 | 2 | 6 | [11 empty] | INVALID
425 | 29 | 025-070-4P-1pt5HP | NBS_025-070_4P_1.5HP_5.28_SS | 235.9056 | 235.9056 | 235.9056 | 1 | 1 | 2 | D | NBS_EndSuction | 2.5 | 2 | 2.5 | 4 | BranchMin2.5_BranchMax4 | 3 | 3 | 3 | 4 | HeaderMin3_HeaderMax4 | 4 | 2 | 6
425 | 29 | 025-070-4P-1pt5HP | NBS_025-070_4P_1.5HP_5.28_SS | 235.9056 | 235.9056 | 235.9056 | 1 | 1 | 2 | D | NBS_EndSuction | 2.5 | 2 | 2.5 | 4 | BranchMin2.5_BranchMax4 | 4 | 3 | 3 | 4 | HeaderMin3_HeaderMax4 | 3 | 2 | 6 | [11 empty] | INVALID
425 | 29 | 025-070-4P-1pt5HP | NBS_025-070_4P_1.5HP_5.28_SS | 235.9056 | 235.9056 | 235.9056 | 1 | 1 | 2 | D | NBS_EndSuction | 2.5 | 2 | 2.5 | 4 | BranchMin2.5_BranchMax4 | 4 | 3 | 3 | 4 | HeaderMin3_HeaderMax4 | 4 | 2 | 6 | [11 empty] | INVALID
426 | 30 | 025-070-4P-2HP | NBS_025-070_4P_2HP_5.83_SS | 254.5738 | 254.5738 | 254.5738 | 1 | 1 | 2 | D | NBS_EndSuction | 2.5 | 2 | 2.5 | 4 | BranchMin2.5_BranchMax4 | 2.5 | 3 | 3 | 4 | HeaderMin3_HeaderMax4 | 3 | 2 | 6
426 | 30 | 025-070-4P-2HP | NBS_025-070_4P_2HP_5.83_SS | 254.5738 | 254.5738 | 254.5738 | 1 | 1 | 2 | D | NBS_EndSuction | 2.5 | 2 | 2.5 | 4 | BranchMin2.5_BranchMax4 | 2.5 | 3 | 3 | 4 | HeaderMin3_HeaderMax4 | 4 | 2 | 6
426 | 30 | 025-070-4P-2HP | NBS_025-070_4P_2HP_5.83_SS | 254.5738 | 254.5738 | 254.5738 | 1 | 1 | 2 | D | NBS_EndSuction | 2.5 | 2 | 2.5 | 4 | BranchMin2.5_BranchMax4 | 3 | 3 | 3 | 4 | HeaderMin3_HeaderMax4 | 3 | 2 | 6 | [11 empty] | INVALID
426 | 30 | 025-070-4P-2HP | NBS_025-070_4P_2HP_5.83_SS | 254.5738 | 254.5738 | 254.5738 | 1 | 1 | 2 | D | NBS_EndSuction | 2.5 | 2 | 2.5 | 4 | BranchMin2.5_BranchMax4 | 3 | 3 | 3 | 4 | HeaderMin3_HeaderMax4 | 4 | 2 | 6
426 | 30 | 025-070-4P-2HP | NBS_025-070_4P_2HP_5.83_SS | 254.5738 | 254.5738 | 254.5738 | 1 | 1 | 2 | D | NBS_EndSuction | 2.5 | 2 | 2.5 | 4 | BranchMin2.5_BranchMax4 | 4 | 3 | 3 | 4 | HeaderMin3_HeaderMax4 | 3 | 2 | 6 | [11 empty] | INVALID
426 | 30 | 025-070-4P-2HP | NBS_025-070_4P_2HP_5.83_SS | 254.5738 | 254.5738 | 254.5738 | 1 | 1 | 2 | D | NBS_EndSuction | 2.5 | 2 | 2.5 | 4 | BranchMin2.5_BranchMax4 | 4 | 3 | 3 | 4 | HeaderMin3_HeaderMax4 | 4 | 2 | 6 | [11 empty] | INVALID
427 | 31 | 025-070-4P-3HP | NBS_025-070_4P_3HP_6.61_SS | 278.649 | 278.649 | 278.649 | 1 | 1 | 2 | D | NBS_EndSuction | 2.5 | 2 | 2.5 | 4 | BranchMin2.5_BranchMax4 | 2.5 | 3 | 3 | 4 | HeaderMin3_HeaderMax4 | 3 | 2 | 6
427 | 31 | 025-070-4P-3HP | NBS_025-070_4P_3HP_6.61_SS | 278.649 | 278.649 | 278.649 | 1 | 1 | 2 | D | NBS_EndSuction | 2.5 | 2 | 2.5 | 4 | BranchMin2.5_BranchMax4 | 2.5 | 3 | 3 | 4 | HeaderMin3_HeaderMax4 | 4 | 2 | 6
427 | 31 | 025-070-4P-3HP | NBS_025-070_4P_3HP_6.61_SS | 278.649 | 278.649 | 278.649 | 1 | 1 | 2 | D | NBS_EndSuction | 2.5 | 2 | 2.5 | 4 | BranchMin2.5_BranchMax4 | 3 | 3 | 3 | 4 | HeaderMin3_HeaderMax4 | 3 | 2 | 6 | [11 empty] | INVALID
427 | 31 | 025-070-4P-3HP | NBS_025-070_4P_3HP_6.61_SS | 278.649 | 278.649 | 278.649 | 1 | 1 | 2 | D | NBS_EndSuction | 2.5 | 2 | 2.5 | 4 | BranchMin2.5_BranchMax4 | 3 | 3 | 3 | 4 | HeaderMin3_HeaderMax4 | 4 | 2 | 6
427 | 31 | 025-070-4P-3HP | NBS_025-070_4P_3HP_6.61_SS | 278.649 | 278.649 | 278.649 | 1 | 1 | 2 | D | NBS_EndSuction | 2.5 | 2 | 2.5 | 4 | BranchMin2.5_BranchMax4 | 4 | 3 | 3 | 4 | HeaderMin3_HeaderMax4 | 3 | 2 | 6 | [11 empty] | INVALID
427 | 31 | 025-070-4P-3HP | NBS_025-070_4P_3HP_6.61_SS | 278.649 | 278.649 | 278.649 | 1 | 1 | 2 | D | NBS_EndSuction | 2.5 | 2 | 2.5 | 4 | BranchMin2.5_BranchMax4 | 4 | 3 | 3 | 4 | HeaderMin3_HeaderMax4 | 4 | 2 | 6 | [11 empty] | INVALID
428 | 32 | 025-070-4P-5HP | NBS_025-070_4P_5HP_6.77_SS | 302.5651 | 302.5651 | 302.5651 | 1 | 1 | 2 | D | NBS_EndSuction | 2.5 | 2 | 2.5 | 4 | BranchMin2.5_BranchMax4 | 2.5 | 3 | 3 | 4 | HeaderMin3_HeaderMax4 | 3 | 2 | 6
428 | 32 | 025-070-4P-5HP | NBS_025-070_4P_5HP_6.77_SS | 302.5651 | 302.5651 | 302.5651 | 1 | 1 | 2 | D | NBS_EndSuction | 2.5 | 2 | 2.5 | 4 | BranchMin2.5_BranchMax4 | 2.5 | 3 | 3 | 4 | HeaderMin3_HeaderMax4 | 4 | 2 | 6
428 | 32 | 025-070-4P-5HP | NBS_025-070_4P_5HP_6.77_SS | 302.5651 | 302.5651 | 302.5651 | 1 | 1 | 2 | D | NBS_EndSuction | 2.5 | 2 | 2.5 | 4 | BranchMin2.5_BranchMax4 | 3 | 3 | 3 | 4 | HeaderMin3_HeaderMax4 | 3 | 2 | 6 | [11 empty] | INVALID
428 | 32 | 025-070-4P-5HP | NBS_025-070_4P_5HP_6.77_SS | 302.5651 | 302.5651 | 302.5651 | 1 | 1 | 2 | D | NBS_EndSuction | 2.5 | 2 | 2.5 | 4 | BranchMin2.5_BranchMax4 | 3 | 3 | 3 | 4 | HeaderMin3_HeaderMax4 | 4 | 2 | 6
428 | 32 | 025-070-4P-5HP | NBS_025-070_4P_5HP_6.77_SS | 302.5651 | 302.5651 | 302.5651 | 1 | 1 | 2 | D | NBS_EndSuction | 2.5 | 2 | 2.5 | 4 | BranchMin2.5_BranchMax4 | 4 | 3 | 3 | 4 | HeaderMin3_HeaderMax4 | 3 | 2 | 6 | [11 empty] | INVALID
428 | 32 | 025-070-4P-5HP | NBS_025-070_4P_5HP_6.77_SS | 302.5651 | 302.5651 | 302.5651 | 1 | 1 | 2 | D | NBS_EndSuction | 2.5 | 2 | 2.5 | 4 | BranchMin2.5_BranchMax4 | 4 | 3 | 3 | 4 | HeaderMin3_HeaderMax4 | 4 | 2 | 6 | [11 empty] | INVALID
429 | 33 | 025-095-4P-3HP | NBS_025-095_4P_3HP_5.98_SS | 278.138 | 278.138 | 278.138 | 1 | 1 | 2 | D | NBS_EndSuction | 3 | 2.5 | 3 | 4 | BranchMin3_BranchMax4 | 3 | 2 | 4 | 4 | HeaderMin4_HeaderMax4 | 4 | 1 | 2
429 | 33 | 025-095-4P-3HP | NBS_025-095_4P_3HP_5.98_SS | 278.138 | 278.138 | 278.138 | 1 | 1 | 2 | D | NBS_EndSuction | 3 | 2.5 | 3 | 4 | BranchMin3_BranchMax4 | 4 | 2 | 4 | 4 | HeaderMin4_HeaderMax4 | 4 | 1 | 2 | [11 empty] | INVALID
430 | 34 | 025-095-4P-5HP | NBS_025-095_4P_5HP_7.17_SS | 343.952 | 343.952 | 343.952 | 1 | 1 | 2 | D | NBS_EndSuction | 3 | 2.5 | 3 | 4 | BranchMin3_BranchMax4 | 3 | 2 | 4 | 4 | HeaderMin4_HeaderMax4 | 4 | 1 | 2
430 | 34 | 025-095-4P-5HP | NBS_025-095_4P_5HP_7.17_SS | 343.952 | 343.952 | 343.952 | 1 | 1 | 2 | D | NBS_EndSuction | 3 | 2.5 | 3 | 4 | BranchMin3_BranchMax4 | 4 | 2 | 4 | 4 | HeaderMin4_HeaderMax4 | 4 | 1 | 2 | [11 empty] | INVALID
431 | 35 | 025-095-4P-7pt5HP | NBS_025-095_4P_7.5HP_8.43_SS | 398.9817 | 398.9817 | 398.9817 | 1 | 1 | 2 | D | NBS_EndSuction | 3 | 2.5 | 3 | 4 | BranchMin3_BranchMax4 | 3 | 2 | 4 | 4 | HeaderMin4_HeaderMax4 | 4 | 1 | 2
431 | 35 | 025-095-4P-7pt5HP | NBS_025-095_4P_7.5HP_8.43_SS | 398.9817 | 398.9817 | 398.9817 | 1 | 1 | 2 | D | NBS_EndSuction | 3 | 2.5 | 3 | 4 | BranchMin3_BranchMax4 | 4 | 2 | 4 | 4 | HeaderMin4_HeaderMax4 | 4 | 1 | 2 | [11 empty] | INVALID
432 | 36 | 025-095-4P-10HP | NBS_025-095_4P_10HP_9.53_SS | 427.0782 | 427.0782 | 427.0782 | 1 | 1 | 2 | D | NBS_EndSuction | 3 | 2.5 | 3 | 5 | BranchMin3_BranchMax5 | 3 | 3 | 4 | 5 | HeaderMin4_HeaderMax5 | 4 | 2 | 6
432 | 36 | 025-095-4P-10HP | NBS_025-095_4P_10HP_9.53_SS | 427.0782 | 427.0782 | 427.0782 | 1 | 1 | 2 | D | NBS_EndSuction | 3 | 2.5 | 3 | 5 | BranchMin3_BranchMax5 | 3 | 3 | 4 | 5 | HeaderMin4_HeaderMax5 | 5 | 2 | 6
432 | 36 | 025-095-4P-10HP | NBS_025-095_4P_10HP_9.53_SS | 427.0782 | 427.0782 | 427.0782 | 1 | 1 | 2 | D | NBS_EndSuction | 3 | 2.5 | 3 | 5 | BranchMin3_BranchMax5 | 4 | 3 | 4 | 5 | HeaderMin4_HeaderMax5 | 4 | 2 | 6 | [11 empty] | INVALID
432 | 36 | 025-095-4P-10HP | NBS_025-095_4P_10HP_9.53_SS | 427.0782 | 427.0782 | 427.0782 | 1 | 1 | 2 | D | NBS_EndSuction | 3 | 2.5 | 3 | 5 | BranchMin3_BranchMax5 | 4 | 3 | 4 | 5 | HeaderMin4_HeaderMax5 | 5 | 2 | 6
432 | 36 | 025-095-4P-10HP | NBS_025-095_4P_10HP_9.53_SS | 427.0782 | 427.0782 | 427.0782 | 1 | 1 | 2 | D | NBS_EndSuction | 3 | 2.5 | 3 | 5 | BranchMin3_BranchMax5 | 5 | 3 | 4 | 5 | HeaderMin4_HeaderMax5 | 4 | 2 | 6 | [11 empty] | INVALID
432 | 36 | 025-095-4P-10HP | NBS_025-095_4P_10HP_9.53_SS | 427.0782 | 427.0782 | 427.0782 | 1 | 1 | 2 | D | NBS_EndSuction | 3 | 2.5 | 3 | 5 | BranchMin3_BranchMax5 | 5 | 3 | 4 | 5 | HeaderMin4_HeaderMax5 | 5 | 2 | 6 | [11 empty] | INVALID
433 | 37 | 025-110-4P-7pt5HP | NBS_025-110_4P_7.5HP_8.58_SS | 374.2437 | 374.2437 | 374.2437 | 1 | 1 | 2 | D | NBS_EndSuction | 3 | 2.5 | 3 | 4 | BranchMin3_BranchMax4 | 3 | 2 | 4 | 4 | HeaderMin4_HeaderMax4 | 4 | 1 | 2
433 | 37 | 025-110-4P-7pt5HP | NBS_025-110_4P_7.5HP_8.58_SS | 374.2437 | 374.2437 | 374.2437 | 1 | 1 | 2 | D | NBS_EndSuction | 3 | 2.5 | 3 | 4 | BranchMin3_BranchMax4 | 4 | 2 | 4 | 4 | HeaderMin4_HeaderMax4 | 4 | 1 | 2 | [11 empty] | INVALID
434 | 38 | 025-110-4P-10HP | NBS_025-110_4P_10HP_9.45_SS | 422.9151 | 422.9151 | 422.9151 | 1 | 1 | 2 | D | NBS_EndSuction | 3 | 2.5 | 3 | 5 | BranchMin3_BranchMax5 | 3 | 3 | 4 | 5 | HeaderMin4_HeaderMax5 | 4 | 2 | 6
434 | 38 | 025-110-4P-10HP | NBS_025-110_4P_10HP_9.45_SS | 422.9151 | 422.9151 | 422.9151 | 1 | 1 | 2 | D | NBS_EndSuction | 3 | 2.5 | 3 | 5 | BranchMin3_BranchMax5 | 3 | 3 | 4 | 5 | HeaderMin4_HeaderMax5 | 5 | 2 | 6
434 | 38 | 025-110-4P-10HP | NBS_025-110_4P_10HP_9.45_SS | 422.9151 | 422.9151 | 422.9151 | 1 | 1 | 2 | D | NBS_EndSuction | 3 | 2.5 | 3 | 5 | BranchMin3_BranchMax5 | 4 | 3 | 4 | 5 | HeaderMin4_HeaderMax5 | 4 | 2 | 6 | [11 empty] | INVALID
434 | 38 | 025-110-4P-10HP | NBS_025-110_4P_10HP_9.45_SS | 422.9151 | 422.9151 | 422.9151 | 1 | 1 | 2 | D | NBS_EndSuction | 3 | 2.5 | 3 | 5 | BranchMin3_BranchMax5 | 4 | 3 | 4 | 5 | HeaderMin4_HeaderMax5 | 5 | 2 | 6
434 | 38 | 025-110-4P-10HP | NBS_025-110_4P_10HP_9.45_SS | 422.9151 | 422.9151 | 422.9151 | 1 | 1 | 2 | D | NBS_EndSuction | 3 | 2.5 | 3 | 5 | BranchMin3_BranchMax5 | 5 | 3 | 4 | 5 | HeaderMin4_HeaderMax5 | 4 | 2 | 6 | [11 empty] | INVALID
434 | 38 | 025-110-4P-10HP | NBS_025-110_4P_10HP_9.45_SS | 422.9151 | 422.9151 | 422.9151 | 1 | 1 | 2 | D | NBS_EndSuction | 3 | 2.5 | 3 | 5 | BranchMin3_BranchMax5 | 5 | 3 | 4 | 5 | HeaderMin4_HeaderMax5 | 5 | 2 | 6 | [11 empty] | INVALID
435 | 39 | 025-110-4P-15HP | NBS_025-110_4P_15HP_11.02_SS | 479.4087 | 479.4087 | 479.4087 | 1 | 1 | 2 | D | NBS_EndSuction | 3 | 2.5 | 3 | 5 | BranchMin3_BranchMax5 | 3 | 3 | 4 | 5 | HeaderMin4_HeaderMax5 | 4 | 2 | 6
435 | 39 | 025-110-4P-15HP | NBS_025-110_4P_15HP_11.02_SS | 479.4087 | 479.4087 | 479.4087 | 1 | 1 | 2 | D | NBS_EndSuction | 3 | 2.5 | 3 | 5 | BranchMin3_BranchMax5 | 3 | 3 | 4 | 5 | HeaderMin4_HeaderMax5 | 5 | 2 | 6
435 | 39 | 025-110-4P-15HP | NBS_025-110_4P_15HP_11.02_SS | 479.4087 | 479.4087 | 479.4087 | 1 | 1 | 2 | D | NBS_EndSuction | 3 | 2.5 | 3 | 5 | BranchMin3_BranchMax5 | 4 | 3 | 4 | 5 | HeaderMin4_HeaderMax5 | 4 | 2 | 6 | [11 empty] | INVALID
435 | 39 | 025-110-4P-15HP | NBS_025-110_4P_15HP_11.02_SS | 479.4087 | 479.4087 | 479.4087 | 1 | 1 | 2 | D | NBS_EndSuction | 3 | 2.5 | 3 | 5 | BranchMin3_BranchMax5 | 4 | 3 | 4 | 5 | HeaderMin4_HeaderMax5 | 5 | 2 | 6
435 | 39 | 025-110-4P-15HP | NBS_025-110_4P_15HP_11.02_SS | 479.4087 | 479.4087 | 479.4087 | 1 | 1 | 2 | D | NBS_EndSuction | 3 | 2.5 | 3 | 5 | BranchMin3_BranchMax5 | 5 | 3 | 4 | 5 | HeaderMin4_HeaderMax5 | 4 | 2 | 6 | [11 empty] | INVALID
435 | 39 | 025-110-4P-15HP | NBS_025-110_4P_15HP_11.02_SS | 479.4087 | 479.4087 | 479.4087 | 1 | 1 | 2 | D | NBS_EndSuction | 3 | 2.5 | 3 | 5 | BranchMin3_BranchMax5 | 5 | 3 | 4 | 5 | HeaderMin4_HeaderMax5 | 5 | 2 | 6 | [11 empty] | INVALID
436 | 40 | 030-070-4P-1pt5HP | NBS_030-070_4P_1.5HP_4.72_SS | 318.8997 | 318.8997 | 318.8997 | 1 | 1 | 2 | D | NBS_EndSuction | 3 | 2.5 | 3 | 4 | BranchMin3_BranchMax4 | 3 | 2 | 4 | 4 | HeaderMin4_HeaderMax4 | 4 | 1 | 2
436 | 40 | 030-070-4P-1pt5HP | NBS_030-070_4P_1.5HP_4.72_SS | 318.8997 | 318.8997 | 318.8997 | 1 | 1 | 2 | D | NBS_EndSuction | 3 | 2.5 | 3 | 4 | BranchMin3_BranchMax4 | 4 | 2 | 4 | 4 | HeaderMin4_HeaderMax4 | 4 | 1 | 2 | [11 empty] | INVALID
437 | 41 | 030-070-4P-2HP | NBS_030-070_4P_2HP_5.20_SS | 359.467 | 359.467 | 359.467 | 1 | 1 | 2 | D | NBS_EndSuction | 3 | 2.5 | 3 | 4 | BranchMin3_BranchMax4 | 3 | 2 | 4 | 4 | HeaderMin4_HeaderMax4 | 4 | 1 | 2
437 | 41 | 030-070-4P-2HP | NBS_030-070_4P_2HP_5.20_SS | 359.467 | 359.467 | 359.467 | 1 | 1 | 2 | D | NBS_EndSuction | 3 | 2.5 | 3 | 4 | BranchMin3_BranchMax4 | 4 | 2 | 4 | 4 | HeaderMin4_HeaderMax4 | 4 | 1 | 2 | [11 empty] | INVALID
438 | 42 | 030-070-4P-3HP | NBS_030-070_4P_3HP_5.83_SS | 413.6934 | 413.6934 | 413.6934 | 1 | 1 | 2 | D | NBS_EndSuction | 3 | 2.5 | 3 | 5 | BranchMin3_BranchMax5 | 3 | 3 | 4 | 5 | HeaderMin4_HeaderMax5 | 4 | 2 | 6
438 | 42 | 030-070-4P-3HP | NBS_030-070_4P_3HP_5.83_SS | 413.6934 | 413.6934 | 413.6934 | 1 | 1 | 2 | D | NBS_EndSuction | 3 | 2.5 | 3 | 5 | BranchMin3_BranchMax5 | 3 | 3 | 4 | 5 | HeaderMin4_HeaderMax5 | 5 | 2 | 6
438 | 42 | 030-070-4P-3HP | NBS_030-070_4P_3HP_5.83_SS | 413.6934 | 413.6934 | 413.6934 | 1 | 1 | 2 | D | NBS_EndSuction | 3 | 2.5 | 3 | 5 | BranchMin3_BranchMax5 | 4 | 3 | 4 | 5 | HeaderMin4_HeaderMax5 | 4 | 2 | 6 | [11 empty] | INVALID
438 | 42 | 030-070-4P-3HP | NBS_030-070_4P_3HP_5.83_SS | 413.6934 | 413.6934 | 413.6934 | 1 | 1 | 2 | D | NBS_EndSuction | 3 | 2.5 | 3 | 5 | BranchMin3_BranchMax5 | 4 | 3 | 4 | 5 | HeaderMin4_HeaderMax5 | 5 | 2 | 6
438 | 42 | 030-070-4P-3HP | NBS_030-070_4P_3HP_5.83_SS | 413.6934 | 413.6934 | 413.6934 | 1 | 1 | 2 | D | NBS_EndSuction | 3 | 2.5 | 3 | 5 | BranchMin3_BranchMax5 | 5 | 3 | 4 | 5 | HeaderMin4_HeaderMax5 | 4 | 2 | 6 | [11 empty] | INVALID
438 | 42 | 030-070-4P-3HP | NBS_030-070_4P_3HP_5.83_SS | 413.6934 | 413.6934 | 413.6934 | 1 | 1 | 2 | D | NBS_EndSuction | 3 | 2.5 | 3 | 5 | BranchMin3_BranchMax5 | 5 | 3 | 4 | 5 | HeaderMin4_HeaderMax5 | 5 | 2 | 6 | [11 empty] | INVALID
439 | 43 | 030-070-4P-5HP | NBS_030-070_4P_5HP_6.85_SS | 469.9181 | 469.9181 | 469.9181 | 1 | 1 | 2 | D | NBS_EndSuction | 3 | 2.5 | 3 | 5 | BranchMin3_BranchMax5 | 3 | 3 | 4 | 5 | HeaderMin4_HeaderMax5 | 4 | 2 | 6
439 | 43 | 030-070-4P-5HP | NBS_030-070_4P_5HP_6.85_SS | 469.9181 | 469.9181 | 469.9181 | 1 | 1 | 2 | D | NBS_EndSuction | 3 | 2.5 | 3 | 5 | BranchMin3_BranchMax5 | 3 | 3 | 4 | 5 | HeaderMin4_HeaderMax5 | 5 | 2 | 6
439 | 43 | 030-070-4P-5HP | NBS_030-070_4P_5HP_6.85_SS | 469.9181 | 469.9181 | 469.9181 | 1 | 1 | 2 | D | NBS_EndSuction | 3 | 2.5 | 3 | 5 | BranchMin3_BranchMax5 | 4 | 3 | 4 | 5 | HeaderMin4_HeaderMax5 | 4 | 2 | 6 | [11 empty] | INVALID
439 | 43 | 030-070-4P-5HP | NBS_030-070_4P_5HP_6.85_SS | 469.9181 | 469.9181 | 469.9181 | 1 | 1 | 2 | D | NBS_EndSuction | 3 | 2.5 | 3 | 5 | BranchMin3_BranchMax5 | 4 | 3 | 4 | 5 | HeaderMin4_HeaderMax5 | 5 | 2 | 6
439 | 43 | 030-070-4P-5HP | NBS_030-070_4P_5HP_6.85_SS | 469.9181 | 469.9181 | 469.9181 | 1 | 1 | 2 | D | NBS_EndSuction | 3 | 2.5 | 3 | 5 | BranchMin3_BranchMax5 | 5 | 3 | 4 | 5 | HeaderMin4_HeaderMax5 | 4 | 2 | 6 | [11 empty] | INVALID
439 | 43 | 030-070-4P-5HP | NBS_030-070_4P_5HP_6.85_SS | 469.9181 | 469.9181 | 469.9181 | 1 | 1 | 2 | D | NBS_EndSuction | 3 | 2.5 | 3 | 5 | BranchMin3_BranchMax5 | 5 | 3 | 4 | 5 | HeaderMin4_HeaderMax5 | 5 | 2 | 6 | [11 empty] | INVALID
440 | 44 | 030-095-4P-5HP | NBS_030-095_4P_5HP_6.10_SS | 576.7129 | 576.7129 | 576.7129 | 1 | 1 | 2 | D | NBS_EndSuction | 4 | 3 | 4 | 5 | BranchMin4_BranchMax5 | 4 | 2 | 5 | 5 | HeaderMin5_HeaderMax5 | 5 | 1 | 2
440 | 44 | 030-095-4P-5HP | NBS_030-095_4P_5HP_6.10_SS | 576.7129 | 576.7129 | 576.7129 | 1 | 1 | 2 | D | NBS_EndSuction | 4 | 3 | 4 | 5 | BranchMin4_BranchMax5 | 5 | 2 | 5 | 5 | HeaderMin5_HeaderMax5 | 5 | 1 | 2 | [11 empty] | INVALID
441 | 45 | 030-095-4P-7pt5HP | NBS_030-095_4P_7.5HP_6.73_SS | 637.6666 | 637.6666 | 637.6666 | 1 | 1 | 2 | D | NBS_EndSuction | 4 | 3 | 4 | 5 | BranchMin4_BranchMax5 | 4 | 2 | 5 | 5 | HeaderMin5_HeaderMax5 | 5 | 1 | 2
441 | 45 | 030-095-4P-7pt5HP | NBS_030-095_4P_7.5HP_6.73_SS | 637.6666 | 637.6666 | 637.6666 | 1 | 1 | 2 | D | NBS_EndSuction | 4 | 3 | 4 | 5 | BranchMin4_BranchMax5 | 5 | 2 | 5 | 5 | HeaderMin5_HeaderMax5 | 5 | 1 | 2 | [11 empty] | INVALID
442 | 46 | 030-095-4P-10HP | NBS_030-095_4P_10HP_7.52_SS | 669.3599 | 669.3599 | 669.3599 | 1 | 1 | 2 | D | NBS_EndSuction | 4 | 3 | 4 | 6 | BranchMin4_BranchMax6 | 4 | 3 | 5 | 6 | HeaderMin5_HeaderMax6 | 5 | 2 | 6
442 | 46 | 030-095-4P-10HP | NBS_030-095_4P_10HP_7.52_SS | 669.3599 | 669.3599 | 669.3599 | 1 | 1 | 2 | D | NBS_EndSuction | 4 | 3 | 4 | 6 | BranchMin4_BranchMax6 | 4 | 3 | 5 | 6 | HeaderMin5_HeaderMax6 | 6 | 2 | 6
442 | 46 | 030-095-4P-10HP | NBS_030-095_4P_10HP_7.52_SS | 669.3599 | 669.3599 | 669.3599 | 1 | 1 | 2 | D | NBS_EndSuction | 4 | 3 | 4 | 6 | BranchMin4_BranchMax6 | 5 | 3 | 5 | 6 | HeaderMin5_HeaderMax6 | 5 | 2 | 6 | [11 empty] | INVALID
442 | 46 | 030-095-4P-10HP | NBS_030-095_4P_10HP_7.52_SS | 669.3599 | 669.3599 | 669.3599 | 1 | 1 | 2 | D | NBS_EndSuction | 4 | 3 | 4 | 6 | BranchMin4_BranchMax6 | 5 | 3 | 5 | 6 | HeaderMin5_HeaderMax6 | 6 | 2 | 6
442 | 46 | 030-095-4P-10HP | NBS_030-095_4P_10HP_7.52_SS | 669.3599 | 669.3599 | 669.3599 | 1 | 1 | 2 | D | NBS_EndSuction | 4 | 3 | 4 | 6 | BranchMin4_BranchMax6 | 6 | 3 | 5 | 6 | HeaderMin5_HeaderMax6 | 5 | 2 | 6 | [11 empty] | INVALID
442 | 46 | 030-095-4P-10HP | NBS_030-095_4P_10HP_7.52_SS | 669.3599 | 669.3599 | 669.3599 | 1 | 1 | 2 | D | NBS_EndSuction | 4 | 3 | 4 | 6 | BranchMin4_BranchMax6 | 6 | 3 | 5 | 6 | HeaderMin5_HeaderMax6 | 6 | 2 | 6 | [11 empty] | INVALID
443 | 47 | 030-095-4P-15HP | NBS_030-095_4P_15HP_8.86_SS | 685.5374 | 685.5374 | 685.5374 | 1 | 1 | 2 | D | NBS_EndSuction | 4 | 3 | 4 | 6 | BranchMin4_BranchMax6 | 4 | 3 | 5 | 6 | HeaderMin5_HeaderMax6 | 5 | 2 | 6
443 | 47 | 030-095-4P-15HP | NBS_030-095_4P_15HP_8.86_SS | 685.5374 | 685.5374 | 685.5374 | 1 | 1 | 2 | D | NBS_EndSuction | 4 | 3 | 4 | 6 | BranchMin4_BranchMax6 | 4 | 3 | 5 | 6 | HeaderMin5_HeaderMax6 | 6 | 2 | 6
443 | 47 | 030-095-4P-15HP | NBS_030-095_4P_15HP_8.86_SS | 685.5374 | 685.5374 | 685.5374 | 1 | 1 | 2 | D | NBS_EndSuction | 4 | 3 | 4 | 6 | BranchMin4_BranchMax6 | 5 | 3 | 5 | 6 | HeaderMin5_HeaderMax6 | 5 | 2 | 6 | [11 empty] | INVALID
443 | 47 | 030-095-4P-15HP | NBS_030-095_4P_15HP_8.86_SS | 685.5374 | 685.5374 | 685.5374 | 1 | 1 | 2 | D | NBS_EndSuction | 4 | 3 | 4 | 6 | BranchMin4_BranchMax6 | 5 | 3 | 5 | 6 | HeaderMin5_HeaderMax6 | 6 | 2 | 6
443 | 47 | 030-095-4P-15HP | NBS_030-095_4P_15HP_8.86_SS | 685.5374 | 685.5374 | 685.5374 | 1 | 1 | 2 | D | NBS_EndSuction | 4 | 3 | 4 | 6 | BranchMin4_BranchMax6 | 6 | 3 | 5 | 6 | HeaderMin5_HeaderMax6 | 5 | 2 | 6 | [11 empty] | INVALID
443 | 47 | 030-095-4P-15HP | NBS_030-095_4P_15HP_8.86_SS | 685.5374 | 685.5374 | 685.5374 | 1 | 1 | 2 | D | NBS_EndSuction | 4 | 3 | 4 | 6 | BranchMin4_BranchMax6 | 6 | 3 | 5 | 6 | HeaderMin5_HeaderMax6 | 6 | 2 | 6 | [11 empty] | INVALID
444 | 48 | 030-110-4P-10HP | NBS_030-110_4P_10HP_8.35_SS | 487.2856 | 487.2856 | 487.2856 | 1 | 1 | 2 | D | NBS_EndSuction | 4 | 3 | 4 | 5 | BranchMin4_BranchMax5 | 4 | 2 | 5 | 5 | HeaderMin5_HeaderMax5 | 5 | 1 | 2
444 | 48 | 030-110-4P-10HP | NBS_030-110_4P_10HP_8.35_SS | 487.2856 | 487.2856 | 487.2856 | 1 | 1 | 2 | D | NBS_EndSuction | 4 | 3 | 4 | 5 | BranchMin4_BranchMax5 | 5 | 2 | 5 | 5 | HeaderMin5_HeaderMax5 | 5 | 1 | 2 | [11 empty] | INVALID
445 | 49 | 030-110-4P-15HP | NBS_030-110_4P_15HP_9.61_SS | 573.2974 | 573.2974 | 573.2974 | 1 | 1 | 2 | D | NBS_EndSuction | 4 | 3 | 4 | 5 | BranchMin4_BranchMax5 | 4 | 2 | 5 | 5 | HeaderMin5_HeaderMax5 | 5 | 1 | 2
445 | 49 | 030-110-4P-15HP | NBS_030-110_4P_15HP_9.61_SS | 573.2974 | 573.2974 | 573.2974 | 1 | 1 | 2 | D | NBS_EndSuction | 4 | 3 | 4 | 5 | BranchMin4_BranchMax5 | 5 | 2 | 5 | 5 | HeaderMin5_HeaderMax5 | 5 | 1 | 2 | [11 empty] | INVALID
446 | 50 | 030-110-4P-20HP | NBS_030-110_4P_20HP_10.79_SS | 666.5942 | 666.5942 | 666.5942 | 1 | 1 | 2 | D | NBS_EndSuction | 4 | 3 | 4 | 6 | BranchMin4_BranchMax6 | 4 | 3 | 5 | 6 | HeaderMin5_HeaderMax6 | 5 | 2 | 6
446 | 50 | 030-110-4P-20HP | NBS_030-110_4P_20HP_10.79_SS | 666.5942 | 666.5942 | 666.5942 | 1 | 1 | 2 | D | NBS_EndSuction | 4 | 3 | 4 | 6 | BranchMin4_BranchMax6 | 4 | 3 | 5 | 6 | HeaderMin5_HeaderMax6 | 6 | 2 | 6
446 | 50 | 030-110-4P-20HP | NBS_030-110_4P_20HP_10.79_SS | 666.5942 | 666.5942 | 666.5942 | 1 | 1 | 2 | D | NBS_EndSuction | 4 | 3 | 4 | 6 | BranchMin4_BranchMax6 | 5 | 3 | 5 | 6 | HeaderMin5_HeaderMax6 | 5 | 2 | 6 | [11 empty] | INVALID
446 | 50 | 030-110-4P-20HP | NBS_030-110_4P_20HP_10.79_SS | 666.5942 | 666.5942 | 666.5942 | 1 | 1 | 2 | D | NBS_EndSuction | 4 | 3 | 4 | 6 | BranchMin4_BranchMax6 | 5 | 3 | 5 | 6 | HeaderMin5_HeaderMax6 | 6 | 2 | 6
446 | 50 | 030-110-4P-20HP | NBS_030-110_4P_20HP_10.79_SS | 666.5942 | 666.5942 | 666.5942 | 1 | 1 | 2 | D | NBS_EndSuction | 4 | 3 | 4 | 6 | BranchMin4_BranchMax6 | 6 | 3 | 5 | 6 | HeaderMin5_HeaderMax6 | 5 | 2 | 6 | [11 empty] | INVALID
446 | 50 | 030-110-4P-20HP | NBS_030-110_4P_20HP_10.79_SS | 666.5942 | 666.5942 | 666.5942 | 1 | 1 | 2 | D | NBS_EndSuction | 4 | 3 | 4 | 6 | BranchMin4_BranchMax6 | 6 | 3 | 5 | 6 | HeaderMin5_HeaderMax6 | 6 | 2 | 6 | [11 empty] | INVALID
447 | 51 | 030-135-4P-15HP | NBS_030-135_4P_15HP_8.98_SS | 598.5182 | 598.5182 | 598.5182 | 1 | 1 | 2 | D | NBS_EndSuction | 4 | 3 | 4 | 5 | BranchMin4_BranchMax5 | 4 | 2 | 5 | 5 | HeaderMin5_HeaderMax5 | 5 | 1 | 2
447 | 51 | 030-135-4P-15HP | NBS_030-135_4P_15HP_8.98_SS | 598.5182 | 598.5182 | 598.5182 | 1 | 1 | 2 | D | NBS_EndSuction | 4 | 3 | 4 | 5 | BranchMin4_BranchMax5 | 5 | 2 | 5 | 5 | HeaderMin5_HeaderMax5 | 5 | 1 | 2 | [11 empty] | INVALID
448 | 52 | 030-135-4P-20HP | NBS_030-135_4P_20HP_9.92_SS | 672.8213 | 672.8213 | 672.8213 | 1 | 1 | 2 | D | NBS_EndSuction | 4 | 3 | 4 | 6 | BranchMin4_BranchMax6 | 4 | 3 | 5 | 6 | HeaderMin5_HeaderMax6 | 5 | 2 | 6
448 | 52 | 030-135-4P-20HP | NBS_030-135_4P_20HP_9.92_SS | 672.8213 | 672.8213 | 672.8213 | 1 | 1 | 2 | D | NBS_EndSuction | 4 | 3 | 4 | 6 | BranchMin4_BranchMax6 | 4 | 3 | 5 | 6 | HeaderMin5_HeaderMax6 | 6 | 2 | 6
448 | 52 | 030-135-4P-20HP | NBS_030-135_4P_20HP_9.92_SS | 672.8213 | 672.8213 | 672.8213 | 1 | 1 | 2 | D | NBS_EndSuction | 4 | 3 | 4 | 6 | BranchMin4_BranchMax6 | 5 | 3 | 5 | 6 | HeaderMin5_HeaderMax6 | 5 | 2 | 6 | [11 empty] | INVALID
448 | 52 | 030-135-4P-20HP | NBS_030-135_4P_20HP_9.92_SS | 672.8213 | 672.8213 | 672.8213 | 1 | 1 | 2 | D | NBS_EndSuction | 4 | 3 | 4 | 6 | BranchMin4_BranchMax6 | 5 | 3 | 5 | 6 | HeaderMin5_HeaderMax6 | 6 | 2 | 6
448 | 52 | 030-135-4P-20HP | NBS_030-135_4P_20HP_9.92_SS | 672.8213 | 672.8213 | 672.8213 | 1 | 1 | 2 | D | NBS_EndSuction | 4 | 3 | 4 | 6 | BranchMin4_BranchMax6 | 6 | 3 | 5 | 6 | HeaderMin5_HeaderMax6 | 5 | 2 | 6 | [11 empty] | INVALID
448 | 52 | 030-135-4P-20HP | NBS_030-135_4P_20HP_9.92_SS | 672.8213 | 672.8213 | 672.8213 | 1 | 1 | 2 | D | NBS_EndSuction | 4 | 3 | 4 | 6 | BranchMin4_BranchMax6 | 6 | 3 | 5 | 6 | HeaderMin5_HeaderMax6 | 6 | 2 | 6 | [11 empty] | INVALID
449 | 53 | 030-135-4P-25HP | NBS_030-135_4P_25HP_10.63_SS | 735.3325 | 735.3325 | 735.3325 | 1 | 1 | 2 | D | NBS_EndSuction | 4 | 3 | 4 | 6 | BranchMin4_BranchMax6 | 4 | 3 | 5 | 6 | HeaderMin5_HeaderMax6 | 5 | 2 | 6
449 | 53 | 030-135-4P-25HP | NBS_030-135_4P_25HP_10.63_SS | 735.3325 | 735.3325 | 735.3325 | 1 | 1 | 2 | D | NBS_EndSuction | 4 | 3 | 4 | 6 | BranchMin4_BranchMax6 | 4 | 3 | 5 | 6 | HeaderMin5_HeaderMax6 | 6 | 2 | 6
449 | 53 | 030-135-4P-25HP | NBS_030-135_4P_25HP_10.63_SS | 735.3325 | 735.3325 | 735.3325 | 1 | 1 | 2 | D | NBS_EndSuction | 4 | 3 | 4 | 6 | BranchMin4_BranchMax6 | 5 | 3 | 5 | 6 | HeaderMin5_HeaderMax6 | 5 | 2 | 6 | [11 empty] | INVALID
449 | 53 | 030-135-4P-25HP | NBS_030-135_4P_25HP_10.63_SS | 735.3325 | 735.3325 | 735.3325 | 1 | 1 | 2 | D | NBS_EndSuction | 4 | 3 | 4 | 6 | BranchMin4_BranchMax6 | 5 | 3 | 5 | 6 | HeaderMin5_HeaderMax6 | 6 | 2 | 6
449 | 53 | 030-135-4P-25HP | NBS_030-135_4P_25HP_10.63_SS | 735.3325 | 735.3325 | 735.3325 | 1 | 1 | 2 | D | NBS_EndSuction | 4 | 3 | 4 | 6 | BranchMin4_BranchMax6 | 6 | 3 | 5 | 6 | HeaderMin5_HeaderMax6 | 5 | 2 | 6 | [11 empty] | INVALID
449 | 53 | 030-135-4P-25HP | NBS_030-135_4P_25HP_10.63_SS | 735.3325 | 735.3325 | 735.3325 | 1 | 1 | 2 | D | NBS_EndSuction | 4 | 3 | 4 | 6 | BranchMin4_BranchMax6 | 6 | 3 | 5 | 6 | HeaderMin5_HeaderMax6 | 6 | 2 | 6 | [11 empty] | INVALID
450 | 54 | 030-135-4P-30HP | NBS_030-135_4P_30HP_11.26_SS | 787.4175 | 787.4175 | 787.4175 | 1 | 1 | 2 | D | NBS_EndSuction | 4 | 3 | 4 | 6 | BranchMin4_BranchMax6 | 4 | 3 | 5 | 6 | HeaderMin5_HeaderMax6 | 5 | 2 | 6
450 | 54 | 030-135-4P-30HP | NBS_030-135_4P_30HP_11.26_SS | 787.4175 | 787.4175 | 787.4175 | 1 | 1 | 2 | D | NBS_EndSuction | 4 | 3 | 4 | 6 | BranchMin4_BranchMax6 | 4 | 3 | 5 | 6 | HeaderMin5_HeaderMax6 | 6 | 2 | 6
450 | 54 | 030-135-4P-30HP | NBS_030-135_4P_30HP_11.26_SS | 787.4175 | 787.4175 | 787.4175 | 1 | 1 | 2 | D | NBS_EndSuction | 4 | 3 | 4 | 6 | BranchMin4_BranchMax6 | 5 | 3 | 5 | 6 | HeaderMin5_HeaderMax6 | 5 | 2 | 6 | [11 empty] | INVALID
450 | 54 | 030-135-4P-30HP | NBS_030-135_4P_30HP_11.26_SS | 787.4175 | 787.4175 | 787.4175 | 1 | 1 | 2 | D | NBS_EndSuction | 4 | 3 | 4 | 6 | BranchMin4_BranchMax6 | 5 | 3 | 5 | 6 | HeaderMin5_HeaderMax6 | 6 | 2 | 6
450 | 54 | 030-135-4P-30HP | NBS_030-135_4P_30HP_11.26_SS | 787.4175 | 787.4175 | 787.4175 | 1 | 1 | 2 | D | NBS_EndSuction | 4 | 3 | 4 | 6 | BranchMin4_BranchMax6 | 6 | 3 | 5 | 6 | HeaderMin5_HeaderMax6 | 5 | 2 | 6 | [11 empty] | INVALID
450 | 54 | 030-135-4P-30HP | NBS_030-135_4P_30HP_11.26_SS | 787.4175 | 787.4175 | 787.4175 | 1 | 1 | 2 | D | NBS_EndSuction | 4 | 3 | 4 | 6 | BranchMin4_BranchMax6 | 6 | 3 | 5 | 6 | HeaderMin5_HeaderMax6 | 6 | 2 | 6 | [11 empty] | INVALID
451 | 55 | 030-135-4P-40HP | NBS_030-135_4P_40HP_12.91_SS | 832.83 | 832.83 | 832.83 | 1 | 1 | 2 | D | NBS_EndSuction | 4 | 3 | 4 | 6 | BranchMin4_BranchMax6 | 4 | 3 | 5 | 6 | HeaderMin5_HeaderMax6 | 5 | 2 | 6
451 | 55 | 030-135-4P-40HP | NBS_030-135_4P_40HP_12.91_SS | 832.83 | 832.83 | 832.83 | 1 | 1 | 2 | D | NBS_EndSuction | 4 | 3 | 4 | 6 | BranchMin4_BranchMax6 | 4 | 3 | 5 | 6 | HeaderMin5_HeaderMax6 | 6 | 2 | 6
451 | 55 | 030-135-4P-40HP | NBS_030-135_4P_40HP_12.91_SS | 832.83 | 832.83 | 832.83 | 1 | 1 | 2 | D | NBS_EndSuction | 4 | 3 | 4 | 6 | BranchMin4_BranchMax6 | 5 | 3 | 5 | 6 | HeaderMin5_HeaderMax6 | 5 | 2 | 6 | [11 empty] | INVALID
451 | 55 | 030-135-4P-40HP | NBS_030-135_4P_40HP_12.91_SS | 832.83 | 832.83 | 832.83 | 1 | 1 | 2 | D | NBS_EndSuction | 4 | 3 | 4 | 6 | BranchMin4_BranchMax6 | 5 | 3 | 5 | 6 | HeaderMin5_HeaderMax6 | 6 | 2 | 6
451 | 55 | 030-135-4P-40HP | NBS_030-135_4P_40HP_12.91_SS | 832.83 | 832.83 | 832.83 | 1 | 1 | 2 | D | NBS_EndSuction | 4 | 3 | 4 | 6 | BranchMin4_BranchMax6 | 6 | 3 | 5 | 6 | HeaderMin5_HeaderMax6 | 5 | 2 | 6 | [11 empty] | INVALID
451 | 55 | 030-135-4P-40HP | NBS_030-135_4P_40HP_12.91_SS | 832.83 | 832.83 | 832.83 | 1 | 1 | 2 | D | NBS_EndSuction | 4 | 3 | 4 | 6 | BranchMin4_BranchMax6 | 6 | 3 | 5 | 6 | HeaderMin5_HeaderMax6 | 6 | 2 | 6 | [11 empty] | INVALID
452 | 56 | 040-070-4P-2HP | NBS_040-070_4P_2HP_4.72_SS | 541.7729 | 541.7729 | 541.7729 | 1 | 1 | 2 | D | NBS_EndSuction | 4 | 3 | 4 | 5 | BranchMin4_BranchMax5 | 4 | 2 | 5 | 5 | HeaderMin5_HeaderMax5 | 5 | 1 | 2
452 | 56 | 040-070-4P-2HP | NBS_040-070_4P_2HP_4.72_SS | 541.7729 | 541.7729 | 541.7729 | 1 | 1 | 2 | D | NBS_EndSuction | 4 | 3 | 4 | 5 | BranchMin4_BranchMax5 | 5 | 2 | 5 | 5 | HeaderMin5_HeaderMax5 | 5 | 1 | 2 | [11 empty] | INVALID
453 | 57 | 040-070-4P-3HP | NBS_040-070_4P_3HP_5.43_SS | 534.0678 | 534.0678 | 534.0678 | 1 | 1 | 2 | D | NBS_EndSuction | 4 | 3 | 4 | 5 | BranchMin4_BranchMax5 | 4 | 2 | 5 | 5 | HeaderMin5_HeaderMax5 | 5 | 1 | 2
453 | 57 | 040-070-4P-3HP | NBS_040-070_4P_3HP_5.43_SS | 534.0678 | 534.0678 | 534.0678 | 1 | 1 | 2 | D | NBS_EndSuction | 4 | 3 | 4 | 5 | BranchMin4_BranchMax5 | 5 | 2 | 5 | 5 | HeaderMin5_HeaderMax5 | 5 | 1 | 2 | [11 empty] | INVALID
454 | 58 | 040-070-4P-5HP | NBS_040-070_4P_5HP_6.30_SS | 695.2568 | 695.2568 | 695.2568 | 1 | 1 | 2 | D | NBS_EndSuction | 4 | 3 | 4 | 6 | BranchMin4_BranchMax6 | 4 | 3 | 5 | 6 | HeaderMin5_HeaderMax6 | 5 | 2 | 6
454 | 58 | 040-070-4P-5HP | NBS_040-070_4P_5HP_6.30_SS | 695.2568 | 695.2568 | 695.2568 | 1 | 1 | 2 | D | NBS_EndSuction | 4 | 3 | 4 | 6 | BranchMin4_BranchMax6 | 4 | 3 | 5 | 6 | HeaderMin5_HeaderMax6 | 6 | 2 | 6
454 | 58 | 040-070-4P-5HP | NBS_040-070_4P_5HP_6.30_SS | 695.2568 | 695.2568 | 695.2568 | 1 | 1 | 2 | D | NBS_EndSuction | 4 | 3 | 4 | 6 | BranchMin4_BranchMax6 | 5 | 3 | 5 | 6 | HeaderMin5_HeaderMax6 | 5 | 2 | 6 | [11 empty] | INVALID
454 | 58 | 040-070-4P-5HP | NBS_040-070_4P_5HP_6.30_SS | 695.2568 | 695.2568 | 695.2568 | 1 | 1 | 2 | D | NBS_EndSuction | 4 | 3 | 4 | 6 | BranchMin4_BranchMax6 | 5 | 3 | 5 | 6 | HeaderMin5_HeaderMax6 | 6 | 2 | 6
454 | 58 | 040-070-4P-5HP | NBS_040-070_4P_5HP_6.30_SS | 695.2568 | 695.2568 | 695.2568 | 1 | 1 | 2 | D | NBS_EndSuction | 4 | 3 | 4 | 6 | BranchMin4_BranchMax6 | 6 | 3 | 5 | 6 | HeaderMin5_HeaderMax6 | 5 | 2 | 6 | [11 empty] | INVALID
454 | 58 | 040-070-4P-5HP | NBS_040-070_4P_5HP_6.30_SS | 695.2568 | 695.2568 | 695.2568 | 1 | 1 | 2 | D | NBS_EndSuction | 4 | 3 | 4 | 6 | BranchMin4_BranchMax6 | 6 | 3 | 5 | 6 | HeaderMin5_HeaderMax6 | 6 | 2 | 6 | [11 empty] | INVALID
455 | 59 | 040-070-4P-7pt5HP | NBS_040-070_4P_7.5HP_6.85_SS | 724.1837 | 724.1837 | 724.1837 | 1 | 1 | 2 | D | NBS_EndSuction | 4 | 3 | 4 | 6 | BranchMin4_BranchMax6 | 4 | 3 | 5 | 6 | HeaderMin5_HeaderMax6 | 5 | 2 | 6
455 | 59 | 040-070-4P-7pt5HP | NBS_040-070_4P_7.5HP_6.85_SS | 724.1837 | 724.1837 | 724.1837 | 1 | 1 | 2 | D | NBS_EndSuction | 4 | 3 | 4 | 6 | BranchMin4_BranchMax6 | 4 | 3 | 5 | 6 | HeaderMin5_HeaderMax6 | 6 | 2 | 6
455 | 59 | 040-070-4P-7pt5HP | NBS_040-070_4P_7.5HP_6.85_SS | 724.1837 | 724.1837 | 724.1837 | 1 | 1 | 2 | D | NBS_EndSuction | 4 | 3 | 4 | 6 | BranchMin4_BranchMax6 | 5 | 3 | 5 | 6 | HeaderMin5_HeaderMax6 | 5 | 2 | 6 | [11 empty] | INVALID
455 | 59 | 040-070-4P-7pt5HP | NBS_040-070_4P_7.5HP_6.85_SS | 724.1837 | 724.1837 | 724.1837 | 1 | 1 | 2 | D | NBS_EndSuction | 4 | 3 | 4 | 6 | BranchMin4_BranchMax6 | 5 | 3 | 5 | 6 | HeaderMin5_HeaderMax6 | 6 | 2 | 6
455 | 59 | 040-070-4P-7pt5HP | NBS_040-070_4P_7.5HP_6.85_SS | 724.1837 | 724.1837 | 724.1837 | 1 | 1 | 2 | D | NBS_EndSuction | 4 | 3 | 4 | 6 | BranchMin4_BranchMax6 | 6 | 3 | 5 | 6 | HeaderMin5_HeaderMax6 | 5 | 2 | 6 | [11 empty] | INVALID
455 | 59 | 040-070-4P-7pt5HP | NBS_040-070_4P_7.5HP_6.85_SS | 724.1837 | 724.1837 | 724.1837 | 1 | 1 | 2 | D | NBS_EndSuction | 4 | 3 | 4 | 6 | BranchMin4_BranchMax6 | 6 | 3 | 5 | 6 | HeaderMin5_HeaderMax6 | 6 | 2 | 6 | [11 empty] | INVALID
456 | 60 | 040-095-4P-7pt5HP | NBS_040-095_4P_7.5HP_6.38_SS | 864.0628 | 864.0628 | 864.0628 | 1 | 1 | 2 | D | NBS_EndSuction | 5 | 4 | 5 | 6 | BranchMin5_BranchMax6 | 5 | 2 | 6 | 6 | HeaderMin6_HeaderMax6 | 6 | 1 | 2
456 | 60 | 040-095-4P-7pt5HP | NBS_040-095_4P_7.5HP_6.38_SS | 864.0628 | 864.0628 | 864.0628 | 1 | 1 | 2 | D | NBS_EndSuction | 5 | 4 | 5 | 6 | BranchMin5_BranchMax6 | 6 | 2 | 6 | 6 | HeaderMin6_HeaderMax6 | 6 | 1 | 2 | [11 empty] | INVALID
457 | 61 | 040-095-4P-10HP | NBS_040-095_4P_10HP_7.09_SS | 924.6022 | 924.6022 | 924.6022 | 1 | 1 | 2 | D | NBS_EndSuction | 5 | 4 | 5 | 6 | BranchMin5_BranchMax6 | 5 | 2 | 6 | 6 | HeaderMin6_HeaderMax6 | 6 | 1 | 2
457 | 61 | 040-095-4P-10HP | NBS_040-095_4P_10HP_7.09_SS | 924.6022 | 924.6022 | 924.6022 | 1 | 1 | 2 | D | NBS_EndSuction | 5 | 4 | 5 | 6 | BranchMin5_BranchMax6 | 6 | 2 | 6 | 6 | HeaderMin6_HeaderMax6 | 6 | 1 | 2 | [11 empty] | INVALID
458 | 62 | 040-095-4P-15HP | NBS_040-095_4P_15HP_8.35_SS | 1036.8753 | 1036.8753 | 1036.8753 | 1 | 1 | 2 | D | NBS_EndSuction | 5 | 4 | 5 | 8 | BranchMin5_BranchMax8 | 5 | 3 | 6 | 8 | HeaderMin6_HeaderMax8 | 6 | 2 | 6
458 | 62 | 040-095-4P-15HP | NBS_040-095_4P_15HP_8.35_SS | 1036.8753 | 1036.8753 | 1036.8753 | 1 | 1 | 2 | D | NBS_EndSuction | 5 | 4 | 5 | 8 | BranchMin5_BranchMax8 | 5 | 3 | 6 | 8 | HeaderMin6_HeaderMax8 | 8 | 2 | 6
458 | 62 | 040-095-4P-15HP | NBS_040-095_4P_15HP_8.35_SS | 1036.8753 | 1036.8753 | 1036.8753 | 1 | 1 | 2 | D | NBS_EndSuction | 5 | 4 | 5 | 8 | BranchMin5_BranchMax8 | 6 | 3 | 6 | 8 | HeaderMin6_HeaderMax8 | 6 | 2 | 6 | [11 empty] | INVALID
458 | 62 | 040-095-4P-15HP | NBS_040-095_4P_15HP_8.35_SS | 1036.8753 | 1036.8753 | 1036.8753 | 1 | 1 | 2 | D | NBS_EndSuction | 5 | 4 | 5 | 8 | BranchMin5_BranchMax8 | 6 | 3 | 6 | 8 | HeaderMin6_HeaderMax8 | 8 | 2 | 6
458 | 62 | 040-095-4P-15HP | NBS_040-095_4P_15HP_8.35_SS | 1036.8753 | 1036.8753 | 1036.8753 | 1 | 1 | 2 | D | NBS_EndSuction | 5 | 4 | 5 | 8 | BranchMin5_BranchMax8 | 8 | 3 | 6 | 8 | HeaderMin6_HeaderMax8 | 6 | 2 | 6 | [11 empty] | INVALID
458 | 62 | 040-095-4P-15HP | NBS_040-095_4P_15HP_8.35_SS | 1036.8753 | 1036.8753 | 1036.8753 | 1 | 1 | 2 | D | NBS_EndSuction | 5 | 4 | 5 | 8 | BranchMin5_BranchMax8 | 8 | 3 | 6 | 8 | HeaderMin6_HeaderMax8 | 8 | 2 | 6 | [11 empty] | INVALID
459 | 63 | 040-095-4P-20HP | NBS_040-095_4P_20HP_9.37_SS | 1098.4714 | 1098.4714 | 1098.4714 | 1 | 1 | 2 | D | NBS_EndSuction | 5 | 4 | 5 | 8 | BranchMin5_BranchMax8 | 5 | 3 | 6 | 8 | HeaderMin6_HeaderMax8 | 6 | 2 | 6
459 | 63 | 040-095-4P-20HP | NBS_040-095_4P_20HP_9.37_SS | 1098.4714 | 1098.4714 | 1098.4714 | 1 | 1 | 2 | D | NBS_EndSuction | 5 | 4 | 5 | 8 | BranchMin5_BranchMax8 | 5 | 3 | 6 | 8 | HeaderMin6_HeaderMax8 | 8 | 2 | 6
459 | 63 | 040-095-4P-20HP | NBS_040-095_4P_20HP_9.37_SS | 1098.4714 | 1098.4714 | 1098.4714 | 1 | 1 | 2 | D | NBS_EndSuction | 5 | 4 | 5 | 8 | BranchMin5_BranchMax8 | 6 | 3 | 6 | 8 | HeaderMin6_HeaderMax8 | 6 | 2 | 6 | [11 empty] | INVALID
459 | 63 | 040-095-4P-20HP | NBS_040-095_4P_20HP_9.37_SS | 1098.4714 | 1098.4714 | 1098.4714 | 1 | 1 | 2 | D | NBS_EndSuction | 5 | 4 | 5 | 8 | BranchMin5_BranchMax8 | 6 | 3 | 6 | 8 | HeaderMin6_HeaderMax8 | 8 | 2 | 6
459 | 63 | 040-095-4P-20HP | NBS_040-095_4P_20HP_9.37_SS | 1098.4714 | 1098.4714 | 1098.4714 | 1 | 1 | 2 | D | NBS_EndSuction | 5 | 4 | 5 | 8 | BranchMin5_BranchMax8 | 8 | 3 | 6 | 8 | HeaderMin6_HeaderMax8 | 6 | 2 | 6 | [11 empty] | INVALID
459 | 63 | 040-095-4P-20HP | NBS_040-095_4P_20HP_9.37_SS | 1098.4714 | 1098.4714 | 1098.4714 | 1 | 1 | 2 | D | NBS_EndSuction | 5 | 4 | 5 | 8 | BranchMin5_BranchMax8 | 8 | 3 | 6 | 8 | HeaderMin6_HeaderMax8 | 8 | 2 | 6 | [11 empty] | INVALID
460 | 64 | 040-110-4P-15HP | NBS_040-110_4P_15HP_8.11_SS | 877.0156 | 877.0156 | 877.0156 | 1 | 1 | 2 | D | NBS_EndSuction | 5 | 4 | 5 | 6 | BranchMin5_BranchMax6 | 5 | 2 | 6 | 6 | HeaderMin6_HeaderMax6 | 6 | 1 | 2
460 | 64 | 040-110-4P-15HP | NBS_040-110_4P_15HP_8.11_SS | 877.0156 | 877.0156 | 877.0156 | 1 | 1 | 2 | D | NBS_EndSuction | 5 | 4 | 5 | 6 | BranchMin5_BranchMax6 | 6 | 2 | 6 | 6 | HeaderMin6_HeaderMax6 | 6 | 1 | 2 | [11 empty] | INVALID
461 | 65 | 040-110-4P-20HP | NBS_040-110_4P_20HP_8.74_SS | 948.7162 | 948.7162 | 948.7162 | 1 | 1 | 2 | D | NBS_EndSuction | 5 | 4 | 5 | 6 | BranchMin5_BranchMax6 | 5 | 2 | 6 | 6 | HeaderMin6_HeaderMax6 | 6 | 1 | 2
461 | 65 | 040-110-4P-20HP | NBS_040-110_4P_20HP_8.74_SS | 948.7162 | 948.7162 | 948.7162 | 1 | 1 | 2 | D | NBS_EndSuction | 5 | 4 | 5 | 6 | BranchMin5_BranchMax6 | 6 | 2 | 6 | 6 | HeaderMin6_HeaderMax6 | 6 | 1 | 2 | [11 empty] | INVALID
462 | 66 | 040-110-4P-25HP | NBS_040-110_4P_25HP_9.45_SS | 981.9574 | 981.9574 | 981.9574 | 1 | 1 | 2 | D | NBS_EndSuction | 5 | 4 | 5 | 8 | BranchMin5_BranchMax8 | 5 | 3 | 6 | 8 | HeaderMin6_HeaderMax8 | 6 | 2 | 6
462 | 66 | 040-110-4P-25HP | NBS_040-110_4P_25HP_9.45_SS | 981.9574 | 981.9574 | 981.9574 | 1 | 1 | 2 | D | NBS_EndSuction | 5 | 4 | 5 | 8 | BranchMin5_BranchMax8 | 5 | 3 | 6 | 8 | HeaderMin6_HeaderMax8 | 8 | 2 | 6
462 | 66 | 040-110-4P-25HP | NBS_040-110_4P_25HP_9.45_SS | 981.9574 | 981.9574 | 981.9574 | 1 | 1 | 2 | D | NBS_EndSuction | 5 | 4 | 5 | 8 | BranchMin5_BranchMax8 | 6 | 3 | 6 | 8 | HeaderMin6_HeaderMax8 | 6 | 2 | 6 | [11 empty] | INVALID
462 | 66 | 040-110-4P-25HP | NBS_040-110_4P_25HP_9.45_SS | 981.9574 | 981.9574 | 981.9574 | 1 | 1 | 2 | D | NBS_EndSuction | 5 | 4 | 5 | 8 | BranchMin5_BranchMax8 | 6 | 3 | 6 | 8 | HeaderMin6_HeaderMax8 | 8 | 2 | 6
462 | 66 | 040-110-4P-25HP | NBS_040-110_4P_25HP_9.45_SS | 981.9574 | 981.9574 | 981.9574 | 1 | 1 | 2 | D | NBS_EndSuction | 5 | 4 | 5 | 8 | BranchMin5_BranchMax8 | 8 | 3 | 6 | 8 | HeaderMin6_HeaderMax8 | 6 | 2 | 6 | [11 empty] | INVALID
462 | 66 | 040-110-4P-25HP | NBS_040-110_4P_25HP_9.45_SS | 981.9574 | 981.9574 | 981.9574 | 1 | 1 | 2 | D | NBS_EndSuction | 5 | 4 | 5 | 8 | BranchMin5_BranchMax8 | 8 | 3 | 6 | 8 | HeaderMin6_HeaderMax8 | 8 | 2 | 6 | [11 empty] | INVALID
463 | 67 | 040-110-4P-30HP | NBS_040-110_4P_30HP_10.08_SS | 1058.92 | 1058.92 | 1058.92 | 1 | 1 | 2 | D | NBS_EndSuction | 5 | 4 | 5 | 8 | BranchMin5_BranchMax8 | 5 | 3 | 6 | 8 | HeaderMin6_HeaderMax8 | 6 | 2 | 6
463 | 67 | 040-110-4P-30HP | NBS_040-110_4P_30HP_10.08_SS | 1058.92 | 1058.92 | 1058.92 | 1 | 1 | 2 | D | NBS_EndSuction | 5 | 4 | 5 | 8 | BranchMin5_BranchMax8 | 5 | 3 | 6 | 8 | HeaderMin6_HeaderMax8 | 8 | 2 | 6
463 | 67 | 040-110-4P-30HP | NBS_040-110_4P_30HP_10.08_SS | 1058.92 | 1058.92 | 1058.92 | 1 | 1 | 2 | D | NBS_EndSuction | 5 | 4 | 5 | 8 | BranchMin5_BranchMax8 | 6 | 3 | 6 | 8 | HeaderMin6_HeaderMax8 | 6 | 2 | 6 | [11 empty] | INVALID
463 | 67 | 040-110-4P-30HP | NBS_040-110_4P_30HP_10.08_SS | 1058.92 | 1058.92 | 1058.92 | 1 | 1 | 2 | D | NBS_EndSuction | 5 | 4 | 5 | 8 | BranchMin5_BranchMax8 | 6 | 3 | 6 | 8 | HeaderMin6_HeaderMax8 | 8 | 2 | 6
463 | 67 | 040-110-4P-30HP | NBS_040-110_4P_30HP_10.08_SS | 1058.92 | 1058.92 | 1058.92 | 1 | 1 | 2 | D | NBS_EndSuction | 5 | 4 | 5 | 8 | BranchMin5_BranchMax8 | 8 | 3 | 6 | 8 | HeaderMin6_HeaderMax8 | 6 | 2 | 6 | [11 empty] | INVALID
463 | 67 | 040-110-4P-30HP | NBS_040-110_4P_30HP_10.08_SS | 1058.92 | 1058.92 | 1058.92 | 1 | 1 | 2 | D | NBS_EndSuction | 5 | 4 | 5 | 8 | BranchMin5_BranchMax8 | 8 | 3 | 6 | 8 | HeaderMin6_HeaderMax8 | 8 | 2 | 6 | [11 empty] | INVALID
464 | 68 | 040-135-4P-20HP | NBS_040-135_4P_20HP_9.29_SS | 812.9455 | 812.9455 | 812.9455 | 1 | 1 | 2 | D | NBS_EndSuction | 5 | 4 | 5 | 6 | BranchMin5_BranchMax6 | 5 | 2 | 6 | 6 | HeaderMin6_HeaderMax6 | 6 | 1 | 2
464 | 68 | 040-135-4P-20HP | NBS_040-135_4P_20HP_9.29_SS | 812.9455 | 812.9455 | 812.9455 | 1 | 1 | 2 | D | NBS_EndSuction | 5 | 4 | 5 | 6 | BranchMin5_BranchMax6 | 6 | 2 | 6 | 6 | HeaderMin6_HeaderMax6 | 6 | 1 | 2 | [11 empty] | INVALID
465 | 69 | 040-135-4P-25HP | NBS_040-135_4P_25HP_10.24_SS | 894.4426 | 894.4426 | 894.4426 | 1 | 1 | 2 | D | NBS_EndSuction | 5 | 4 | 5 | 6 | BranchMin5_BranchMax6 | 5 | 2 | 6 | 6 | HeaderMin6_HeaderMax6 | 6 | 1 | 2
465 | 69 | 040-135-4P-25HP | NBS_040-135_4P_25HP_10.24_SS | 894.4426 | 894.4426 | 894.4426 | 1 | 1 | 2 | D | NBS_EndSuction | 5 | 4 | 5 | 6 | BranchMin5_BranchMax6 | 6 | 2 | 6 | 6 | HeaderMin6_HeaderMax6 | 6 | 1 | 2 | [11 empty] | INVALID
466 | 70 | 040-135-4P-30HP | NBS_040-135_4P_30HP_10.94_SS | 958.5264 | 958.5264 | 958.5264 | 1 | 1 | 2 | D | NBS_EndSuction | 5 | 4 | 5 | 8 | BranchMin5_BranchMax8 | 5 | 3 | 6 | 8 | HeaderMin6_HeaderMax8 | 6 | 2 | 6
466 | 70 | 040-135-4P-30HP | NBS_040-135_4P_30HP_10.94_SS | 958.5264 | 958.5264 | 958.5264 | 1 | 1 | 2 | D | NBS_EndSuction | 5 | 4 | 5 | 8 | BranchMin5_BranchMax8 | 5 | 3 | 6 | 8 | HeaderMin6_HeaderMax8 | 8 | 2 | 6
466 | 70 | 040-135-4P-30HP | NBS_040-135_4P_30HP_10.94_SS | 958.5264 | 958.5264 | 958.5264 | 1 | 1 | 2 | D | NBS_EndSuction | 5 | 4 | 5 | 8 | BranchMin5_BranchMax8 | 6 | 3 | 6 | 8 | HeaderMin6_HeaderMax8 | 6 | 2 | 6 | [11 empty] | INVALID
466 | 70 | 040-135-4P-30HP | NBS_040-135_4P_30HP_10.94_SS | 958.5264 | 958.5264 | 958.5264 | 1 | 1 | 2 | D | NBS_EndSuction | 5 | 4 | 5 | 8 | BranchMin5_BranchMax8 | 6 | 3 | 6 | 8 | HeaderMin6_HeaderMax8 | 8 | 2 | 6
466 | 70 | 040-135-4P-30HP | NBS_040-135_4P_30HP_10.94_SS | 958.5264 | 958.5264 | 958.5264 | 1 | 1 | 2 | D | NBS_EndSuction | 5 | 4 | 5 | 8 | BranchMin5_BranchMax8 | 8 | 3 | 6 | 8 | HeaderMin6_HeaderMax8 | 6 | 2 | 6 | [11 empty] | INVALID
466 | 70 | 040-135-4P-30HP | NBS_040-135_4P_30HP_10.94_SS | 958.5264 | 958.5264 | 958.5264 | 1 | 1 | 2 | D | NBS_EndSuction | 5 | 4 | 5 | 8 | BranchMin5_BranchMax8 | 8 | 3 | 6 | 8 | HeaderMin6_HeaderMax8 | 8 | 2 | 6 | [11 empty] | INVALID
467 | 71 | 040-135-4P-40HP | NBS_040-135_4P_40HP_11.81_SS | 1092.3955 | 1092.3955 | 1092.3955 | 1 | 1 | 2 | D | NBS_EndSuction | 5 | 4 | 5 | 8 | BranchMin5_BranchMax8 | 5 | 3 | 6 | 8 | HeaderMin6_HeaderMax8 | 6 | 2 | 6
467 | 71 | 040-135-4P-40HP | NBS_040-135_4P_40HP_11.81_SS | 1092.3955 | 1092.3955 | 1092.3955 | 1 | 1 | 2 | D | NBS_EndSuction | 5 | 4 | 5 | 8 | BranchMin5_BranchMax8 | 5 | 3 | 6 | 8 | HeaderMin6_HeaderMax8 | 8 | 2 | 6
467 | 71 | 040-135-4P-40HP | NBS_040-135_4P_40HP_11.81_SS | 1092.3955 | 1092.3955 | 1092.3955 | 1 | 1 | 2 | D | NBS_EndSuction | 5 | 4 | 5 | 8 | BranchMin5_BranchMax8 | 6 | 3 | 6 | 8 | HeaderMin6_HeaderMax8 | 6 | 2 | 6 | [11 empty] | INVALID
467 | 71 | 040-135-4P-40HP | NBS_040-135_4P_40HP_11.81_SS | 1092.3955 | 1092.3955 | 1092.3955 | 1 | 1 | 2 | D | NBS_EndSuction | 5 | 4 | 5 | 8 | BranchMin5_BranchMax8 | 6 | 3 | 6 | 8 | HeaderMin6_HeaderMax8 | 8 | 2 | 6
467 | 71 | 040-135-4P-40HP | NBS_040-135_4P_40HP_11.81_SS | 1092.3955 | 1092.3955 | 1092.3955 | 1 | 1 | 2 | D | NBS_EndSuction | 5 | 4 | 5 | 8 | BranchMin5_BranchMax8 | 8 | 3 | 6 | 8 | HeaderMin6_HeaderMax8 | 6 | 2 | 6 | [11 empty] | INVALID
467 | 71 | 040-135-4P-40HP | NBS_040-135_4P_40HP_11.81_SS | 1092.3955 | 1092.3955 | 1092.3955 | 1 | 1 | 2 | D | NBS_EndSuction | 5 | 4 | 5 | 8 | BranchMin5_BranchMax8 | 8 | 3 | 6 | 8 | HeaderMin6_HeaderMax8 | 8 | 2 | 6 | [11 empty] | INVALID
468 | 72 | 040-135-4P-50HP | NBS_040-135_4P_50HP_12.83_SS | 1108.1578 | 1108.1578 | 1108.1578 | 1 | 1 | 2 | D | NBS_EndSuction | 5 | 4 | 5 | 8 | BranchMin5_BranchMax8 | 5 | 3 | 6 | 8 | HeaderMin6_HeaderMax8 | 6 | 2 | 6
468 | 72 | 040-135-4P-50HP | NBS_040-135_4P_50HP_12.83_SS | 1108.1578 | 1108.1578 | 1108.1578 | 1 | 1 | 2 | D | NBS_EndSuction | 5 | 4 | 5 | 8 | BranchMin5_BranchMax8 | 5 | 3 | 6 | 8 | HeaderMin6_HeaderMax8 | 8 | 2 | 6
468 | 72 | 040-135-4P-50HP | NBS_040-135_4P_50HP_12.83_SS | 1108.1578 | 1108.1578 | 1108.1578 | 1 | 1 | 2 | D | NBS_EndSuction | 5 | 4 | 5 | 8 | BranchMin5_BranchMax8 | 6 | 3 | 6 | 8 | HeaderMin6_HeaderMax8 | 6 | 2 | 6 | [11 empty] | INVALID
468 | 72 | 040-135-4P-50HP | NBS_040-135_4P_50HP_12.83_SS | 1108.1578 | 1108.1578 | 1108.1578 | 1 | 1 | 2 | D | NBS_EndSuction | 5 | 4 | 5 | 8 | BranchMin5_BranchMax8 | 6 | 3 | 6 | 8 | HeaderMin6_HeaderMax8 | 8 | 2 | 6
468 | 72 | 040-135-4P-50HP | NBS_040-135_4P_50HP_12.83_SS | 1108.1578 | 1108.1578 | 1108.1578 | 1 | 1 | 2 | D | NBS_EndSuction | 5 | 4 | 5 | 8 | BranchMin5_BranchMax8 | 8 | 3 | 6 | 8 | HeaderMin6_HeaderMax8 | 6 | 2 | 6 | [11 empty] | INVALID
468 | 72 | 040-135-4P-50HP | NBS_040-135_4P_50HP_12.83_SS | 1108.1578 | 1108.1578 | 1108.1578 | 1 | 1 | 2 | D | NBS_EndSuction | 5 | 4 | 5 | 8 | BranchMin5_BranchMax8 | 8 | 3 | 6 | 8 | HeaderMin6_HeaderMax8 | 8 | 2 | 6 | [11 empty] | INVALID
469 | 73 | 040-150-4P-50HP | NBS_040-150_4P_50HP_12.36_SS | 1179.7044 | 1179.7044 | 1179.7044 | 1 | 1 | 2 | D | NBS_EndSuction | 5 | 4 | 5 | 8 | BranchMin5_BranchMax8 | 5 | 3 | 6 | 8 | HeaderMin6_HeaderMax8 | 6 | 2 | 6
469 | 73 | 040-150-4P-50HP | NBS_040-150_4P_50HP_12.36_SS | 1179.7044 | 1179.7044 | 1179.7044 | 1 | 1 | 2 | D | NBS_EndSuction | 5 | 4 | 5 | 8 | BranchMin5_BranchMax8 | 5 | 3 | 6 | 8 | HeaderMin6_HeaderMax8 | 8 | 2 | 6
469 | 73 | 040-150-4P-50HP | NBS_040-150_4P_50HP_12.36_SS | 1179.7044 | 1179.7044 | 1179.7044 | 1 | 1 | 2 | D | NBS_EndSuction | 5 | 4 | 5 | 8 | BranchMin5_BranchMax8 | 6 | 3 | 6 | 8 | HeaderMin6_HeaderMax8 | 6 | 2 | 6 | [11 empty] | INVALID
469 | 73 | 040-150-4P-50HP | NBS_040-150_4P_50HP_12.36_SS | 1179.7044 | 1179.7044 | 1179.7044 | 1 | 1 | 2 | D | NBS_EndSuction | 5 | 4 | 5 | 8 | BranchMin5_BranchMax8 | 6 | 3 | 6 | 8 | HeaderMin6_HeaderMax8 | 8 | 2 | 6
469 | 73 | 040-150-4P-50HP | NBS_040-150_4P_50HP_12.36_SS | 1179.7044 | 1179.7044 | 1179.7044 | 1 | 1 | 2 | D | NBS_EndSuction | 5 | 4 | 5 | 8 | BranchMin5_BranchMax8 | 8 | 3 | 6 | 8 | HeaderMin6_HeaderMax8 | 6 | 2 | 6 | [11 empty] | INVALID
469 | 73 | 040-150-4P-50HP | NBS_040-150_4P_50HP_12.36_SS | 1179.7044 | 1179.7044 | 1179.7044 | 1 | 1 | 2 | D | NBS_EndSuction | 5 | 4 | 5 | 8 | BranchMin5_BranchMax8 | 8 | 3 | 6 | 8 | HeaderMin6_HeaderMax8 | 8 | 2 | 6 | [11 empty] | INVALID
470 | 74 | 040-150-4P-60HP | NBS_040-150_4P_60HP_13.07_SS | 1257.8884 | 1257.8884 | 1257.8884 | 1 | 1 | 2 | D | NBS_EndSuction | 5 | 4 | 5 | 8 | BranchMin5_BranchMax8 | 5 | 3 | 6 | 8 | HeaderMin6_HeaderMax8 | 6 | 2 | 6
470 | 74 | 040-150-4P-60HP | NBS_040-150_4P_60HP_13.07_SS | 1257.8884 | 1257.8884 | 1257.8884 | 1 | 1 | 2 | D | NBS_EndSuction | 5 | 4 | 5 | 8 | BranchMin5_BranchMax8 | 5 | 3 | 6 | 8 | HeaderMin6_HeaderMax8 | 8 | 2 | 6
470 | 74 | 040-150-4P-60HP | NBS_040-150_4P_60HP_13.07_SS | 1257.8884 | 1257.8884 | 1257.8884 | 1 | 1 | 2 | D | NBS_EndSuction | 5 | 4 | 5 | 8 | BranchMin5_BranchMax8 | 6 | 3 | 6 | 8 | HeaderMin6_HeaderMax8 | 6 | 2 | 6 | [11 empty] | INVALID
470 | 74 | 040-150-4P-60HP | NBS_040-150_4P_60HP_13.07_SS | 1257.8884 | 1257.8884 | 1257.8884 | 1 | 1 | 2 | D | NBS_EndSuction | 5 | 4 | 5 | 8 | BranchMin5_BranchMax8 | 6 | 3 | 6 | 8 | HeaderMin6_HeaderMax8 | 8 | 2 | 6
470 | 74 | 040-150-4P-60HP | NBS_040-150_4P_60HP_13.07_SS | 1257.8884 | 1257.8884 | 1257.8884 | 1 | 1 | 2 | D | NBS_EndSuction | 5 | 4 | 5 | 8 | BranchMin5_BranchMax8 | 8 | 3 | 6 | 8 | HeaderMin6_HeaderMax8 | 6 | 2 | 6 | [11 empty] | INVALID
470 | 74 | 040-150-4P-60HP | NBS_040-150_4P_60HP_13.07_SS | 1257.8884 | 1257.8884 | 1257.8884 | 1 | 1 | 2 | D | NBS_EndSuction | 5 | 4 | 5 | 8 | BranchMin5_BranchMax8 | 8 | 3 | 6 | 8 | HeaderMin6_HeaderMax8 | 8 | 2 | 6 | [11 empty] | INVALID
471 | 75 | 040-150-4P-75HP | NBS_040-150_4P_75HP_14.02_SS | 1397.6463 | 1397.6463 | 1397.6463 | 1 | 1 | 2 | D | NBS_EndSuction | 5 | 4 | 5 | 8 | BranchMin5_BranchMax8 | 5 | 3 | 6 | 8 | HeaderMin6_HeaderMax8 | 6 | 2 | 6
471 | 75 | 040-150-4P-75HP | NBS_040-150_4P_75HP_14.02_SS | 1397.6463 | 1397.6463 | 1397.6463 | 1 | 1 | 2 | D | NBS_EndSuction | 5 | 4 | 5 | 8 | BranchMin5_BranchMax8 | 5 | 3 | 6 | 8 | HeaderMin6_HeaderMax8 | 8 | 2 | 6
471 | 75 | 040-150-4P-75HP | NBS_040-150_4P_75HP_14.02_SS | 1397.6463 | 1397.6463 | 1397.6463 | 1 | 1 | 2 | D | NBS_EndSuction | 5 | 4 | 5 | 8 | BranchMin5_BranchMax8 | 6 | 3 | 6 | 8 | HeaderMin6_HeaderMax8 | 6 | 2 | 6 | [11 empty] | INVALID
471 | 75 | 040-150-4P-75HP | NBS_040-150_4P_75HP_14.02_SS | 1397.6463 | 1397.6463 | 1397.6463 | 1 | 1 | 2 | D | NBS_EndSuction | 5 | 4 | 5 | 8 | BranchMin5_BranchMax8 | 6 | 3 | 6 | 8 | HeaderMin6_HeaderMax8 | 8 | 2 | 6
471 | 75 | 040-150-4P-75HP | NBS_040-150_4P_75HP_14.02_SS | 1397.6463 | 1397.6463 | 1397.6463 | 1 | 1 | 2 | D | NBS_EndSuction | 5 | 4 | 5 | 8 | BranchMin5_BranchMax8 | 8 | 3 | 6 | 8 | HeaderMin6_HeaderMax8 | 6 | 2 | 6 | [11 empty] | INVALID
471 | 75 | 040-150-4P-75HP | NBS_040-150_4P_75HP_14.02_SS | 1397.6463 | 1397.6463 | 1397.6463 | 1 | 1 | 2 | D | NBS_EndSuction | 5 | 4 | 5 | 8 | BranchMin5_BranchMax8 | 8 | 3 | 6 | 8 | HeaderMin6_HeaderMax8 | 8 | 2 | 6 | [11 empty] | INVALID
472 | 76 | 040-150-4P-100HP | NBS_040-150_4P_100HP_15.28_SS | 1556.5458 | 1556.5458 | 1556.5458 | 1 | 1 | 2 | D | NBS_EndSuction | 5 | 4 | 5 | 8 | BranchMin5_BranchMax8 | 5 | 3 | 6 | 8 | HeaderMin6_HeaderMax8 | 6 | 2 | 6
472 | 76 | 040-150-4P-100HP | NBS_040-150_4P_100HP_15.28_SS | 1556.5458 | 1556.5458 | 1556.5458 | 1 | 1 | 2 | D | NBS_EndSuction | 5 | 4 | 5 | 8 | BranchMin5_BranchMax8 | 5 | 3 | 6 | 8 | HeaderMin6_HeaderMax8 | 8 | 2 | 6
472 | 76 | 040-150-4P-100HP | NBS_040-150_4P_100HP_15.28_SS | 1556.5458 | 1556.5458 | 1556.5458 | 1 | 1 | 2 | D | NBS_EndSuction | 5 | 4 | 5 | 8 | BranchMin5_BranchMax8 | 6 | 3 | 6 | 8 | HeaderMin6_HeaderMax8 | 6 | 2 | 6 | [11 empty] | INVALID
472 | 76 | 040-150-4P-100HP | NBS_040-150_4P_100HP_15.28_SS | 1556.5458 | 1556.5458 | 1556.5458 | 1 | 1 | 2 | D | NBS_EndSuction | 5 | 4 | 5 | 8 | BranchMin5_BranchMax8 | 6 | 3 | 6 | 8 | HeaderMin6_HeaderMax8 | 8 | 2 | 6
472 | 76 | 040-150-4P-100HP | NBS_040-150_4P_100HP_15.28_SS | 1556.5458 | 1556.5458 | 1556.5458 | 1 | 1 | 2 | D | NBS_EndSuction | 5 | 4 | 5 | 8 | BranchMin5_BranchMax8 | 8 | 3 | 6 | 8 | HeaderMin6_HeaderMax8 | 6 | 2 | 6 | [11 empty] | INVALID
472 | 76 | 040-150-4P-100HP | NBS_040-150_4P_100HP_15.28_SS | 1556.5458 | 1556.5458 | 1556.5458 | 1 | 1 | 2 | D | NBS_EndSuction | 5 | 4 | 5 | 8 | BranchMin5_BranchMax8 | 8 | 3 | 6 | 8 | HeaderMin6_HeaderMax8 | 8 | 2 | 6 | [11 empty] | INVALID
473 | 77 | 040-150-4P-125HP | NBS_040-150_4P_125HP_16.14_SS | 1658.4722 | 1658.4722 | 1658.4722 | 1 | 1 | 2 | D | NBS_EndSuction | 5 | 4 | 5 | 10 | BranchMin5_BranchMax10 | 5 | 4 | 6 | 10 | HeaderMin6_HeaderMax10 | 6 | 3 | 12
473 | 77 | 040-150-4P-125HP | NBS_040-150_4P_125HP_16.14_SS | 1658.4722 | 1658.4722 | 1658.4722 | 1 | 1 | 2 | D | NBS_EndSuction | 5 | 4 | 5 | 10 | BranchMin5_BranchMax10 | 5 | 4 | 6 | 10 | HeaderMin6_HeaderMax10 | 8 | 3 | 12
473 | 77 | 040-150-4P-125HP | NBS_040-150_4P_125HP_16.14_SS | 1658.4722 | 1658.4722 | 1658.4722 | 1 | 1 | 2 | D | NBS_EndSuction | 5 | 4 | 5 | 10 | BranchMin5_BranchMax10 | 5 | 4 | 6 | 10 | HeaderMin6_HeaderMax10 | 10 | 3 | 12
473 | 77 | 040-150-4P-125HP | NBS_040-150_4P_125HP_16.14_SS | 1658.4722 | 1658.4722 | 1658.4722 | 1 | 1 | 2 | D | NBS_EndSuction | 5 | 4 | 5 | 10 | BranchMin5_BranchMax10 | 6 | 4 | 6 | 10 | HeaderMin6_HeaderMax10 | 6 | 3 | 12 | [11 empty] | INVALID
473 | 77 | 040-150-4P-125HP | NBS_040-150_4P_125HP_16.14_SS | 1658.4722 | 1658.4722 | 1658.4722 | 1 | 1 | 2 | D | NBS_EndSuction | 5 | 4 | 5 | 10 | BranchMin5_BranchMax10 | 6 | 4 | 6 | 10 | HeaderMin6_HeaderMax10 | 8 | 3 | 12
473 | 77 | 040-150-4P-125HP | NBS_040-150_4P_125HP_16.14_SS | 1658.4722 | 1658.4722 | 1658.4722 | 1 | 1 | 2 | D | NBS_EndSuction | 5 | 4 | 5 | 10 | BranchMin5_BranchMax10 | 6 | 4 | 6 | 10 | HeaderMin6_HeaderMax10 | 10 | 3 | 12
473 | 77 | 040-150-4P-125HP | NBS_040-150_4P_125HP_16.14_SS | 1658.4722 | 1658.4722 | 1658.4722 | 1 | 1 | 2 | D | NBS_EndSuction | 5 | 4 | 5 | 10 | BranchMin5_BranchMax10 | 8 | 4 | 6 | 10 | HeaderMin6_HeaderMax10 | 6 | 3 | 12 | [11 empty] | INVALID
473 | 77 | 040-150-4P-125HP | NBS_040-150_4P_125HP_16.14_SS | 1658.4722 | 1658.4722 | 1658.4722 | 1 | 1 | 2 | D | NBS_EndSuction | 5 | 4 | 5 | 10 | BranchMin5_BranchMax10 | 8 | 4 | 6 | 10 | HeaderMin6_HeaderMax10 | 8 | 3 | 12 | [11 empty] | INVALID
473 | 77 | 040-150-4P-125HP | NBS_040-150_4P_125HP_16.14_SS | 1658.4722 | 1658.4722 | 1658.4722 | 1 | 1 | 2 | D | NBS_EndSuction | 5 | 4 | 5 | 10 | BranchMin5_BranchMax10 | 8 | 4 | 6 | 10 | HeaderMin6_HeaderMax10 | 10 | 3 | 12
473 | 77 | 040-150-4P-125HP | NBS_040-150_4P_125HP_16.14_SS | 1658.4722 | 1658.4722 | 1658.4722 | 1 | 1 | 2 | D | NBS_EndSuction | 5 | 4 | 5 | 10 | BranchMin5_BranchMax10 | 10 | 4 | 6 | 10 | HeaderMin6_HeaderMax10 | 6 | 3 | 12 | [11 empty] | INVALID
473 | 77 | 040-150-4P-125HP | NBS_040-150_4P_125HP_16.14_SS | 1658.4722 | 1658.4722 | 1658.4722 | 1 | 1 | 2 | D | NBS_EndSuction | 5 | 4 | 5 | 10 | BranchMin5_BranchMax10 | 10 | 4 | 6 | 10 | HeaderMin6_HeaderMax10 | 8 | 3 | 12 | [11 empty] | INVALID
473 | 77 | 040-150-4P-125HP | NBS_040-150_4P_125HP_16.14_SS | 1658.4722 | 1658.4722 | 1658.4722 | 1 | 1 | 2 | D | NBS_EndSuction | 5 | 4 | 5 | 10 | BranchMin5_BranchMax10 | 10 | 4 | 6 | 10 | HeaderMin6_HeaderMax10 | 10 | 3 | 12 | [11 empty] | INVALID
474 | 78 | 040-150-4P-150HP | NBS_040-150_4P_150HP_16.77_SS | 1749.9638 | 1749.9638 | 1749.9638 | 1 | 1 | 2 | D | NBS_EndSuction | 5 | 4 | 5 | 10 | BranchMin5_BranchMax10 | 5 | 4 | 6 | 10 | HeaderMin6_HeaderMax10 | 6 | 3 | 12
474 | 78 | 040-150-4P-150HP | NBS_040-150_4P_150HP_16.77_SS | 1749.9638 | 1749.9638 | 1749.9638 | 1 | 1 | 2 | D | NBS_EndSuction | 5 | 4 | 5 | 10 | BranchMin5_BranchMax10 | 5 | 4 | 6 | 10 | HeaderMin6_HeaderMax10 | 8 | 3 | 12
474 | 78 | 040-150-4P-150HP | NBS_040-150_4P_150HP_16.77_SS | 1749.9638 | 1749.9638 | 1749.9638 | 1 | 1 | 2 | D | NBS_EndSuction | 5 | 4 | 5 | 10 | BranchMin5_BranchMax10 | 5 | 4 | 6 | 10 | HeaderMin6_HeaderMax10 | 10 | 3 | 12
474 | 78 | 040-150-4P-150HP | NBS_040-150_4P_150HP_16.77_SS | 1749.9638 | 1749.9638 | 1749.9638 | 1 | 1 | 2 | D | NBS_EndSuction | 5 | 4 | 5 | 10 | BranchMin5_BranchMax10 | 6 | 4 | 6 | 10 | HeaderMin6_HeaderMax10 | 6 | 3 | 12 | [11 empty] | INVALID
474 | 78 | 040-150-4P-150HP | NBS_040-150_4P_150HP_16.77_SS | 1749.9638 | 1749.9638 | 1749.9638 | 1 | 1 | 2 | D | NBS_EndSuction | 5 | 4 | 5 | 10 | BranchMin5_BranchMax10 | 6 | 4 | 6 | 10 | HeaderMin6_HeaderMax10 | 8 | 3 | 12
474 | 78 | 040-150-4P-150HP | NBS_040-150_4P_150HP_16.77_SS | 1749.9638 | 1749.9638 | 1749.9638 | 1 | 1 | 2 | D | NBS_EndSuction | 5 | 4 | 5 | 10 | BranchMin5_BranchMax10 | 6 | 4 | 6 | 10 | HeaderMin6_HeaderMax10 | 10 | 3 | 12
474 | 78 | 040-150-4P-150HP | NBS_040-150_4P_150HP_16.77_SS | 1749.9638 | 1749.9638 | 1749.9638 | 1 | 1 | 2 | D | NBS_EndSuction | 5 | 4 | 5 | 10 | BranchMin5_BranchMax10 | 8 | 4 | 6 | 10 | HeaderMin6_HeaderMax10 | 6 | 3 | 12 | [11 empty] | INVALID
474 | 78 | 040-150-4P-150HP | NBS_040-150_4P_150HP_16.77_SS | 1749.9638 | 1749.9638 | 1749.9638 | 1 | 1 | 2 | D | NBS_EndSuction | 5 | 4 | 5 | 10 | BranchMin5_BranchMax10 | 8 | 4 | 6 | 10 | HeaderMin6_HeaderMax10 | 8 | 3 | 12 | [11 empty] | INVALID
474 | 78 | 040-150-4P-150HP | NBS_040-150_4P_150HP_16.77_SS | 1749.9638 | 1749.9638 | 1749.9638 | 1 | 1 | 2 | D | NBS_EndSuction | 5 | 4 | 5 | 10 | BranchMin5_BranchMax10 | 8 | 4 | 6 | 10 | HeaderMin6_HeaderMax10 | 10 | 3 | 12
474 | 78 | 040-150-4P-150HP | NBS_040-150_4P_150HP_16.77_SS | 1749.9638 | 1749.9638 | 1749.9638 | 1 | 1 | 2 | D | NBS_EndSuction | 5 | 4 | 5 | 10 | BranchMin5_BranchMax10 | 10 | 4 | 6 | 10 | HeaderMin6_HeaderMax10 | 6 | 3 | 12 | [11 empty] | INVALID
474 | 78 | 040-150-4P-150HP | NBS_040-150_4P_150HP_16.77_SS | 1749.9638 | 1749.9638 | 1749.9638 | 1 | 1 | 2 | D | NBS_EndSuction | 5 | 4 | 5 | 10 | BranchMin5_BranchMax10 | 10 | 4 | 6 | 10 | HeaderMin6_HeaderMax10 | 8 | 3 | 12 | [11 empty] | INVALID
474 | 78 | 040-150-4P-150HP | NBS_040-150_4P_150HP_16.77_SS | 1749.9638 | 1749.9638 | 1749.9638 | 1 | 1 | 2 | D | NBS_EndSuction | 5 | 4 | 5 | 10 | BranchMin5_BranchMax10 | 10 | 4 | 6 | 10 | HeaderMin6_HeaderMax10 | 10 | 3 | 12 | [11 empty] | INVALID
475 | 79 | 050-070-4P-3HP | NBS_050-070_4P_3HP_4.88_SS | 840.0118 | 840.0118 | 840.0118 | 1 | 1 | 2 | D | NBS_EndSuction | 5 | 4 | 5 | 6 | BranchMin5_BranchMax6 | 5 | 2 | 6 | 6 | HeaderMin6_HeaderMax6 | 6 | 1 | 2
475 | 79 | 050-070-4P-3HP | NBS_050-070_4P_3HP_4.88_SS | 840.0118 | 840.0118 | 840.0118 | 1 | 1 | 2 | D | NBS_EndSuction | 5 | 4 | 5 | 6 | BranchMin5_BranchMax6 | 6 | 2 | 6 | 6 | HeaderMin6_HeaderMax6 | 6 | 1 | 2 | [11 empty] | INVALID
476 | 80 | 050-070-4P-5HP | NBS_050-070_4P_5HP_6.06_SS | 912.3919 | 912.3919 | 912.3919 | 1 | 1 | 2 | D | NBS_EndSuction | 5 | 4 | 5 | 6 | BranchMin5_BranchMax6 | 5 | 2 | 6 | 6 | HeaderMin6_HeaderMax6 | 6 | 1 | 2
476 | 80 | 050-070-4P-5HP | NBS_050-070_4P_5HP_6.06_SS | 912.3919 | 912.3919 | 912.3919 | 1 | 1 | 2 | D | NBS_EndSuction | 5 | 4 | 5 | 6 | BranchMin5_BranchMax6 | 6 | 2 | 6 | 6 | HeaderMin6_HeaderMax6 | 6 | 1 | 2 | [11 empty] | INVALID
477 | 81 | 050-070-4P-7pt5HP | NBS_050-070_4P_7.5HP_6.61_SS | 963.4895 | 963.4895 | 963.4895 | 1 | 1 | 2 | D | NBS_EndSuction | 5 | 4 | 5 | 8 | BranchMin5_BranchMax8 | 5 | 3 | 6 | 8 | HeaderMin6_HeaderMax8 | 6 | 2 | 6
477 | 81 | 050-070-4P-7pt5HP | NBS_050-070_4P_7.5HP_6.61_SS | 963.4895 | 963.4895 | 963.4895 | 1 | 1 | 2 | D | NBS_EndSuction | 5 | 4 | 5 | 8 | BranchMin5_BranchMax8 | 5 | 3 | 6 | 8 | HeaderMin6_HeaderMax8 | 8 | 2 | 6
477 | 81 | 050-070-4P-7pt5HP | NBS_050-070_4P_7.5HP_6.61_SS | 963.4895 | 963.4895 | 963.4895 | 1 | 1 | 2 | D | NBS_EndSuction | 5 | 4 | 5 | 8 | BranchMin5_BranchMax8 | 6 | 3 | 6 | 8 | HeaderMin6_HeaderMax8 | 6 | 2 | 6 | [11 empty] | INVALID
477 | 81 | 050-070-4P-7pt5HP | NBS_050-070_4P_7.5HP_6.61_SS | 963.4895 | 963.4895 | 963.4895 | 1 | 1 | 2 | D | NBS_EndSuction | 5 | 4 | 5 | 8 | BranchMin5_BranchMax8 | 6 | 3 | 6 | 8 | HeaderMin6_HeaderMax8 | 8 | 2 | 6
477 | 81 | 050-070-4P-7pt5HP | NBS_050-070_4P_7.5HP_6.61_SS | 963.4895 | 963.4895 | 963.4895 | 1 | 1 | 2 | D | NBS_EndSuction | 5 | 4 | 5 | 8 | BranchMin5_BranchMax8 | 8 | 3 | 6 | 8 | HeaderMin6_HeaderMax8 | 6 | 2 | 6 | [11 empty] | INVALID
477 | 81 | 050-070-4P-7pt5HP | NBS_050-070_4P_7.5HP_6.61_SS | 963.4895 | 963.4895 | 963.4895 | 1 | 1 | 2 | D | NBS_EndSuction | 5 | 4 | 5 | 8 | BranchMin5_BranchMax8 | 8 | 3 | 6 | 8 | HeaderMin6_HeaderMax8 | 8 | 2 | 6 | [11 empty] | INVALID
478 | 82 | 050-070-4P-10HP | NBS_050-070_4P_10HP_6.93_SS | 1003.339 | 1003.339 | 1003.339 | 1 | 1 | 2 | D | NBS_EndSuction | 5 | 4 | 5 | 8 | BranchMin5_BranchMax8 | 5 | 3 | 6 | 8 | HeaderMin6_HeaderMax8 | 6 | 2 | 6
478 | 82 | 050-070-4P-10HP | NBS_050-070_4P_10HP_6.93_SS | 1003.339 | 1003.339 | 1003.339 | 1 | 1 | 2 | D | NBS_EndSuction | 5 | 4 | 5 | 8 | BranchMin5_BranchMax8 | 5 | 3 | 6 | 8 | HeaderMin6_HeaderMax8 | 8 | 2 | 6
478 | 82 | 050-070-4P-10HP | NBS_050-070_4P_10HP_6.93_SS | 1003.339 | 1003.339 | 1003.339 | 1 | 1 | 2 | D | NBS_EndSuction | 5 | 4 | 5 | 8 | BranchMin5_BranchMax8 | 6 | 3 | 6 | 8 | HeaderMin6_HeaderMax8 | 6 | 2 | 6 | [11 empty] | INVALID
478 | 82 | 050-070-4P-10HP | NBS_050-070_4P_10HP_6.93_SS | 1003.339 | 1003.339 | 1003.339 | 1 | 1 | 2 | D | NBS_EndSuction | 5 | 4 | 5 | 8 | BranchMin5_BranchMax8 | 6 | 3 | 6 | 8 | HeaderMin6_HeaderMax8 | 8 | 2 | 6
478 | 82 | 050-070-4P-10HP | NBS_050-070_4P_10HP_6.93_SS | 1003.339 | 1003.339 | 1003.339 | 1 | 1 | 2 | D | NBS_EndSuction | 5 | 4 | 5 | 8 | BranchMin5_BranchMax8 | 8 | 3 | 6 | 8 | HeaderMin6_HeaderMax8 | 6 | 2 | 6 | [11 empty] | INVALID
478 | 82 | 050-070-4P-10HP | NBS_050-070_4P_10HP_6.93_SS | 1003.339 | 1003.339 | 1003.339 | 1 | 1 | 2 | D | NBS_EndSuction | 5 | 4 | 5 | 8 | BranchMin5_BranchMax8 | 8 | 3 | 6 | 8 | HeaderMin6_HeaderMax8 | 8 | 2 | 6 | [11 empty] | INVALID
479 | 83 | 050-095-4P-10HP | NBS_050-095_4P_10HP_6.46_SS | 1234.2559 | 1234.2559 | 1234.2559 | 1 | 1 | 2 | D | NBS_EndSuction | 6 | 5 | 6 | 8 | BranchMin6_BranchMax8 | 6 | 2 | 8 | 8 | HeaderMin8_HeaderMax8 | 8 | 1 | 2
479 | 83 | 050-095-4P-10HP | NBS_050-095_4P_10HP_6.46_SS | 1234.2559 | 1234.2559 | 1234.2559 | 1 | 1 | 2 | D | NBS_EndSuction | 6 | 5 | 6 | 8 | BranchMin6_BranchMax8 | 8 | 2 | 8 | 8 | HeaderMin8_HeaderMax8 | 8 | 1 | 2 | [11 empty] | INVALID
480 | 84 | 050-095-4P-15HP | NBS_050-095_4P_15HP_7.40_SS | 1338.3397 | 1338.3397 | 1338.3397 | 1 | 1 | 2 | D | NBS_EndSuction | 6 | 5 | 6 | 8 | BranchMin6_BranchMax8 | 6 | 2 | 8 | 8 | HeaderMin8_HeaderMax8 | 8 | 1 | 2
480 | 84 | 050-095-4P-15HP | NBS_050-095_4P_15HP_7.40_SS | 1338.3397 | 1338.3397 | 1338.3397 | 1 | 1 | 2 | D | NBS_EndSuction | 6 | 5 | 6 | 8 | BranchMin6_BranchMax8 | 8 | 2 | 8 | 8 | HeaderMin8_HeaderMax8 | 8 | 1 | 2 | [11 empty] | INVALID
481 | 85 | 050-095-4P-20HP | NBS_050-095_4P_20HP_8.19_SS | 1409.7542 | 1409.7542 | 1409.7542 | 1 | 1 | 2 | D | NBS_EndSuction | 6 | 5 | 6 | 8 | BranchMin6_BranchMax8 | 6 | 2 | 8 | 8 | HeaderMin8_HeaderMax8 | 8 | 1 | 2
481 | 85 | 050-095-4P-20HP | NBS_050-095_4P_20HP_8.19_SS | 1409.7542 | 1409.7542 | 1409.7542 | 1 | 1 | 2 | D | NBS_EndSuction | 6 | 5 | 6 | 8 | BranchMin6_BranchMax8 | 8 | 2 | 8 | 8 | HeaderMin8_HeaderMax8 | 8 | 1 | 2 | [11 empty] | INVALID
482 | 86 | 050-095-4P-25HP | NBS_050-095_4P_25HP_8.74_SS | 1493.981 | 1493.981 | 1493.981 | 1 | 1 | 2 | D | NBS_EndSuction | 6 | 5 | 6 | 8 | BranchMin6_BranchMax8 | 6 | 2 | 8 | 8 | HeaderMin8_HeaderMax8 | 8 | 1 | 2
482 | 86 | 050-095-4P-25HP | NBS_050-095_4P_25HP_8.74_SS | 1493.981 | 1493.981 | 1493.981 | 1 | 1 | 2 | D | NBS_EndSuction | 6 | 5 | 6 | 8 | BranchMin6_BranchMax8 | 8 | 2 | 8 | 8 | HeaderMin8_HeaderMax8 | 8 | 1 | 2 | [11 empty] | INVALID
483 | 87 | 050-095-4P-30HP | NBS_050-095_4P_30HP_9.13_SS | 1550.69 | 1550.69 | 1550.69 | 1 | 1 | 2 | D | NBS_EndSuction | 6 | 5 | 6 | 8 | BranchMin6_BranchMax8 | 6 | 2 | 8 | 8 | HeaderMin8_HeaderMax8 | 8 | 1 | 2
483 | 87 | 050-095-4P-30HP | NBS_050-095_4P_30HP_9.13_SS | 1550.69 | 1550.69 | 1550.69 | 1 | 1 | 2 | D | NBS_EndSuction | 6 | 5 | 6 | 8 | BranchMin6_BranchMax8 | 8 | 2 | 8 | 8 | HeaderMin8_HeaderMax8 | 8 | 1 | 2 | [11 empty] | INVALID
484 | 88 | 050-110-4P-20HP | NBS_050-110_4P_20HP_8.35_SS | 1352.693 | 1352.693 | 1352.693 | 1 | 1 | 2 | D | NBS_EndSuction | 6 | 5 | 6 | 8 | BranchMin6_BranchMax8 | 6 | 2 | 8 | 8 | HeaderMin8_HeaderMax8 | 8 | 1 | 2
484 | 88 | 050-110-4P-20HP | NBS_050-110_4P_20HP_8.35_SS | 1352.693 | 1352.693 | 1352.693 | 1 | 1 | 2 | D | NBS_EndSuction | 6 | 5 | 6 | 8 | BranchMin6_BranchMax8 | 8 | 2 | 8 | 8 | HeaderMin8_HeaderMax8 | 8 | 1 | 2 | [11 empty] | INVALID
485 | 89 | 050-110-4P-25HP | NBS_050-110_4P_25HP_9.06_SS | 1398.703 | 1398.703 | 1398.703 | 1 | 1 | 2 | D | NBS_EndSuction | 6 | 5 | 6 | 8 | BranchMin6_BranchMax8 | 6 | 2 | 8 | 8 | HeaderMin8_HeaderMax8 | 8 | 1 | 2
485 | 89 | 050-110-4P-25HP | NBS_050-110_4P_25HP_9.06_SS | 1398.703 | 1398.703 | 1398.703 | 1 | 1 | 2 | D | NBS_EndSuction | 6 | 5 | 6 | 8 | BranchMin6_BranchMax8 | 8 | 2 | 8 | 8 | HeaderMin8_HeaderMax8 | 8 | 1 | 2 | [11 empty] | INVALID
486 | 90 | 050-110-4P-30HP | NBS_050-110_4P_30HP_9.61_SS | 1508.9068 | 1508.9068 | 1508.9068 | 1 | 1 | 2 | D | NBS_EndSuction | 6 | 5 | 6 | 8 | BranchMin6_BranchMax8 | 6 | 2 | 8 | 8 | HeaderMin8_HeaderMax8 | 8 | 1 | 2
486 | 90 | 050-110-4P-30HP | NBS_050-110_4P_30HP_9.61_SS | 1508.9068 | 1508.9068 | 1508.9068 | 1 | 1 | 2 | D | NBS_EndSuction | 6 | 5 | 6 | 8 | BranchMin6_BranchMax8 | 8 | 2 | 8 | 8 | HeaderMin8_HeaderMax8 | 8 | 1 | 2 | [11 empty] | INVALID
487 | 91 | 050-110-4P-40HP | NBS_050-110_4P_40HP_10.63_SS | 1674.3665 | 1674.3665 | 1674.3665 | 1 | 1 | 2 | D | NBS_EndSuction | 6 | 5 | 6 | 10 | BranchMin6_BranchMax10 | 6 | 3 | 8 | 10 | HeaderMin8_HeaderMax10 | 8 | 2 | 6
487 | 91 | 050-110-4P-40HP | NBS_050-110_4P_40HP_10.63_SS | 1674.3665 | 1674.3665 | 1674.3665 | 1 | 1 | 2 | D | NBS_EndSuction | 6 | 5 | 6 | 10 | BranchMin6_BranchMax10 | 6 | 3 | 8 | 10 | HeaderMin8_HeaderMax10 | 10 | 2 | 6
487 | 91 | 050-110-4P-40HP | NBS_050-110_4P_40HP_10.63_SS | 1674.3665 | 1674.3665 | 1674.3665 | 1 | 1 | 2 | D | NBS_EndSuction | 6 | 5 | 6 | 10 | BranchMin6_BranchMax10 | 8 | 3 | 8 | 10 | HeaderMin8_HeaderMax10 | 8 | 2 | 6 | [11 empty] | INVALID
487 | 91 | 050-110-4P-40HP | NBS_050-110_4P_40HP_10.63_SS | 1674.3665 | 1674.3665 | 1674.3665 | 1 | 1 | 2 | D | NBS_EndSuction | 6 | 5 | 6 | 10 | BranchMin6_BranchMax10 | 8 | 3 | 8 | 10 | HeaderMin8_HeaderMax10 | 10 | 2 | 6
487 | 91 | 050-110-4P-40HP | NBS_050-110_4P_40HP_10.63_SS | 1674.3665 | 1674.3665 | 1674.3665 | 1 | 1 | 2 | D | NBS_EndSuction | 6 | 5 | 6 | 10 | BranchMin6_BranchMax10 | 10 | 3 | 8 | 10 | HeaderMin8_HeaderMax10 | 8 | 2 | 6 | [11 empty] | INVALID
487 | 91 | 050-110-4P-40HP | NBS_050-110_4P_40HP_10.63_SS | 1674.3665 | 1674.3665 | 1674.3665 | 1 | 1 | 2 | D | NBS_EndSuction | 6 | 5 | 6 | 10 | BranchMin6_BranchMax10 | 10 | 3 | 8 | 10 | HeaderMin8_HeaderMax10 | 10 | 2 | 6 | [11 empty] | INVALID
488 | 92 | 050-135-4P-25HP | NBS_050-135_4P_25HP_8.86_SS | 1200.4144 | 1200.4144 | 1200.4144 | 1 | 1 | 2 | D | NBS_EndSuction | 6 | 5 | 6 | 8 | BranchMin6_BranchMax8 | 6 | 2 | 8 | 8 | HeaderMin8_HeaderMax8 | 8 | 1 | 2
488 | 92 | 050-135-4P-25HP | NBS_050-135_4P_25HP_8.86_SS | 1200.4144 | 1200.4144 | 1200.4144 | 1 | 1 | 2 | D | NBS_EndSuction | 6 | 5 | 6 | 8 | BranchMin6_BranchMax8 | 8 | 2 | 8 | 8 | HeaderMin8_HeaderMax8 | 8 | 1 | 2 | [11 empty] | INVALID
489 | 93 | 050-135-4P-30HP | NBS_050-135_4P_30HP_9.49_SS | 1283.8269 | 1283.8269 | 1283.8269 | 1 | 1 | 2 | D | NBS_EndSuction | 6 | 5 | 6 | 8 | BranchMin6_BranchMax8 | 6 | 2 | 8 | 8 | HeaderMin8_HeaderMax8 | 8 | 1 | 2
489 | 93 | 050-135-4P-30HP | NBS_050-135_4P_30HP_9.49_SS | 1283.8269 | 1283.8269 | 1283.8269 | 1 | 1 | 2 | D | NBS_EndSuction | 6 | 5 | 6 | 8 | BranchMin6_BranchMax8 | 8 | 2 | 8 | 8 | HeaderMin8_HeaderMax8 | 8 | 1 | 2 | [11 empty] | INVALID
490 | 94 | 050-135-4P-40HP | NBS_050-135_4P_40HP_10.59_SS | 1416.7849 | 1416.7849 | 1416.7849 | 1 | 1 | 2 | D | NBS_EndSuction | 6 | 5 | 6 | 8 | BranchMin6_BranchMax8 | 6 | 2 | 8 | 8 | HeaderMin8_HeaderMax8 | 8 | 1 | 2
490 | 94 | 050-135-4P-40HP | NBS_050-135_4P_40HP_10.59_SS | 1416.7849 | 1416.7849 | 1416.7849 | 1 | 1 | 2 | D | NBS_EndSuction | 6 | 5 | 6 | 8 | BranchMin6_BranchMax8 | 8 | 2 | 8 | 8 | HeaderMin8_HeaderMax8 | 8 | 1 | 2 | [11 empty] | INVALID
491 | 95 | 050-135-4P-50HP | NBS_050-135_4P_50HP_11.30_SS | 1508.8665 | 1508.8665 | 1508.8665 | 1 | 1 | 2 | D | NBS_EndSuction | 6 | 5 | 6 | 8 | BranchMin6_BranchMax8 | 6 | 2 | 8 | 8 | HeaderMin8_HeaderMax8 | 8 | 1 | 2
491 | 95 | 050-135-4P-50HP | NBS_050-135_4P_50HP_11.30_SS | 1508.8665 | 1508.8665 | 1508.8665 | 1 | 1 | 2 | D | NBS_EndSuction | 6 | 5 | 6 | 8 | BranchMin6_BranchMax8 | 8 | 2 | 8 | 8 | HeaderMin8_HeaderMax8 | 8 | 1 | 2 | [11 empty] | INVALID
492 | 96 | 050-135-4P-60HP | NBS_050-135_4P_60HP_12.01_SS | 1598.8017 | 1598.8017 | 1598.8017 | 1 | 1 | 2 | D | NBS_EndSuction | 6 | 5 | 6 | 8 | BranchMin6_BranchMax8 | 6 | 2 | 8 | 8 | HeaderMin8_HeaderMax8 | 8 | 1 | 2
492 | 96 | 050-135-4P-60HP | NBS_050-135_4P_60HP_12.01_SS | 1598.8017 | 1598.8017 | 1598.8017 | 1 | 1 | 2 | D | NBS_EndSuction | 6 | 5 | 6 | 8 | BranchMin6_BranchMax8 | 8 | 2 | 8 | 8 | HeaderMin8_HeaderMax8 | 8 | 1 | 2 | [11 empty] | INVALID
493 | 97 | 050-135-4P-75HP | NBS_050-135_4P_75HP_13.03_SS | 1689.4197 | 1689.4197 | 1689.4197 | 1 | 1 | 2 | D | NBS_EndSuction | 6 | 5 | 6 | 10 | BranchMin6_BranchMax10 | 6 | 3 | 8 | 10 | HeaderMin8_HeaderMax10 | 8 | 2 | 6
493 | 97 | 050-135-4P-75HP | NBS_050-135_4P_75HP_13.03_SS | 1689.4197 | 1689.4197 | 1689.4197 | 1 | 1 | 2 | D | NBS_EndSuction | 6 | 5 | 6 | 10 | BranchMin6_BranchMax10 | 6 | 3 | 8 | 10 | HeaderMin8_HeaderMax10 | 10 | 2 | 6
493 | 97 | 050-135-4P-75HP | NBS_050-135_4P_75HP_13.03_SS | 1689.4197 | 1689.4197 | 1689.4197 | 1 | 1 | 2 | D | NBS_EndSuction | 6 | 5 | 6 | 10 | BranchMin6_BranchMax10 | 8 | 3 | 8 | 10 | HeaderMin8_HeaderMax10 | 8 | 2 | 6 | [11 empty] | INVALID
493 | 97 | 050-135-4P-75HP | NBS_050-135_4P_75HP_13.03_SS | 1689.4197 | 1689.4197 | 1689.4197 | 1 | 1 | 2 | D | NBS_EndSuction | 6 | 5 | 6 | 10 | BranchMin6_BranchMax10 | 8 | 3 | 8 | 10 | HeaderMin8_HeaderMax10 | 10 | 2 | 6
493 | 97 | 050-135-4P-75HP | NBS_050-135_4P_75HP_13.03_SS | 1689.4197 | 1689.4197 | 1689.4197 | 1 | 1 | 2 | D | NBS_EndSuction | 6 | 5 | 6 | 10 | BranchMin6_BranchMax10 | 10 | 3 | 8 | 10 | HeaderMin8_HeaderMax10 | 8 | 2 | 6 | [11 empty] | INVALID
493 | 97 | 050-135-4P-75HP | NBS_050-135_4P_75HP_13.03_SS | 1689.4197 | 1689.4197 | 1689.4197 | 1 | 1 | 2 | D | NBS_EndSuction | 6 | 5 | 6 | 10 | BranchMin6_BranchMax10 | 10 | 3 | 8 | 10 | HeaderMin8_HeaderMax10 | 10 | 2 | 6 | [11 empty] | INVALID
494 | 98 | 050-150-4P-75HP | NBS_050-150_4P_75HP_11.73_SS | 2092.9884 | 2092.9884 | 2092.9884 | 1 | 1 | 2 | D | NBS_EndSuction | 6 | 5 | 6 | 10 | BranchMin6_BranchMax10 | 6 | 3 | 8 | 10 | HeaderMin8_HeaderMax10 | 8 | 2 | 6
494 | 98 | 050-150-4P-75HP | NBS_050-150_4P_75HP_11.73_SS | 2092.9884 | 2092.9884 | 2092.9884 | 1 | 1 | 2 | D | NBS_EndSuction | 6 | 5 | 6 | 10 | BranchMin6_BranchMax10 | 6 | 3 | 8 | 10 | HeaderMin8_HeaderMax10 | 10 | 2 | 6
494 | 98 | 050-150-4P-75HP | NBS_050-150_4P_75HP_11.73_SS | 2092.9884 | 2092.9884 | 2092.9884 | 1 | 1 | 2 | D | NBS_EndSuction | 6 | 5 | 6 | 10 | BranchMin6_BranchMax10 | 8 | 3 | 8 | 10 | HeaderMin8_HeaderMax10 | 8 | 2 | 6 | [11 empty] | INVALID
494 | 98 | 050-150-4P-75HP | NBS_050-150_4P_75HP_11.73_SS | 2092.9884 | 2092.9884 | 2092.9884 | 1 | 1 | 2 | D | NBS_EndSuction | 6 | 5 | 6 | 10 | BranchMin6_BranchMax10 | 8 | 3 | 8 | 10 | HeaderMin8_HeaderMax10 | 10 | 2 | 6
494 | 98 | 050-150-4P-75HP | NBS_050-150_4P_75HP_11.73_SS | 2092.9884 | 2092.9884 | 2092.9884 | 1 | 1 | 2 | D | NBS_EndSuction | 6 | 5 | 6 | 10 | BranchMin6_BranchMax10 | 10 | 3 | 8 | 10 | HeaderMin8_HeaderMax10 | 8 | 2 | 6 | [11 empty] | INVALID
494 | 98 | 050-150-4P-75HP | NBS_050-150_4P_75HP_11.73_SS | 2092.9884 | 2092.9884 | 2092.9884 | 1 | 1 | 2 | D | NBS_EndSuction | 6 | 5 | 6 | 10 | BranchMin6_BranchMax10 | 10 | 3 | 8 | 10 | HeaderMin8_HeaderMax10 | 10 | 2 | 6 | [11 empty] | INVALID
495 | 99 | 050-150-4P-100HP | NBS_050-150_4P_100HP_12.99_SS | 2346.9884 | 2346.9884 | 2346.9884 | 1 | 1 | 2 | D | NBS_EndSuction | 6 | 5 | 6 | 10 | BranchMin6_BranchMax10 | 6 | 3 | 8 | 10 | HeaderMin8_HeaderMax10 | 8 | 2 | 6
495 | 99 | 050-150-4P-100HP | NBS_050-150_4P_100HP_12.99_SS | 2346.9884 | 2346.9884 | 2346.9884 | 1 | 1 | 2 | D | NBS_EndSuction | 6 | 5 | 6 | 10 | BranchMin6_BranchMax10 | 6 | 3 | 8 | 10 | HeaderMin8_HeaderMax10 | 10 | 2 | 6
495 | 99 | 050-150-4P-100HP | NBS_050-150_4P_100HP_12.99_SS | 2346.9884 | 2346.9884 | 2346.9884 | 1 | 1 | 2 | D | NBS_EndSuction | 6 | 5 | 6 | 10 | BranchMin6_BranchMax10 | 8 | 3 | 8 | 10 | HeaderMin8_HeaderMax10 | 8 | 2 | 6 | [11 empty] | INVALID
495 | 99 | 050-150-4P-100HP | NBS_050-150_4P_100HP_12.99_SS | 2346.9884 | 2346.9884 | 2346.9884 | 1 | 1 | 2 | D | NBS_EndSuction | 6 | 5 | 6 | 10 | BranchMin6_BranchMax10 | 8 | 3 | 8 | 10 | HeaderMin8_HeaderMax10 | 10 | 2 | 6
495 | 99 | 050-150-4P-100HP | NBS_050-150_4P_100HP_12.99_SS | 2346.9884 | 2346.9884 | 2346.9884 | 1 | 1 | 2 | D | NBS_EndSuction | 6 | 5 | 6 | 10 | BranchMin6_BranchMax10 | 10 | 3 | 8 | 10 | HeaderMin8_HeaderMax10 | 8 | 2 | 6 | [11 empty] | INVALID
495 | 99 | 050-150-4P-100HP | NBS_050-150_4P_100HP_12.99_SS | 2346.9884 | 2346.9884 | 2346.9884 | 1 | 1 | 2 | D | NBS_EndSuction | 6 | 5 | 6 | 10 | BranchMin6_BranchMax10 | 10 | 3 | 8 | 10 | HeaderMin8_HeaderMax10 | 10 | 2 | 6 | [11 empty] | INVALID
496 | 100 | 050-150-4P-125HP | NBS_050-150_4P_125HP_14.09_SS | 2529.5219 | 2529.5219 | 2529.5219 | 1 | 1 | 2 | D | NBS_EndSuction | 6 | 5 | 6 | 12 | BranchMin6_BranchMax12 | 6 | 4 | 8 | 12 | HeaderMin8_HeaderMax12 | 8 | 3 | 12
496 | 100 | 050-150-4P-125HP | NBS_050-150_4P_125HP_14.09_SS | 2529.5219 | 2529.5219 | 2529.5219 | 1 | 1 | 2 | D | NBS_EndSuction | 6 | 5 | 6 | 12 | BranchMin6_BranchMax12 | 6 | 4 | 8 | 12 | HeaderMin8_HeaderMax12 | 10 | 3 | 12
496 | 100 | 050-150-4P-125HP | NBS_050-150_4P_125HP_14.09_SS | 2529.5219 | 2529.5219 | 2529.5219 | 1 | 1 | 2 | D | NBS_EndSuction | 6 | 5 | 6 | 12 | BranchMin6_BranchMax12 | 6 | 4 | 8 | 12 | HeaderMin8_HeaderMax12 | 12 | 3 | 12
496 | 100 | 050-150-4P-125HP | NBS_050-150_4P_125HP_14.09_SS | 2529.5219 | 2529.5219 | 2529.5219 | 1 | 1 | 2 | D | NBS_EndSuction | 6 | 5 | 6 | 12 | BranchMin6_BranchMax12 | 8 | 4 | 8 | 12 | HeaderMin8_HeaderMax12 | 8 | 3 | 12 | [11 empty] | INVALID
496 | 100 | 050-150-4P-125HP | NBS_050-150_4P_125HP_14.09_SS | 2529.5219 | 2529.5219 | 2529.5219 | 1 | 1 | 2 | D | NBS_EndSuction | 6 | 5 | 6 | 12 | BranchMin6_BranchMax12 | 8 | 4 | 8 | 12 | HeaderMin8_HeaderMax12 | 10 | 3 | 12
496 | 100 | 050-150-4P-125HP | NBS_050-150_4P_125HP_14.09_SS | 2529.5219 | 2529.5219 | 2529.5219 | 1 | 1 | 2 | D | NBS_EndSuction | 6 | 5 | 6 | 12 | BranchMin6_BranchMax12 | 8 | 4 | 8 | 12 | HeaderMin8_HeaderMax12 | 12 | 3 | 12
496 | 100 | 050-150-4P-125HP | NBS_050-150_4P_125HP_14.09_SS | 2529.5219 | 2529.5219 | 2529.5219 | 1 | 1 | 2 | D | NBS_EndSuction | 6 | 5 | 6 | 12 | BranchMin6_BranchMax12 | 10 | 4 | 8 | 12 | HeaderMin8_HeaderMax12 | 8 | 3 | 12 | [11 empty] | INVALID
496 | 100 | 050-150-4P-125HP | NBS_050-150_4P_125HP_14.09_SS | 2529.5219 | 2529.5219 | 2529.5219 | 1 | 1 | 2 | D | NBS_EndSuction | 6 | 5 | 6 | 12 | BranchMin6_BranchMax12 | 10 | 4 | 8 | 12 | HeaderMin8_HeaderMax12 | 10 | 3 | 12 | [11 empty] | INVALID
496 | 100 | 050-150-4P-125HP | NBS_050-150_4P_125HP_14.09_SS | 2529.5219 | 2529.5219 | 2529.5219 | 1 | 1 | 2 | D | NBS_EndSuction | 6 | 5 | 6 | 12 | BranchMin6_BranchMax12 | 10 | 4 | 8 | 12 | HeaderMin8_HeaderMax12 | 12 | 3 | 12
496 | 100 | 050-150-4P-125HP | NBS_050-150_4P_125HP_14.09_SS | 2529.5219 | 2529.5219 | 2529.5219 | 1 | 1 | 2 | D | NBS_EndSuction | 6 | 5 | 6 | 12 | BranchMin6_BranchMax12 | 12 | 4 | 8 | 12 | HeaderMin8_HeaderMax12 | 8 | 3 | 12 | [11 empty] | INVALID
496 | 100 | 050-150-4P-125HP | NBS_050-150_4P_125HP_14.09_SS | 2529.5219 | 2529.5219 | 2529.5219 | 1 | 1 | 2 | D | NBS_EndSuction | 6 | 5 | 6 | 12 | BranchMin6_BranchMax12 | 12 | 4 | 8 | 12 | HeaderMin8_HeaderMax12 | 10 | 3 | 12 | [11 empty] | INVALID
496 | 100 | 050-150-4P-125HP | NBS_050-150_4P_125HP_14.09_SS | 2529.5219 | 2529.5219 | 2529.5219 | 1 | 1 | 2 | D | NBS_EndSuction | 6 | 5 | 6 | 12 | BranchMin6_BranchMax12 | 12 | 4 | 8 | 12 | HeaderMin8_HeaderMax12 | 12 | 3 | 12 | [11 empty] | INVALID
497 | 101 | 050-150-4P-150HP | NBS_050-150_4P_150HP_14.96_SS | 2703.7978 | 2703.7978 | 2703.7978 | 1 | 1 | 2 | D | NBS_EndSuction | 6 | 5 | 6 | 12 | BranchMin6_BranchMax12 | 6 | 4 | 8 | 12 | HeaderMin8_HeaderMax12 | 8 | 3 | 12
497 | 101 | 050-150-4P-150HP | NBS_050-150_4P_150HP_14.96_SS | 2703.7978 | 2703.7978 | 2703.7978 | 1 | 1 | 2 | D | NBS_EndSuction | 6 | 5 | 6 | 12 | BranchMin6_BranchMax12 | 6 | 4 | 8 | 12 | HeaderMin8_HeaderMax12 | 10 | 3 | 12
497 | 101 | 050-150-4P-150HP | NBS_050-150_4P_150HP_14.96_SS | 2703.7978 | 2703.7978 | 2703.7978 | 1 | 1 | 2 | D | NBS_EndSuction | 6 | 5 | 6 | 12 | BranchMin6_BranchMax12 | 6 | 4 | 8 | 12 | HeaderMin8_HeaderMax12 | 12 | 3 | 12
497 | 101 | 050-150-4P-150HP | NBS_050-150_4P_150HP_14.96_SS | 2703.7978 | 2703.7978 | 2703.7978 | 1 | 1 | 2 | D | NBS_EndSuction | 6 | 5 | 6 | 12 | BranchMin6_BranchMax12 | 8 | 4 | 8 | 12 | HeaderMin8_HeaderMax12 | 8 | 3 | 12 | [11 empty] | INVALID
497 | 101 | 050-150-4P-150HP | NBS_050-150_4P_150HP_14.96_SS | 2703.7978 | 2703.7978 | 2703.7978 | 1 | 1 | 2 | D | NBS_EndSuction | 6 | 5 | 6 | 12 | BranchMin6_BranchMax12 | 8 | 4 | 8 | 12 | HeaderMin8_HeaderMax12 | 10 | 3 | 12
497 | 101 | 050-150-4P-150HP | NBS_050-150_4P_150HP_14.96_SS | 2703.7978 | 2703.7978 | 2703.7978 | 1 | 1 | 2 | D | NBS_EndSuction | 6 | 5 | 6 | 12 | BranchMin6_BranchMax12 | 8 | 4 | 8 | 12 | HeaderMin8_HeaderMax12 | 12 | 3 | 12
497 | 101 | 050-150-4P-150HP | NBS_050-150_4P_150HP_14.96_SS | 2703.7978 | 2703.7978 | 2703.7978 | 1 | 1 | 2 | D | NBS_EndSuction | 6 | 5 | 6 | 12 | BranchMin6_BranchMax12 | 10 | 4 | 8 | 12 | HeaderMin8_HeaderMax12 | 8 | 3 | 12 | [11 empty] | INVALID
497 | 101 | 050-150-4P-150HP | NBS_050-150_4P_150HP_14.96_SS | 2703.7978 | 2703.7978 | 2703.7978 | 1 | 1 | 2 | D | NBS_EndSuction | 6 | 5 | 6 | 12 | BranchMin6_BranchMax12 | 10 | 4 | 8 | 12 | HeaderMin8_HeaderMax12 | 10 | 3 | 12 | [11 empty] | INVALID
497 | 101 | 050-150-4P-150HP | NBS_050-150_4P_150HP_14.96_SS | 2703.7978 | 2703.7978 | 2703.7978 | 1 | 1 | 2 | D | NBS_EndSuction | 6 | 5 | 6 | 12 | BranchMin6_BranchMax12 | 10 | 4 | 8 | 12 | HeaderMin8_HeaderMax12 | 12 | 3 | 12
497 | 101 | 050-150-4P-150HP | NBS_050-150_4P_150HP_14.96_SS | 2703.7978 | 2703.7978 | 2703.7978 | 1 | 1 | 2 | D | NBS_EndSuction | 6 | 5 | 6 | 12 | BranchMin6_BranchMax12 | 12 | 4 | 8 | 12 | HeaderMin8_HeaderMax12 | 8 | 3 | 12 | [11 empty] | INVALID
497 | 101 | 050-150-4P-150HP | NBS_050-150_4P_150HP_14.96_SS | 2703.7978 | 2703.7978 | 2703.7978 | 1 | 1 | 2 | D | NBS_EndSuction | 6 | 5 | 6 | 12 | BranchMin6_BranchMax12 | 12 | 4 | 8 | 12 | HeaderMin8_HeaderMax12 | 10 | 3 | 12 | [11 empty] | INVALID
497 | 101 | 050-150-4P-150HP | NBS_050-150_4P_150HP_14.96_SS | 2703.7978 | 2703.7978 | 2703.7978 | 1 | 1 | 2 | D | NBS_EndSuction | 6 | 5 | 6 | 12 | BranchMin6_BranchMax12 | 12 | 4 | 8 | 12 | HeaderMin8_HeaderMax12 | 12 | 3 | 12 | [11 empty] | INVALID
498 | 102 | 060-095-4P-15HP | NBS_060-095_4P_15HP_7.32_SS | 2169.9766 | 2169.9766 | 2169.9766 | 1 | 1 | 2 | D | NBS_EndSuction | 8 | 6 | 8 | 10 | BranchMin8_BranchMax10 | 8 | 2 | 10 | 10 | HeaderMin10_HeaderMax10 | 10 | 1 | 2
498 | 102 | 060-095-4P-15HP | NBS_060-095_4P_15HP_7.32_SS | 2169.9766 | 2169.9766 | 2169.9766 | 1 | 1 | 2 | D | NBS_EndSuction | 8 | 6 | 8 | 10 | BranchMin8_BranchMax10 | 10 | 2 | 10 | 10 | HeaderMin10_HeaderMax10 | 10 | 1 | 2 | [11 empty] | INVALID
499 | 103 | 060-095-4P-20HP | NBS_060-095_4P_20HP_7.95_SS | 2284.2526 | 2284.2526 | 2284.2526 | 1 | 1 | 2 | D | NBS_EndSuction | 8 | 6 | 8 | 10 | BranchMin8_BranchMax10 | 8 | 2 | 10 | 10 | HeaderMin10_HeaderMax10 | 10 | 1 | 2
499 | 103 | 060-095-4P-20HP | NBS_060-095_4P_20HP_7.95_SS | 2284.2526 | 2284.2526 | 2284.2526 | 1 | 1 | 2 | D | NBS_EndSuction | 8 | 6 | 8 | 10 | BranchMin8_BranchMax10 | 10 | 2 | 10 | 10 | HeaderMin10_HeaderMax10 | 10 | 1 | 2 | [11 empty] | INVALID
500 | 104 | 060-095-4P-25HP | NBS_060-095_4P_25HP_8.43_SS | 2385.0423 | 2385.0423 | 2385.0423 | 1 | 1 | 2 | D | NBS_EndSuction | 8 | 6 | 8 | 10 | BranchMin8_BranchMax10 | 8 | 2 | 10 | 10 | HeaderMin10_HeaderMax10 | 10 | 1 | 2
500 | 104 | 060-095-4P-25HP | NBS_060-095_4P_25HP_8.43_SS | 2385.0423 | 2385.0423 | 2385.0423 | 1 | 1 | 2 | D | NBS_EndSuction | 8 | 6 | 8 | 10 | BranchMin8_BranchMax10 | 10 | 2 | 10 | 10 | HeaderMin10_HeaderMax10 | 10 | 1 | 2 | [11 empty] | INVALID
501 | 105 | 060-095-4P-30HP | NBS_060-095_4P_30HP_8.90_SS | 2493.7612 | 2493.7612 | 2493.7612 | 1 | 1 | 2 | D | NBS_EndSuction | 8 | 6 | 8 | 10 | BranchMin8_BranchMax10 | 8 | 2 | 10 | 10 | HeaderMin10_HeaderMax10 | 10 | 1 | 2
501 | 105 | 060-095-4P-30HP | NBS_060-095_4P_30HP_8.90_SS | 2493.7612 | 2493.7612 | 2493.7612 | 1 | 1 | 2 | D | NBS_EndSuction | 8 | 6 | 8 | 10 | BranchMin8_BranchMax10 | 10 | 2 | 10 | 10 | HeaderMin10_HeaderMax10 | 10 | 1 | 2 | [11 empty] | INVALID
502 | 106 | 060-095-4P-40HP | NBS_060-095_4P_40HP_9.53_SS | 2617.6301 | 2617.6301 | 2617.6301 | 1 | 1 | 2 | D | NBS_EndSuction | 8 | 6 | 8 | 12 | BranchMin8_BranchMax12 | 8 | 3 | 10 | 12 | HeaderMin10_HeaderMax12 | 10 | 2 | 6
502 | 106 | 060-095-4P-40HP | NBS_060-095_4P_40HP_9.53_SS | 2617.6301 | 2617.6301 | 2617.6301 | 1 | 1 | 2 | D | NBS_EndSuction | 8 | 6 | 8 | 12 | BranchMin8_BranchMax12 | 8 | 3 | 10 | 12 | HeaderMin10_HeaderMax12 | 12 | 2 | 6
502 | 106 | 060-095-4P-40HP | NBS_060-095_4P_40HP_9.53_SS | 2617.6301 | 2617.6301 | 2617.6301 | 1 | 1 | 2 | D | NBS_EndSuction | 8 | 6 | 8 | 12 | BranchMin8_BranchMax12 | 10 | 3 | 10 | 12 | HeaderMin10_HeaderMax12 | 10 | 2 | 6 | [11 empty] | INVALID
502 | 106 | 060-095-4P-40HP | NBS_060-095_4P_40HP_9.53_SS | 2617.6301 | 2617.6301 | 2617.6301 | 1 | 1 | 2 | D | NBS_EndSuction | 8 | 6 | 8 | 12 | BranchMin8_BranchMax12 | 10 | 3 | 10 | 12 | HeaderMin10_HeaderMax12 | 12 | 2 | 6
502 | 106 | 060-095-4P-40HP | NBS_060-095_4P_40HP_9.53_SS | 2617.6301 | 2617.6301 | 2617.6301 | 1 | 1 | 2 | D | NBS_EndSuction | 8 | 6 | 8 | 12 | BranchMin8_BranchMax12 | 12 | 3 | 10 | 12 | HeaderMin10_HeaderMax12 | 10 | 2 | 6 | [11 empty] | INVALID
502 | 106 | 060-095-4P-40HP | NBS_060-095_4P_40HP_9.53_SS | 2617.6301 | 2617.6301 | 2617.6301 | 1 | 1 | 2 | D | NBS_EndSuction | 8 | 6 | 8 | 12 | BranchMin8_BranchMax12 | 12 | 3 | 10 | 12 | HeaderMin10_HeaderMax12 | 12 | 2 | 6 | [11 empty] | INVALID
503 | 107 | 060-110-4P-30HP | NBS_060-110_4P_30HP_8.78_SS | 2227.2787 | 2227.2787 | 2227.2787 | 1 | 1 | 2 | D | NBS_EndSuction | 8 | 6 | 8 | 10 | BranchMin8_BranchMax10 | 8 | 2 | 10 | 10 | HeaderMin10_HeaderMax10 | 10 | 1 | 2
503 | 107 | 060-110-4P-30HP | NBS_060-110_4P_30HP_8.78_SS | 2227.2787 | 2227.2787 | 2227.2787 | 1 | 1 | 2 | D | NBS_EndSuction | 8 | 6 | 8 | 10 | BranchMin8_BranchMax10 | 10 | 2 | 10 | 10 | HeaderMin10_HeaderMax10 | 10 | 1 | 2 | [11 empty] | INVALID
504 | 108 | 060-110-4P-40HP | NBS_060-110_4P_40HP_9.57_SS | 2407.488 | 2407.488 | 2407.488 | 1 | 1 | 2 | D | NBS_EndSuction | 8 | 6 | 8 | 10 | BranchMin8_BranchMax10 | 8 | 2 | 10 | 10 | HeaderMin10_HeaderMax10 | 10 | 1 | 2
504 | 108 | 060-110-4P-40HP | NBS_060-110_4P_40HP_9.57_SS | 2407.488 | 2407.488 | 2407.488 | 1 | 1 | 2 | D | NBS_EndSuction | 8 | 6 | 8 | 10 | BranchMin8_BranchMax10 | 10 | 2 | 10 | 10 | HeaderMin10_HeaderMax10 | 10 | 1 | 2 | [11 empty] | INVALID
505 | 109 | 060-110-4P-50HP | NBS_060-110_4P_50HP_10.20_SS | 2508.3577 | 2508.3577 | 2508.3577 | 1 | 1 | 2 | D | NBS_EndSuction | 8 | 6 | 8 | 12 | BranchMin8_BranchMax12 | 8 | 3 | 10 | 12 | HeaderMin10_HeaderMax12 | 10 | 2 | 6
505 | 109 | 060-110-4P-50HP | NBS_060-110_4P_50HP_10.20_SS | 2508.3577 | 2508.3577 | 2508.3577 | 1 | 1 | 2 | D | NBS_EndSuction | 8 | 6 | 8 | 12 | BranchMin8_BranchMax12 | 8 | 3 | 10 | 12 | HeaderMin10_HeaderMax12 | 12 | 2 | 6
505 | 109 | 060-110-4P-50HP | NBS_060-110_4P_50HP_10.20_SS | 2508.3577 | 2508.3577 | 2508.3577 | 1 | 1 | 2 | D | NBS_EndSuction | 8 | 6 | 8 | 12 | BranchMin8_BranchMax12 | 10 | 3 | 10 | 12 | HeaderMin10_HeaderMax12 | 10 | 2 | 6 | [11 empty] | INVALID
505 | 109 | 060-110-4P-50HP | NBS_060-110_4P_50HP_10.20_SS | 2508.3577 | 2508.3577 | 2508.3577 | 1 | 1 | 2 | D | NBS_EndSuction | 8 | 6 | 8 | 12 | BranchMin8_BranchMax12 | 10 | 3 | 10 | 12 | HeaderMin10_HeaderMax12 | 12 | 2 | 6
505 | 109 | 060-110-4P-50HP | NBS_060-110_4P_50HP_10.20_SS | 2508.3577 | 2508.3577 | 2508.3577 | 1 | 1 | 2 | D | NBS_EndSuction | 8 | 6 | 8 | 12 | BranchMin8_BranchMax12 | 12 | 3 | 10 | 12 | HeaderMin10_HeaderMax12 | 10 | 2 | 6 | [11 empty] | INVALID
505 | 109 | 060-110-4P-50HP | NBS_060-110_4P_50HP_10.20_SS | 2508.3577 | 2508.3577 | 2508.3577 | 1 | 1 | 2 | D | NBS_EndSuction | 8 | 6 | 8 | 12 | BranchMin8_BranchMax12 | 12 | 3 | 10 | 12 | HeaderMin10_HeaderMax12 | 12 | 2 | 6 | [11 empty] | INVALID
506 | 110 | 060-110-4P-60HP | NBS_060-110_4P_60HP_10.75_SS | 2624.9016 | 2624.9016 | 2624.9016 | 1 | 1 | 2 | D | NBS_EndSuction | 8 | 6 | 8 | 12 | BranchMin8_BranchMax12 | 8 | 3 | 10 | 12 | HeaderMin10_HeaderMax12 | 10 | 2 | 6
506 | 110 | 060-110-4P-60HP | NBS_060-110_4P_60HP_10.75_SS | 2624.9016 | 2624.9016 | 2624.9016 | 1 | 1 | 2 | D | NBS_EndSuction | 8 | 6 | 8 | 12 | BranchMin8_BranchMax12 | 8 | 3 | 10 | 12 | HeaderMin10_HeaderMax12 | 12 | 2 | 6
506 | 110 | 060-110-4P-60HP | NBS_060-110_4P_60HP_10.75_SS | 2624.9016 | 2624.9016 | 2624.9016 | 1 | 1 | 2 | D | NBS_EndSuction | 8 | 6 | 8 | 12 | BranchMin8_BranchMax12 | 10 | 3 | 10 | 12 | HeaderMin10_HeaderMax12 | 10 | 2 | 6 | [11 empty] | INVALID
506 | 110 | 060-110-4P-60HP | NBS_060-110_4P_60HP_10.75_SS | 2624.9016 | 2624.9016 | 2624.9016 | 1 | 1 | 2 | D | NBS_EndSuction | 8 | 6 | 8 | 12 | BranchMin8_BranchMax12 | 10 | 3 | 10 | 12 | HeaderMin10_HeaderMax12 | 12 | 2 | 6
506 | 110 | 060-110-4P-60HP | NBS_060-110_4P_60HP_10.75_SS | 2624.9016 | 2624.9016 | 2624.9016 | 1 | 1 | 2 | D | NBS_EndSuction | 8 | 6 | 8 | 12 | BranchMin8_BranchMax12 | 12 | 3 | 10 | 12 | HeaderMin10_HeaderMax12 | 10 | 2 | 6 | [11 empty] | INVALID
506 | 110 | 060-110-4P-60HP | NBS_060-110_4P_60HP_10.75_SS | 2624.9016 | 2624.9016 | 2624.9016 | 1 | 1 | 2 | D | NBS_EndSuction | 8 | 6 | 8 | 12 | BranchMin8_BranchMax12 | 12 | 3 | 10 | 12 | HeaderMin10_HeaderMax12 | 12 | 2 | 6 | [11 empty] | INVALID
507 | 111 | 060-135-4P-40HP | NBS_060-135_4P_40HP_9.25_SS | 2111.5713 | 2111.5713 | 2111.5713 | 1 | 1 | 2 | D | NBS_EndSuction | 8 | 6 | 8 | 10 | BranchMin8_BranchMax10 | 8 | 2 | 10 | 10 | HeaderMin10_HeaderMax10 | 10 | 1 | 2
507 | 111 | 060-135-4P-40HP | NBS_060-135_4P_40HP_9.25_SS | 2111.5713 | 2111.5713 | 2111.5713 | 1 | 1 | 2 | D | NBS_EndSuction | 8 | 6 | 8 | 10 | BranchMin8_BranchMax10 | 10 | 2 | 10 | 10 | HeaderMin10_HeaderMax10 | 10 | 1 | 2 | [11 empty] | INVALID
508 | 112 | 060-135-4P-50HP | NBS_060-135_4P_50HP_9.96_SS | 2305.4296 | 2305.4296 | 2305.4296 | 1 | 1 | 2 | D | NBS_EndSuction | 8 | 6 | 8 | 10 | BranchMin8_BranchMax10 | 8 | 2 | 10 | 10 | HeaderMin10_HeaderMax10 | 10 | 1 | 2
508 | 112 | 060-135-4P-50HP | NBS_060-135_4P_50HP_9.96_SS | 2305.4296 | 2305.4296 | 2305.4296 | 1 | 1 | 2 | D | NBS_EndSuction | 8 | 6 | 8 | 10 | BranchMin8_BranchMax10 | 10 | 2 | 10 | 10 | HeaderMin10_HeaderMax10 | 10 | 1 | 2 | [11 empty] | INVALID
509 | 113 | 060-135-4P-60HP | NBS_060-135_4P_60HP_10.35_SS | 2491.2746 | 2491.2746 | 2491.2746 | 1 | 1 | 2 | D | NBS_EndSuction | 8 | 6 | 8 | 10 | BranchMin8_BranchMax10 | 8 | 2 | 10 | 10 | HeaderMin10_HeaderMax10 | 10 | 1 | 2
509 | 113 | 060-135-4P-60HP | NBS_060-135_4P_60HP_10.35_SS | 2491.2746 | 2491.2746 | 2491.2746 | 1 | 1 | 2 | D | NBS_EndSuction | 8 | 6 | 8 | 10 | BranchMin8_BranchMax10 | 10 | 2 | 10 | 10 | HeaderMin10_HeaderMax10 | 10 | 1 | 2 | [11 empty] | INVALID
510 | 114 | 060-135-4P-75HP | NBS_060-135_4P_75HP_11.22_SS | 2766.6299 | 2766.6299 | 2766.6299 | 1 | 1 | 2 | D | NBS_EndSuction | 8 | 6 | 8 | 12 | BranchMin8_BranchMax12 | 8 | 3 | 10 | 12 | HeaderMin10_HeaderMax12 | 10 | 2 | 6
510 | 114 | 060-135-4P-75HP | NBS_060-135_4P_75HP_11.22_SS | 2766.6299 | 2766.6299 | 2766.6299 | 1 | 1 | 2 | D | NBS_EndSuction | 8 | 6 | 8 | 12 | BranchMin8_BranchMax12 | 8 | 3 | 10 | 12 | HeaderMin10_HeaderMax12 | 12 | 2 | 6
510 | 114 | 060-135-4P-75HP | NBS_060-135_4P_75HP_11.22_SS | 2766.6299 | 2766.6299 | 2766.6299 | 1 | 1 | 2 | D | NBS_EndSuction | 8 | 6 | 8 | 12 | BranchMin8_BranchMax12 | 10 | 3 | 10 | 12 | HeaderMin10_HeaderMax12 | 10 | 2 | 6 | [11 empty] | INVALID
510 | 114 | 060-135-4P-75HP | NBS_060-135_4P_75HP_11.22_SS | 2766.6299 | 2766.6299 | 2766.6299 | 1 | 1 | 2 | D | NBS_EndSuction | 8 | 6 | 8 | 12 | BranchMin8_BranchMax12 | 10 | 3 | 10 | 12 | HeaderMin10_HeaderMax12 | 12 | 2 | 6
510 | 114 | 060-135-4P-75HP | NBS_060-135_4P_75HP_11.22_SS | 2766.6299 | 2766.6299 | 2766.6299 | 1 | 1 | 2 | D | NBS_EndSuction | 8 | 6 | 8 | 12 | BranchMin8_BranchMax12 | 12 | 3 | 10 | 12 | HeaderMin10_HeaderMax12 | 10 | 2 | 6 | [11 empty] | INVALID
510 | 114 | 060-135-4P-75HP | NBS_060-135_4P_75HP_11.22_SS | 2766.6299 | 2766.6299 | 2766.6299 | 1 | 1 | 2 | D | NBS_EndSuction | 8 | 6 | 8 | 12 | BranchMin8_BranchMax12 | 12 | 3 | 10 | 12 | HeaderMin10_HeaderMax12 | 12 | 2 | 6 | [11 empty] | INVALID
511 | 115 | 060-135-4P-100HP | NBS_060-135_4P_100HP_12.24_SS | 3069.239 | 3069.239 | 3069.239 | 1 | 1 | 2 | D | NBS_EndSuction | 8 | 6 | 8 | 12 | BranchMin8_BranchMax12 | 8 | 3 | 10 | 12 | HeaderMin10_HeaderMax12 | 10 | 2 | 6
511 | 115 | 060-135-4P-100HP | NBS_060-135_4P_100HP_12.24_SS | 3069.239 | 3069.239 | 3069.239 | 1 | 1 | 2 | D | NBS_EndSuction | 8 | 6 | 8 | 12 | BranchMin8_BranchMax12 | 8 | 3 | 10 | 12 | HeaderMin10_HeaderMax12 | 12 | 2 | 6
511 | 115 | 060-135-4P-100HP | NBS_060-135_4P_100HP_12.24_SS | 3069.239 | 3069.239 | 3069.239 | 1 | 1 | 2 | D | NBS_EndSuction | 8 | 6 | 8 | 12 | BranchMin8_BranchMax12 | 10 | 3 | 10 | 12 | HeaderMin10_HeaderMax12 | 10 | 2 | 6 | [11 empty] | INVALID
511 | 115 | 060-135-4P-100HP | NBS_060-135_4P_100HP_12.24_SS | 3069.239 | 3069.239 | 3069.239 | 1 | 1 | 2 | D | NBS_EndSuction | 8 | 6 | 8 | 12 | BranchMin8_BranchMax12 | 10 | 3 | 10 | 12 | HeaderMin10_HeaderMax12 | 12 | 2 | 6
511 | 115 | 060-135-4P-100HP | NBS_060-135_4P_100HP_12.24_SS | 3069.239 | 3069.239 | 3069.239 | 1 | 1 | 2 | D | NBS_EndSuction | 8 | 6 | 8 | 12 | BranchMin8_BranchMax12 | 12 | 3 | 10 | 12 | HeaderMin10_HeaderMax12 | 10 | 2 | 6 | [11 empty] | INVALID
511 | 115 | 060-135-4P-100HP | NBS_060-135_4P_100HP_12.24_SS | 3069.239 | 3069.239 | 3069.239 | 1 | 1 | 2 | D | NBS_EndSuction | 8 | 6 | 8 | 12 | BranchMin8_BranchMax12 | 12 | 3 | 10 | 12 | HeaderMin10_HeaderMax12 | 12 | 2 | 6 | [11 empty] | INVALID
512 | 116 | 060-135-4P-125HP | NBS_060-135_4P_125HP_12.83_SS | 3426.3556 | 3426.3556 | 3426.3556 | 1 | 1 | 2 | D | NBS_EndSuction | 8 | 6 | 8 | 12 | BranchMin8_BranchMax12 | 8 | 3 | 10 | 12 | HeaderMin10_HeaderMax12 | 10 | 2 | 6
512 | 116 | 060-135-4P-125HP | NBS_060-135_4P_125HP_12.83_SS | 3426.3556 | 3426.3556 | 3426.3556 | 1 | 1 | 2 | D | NBS_EndSuction | 8 | 6 | 8 | 12 | BranchMin8_BranchMax12 | 8 | 3 | 10 | 12 | HeaderMin10_HeaderMax12 | 12 | 2 | 6
512 | 116 | 060-135-4P-125HP | NBS_060-135_4P_125HP_12.83_SS | 3426.3556 | 3426.3556 | 3426.3556 | 1 | 1 | 2 | D | NBS_EndSuction | 8 | 6 | 8 | 12 | BranchMin8_BranchMax12 | 10 | 3 | 10 | 12 | HeaderMin10_HeaderMax12 | 10 | 2 | 6 | [11 empty] | INVALID
512 | 116 | 060-135-4P-125HP | NBS_060-135_4P_125HP_12.83_SS | 3426.3556 | 3426.3556 | 3426.3556 | 1 | 1 | 2 | D | NBS_EndSuction | 8 | 6 | 8 | 12 | BranchMin8_BranchMax12 | 10 | 3 | 10 | 12 | HeaderMin10_HeaderMax12 | 12 | 2 | 6
512 | 116 | 060-135-4P-125HP | NBS_060-135_4P_125HP_12.83_SS | 3426.3556 | 3426.3556 | 3426.3556 | 1 | 1 | 2 | D | NBS_EndSuction | 8 | 6 | 8 | 12 | BranchMin8_BranchMax12 | 12 | 3 | 10 | 12 | HeaderMin10_HeaderMax12 | 10 | 2 | 6 | [11 empty] | INVALID
512 | 116 | 060-135-4P-125HP | NBS_060-135_4P_125HP_12.83_SS | 3426.3556 | 3426.3556 | 3426.3556 | 1 | 1 | 2 | D | NBS_EndSuction | 8 | 6 | 8 | 12 | BranchMin8_BranchMax12 | 12 | 3 | 10 | 12 | HeaderMin10_HeaderMax12 | 12 | 2 | 6 | [11 empty] | INVALID
513 | 117 | 060-150-4P-125HP | NBS_060-150_4P_125HP_11.97_SS | 2867.819 | 2867.819 | 2867.819 | 1 | 1 | 2 | D | NBS_EndSuction | 8 | 6 | 8 | 12 | BranchMin8_BranchMax12 | 8 | 3 | 10 | 12 | HeaderMin10_HeaderMax12 | 10 | 2 | 6
513 | 117 | 060-150-4P-125HP | NBS_060-150_4P_125HP_11.97_SS | 2867.819 | 2867.819 | 2867.819 | 1 | 1 | 2 | D | NBS_EndSuction | 8 | 6 | 8 | 12 | BranchMin8_BranchMax12 | 8 | 3 | 10 | 12 | HeaderMin10_HeaderMax12 | 12 | 2 | 6
513 | 117 | 060-150-4P-125HP | NBS_060-150_4P_125HP_11.97_SS | 2867.819 | 2867.819 | 2867.819 | 1 | 1 | 2 | D | NBS_EndSuction | 8 | 6 | 8 | 12 | BranchMin8_BranchMax12 | 10 | 3 | 10 | 12 | HeaderMin10_HeaderMax12 | 10 | 2 | 6 | [11 empty] | INVALID
513 | 117 | 060-150-4P-125HP | NBS_060-150_4P_125HP_11.97_SS | 2867.819 | 2867.819 | 2867.819 | 1 | 1 | 2 | D | NBS_EndSuction | 8 | 6 | 8 | 12 | BranchMin8_BranchMax12 | 10 | 3 | 10 | 12 | HeaderMin10_HeaderMax12 | 12 | 2 | 6
513 | 117 | 060-150-4P-125HP | NBS_060-150_4P_125HP_11.97_SS | 2867.819 | 2867.819 | 2867.819 | 1 | 1 | 2 | D | NBS_EndSuction | 8 | 6 | 8 | 12 | BranchMin8_BranchMax12 | 12 | 3 | 10 | 12 | HeaderMin10_HeaderMax12 | 10 | 2 | 6 | [11 empty] | INVALID
513 | 117 | 060-150-4P-125HP | NBS_060-150_4P_125HP_11.97_SS | 2867.819 | 2867.819 | 2867.819 | 1 | 1 | 2 | D | NBS_EndSuction | 8 | 6 | 8 | 12 | BranchMin8_BranchMax12 | 12 | 3 | 10 | 12 | HeaderMin10_HeaderMax12 | 12 | 2 | 6 | [11 empty] | INVALID
514 | 118 | 060-150-4P-150HP | NBS_060-150_4P_150HP_12.83_SS | 3379.8685 | 3379.8685 | 3379.8685 | 1 | 1 | 2 | D | NBS_EndSuction | 8 | 6 | 8 | 12 | BranchMin8_BranchMax12 | 8 | 3 | 10 | 12 | HeaderMin10_HeaderMax12 | 10 | 2 | 6
514 | 118 | 060-150-4P-150HP | NBS_060-150_4P_150HP_12.83_SS | 3379.8685 | 3379.8685 | 3379.8685 | 1 | 1 | 2 | D | NBS_EndSuction | 8 | 6 | 8 | 12 | BranchMin8_BranchMax12 | 8 | 3 | 10 | 12 | HeaderMin10_HeaderMax12 | 12 | 2 | 6
514 | 118 | 060-150-4P-150HP | NBS_060-150_4P_150HP_12.83_SS | 3379.8685 | 3379.8685 | 3379.8685 | 1 | 1 | 2 | D | NBS_EndSuction | 8 | 6 | 8 | 12 | BranchMin8_BranchMax12 | 10 | 3 | 10 | 12 | HeaderMin10_HeaderMax12 | 10 | 2 | 6 | [11 empty] | INVALID
514 | 118 | 060-150-4P-150HP | NBS_060-150_4P_150HP_12.83_SS | 3379.8685 | 3379.8685 | 3379.8685 | 1 | 1 | 2 | D | NBS_EndSuction | 8 | 6 | 8 | 12 | BranchMin8_BranchMax12 | 10 | 3 | 10 | 12 | HeaderMin10_HeaderMax12 | 12 | 2 | 6
514 | 118 | 060-150-4P-150HP | NBS_060-150_4P_150HP_12.83_SS | 3379.8685 | 3379.8685 | 3379.8685 | 1 | 1 | 2 | D | NBS_EndSuction | 8 | 6 | 8 | 12 | BranchMin8_BranchMax12 | 12 | 3 | 10 | 12 | HeaderMin10_HeaderMax12 | 10 | 2 | 6 | [11 empty] | INVALID
514 | 118 | 060-150-4P-150HP | NBS_060-150_4P_150HP_12.83_SS | 3379.8685 | 3379.8685 | 3379.8685 | 1 | 1 | 2 | D | NBS_EndSuction | 8 | 6 | 8 | 12 | BranchMin8_BranchMax12 | 12 | 3 | 10 | 12 | HeaderMin10_HeaderMax12 | 12 | 2 | 6 | [11 empty] | INVALID
515 | 119 | 060-150-4P-200HP | NBS_060-150_4P_200HP_14.8_SS | 3737.7603 | 3737.7603 | 3737.7603 | 1 | 1 | 2 | D | NBS_EndSuction | 8 | 6 | 8 | 14 | BranchMin8_BranchMax14 | 8 | 4 | 10 | 14 | HeaderMin10_HeaderMax14 | 10 | 3 | 12
515 | 119 | 060-150-4P-200HP | NBS_060-150_4P_200HP_14.8_SS | 3737.7603 | 3737.7603 | 3737.7603 | 1 | 1 | 2 | D | NBS_EndSuction | 8 | 6 | 8 | 14 | BranchMin8_BranchMax14 | 8 | 4 | 10 | 14 | HeaderMin10_HeaderMax14 | 12 | 3 | 12
515 | 119 | 060-150-4P-200HP | NBS_060-150_4P_200HP_14.8_SS | 3737.7603 | 3737.7603 | 3737.7603 | 1 | 1 | 2 | D | NBS_EndSuction | 8 | 6 | 8 | 14 | BranchMin8_BranchMax14 | 8 | 4 | 10 | 14 | HeaderMin10_HeaderMax14 | 14 | 3 | 12
515 | 119 | 060-150-4P-200HP | NBS_060-150_4P_200HP_14.8_SS | 3737.7603 | 3737.7603 | 3737.7603 | 1 | 1 | 2 | D | NBS_EndSuction | 8 | 6 | 8 | 14 | BranchMin8_BranchMax14 | 10 | 4 | 10 | 14 | HeaderMin10_HeaderMax14 | 10 | 3 | 12 | [11 empty] | INVALID
515 | 119 | 060-150-4P-200HP | NBS_060-150_4P_200HP_14.8_SS | 3737.7603 | 3737.7603 | 3737.7603 | 1 | 1 | 2 | D | NBS_EndSuction | 8 | 6 | 8 | 14 | BranchMin8_BranchMax14 | 10 | 4 | 10 | 14 | HeaderMin10_HeaderMax14 | 12 | 3 | 12
515 | 119 | 060-150-4P-200HP | NBS_060-150_4P_200HP_14.8_SS | 3737.7603 | 3737.7603 | 3737.7603 | 1 | 1 | 2 | D | NBS_EndSuction | 8 | 6 | 8 | 14 | BranchMin8_BranchMax14 | 10 | 4 | 10 | 14 | HeaderMin10_HeaderMax14 | 14 | 3 | 12
515 | 119 | 060-150-4P-200HP | NBS_060-150_4P_200HP_14.8_SS | 3737.7603 | 3737.7603 | 3737.7603 | 1 | 1 | 2 | D | NBS_EndSuction | 8 | 6 | 8 | 14 | BranchMin8_BranchMax14 | 12 | 4 | 10 | 14 | HeaderMin10_HeaderMax14 | 10 | 3 | 12 | [11 empty] | INVALID
515 | 119 | 060-150-4P-200HP | NBS_060-150_4P_200HP_14.8_SS | 3737.7603 | 3737.7603 | 3737.7603 | 1 | 1 | 2 | D | NBS_EndSuction | 8 | 6 | 8 | 14 | BranchMin8_BranchMax14 | 12 | 4 | 10 | 14 | HeaderMin10_HeaderMax14 | 12 | 3 | 12 | [11 empty] | INVALID
515 | 119 | 060-150-4P-200HP | NBS_060-150_4P_200HP_14.8_SS | 3737.7603 | 3737.7603 | 3737.7603 | 1 | 1 | 2 | D | NBS_EndSuction | 8 | 6 | 8 | 14 | BranchMin8_BranchMax14 | 12 | 4 | 10 | 14 | HeaderMin10_HeaderMax14 | 14 | 3 | 12
515 | 119 | 060-150-4P-200HP | NBS_060-150_4P_200HP_14.8_SS | 3737.7603 | 3737.7603 | 3737.7603 | 1 | 1 | 2 | D | NBS_EndSuction | 8 | 6 | 8 | 14 | BranchMin8_BranchMax14 | 14 | 4 | 10 | 14 | HeaderMin10_HeaderMax14 | 10 | 3 | 12 | [11 empty] | INVALID
515 | 119 | 060-150-4P-200HP | NBS_060-150_4P_200HP_14.8_SS | 3737.7603 | 3737.7603 | 3737.7603 | 1 | 1 | 2 | D | NBS_EndSuction | 8 | 6 | 8 | 14 | BranchMin8_BranchMax14 | 14 | 4 | 10 | 14 | HeaderMin10_HeaderMax14 | 12 | 3 | 12 | [11 empty] | INVALID
515 | 119 | 060-150-4P-200HP | NBS_060-150_4P_200HP_14.8_SS | 3737.7603 | 3737.7603 | 3737.7603 | 1 | 1 | 2 | D | NBS_EndSuction | 8 | 6 | 8 | 14 | BranchMin8_BranchMax14 | 14 | 4 | 10 | 14 | HeaderMin10_HeaderMax14 | 14 | 3 | 12 | [11 empty] | INVALID
516 | 120 | 060-150-4P-250HP | NBS_060-150_4P_250HP_15.83_SS | 3875.064 | 3875.064 | 3875.064 | 1 | 1 | 2 | D | NBS_EndSuction | 8 | 6 | 8 | 14 | BranchMin8_BranchMax14 | 8 | 4 | 10 | 14 | HeaderMin10_HeaderMax14 | 10 | 3 | 12
516 | 120 | 060-150-4P-250HP | NBS_060-150_4P_250HP_15.83_SS | 3875.064 | 3875.064 | 3875.064 | 1 | 1 | 2 | D | NBS_EndSuction | 8 | 6 | 8 | 14 | BranchMin8_BranchMax14 | 8 | 4 | 10 | 14 | HeaderMin10_HeaderMax14 | 12 | 3 | 12
516 | 120 | 060-150-4P-250HP | NBS_060-150_4P_250HP_15.83_SS | 3875.064 | 3875.064 | 3875.064 | 1 | 1 | 2 | D | NBS_EndSuction | 8 | 6 | 8 | 14 | BranchMin8_BranchMax14 | 8 | 4 | 10 | 14 | HeaderMin10_HeaderMax14 | 14 | 3 | 12
516 | 120 | 060-150-4P-250HP | NBS_060-150_4P_250HP_15.83_SS | 3875.064 | 3875.064 | 3875.064 | 1 | 1 | 2 | D | NBS_EndSuction | 8 | 6 | 8 | 14 | BranchMin8_BranchMax14 | 10 | 4 | 10 | 14 | HeaderMin10_HeaderMax14 | 10 | 3 | 12 | [11 empty] | INVALID
516 | 120 | 060-150-4P-250HP | NBS_060-150_4P_250HP_15.83_SS | 3875.064 | 3875.064 | 3875.064 | 1 | 1 | 2 | D | NBS_EndSuction | 8 | 6 | 8 | 14 | BranchMin8_BranchMax14 | 10 | 4 | 10 | 14 | HeaderMin10_HeaderMax14 | 12 | 3 | 12
516 | 120 | 060-150-4P-250HP | NBS_060-150_4P_250HP_15.83_SS | 3875.064 | 3875.064 | 3875.064 | 1 | 1 | 2 | D | NBS_EndSuction | 8 | 6 | 8 | 14 | BranchMin8_BranchMax14 | 10 | 4 | 10 | 14 | HeaderMin10_HeaderMax14 | 14 | 3 | 12
516 | 120 | 060-150-4P-250HP | NBS_060-150_4P_250HP_15.83_SS | 3875.064 | 3875.064 | 3875.064 | 1 | 1 | 2 | D | NBS_EndSuction | 8 | 6 | 8 | 14 | BranchMin8_BranchMax14 | 12 | 4 | 10 | 14 | HeaderMin10_HeaderMax14 | 10 | 3 | 12 | [11 empty] | INVALID
516 | 120 | 060-150-4P-250HP | NBS_060-150_4P_250HP_15.83_SS | 3875.064 | 3875.064 | 3875.064 | 1 | 1 | 2 | D | NBS_EndSuction | 8 | 6 | 8 | 14 | BranchMin8_BranchMax14 | 12 | 4 | 10 | 14 | HeaderMin10_HeaderMax14 | 12 | 3 | 12 | [11 empty] | INVALID
516 | 120 | 060-150-4P-250HP | NBS_060-150_4P_250HP_15.83_SS | 3875.064 | 3875.064 | 3875.064 | 1 | 1 | 2 | D | NBS_EndSuction | 8 | 6 | 8 | 14 | BranchMin8_BranchMax14 | 12 | 4 | 10 | 14 | HeaderMin10_HeaderMax14 | 14 | 3 | 12
516 | 120 | 060-150-4P-250HP | NBS_060-150_4P_250HP_15.83_SS | 3875.064 | 3875.064 | 3875.064 | 1 | 1 | 2 | D | NBS_EndSuction | 8 | 6 | 8 | 14 | BranchMin8_BranchMax14 | 14 | 4 | 10 | 14 | HeaderMin10_HeaderMax14 | 10 | 3 | 12 | [11 empty] | INVALID
516 | 120 | 060-150-4P-250HP | NBS_060-150_4P_250HP_15.83_SS | 3875.064 | 3875.064 | 3875.064 | 1 | 1 | 2 | D | NBS_EndSuction | 8 | 6 | 8 | 14 | BranchMin8_BranchMax14 | 14 | 4 | 10 | 14 | HeaderMin10_HeaderMax14 | 12 | 3 | 12 | [11 empty] | INVALID
516 | 120 | 060-150-4P-250HP | NBS_060-150_4P_250HP_15.83_SS | 3875.064 | 3875.064 | 3875.064 | 1 | 1 | 2 | D | NBS_EndSuction | 8 | 6 | 8 | 14 | BranchMin8_BranchMax14 | 14 | 4 | 10 | 14 | HeaderMin10_HeaderMax14 | 14 | 3 | 12 | [11 empty] | INVALID
517 | 121 | 080-135-4P-60HP | NBS_080-135_4P_60HP_9.84_SS | 4004.1439 | 4004.1439 | 4004.1439 | 1 | 1 | 2 | D | NBS_EndSuction | 10 | 8 | 10 | 14 | BranchMin10_BranchMax14 | 10 | 3 | 12 | 14 | HeaderMin12_HeaderMax14 | 12 | 2 | 6
517 | 121 | 080-135-4P-60HP | NBS_080-135_4P_60HP_9.84_SS | 4004.1439 | 4004.1439 | 4004.1439 | 1 | 1 | 2 | D | NBS_EndSuction | 10 | 8 | 10 | 14 | BranchMin10_BranchMax14 | 10 | 3 | 12 | 14 | HeaderMin12_HeaderMax14 | 14 | 2 | 6
517 | 121 | 080-135-4P-60HP | NBS_080-135_4P_60HP_9.84_SS | 4004.1439 | 4004.1439 | 4004.1439 | 1 | 1 | 2 | D | NBS_EndSuction | 10 | 8 | 10 | 14 | BranchMin10_BranchMax14 | 12 | 3 | 12 | 14 | HeaderMin12_HeaderMax14 | 12 | 2 | 6 | [11 empty] | INVALID
517 | 121 | 080-135-4P-60HP | NBS_080-135_4P_60HP_9.84_SS | 4004.1439 | 4004.1439 | 4004.1439 | 1 | 1 | 2 | D | NBS_EndSuction | 10 | 8 | 10 | 14 | BranchMin10_BranchMax14 | 12 | 3 | 12 | 14 | HeaderMin12_HeaderMax14 | 14 | 2 | 6
517 | 121 | 080-135-4P-60HP | NBS_080-135_4P_60HP_9.84_SS | 4004.1439 | 4004.1439 | 4004.1439 | 1 | 1 | 2 | D | NBS_EndSuction | 10 | 8 | 10 | 14 | BranchMin10_BranchMax14 | 14 | 3 | 12 | 14 | HeaderMin12_HeaderMax14 | 12 | 2 | 6 | [11 empty] | INVALID
517 | 121 | 080-135-4P-60HP | NBS_080-135_4P_60HP_9.84_SS | 4004.1439 | 4004.1439 | 4004.1439 | 1 | 1 | 2 | D | NBS_EndSuction | 10 | 8 | 10 | 14 | BranchMin10_BranchMax14 | 14 | 3 | 12 | 14 | HeaderMin12_HeaderMax14 | 14 | 2 | 6 | [11 empty] | INVALID
518 | 122 | 080-135-4P-75HP | NBS_080-135_4P_75HP_10.31_SS | 4295.2175 | 4295.2175 | 4295.2175 | 1 | 1 | 2 | D | NBS_EndSuction | 10 | 8 | 10 | 16 | BranchMin10_BranchMax16 | 10 | 4 | 12 | 16 | HeaderMin12_HeaderMax16 | 12 | 3 | 12
518 | 122 | 080-135-4P-75HP | NBS_080-135_4P_75HP_10.31_SS | 4295.2175 | 4295.2175 | 4295.2175 | 1 | 1 | 2 | D | NBS_EndSuction | 10 | 8 | 10 | 16 | BranchMin10_BranchMax16 | 10 | 4 | 12 | 16 | HeaderMin12_HeaderMax16 | 14 | 3 | 12
518 | 122 | 080-135-4P-75HP | NBS_080-135_4P_75HP_10.31_SS | 4295.2175 | 4295.2175 | 4295.2175 | 1 | 1 | 2 | D | NBS_EndSuction | 10 | 8 | 10 | 16 | BranchMin10_BranchMax16 | 10 | 4 | 12 | 16 | HeaderMin12_HeaderMax16 | 16 | 3 | 12
518 | 122 | 080-135-4P-75HP | NBS_080-135_4P_75HP_10.31_SS | 4295.2175 | 4295.2175 | 4295.2175 | 1 | 1 | 2 | D | NBS_EndSuction | 10 | 8 | 10 | 16 | BranchMin10_BranchMax16 | 12 | 4 | 12 | 16 | HeaderMin12_HeaderMax16 | 12 | 3 | 12 | [11 empty] | INVALID
518 | 122 | 080-135-4P-75HP | NBS_080-135_4P_75HP_10.31_SS | 4295.2175 | 4295.2175 | 4295.2175 | 1 | 1 | 2 | D | NBS_EndSuction | 10 | 8 | 10 | 16 | BranchMin10_BranchMax16 | 12 | 4 | 12 | 16 | HeaderMin12_HeaderMax16 | 14 | 3 | 12
518 | 122 | 080-135-4P-75HP | NBS_080-135_4P_75HP_10.31_SS | 4295.2175 | 4295.2175 | 4295.2175 | 1 | 1 | 2 | D | NBS_EndSuction | 10 | 8 | 10 | 16 | BranchMin10_BranchMax16 | 12 | 4 | 12 | 16 | HeaderMin12_HeaderMax16 | 16 | 3 | 12
518 | 122 | 080-135-4P-75HP | NBS_080-135_4P_75HP_10.31_SS | 4295.2175 | 4295.2175 | 4295.2175 | 1 | 1 | 2 | D | NBS_EndSuction | 10 | 8 | 10 | 16 | BranchMin10_BranchMax16 | 14 | 4 | 12 | 16 | HeaderMin12_HeaderMax16 | 12 | 3 | 12 | [11 empty] | INVALID
518 | 122 | 080-135-4P-75HP | NBS_080-135_4P_75HP_10.31_SS | 4295.2175 | 4295.2175 | 4295.2175 | 1 | 1 | 2 | D | NBS_EndSuction | 10 | 8 | 10 | 16 | BranchMin10_BranchMax16 | 14 | 4 | 12 | 16 | HeaderMin12_HeaderMax16 | 14 | 3 | 12 | [11 empty] | INVALID
518 | 122 | 080-135-4P-75HP | NBS_080-135_4P_75HP_10.31_SS | 4295.2175 | 4295.2175 | 4295.2175 | 1 | 1 | 2 | D | NBS_EndSuction | 10 | 8 | 10 | 16 | BranchMin10_BranchMax16 | 14 | 4 | 12 | 16 | HeaderMin12_HeaderMax16 | 16 | 3 | 12
518 | 122 | 080-135-4P-75HP | NBS_080-135_4P_75HP_10.31_SS | 4295.2175 | 4295.2175 | 4295.2175 | 1 | 1 | 2 | D | NBS_EndSuction | 10 | 8 | 10 | 16 | BranchMin10_BranchMax16 | 16 | 4 | 12 | 16 | HeaderMin12_HeaderMax16 | 12 | 3 | 12 | [11 empty] | INVALID
518 | 122 | 080-135-4P-75HP | NBS_080-135_4P_75HP_10.31_SS | 4295.2175 | 4295.2175 | 4295.2175 | 1 | 1 | 2 | D | NBS_EndSuction | 10 | 8 | 10 | 16 | BranchMin10_BranchMax16 | 16 | 4 | 12 | 16 | HeaderMin12_HeaderMax16 | 14 | 3 | 12 | [11 empty] | INVALID
518 | 122 | 080-135-4P-75HP | NBS_080-135_4P_75HP_10.31_SS | 4295.2175 | 4295.2175 | 4295.2175 | 1 | 1 | 2 | D | NBS_EndSuction | 10 | 8 | 10 | 16 | BranchMin10_BranchMax16 | 16 | 4 | 12 | 16 | HeaderMin12_HeaderMax16 | 16 | 3 | 12 | [11 empty] | INVALID
519 | 123 | 080-135-4P-100HP | NBS_080-135_4P_100HP_11.26_SS | 4595.0968 | 4595.0968 | 4595.0968 | 1 | 1 | 2 | D | NBS_EndSuction | 10 | 8 | 10 | 16 | BranchMin10_BranchMax16 | 10 | 4 | 12 | 16 | HeaderMin12_HeaderMax16 | 12 | 3 | 12
519 | 123 | 080-135-4P-100HP | NBS_080-135_4P_100HP_11.26_SS | 4595.0968 | 4595.0968 | 4595.0968 | 1 | 1 | 2 | D | NBS_EndSuction | 10 | 8 | 10 | 16 | BranchMin10_BranchMax16 | 10 | 4 | 12 | 16 | HeaderMin12_HeaderMax16 | 14 | 3 | 12
519 | 123 | 080-135-4P-100HP | NBS_080-135_4P_100HP_11.26_SS | 4595.0968 | 4595.0968 | 4595.0968 | 1 | 1 | 2 | D | NBS_EndSuction | 10 | 8 | 10 | 16 | BranchMin10_BranchMax16 | 10 | 4 | 12 | 16 | HeaderMin12_HeaderMax16 | 16 | 3 | 12
519 | 123 | 080-135-4P-100HP | NBS_080-135_4P_100HP_11.26_SS | 4595.0968 | 4595.0968 | 4595.0968 | 1 | 1 | 2 | D | NBS_EndSuction | 10 | 8 | 10 | 16 | BranchMin10_BranchMax16 | 12 | 4 | 12 | 16 | HeaderMin12_HeaderMax16 | 12 | 3 | 12 | [11 empty] | INVALID
519 | 123 | 080-135-4P-100HP | NBS_080-135_4P_100HP_11.26_SS | 4595.0968 | 4595.0968 | 4595.0968 | 1 | 1 | 2 | D | NBS_EndSuction | 10 | 8 | 10 | 16 | BranchMin10_BranchMax16 | 12 | 4 | 12 | 16 | HeaderMin12_HeaderMax16 | 14 | 3 | 12
519 | 123 | 080-135-4P-100HP | NBS_080-135_4P_100HP_11.26_SS | 4595.0968 | 4595.0968 | 4595.0968 | 1 | 1 | 2 | D | NBS_EndSuction | 10 | 8 | 10 | 16 | BranchMin10_BranchMax16 | 12 | 4 | 12 | 16 | HeaderMin12_HeaderMax16 | 16 | 3 | 12
519 | 123 | 080-135-4P-100HP | NBS_080-135_4P_100HP_11.26_SS | 4595.0968 | 4595.0968 | 4595.0968 | 1 | 1 | 2 | D | NBS_EndSuction | 10 | 8 | 10 | 16 | BranchMin10_BranchMax16 | 14 | 4 | 12 | 16 | HeaderMin12_HeaderMax16 | 12 | 3 | 12 | [11 empty] | INVALID
519 | 123 | 080-135-4P-100HP | NBS_080-135_4P_100HP_11.26_SS | 4595.0968 | 4595.0968 | 4595.0968 | 1 | 1 | 2 | D | NBS_EndSuction | 10 | 8 | 10 | 16 | BranchMin10_BranchMax16 | 14 | 4 | 12 | 16 | HeaderMin12_HeaderMax16 | 14 | 3 | 12 | [11 empty] | INVALID
519 | 123 | 080-135-4P-100HP | NBS_080-135_4P_100HP_11.26_SS | 4595.0968 | 4595.0968 | 4595.0968 | 1 | 1 | 2 | D | NBS_EndSuction | 10 | 8 | 10 | 16 | BranchMin10_BranchMax16 | 14 | 4 | 12 | 16 | HeaderMin12_HeaderMax16 | 16 | 3 | 12
519 | 123 | 080-135-4P-100HP | NBS_080-135_4P_100HP_11.26_SS | 4595.0968 | 4595.0968 | 4595.0968 | 1 | 1 | 2 | D | NBS_EndSuction | 10 | 8 | 10 | 16 | BranchMin10_BranchMax16 | 16 | 4 | 12 | 16 | HeaderMin12_HeaderMax16 | 12 | 3 | 12 | [11 empty] | INVALID
519 | 123 | 080-135-4P-100HP | NBS_080-135_4P_100HP_11.26_SS | 4595.0968 | 4595.0968 | 4595.0968 | 1 | 1 | 2 | D | NBS_EndSuction | 10 | 8 | 10 | 16 | BranchMin10_BranchMax16 | 16 | 4 | 12 | 16 | HeaderMin12_HeaderMax16 | 14 | 3 | 12 | [11 empty] | INVALID
519 | 123 | 080-135-4P-100HP | NBS_080-135_4P_100HP_11.26_SS | 4595.0968 | 4595.0968 | 4595.0968 | 1 | 1 | 2 | D | NBS_EndSuction | 10 | 8 | 10 | 16 | BranchMin10_BranchMax16 | 16 | 4 | 12 | 16 | HeaderMin12_HeaderMax16 | 16 | 3 | 12 | [11 empty] | INVALID
520 | 124 | 080-135-4P-125HP | NBS_080-135_4P_125HP_11.89_SS | 4656.6379 | 4656.6379 | 4656.6379 | 1 | 1 | 2 | D | NBS_EndSuction | 10 | 8 | 10 | 16 | BranchMin10_BranchMax16 | 10 | 4 | 12 | 16 | HeaderMin12_HeaderMax16 | 12 | 3 | 12
520 | 124 | 080-135-4P-125HP | NBS_080-135_4P_125HP_11.89_SS | 4656.6379 | 4656.6379 | 4656.6379 | 1 | 1 | 2 | D | NBS_EndSuction | 10 | 8 | 10 | 16 | BranchMin10_BranchMax16 | 10 | 4 | 12 | 16 | HeaderMin12_HeaderMax16 | 14 | 3 | 12
520 | 124 | 080-135-4P-125HP | NBS_080-135_4P_125HP_11.89_SS | 4656.6379 | 4656.6379 | 4656.6379 | 1 | 1 | 2 | D | NBS_EndSuction | 10 | 8 | 10 | 16 | BranchMin10_BranchMax16 | 10 | 4 | 12 | 16 | HeaderMin12_HeaderMax16 | 16 | 3 | 12
520 | 124 | 080-135-4P-125HP | NBS_080-135_4P_125HP_11.89_SS | 4656.6379 | 4656.6379 | 4656.6379 | 1 | 1 | 2 | D | NBS_EndSuction | 10 | 8 | 10 | 16 | BranchMin10_BranchMax16 | 12 | 4 | 12 | 16 | HeaderMin12_HeaderMax16 | 12 | 3 | 12 | [11 empty] | INVALID
520 | 124 | 080-135-4P-125HP | NBS_080-135_4P_125HP_11.89_SS | 4656.6379 | 4656.6379 | 4656.6379 | 1 | 1 | 2 | D | NBS_EndSuction | 10 | 8 | 10 | 16 | BranchMin10_BranchMax16 | 12 | 4 | 12 | 16 | HeaderMin12_HeaderMax16 | 14 | 3 | 12
520 | 124 | 080-135-4P-125HP | NBS_080-135_4P_125HP_11.89_SS | 4656.6379 | 4656.6379 | 4656.6379 | 1 | 1 | 2 | D | NBS_EndSuction | 10 | 8 | 10 | 16 | BranchMin10_BranchMax16 | 12 | 4 | 12 | 16 | HeaderMin12_HeaderMax16 | 16 | 3 | 12
520 | 124 | 080-135-4P-125HP | NBS_080-135_4P_125HP_11.89_SS | 4656.6379 | 4656.6379 | 4656.6379 | 1 | 1 | 2 | D | NBS_EndSuction | 10 | 8 | 10 | 16 | BranchMin10_BranchMax16 | 14 | 4 | 12 | 16 | HeaderMin12_HeaderMax16 | 12 | 3 | 12 | [11 empty] | INVALID
520 | 124 | 080-135-4P-125HP | NBS_080-135_4P_125HP_11.89_SS | 4656.6379 | 4656.6379 | 4656.6379 | 1 | 1 | 2 | D | NBS_EndSuction | 10 | 8 | 10 | 16 | BranchMin10_BranchMax16 | 14 | 4 | 12 | 16 | HeaderMin12_HeaderMax16 | 14 | 3 | 12 | [11 empty] | INVALID
520 | 124 | 080-135-4P-125HP | NBS_080-135_4P_125HP_11.89_SS | 4656.6379 | 4656.6379 | 4656.6379 | 1 | 1 | 2 | D | NBS_EndSuction | 10 | 8 | 10 | 16 | BranchMin10_BranchMax16 | 14 | 4 | 12 | 16 | HeaderMin12_HeaderMax16 | 16 | 3 | 12
520 | 124 | 080-135-4P-125HP | NBS_080-135_4P_125HP_11.89_SS | 4656.6379 | 4656.6379 | 4656.6379 | 1 | 1 | 2 | D | NBS_EndSuction | 10 | 8 | 10 | 16 | BranchMin10_BranchMax16 | 16 | 4 | 12 | 16 | HeaderMin12_HeaderMax16 | 12 | 3 | 12 | [11 empty] | INVALID
520 | 124 | 080-135-4P-125HP | NBS_080-135_4P_125HP_11.89_SS | 4656.6379 | 4656.6379 | 4656.6379 | 1 | 1 | 2 | D | NBS_EndSuction | 10 | 8 | 10 | 16 | BranchMin10_BranchMax16 | 16 | 4 | 12 | 16 | HeaderMin12_HeaderMax16 | 14 | 3 | 12 | [11 empty] | INVALID
520 | 124 | 080-135-4P-125HP | NBS_080-135_4P_125HP_11.89_SS | 4656.6379 | 4656.6379 | 4656.6379 | 1 | 1 | 2 | D | NBS_EndSuction | 10 | 8 | 10 | 16 | BranchMin10_BranchMax16 | 16 | 4 | 12 | 16 | HeaderMin12_HeaderMax16 | 16 | 3 | 12 | [11 empty] | INVALID
521 | 125 | 080-135-4P-150HP | NBS_080-135_4P_150HP_12.60_SS | 4664.6626 | 4664.6626 | 4664.6626 | 1 | 1 | 2 | D | NBS_EndSuction | 10 | 8 | 10 | 16 | BranchMin10_BranchMax16 | 10 | 4 | 12 | 16 | HeaderMin12_HeaderMax16 | 12 | 3 | 12
521 | 125 | 080-135-4P-150HP | NBS_080-135_4P_150HP_12.60_SS | 4664.6626 | 4664.6626 | 4664.6626 | 1 | 1 | 2 | D | NBS_EndSuction | 10 | 8 | 10 | 16 | BranchMin10_BranchMax16 | 10 | 4 | 12 | 16 | HeaderMin12_HeaderMax16 | 14 | 3 | 12
521 | 125 | 080-135-4P-150HP | NBS_080-135_4P_150HP_12.60_SS | 4664.6626 | 4664.6626 | 4664.6626 | 1 | 1 | 2 | D | NBS_EndSuction | 10 | 8 | 10 | 16 | BranchMin10_BranchMax16 | 10 | 4 | 12 | 16 | HeaderMin12_HeaderMax16 | 16 | 3 | 12
521 | 125 | 080-135-4P-150HP | NBS_080-135_4P_150HP_12.60_SS | 4664.6626 | 4664.6626 | 4664.6626 | 1 | 1 | 2 | D | NBS_EndSuction | 10 | 8 | 10 | 16 | BranchMin10_BranchMax16 | 12 | 4 | 12 | 16 | HeaderMin12_HeaderMax16 | 12 | 3 | 12 | [11 empty] | INVALID
521 | 125 | 080-135-4P-150HP | NBS_080-135_4P_150HP_12.60_SS | 4664.6626 | 4664.6626 | 4664.6626 | 1 | 1 | 2 | D | NBS_EndSuction | 10 | 8 | 10 | 16 | BranchMin10_BranchMax16 | 12 | 4 | 12 | 16 | HeaderMin12_HeaderMax16 | 14 | 3 | 12
521 | 125 | 080-135-4P-150HP | NBS_080-135_4P_150HP_12.60_SS | 4664.6626 | 4664.6626 | 4664.6626 | 1 | 1 | 2 | D | NBS_EndSuction | 10 | 8 | 10 | 16 | BranchMin10_BranchMax16 | 12 | 4 | 12 | 16 | HeaderMin12_HeaderMax16 | 16 | 3 | 12
521 | 125 | 080-135-4P-150HP | NBS_080-135_4P_150HP_12.60_SS | 4664.6626 | 4664.6626 | 4664.6626 | 1 | 1 | 2 | D | NBS_EndSuction | 10 | 8 | 10 | 16 | BranchMin10_BranchMax16 | 14 | 4 | 12 | 16 | HeaderMin12_HeaderMax16 | 12 | 3 | 12 | [11 empty] | INVALID
521 | 125 | 080-135-4P-150HP | NBS_080-135_4P_150HP_12.60_SS | 4664.6626 | 4664.6626 | 4664.6626 | 1 | 1 | 2 | D | NBS_EndSuction | 10 | 8 | 10 | 16 | BranchMin10_BranchMax16 | 14 | 4 | 12 | 16 | HeaderMin12_HeaderMax16 | 14 | 3 | 12 | [11 empty] | INVALID
521 | 125 | 080-135-4P-150HP | NBS_080-135_4P_150HP_12.60_SS | 4664.6626 | 4664.6626 | 4664.6626 | 1 | 1 | 2 | D | NBS_EndSuction | 10 | 8 | 10 | 16 | BranchMin10_BranchMax16 | 14 | 4 | 12 | 16 | HeaderMin12_HeaderMax16 | 16 | 3 | 12
521 | 125 | 080-135-4P-150HP | NBS_080-135_4P_150HP_12.60_SS | 4664.6626 | 4664.6626 | 4664.6626 | 1 | 1 | 2 | D | NBS_EndSuction | 10 | 8 | 10 | 16 | BranchMin10_BranchMax16 | 16 | 4 | 12 | 16 | HeaderMin12_HeaderMax16 | 12 | 3 | 12 | [11 empty] | INVALID
521 | 125 | 080-135-4P-150HP | NBS_080-135_4P_150HP_12.60_SS | 4664.6626 | 4664.6626 | 4664.6626 | 1 | 1 | 2 | D | NBS_EndSuction | 10 | 8 | 10 | 16 | BranchMin10_BranchMax16 | 16 | 4 | 12 | 16 | HeaderMin12_HeaderMax16 | 14 | 3 | 12 | [11 empty] | INVALID
521 | 125 | 080-135-4P-150HP | NBS_080-135_4P_150HP_12.60_SS | 4664.6626 | 4664.6626 | 4664.6626 | 1 | 1 | 2 | D | NBS_EndSuction | 10 | 8 | 10 | 16 | BranchMin10_BranchMax16 | 16 | 4 | 12 | 16 | HeaderMin12_HeaderMax16 | 16 | 3 | 12 | [11 empty] | INVALID
522 | 126 | 080-150-4P-125HP | NBS_080-150_4P_125HP_12.20_SS | 3448.9864 | 3448.9864 | 3448.9864 | 1 | 1 | 2 | D | NBS_EndSuction | 10 | 8 | 10 | 12 | BranchMin10_BranchMax12 | 10 | 2 | 12 | 12 | HeaderMin12_HeaderMax12 | 12 | 1 | 2
522 | 126 | 080-150-4P-125HP | NBS_080-150_4P_125HP_12.20_SS | 3448.9864 | 3448.9864 | 3448.9864 | 1 | 1 | 2 | D | NBS_EndSuction | 10 | 8 | 10 | 12 | BranchMin10_BranchMax12 | 12 | 2 | 12 | 12 | HeaderMin12_HeaderMax12 | 12 | 1 | 2 | [11 empty] | INVALID
523 | 127 | 080-150-4P-150HP | NBS_080-150_4P_150HP_12.99_SS | 3639.5425 | 3639.5425 | 3639.5425 | 1 | 1 | 2 | D | NBS_EndSuction | 10 | 8 | 10 | 14 | BranchMin10_BranchMax14 | 10 | 3 | 12 | 14 | HeaderMin12_HeaderMax14 | 12 | 2 | 6
523 | 127 | 080-150-4P-150HP | NBS_080-150_4P_150HP_12.99_SS | 3639.5425 | 3639.5425 | 3639.5425 | 1 | 1 | 2 | D | NBS_EndSuction | 10 | 8 | 10 | 14 | BranchMin10_BranchMax14 | 10 | 3 | 12 | 14 | HeaderMin12_HeaderMax14 | 14 | 2 | 6
523 | 127 | 080-150-4P-150HP | NBS_080-150_4P_150HP_12.99_SS | 3639.5425 | 3639.5425 | 3639.5425 | 1 | 1 | 2 | D | NBS_EndSuction | 10 | 8 | 10 | 14 | BranchMin10_BranchMax14 | 12 | 3 | 12 | 14 | HeaderMin12_HeaderMax14 | 12 | 2 | 6 | [11 empty] | INVALID
523 | 127 | 080-150-4P-150HP | NBS_080-150_4P_150HP_12.99_SS | 3639.5425 | 3639.5425 | 3639.5425 | 1 | 1 | 2 | D | NBS_EndSuction | 10 | 8 | 10 | 14 | BranchMin10_BranchMax14 | 12 | 3 | 12 | 14 | HeaderMin12_HeaderMax14 | 14 | 2 | 6
523 | 127 | 080-150-4P-150HP | NBS_080-150_4P_150HP_12.99_SS | 3639.5425 | 3639.5425 | 3639.5425 | 1 | 1 | 2 | D | NBS_EndSuction | 10 | 8 | 10 | 14 | BranchMin10_BranchMax14 | 14 | 3 | 12 | 14 | HeaderMin12_HeaderMax14 | 12 | 2 | 6 | [11 empty] | INVALID
523 | 127 | 080-150-4P-150HP | NBS_080-150_4P_150HP_12.99_SS | 3639.5425 | 3639.5425 | 3639.5425 | 1 | 1 | 2 | D | NBS_EndSuction | 10 | 8 | 10 | 14 | BranchMin10_BranchMax14 | 14 | 3 | 12 | 14 | HeaderMin12_HeaderMax14 | 14 | 2 | 6 | [11 empty] | INVALID
524 | 128 | 080-150-4P-200HP | NBS_080-150_4P_200HP_14.25_SS | 4042.4929 | 4042.4929 | 4042.4929 | 1 | 1 | 2 | D | NBS_EndSuction | 10 | 8 | 10 | 14 | BranchMin10_BranchMax14 | 10 | 3 | 12 | 14 | HeaderMin12_HeaderMax14 | 12 | 2 | 6
524 | 128 | 080-150-4P-200HP | NBS_080-150_4P_200HP_14.25_SS | 4042.4929 | 4042.4929 | 4042.4929 | 1 | 1 | 2 | D | NBS_EndSuction | 10 | 8 | 10 | 14 | BranchMin10_BranchMax14 | 10 | 3 | 12 | 14 | HeaderMin12_HeaderMax14 | 14 | 2 | 6
524 | 128 | 080-150-4P-200HP | NBS_080-150_4P_200HP_14.25_SS | 4042.4929 | 4042.4929 | 4042.4929 | 1 | 1 | 2 | D | NBS_EndSuction | 10 | 8 | 10 | 14 | BranchMin10_BranchMax14 | 12 | 3 | 12 | 14 | HeaderMin12_HeaderMax14 | 12 | 2 | 6 | [11 empty] | INVALID
524 | 128 | 080-150-4P-200HP | NBS_080-150_4P_200HP_14.25_SS | 4042.4929 | 4042.4929 | 4042.4929 | 1 | 1 | 2 | D | NBS_EndSuction | 10 | 8 | 10 | 14 | BranchMin10_BranchMax14 | 12 | 3 | 12 | 14 | HeaderMin12_HeaderMax14 | 14 | 2 | 6
524 | 128 | 080-150-4P-200HP | NBS_080-150_4P_200HP_14.25_SS | 4042.4929 | 4042.4929 | 4042.4929 | 1 | 1 | 2 | D | NBS_EndSuction | 10 | 8 | 10 | 14 | BranchMin10_BranchMax14 | 14 | 3 | 12 | 14 | HeaderMin12_HeaderMax14 | 12 | 2 | 6 | [11 empty] | INVALID
524 | 128 | 080-150-4P-200HP | NBS_080-150_4P_200HP_14.25_SS | 4042.4929 | 4042.4929 | 4042.4929 | 1 | 1 | 2 | D | NBS_EndSuction | 10 | 8 | 10 | 14 | BranchMin10_BranchMax14 | 14 | 3 | 12 | 14 | HeaderMin12_HeaderMax14 | 14 | 2 | 6 | [11 empty] | INVALID
525 | 129 | 080-150-4P-250HP | NBS_080-150_4P_250HP_15.59_SS | 4332.4218 | 4332.4218 | 4332.4218 | 1 | 1 | 2 | D | NBS_EndSuction | 10 | 8 | 10 | 16 | BranchMin10_BranchMax16 | 10 | 4 | 12 | 16 | HeaderMin12_HeaderMax16 | 12 | 3 | 12
525 | 129 | 080-150-4P-250HP | NBS_080-150_4P_250HP_15.59_SS | 4332.4218 | 4332.4218 | 4332.4218 | 1 | 1 | 2 | D | NBS_EndSuction | 10 | 8 | 10 | 16 | BranchMin10_BranchMax16 | 10 | 4 | 12 | 16 | HeaderMin12_HeaderMax16 | 14 | 3 | 12
525 | 129 | 080-150-4P-250HP | NBS_080-150_4P_250HP_15.59_SS | 4332.4218 | 4332.4218 | 4332.4218 | 1 | 1 | 2 | D | NBS_EndSuction | 10 | 8 | 10 | 16 | BranchMin10_BranchMax16 | 10 | 4 | 12 | 16 | HeaderMin12_HeaderMax16 | 16 | 3 | 12
525 | 129 | 080-150-4P-250HP | NBS_080-150_4P_250HP_15.59_SS | 4332.4218 | 4332.4218 | 4332.4218 | 1 | 1 | 2 | D | NBS_EndSuction | 10 | 8 | 10 | 16 | BranchMin10_BranchMax16 | 12 | 4 | 12 | 16 | HeaderMin12_HeaderMax16 | 12 | 3 | 12 | [11 empty] | INVALID
525 | 129 | 080-150-4P-250HP | NBS_080-150_4P_250HP_15.59_SS | 4332.4218 | 4332.4218 | 4332.4218 | 1 | 1 | 2 | D | NBS_EndSuction | 10 | 8 | 10 | 16 | BranchMin10_BranchMax16 | 12 | 4 | 12 | 16 | HeaderMin12_HeaderMax16 | 14 | 3 | 12
525 | 129 | 080-150-4P-250HP | NBS_080-150_4P_250HP_15.59_SS | 4332.4218 | 4332.4218 | 4332.4218 | 1 | 1 | 2 | D | NBS_EndSuction | 10 | 8 | 10 | 16 | BranchMin10_BranchMax16 | 12 | 4 | 12 | 16 | HeaderMin12_HeaderMax16 | 16 | 3 | 12
525 | 129 | 080-150-4P-250HP | NBS_080-150_4P_250HP_15.59_SS | 4332.4218 | 4332.4218 | 4332.4218 | 1 | 1 | 2 | D | NBS_EndSuction | 10 | 8 | 10 | 16 | BranchMin10_BranchMax16 | 14 | 4 | 12 | 16 | HeaderMin12_HeaderMax16 | 12 | 3 | 12 | [11 empty] | INVALID
525 | 129 | 080-150-4P-250HP | NBS_080-150_4P_250HP_15.59_SS | 4332.4218 | 4332.4218 | 4332.4218 | 1 | 1 | 2 | D | NBS_EndSuction | 10 | 8 | 10 | 16 | BranchMin10_BranchMax16 | 14 | 4 | 12 | 16 | HeaderMin12_HeaderMax16 | 14 | 3 | 12 | [11 empty] | INVALID
525 | 129 | 080-150-4P-250HP | NBS_080-150_4P_250HP_15.59_SS | 4332.4218 | 4332.4218 | 4332.4218 | 1 | 1 | 2 | D | NBS_EndSuction | 10 | 8 | 10 | 16 | BranchMin10_BranchMax16 | 14 | 4 | 12 | 16 | HeaderMin12_HeaderMax16 | 16 | 3 | 12
525 | 129 | 080-150-4P-250HP | NBS_080-150_4P_250HP_15.59_SS | 4332.4218 | 4332.4218 | 4332.4218 | 1 | 1 | 2 | D | NBS_EndSuction | 10 | 8 | 10 | 16 | BranchMin10_BranchMax16 | 16 | 4 | 12 | 16 | HeaderMin12_HeaderMax16 | 12 | 3 | 12 | [11 empty] | INVALID
525 | 129 | 080-150-4P-250HP | NBS_080-150_4P_250HP_15.59_SS | 4332.4218 | 4332.4218 | 4332.4218 | 1 | 1 | 2 | D | NBS_EndSuction | 10 | 8 | 10 | 16 | BranchMin10_BranchMax16 | 16 | 4 | 12 | 16 | HeaderMin12_HeaderMax16 | 14 | 3 | 12 | [11 empty] | INVALID
525 | 129 | 080-150-4P-250HP | NBS_080-150_4P_250HP_15.59_SS | 4332.4218 | 4332.4218 | 4332.4218 | 1 | 1 | 2 | D | NBS_EndSuction | 10 | 8 | 10 | 16 | BranchMin10_BranchMax16 | 16 | 4 | 12 | 16 | HeaderMin12_HeaderMax16 | 16 | 3 | 12 | [11 empty] | INVALID
526 | 130 | 100-150-4P-150HP | NBS_100-150_4P_150HP_12.48_SS | 5072.7199 | 5072.7199 | 5072.7199 | 1 | 1 | 2 | D | NBS_EndSuction | 12 | 10 | 12 | 16 | BranchMin12_BranchMax16 | 12 | 3 | 14 | 16 | HeaderMin14_HeaderMax16 | 14 | 2 | 6
526 | 130 | 100-150-4P-150HP | NBS_100-150_4P_150HP_12.48_SS | 5072.7199 | 5072.7199 | 5072.7199 | 1 | 1 | 2 | D | NBS_EndSuction | 12 | 10 | 12 | 16 | BranchMin12_BranchMax16 | 12 | 3 | 14 | 16 | HeaderMin14_HeaderMax16 | 16 | 2 | 6
526 | 130 | 100-150-4P-150HP | NBS_100-150_4P_150HP_12.48_SS | 5072.7199 | 5072.7199 | 5072.7199 | 1 | 1 | 2 | D | NBS_EndSuction | 12 | 10 | 12 | 16 | BranchMin12_BranchMax16 | 14 | 3 | 14 | 16 | HeaderMin14_HeaderMax16 | 14 | 2 | 6 | [11 empty] | INVALID
526 | 130 | 100-150-4P-150HP | NBS_100-150_4P_150HP_12.48_SS | 5072.7199 | 5072.7199 | 5072.7199 | 1 | 1 | 2 | D | NBS_EndSuction | 12 | 10 | 12 | 16 | BranchMin12_BranchMax16 | 14 | 3 | 14 | 16 | HeaderMin14_HeaderMax16 | 16 | 2 | 6
526 | 130 | 100-150-4P-150HP | NBS_100-150_4P_150HP_12.48_SS | 5072.7199 | 5072.7199 | 5072.7199 | 1 | 1 | 2 | D | NBS_EndSuction | 12 | 10 | 12 | 16 | BranchMin12_BranchMax16 | 16 | 3 | 14 | 16 | HeaderMin14_HeaderMax16 | 14 | 2 | 6 | [11 empty] | INVALID
526 | 130 | 100-150-4P-150HP | NBS_100-150_4P_150HP_12.48_SS | 5072.7199 | 5072.7199 | 5072.7199 | 1 | 1 | 2 | D | NBS_EndSuction | 12 | 10 | 12 | 16 | BranchMin12_BranchMax16 | 16 | 3 | 14 | 16 | HeaderMin14_HeaderMax16 | 16 | 2 | 6 | [11 empty] | INVALID
527 | 131 | 100-150-4P-200HP | NBS_100-150_4P_200HP_13.66_SS | 5521.0639 | 5521.0639 | 5521.0639 | 1 | 1 | 2 | D | NBS_EndSuction | 12 | 10 | 12 | 16 | BranchMin12_BranchMax16 | 12 | 3 | 14 | 16 | HeaderMin14_HeaderMax16 | 14 | 2 | 6
527 | 131 | 100-150-4P-200HP | NBS_100-150_4P_200HP_13.66_SS | 5521.0639 | 5521.0639 | 5521.0639 | 1 | 1 | 2 | D | NBS_EndSuction | 12 | 10 | 12 | 16 | BranchMin12_BranchMax16 | 12 | 3 | 14 | 16 | HeaderMin14_HeaderMax16 | 16 | 2 | 6
527 | 131 | 100-150-4P-200HP | NBS_100-150_4P_200HP_13.66_SS | 5521.0639 | 5521.0639 | 5521.0639 | 1 | 1 | 2 | D | NBS_EndSuction | 12 | 10 | 12 | 16 | BranchMin12_BranchMax16 | 14 | 3 | 14 | 16 | HeaderMin14_HeaderMax16 | 14 | 2 | 6 | [11 empty] | INVALID
527 | 131 | 100-150-4P-200HP | NBS_100-150_4P_200HP_13.66_SS | 5521.0639 | 5521.0639 | 5521.0639 | 1 | 1 | 2 | D | NBS_EndSuction | 12 | 10 | 12 | 16 | BranchMin12_BranchMax16 | 14 | 3 | 14 | 16 | HeaderMin14_HeaderMax16 | 16 | 2 | 6
527 | 131 | 100-150-4P-200HP | NBS_100-150_4P_200HP_13.66_SS | 5521.0639 | 5521.0639 | 5521.0639 | 1 | 1 | 2 | D | NBS_EndSuction | 12 | 10 | 12 | 16 | BranchMin12_BranchMax16 | 16 | 3 | 14 | 16 | HeaderMin14_HeaderMax16 | 14 | 2 | 6 | [11 empty] | INVALID
527 | 131 | 100-150-4P-200HP | NBS_100-150_4P_200HP_13.66_SS | 5521.0639 | 5521.0639 | 5521.0639 | 1 | 1 | 2 | D | NBS_EndSuction | 12 | 10 | 12 | 16 | BranchMin12_BranchMax16 | 16 | 3 | 14 | 16 | HeaderMin14_HeaderMax16 | 16 | 2 | 6 | [11 empty] | INVALID
528 | 132 | 100-150-4P-250HP | NBS_100-150_4P_250HP_14.76_SS | 5727.2058 | 5727.2058 | 5727.2058 | 1 | 1 | 2 | D | NBS_EndSuction | 12 | 10 | 12 | 18 | BranchMin12_BranchMax18 | 12 | 4 | 14 | 18 | HeaderMin14_HeaderMax18 | 14 | 3 | 12
528 | 132 | 100-150-4P-250HP | NBS_100-150_4P_250HP_14.76_SS | 5727.2058 | 5727.2058 | 5727.2058 | 1 | 1 | 2 | D | NBS_EndSuction | 12 | 10 | 12 | 18 | BranchMin12_BranchMax18 | 12 | 4 | 14 | 18 | HeaderMin14_HeaderMax18 | 16 | 3 | 12
528 | 132 | 100-150-4P-250HP | NBS_100-150_4P_250HP_14.76_SS | 5727.2058 | 5727.2058 | 5727.2058 | 1 | 1 | 2 | D | NBS_EndSuction | 12 | 10 | 12 | 18 | BranchMin12_BranchMax18 | 12 | 4 | 14 | 18 | HeaderMin14_HeaderMax18 | 18 | 3 | 12
528 | 132 | 100-150-4P-250HP | NBS_100-150_4P_250HP_14.76_SS | 5727.2058 | 5727.2058 | 5727.2058 | 1 | 1 | 2 | D | NBS_EndSuction | 12 | 10 | 12 | 18 | BranchMin12_BranchMax18 | 14 | 4 | 14 | 18 | HeaderMin14_HeaderMax18 | 14 | 3 | 12 | [11 empty] | INVALID
528 | 132 | 100-150-4P-250HP | NBS_100-150_4P_250HP_14.76_SS | 5727.2058 | 5727.2058 | 5727.2058 | 1 | 1 | 2 | D | NBS_EndSuction | 12 | 10 | 12 | 18 | BranchMin12_BranchMax18 | 14 | 4 | 14 | 18 | HeaderMin14_HeaderMax18 | 16 | 3 | 12
528 | 132 | 100-150-4P-250HP | NBS_100-150_4P_250HP_14.76_SS | 5727.2058 | 5727.2058 | 5727.2058 | 1 | 1 | 2 | D | NBS_EndSuction | 12 | 10 | 12 | 18 | BranchMin12_BranchMax18 | 14 | 4 | 14 | 18 | HeaderMin14_HeaderMax18 | 18 | 3 | 12
528 | 132 | 100-150-4P-250HP | NBS_100-150_4P_250HP_14.76_SS | 5727.2058 | 5727.2058 | 5727.2058 | 1 | 1 | 2 | D | NBS_EndSuction | 12 | 10 | 12 | 18 | BranchMin12_BranchMax18 | 16 | 4 | 14 | 18 | HeaderMin14_HeaderMax18 | 14 | 3 | 12 | [11 empty] | INVALID
528 | 132 | 100-150-4P-250HP | NBS_100-150_4P_250HP_14.76_SS | 5727.2058 | 5727.2058 | 5727.2058 | 1 | 1 | 2 | D | NBS_EndSuction | 12 | 10 | 12 | 18 | BranchMin12_BranchMax18 | 16 | 4 | 14 | 18 | HeaderMin14_HeaderMax18 | 16 | 3 | 12 | [11 empty] | INVALID
528 | 132 | 100-150-4P-250HP | NBS_100-150_4P_250HP_14.76_SS | 5727.2058 | 5727.2058 | 5727.2058 | 1 | 1 | 2 | D | NBS_EndSuction | 12 | 10 | 12 | 18 | BranchMin12_BranchMax18 | 16 | 4 | 14 | 18 | HeaderMin14_HeaderMax18 | 18 | 3 | 12
528 | 132 | 100-150-4P-250HP | NBS_100-150_4P_250HP_14.76_SS | 5727.2058 | 5727.2058 | 5727.2058 | 1 | 1 | 2 | D | NBS_EndSuction | 12 | 10 | 12 | 18 | BranchMin12_BranchMax18 | 18 | 4 | 14 | 18 | HeaderMin14_HeaderMax18 | 14 | 3 | 12 | [11 empty] | INVALID
528 | 132 | 100-150-4P-250HP | NBS_100-150_4P_250HP_14.76_SS | 5727.2058 | 5727.2058 | 5727.2058 | 1 | 1 | 2 | D | NBS_EndSuction | 12 | 10 | 12 | 18 | BranchMin12_BranchMax18 | 18 | 4 | 14 | 18 | HeaderMin14_HeaderMax18 | 16 | 3 | 12 | [11 empty] | INVALID
528 | 132 | 100-150-4P-250HP | NBS_100-150_4P_250HP_14.76_SS | 5727.2058 | 5727.2058 | 5727.2058 | 1 | 1 | 2 | D | NBS_EndSuction | 12 | 10 | 12 | 18 | BranchMin12_BranchMax18 | 18 | 4 | 14 | 18 | HeaderMin14_HeaderMax18 | 18 | 3 | 12 | [11 empty] | INVALID
529 | 1 | 012-070-4P-1HP | NBS_012-070_4P_1HP_6.10_SS | 90.8476 | 90.8476 | 181.6952 | 2 | 1 | 3 | E | NBS_EndSuction | 2 | 1.25 | 2 | 2.5 | BranchMin2_BranchMax2.5 | 2 | 2 | 2.5 | 3 | HeaderMin2.5_HeaderMax3 | 2.5 | 2 | 4
529 | 1 | 012-070-4P-1HP | NBS_012-070_4P_1HP_6.10_SS | 90.8476 | 90.8476 | 181.6952 | 2 | 1 | 3 | E | NBS_EndSuction | 2 | 1.25 | 2 | 2.5 | BranchMin2_BranchMax2.5 | 2 | 2 | 2.5 | 3 | HeaderMin2.5_HeaderMax3 | 3 | 2 | 4
529 | 1 | 012-070-4P-1HP | NBS_012-070_4P_1HP_6.10_SS | 90.8476 | 90.8476 | 181.6952 | 2 | 1 | 3 | E | NBS_EndSuction | 2 | 1.25 | 2 | 2.5 | BranchMin2_BranchMax2.5 | 2.5 | 2 | 2.5 | 3 | HeaderMin2.5_HeaderMax3 | 2.5 | 2 | 4 | [11 empty] | INVALID
529 | 1 | 012-070-4P-1HP | NBS_012-070_4P_1HP_6.10_SS | 90.8476 | 90.8476 | 181.6952 | 2 | 1 | 3 | E | NBS_EndSuction | 2 | 1.25 | 2 | 2.5 | BranchMin2_BranchMax2.5 | 2.5 | 2 | 2.5 | 3 | HeaderMin2.5_HeaderMax3 | 3 | 2 | 4
530 | 2 | 012-070-4P-1pt5HP | NBS_012-070_4P_1.5HP_6.97_SS | 106.5592 | 106.5592 | 213.1183 | 2 | 1 | 3 | E | NBS_EndSuction | 2 | 1.25 | 2 | 2.5 | BranchMin2_BranchMax2.5 | 2 | 2 | 2.5 | 3 | HeaderMin2.5_HeaderMax3 | 2.5 | 2 | 4
530 | 2 | 012-070-4P-1pt5HP | NBS_012-070_4P_1.5HP_6.97_SS | 106.5592 | 106.5592 | 213.1183 | 2 | 1 | 3 | E | NBS_EndSuction | 2 | 1.25 | 2 | 2.5 | BranchMin2_BranchMax2.5 | 2 | 2 | 2.5 | 3 | HeaderMin2.5_HeaderMax3 | 3 | 2 | 4
530 | 2 | 012-070-4P-1pt5HP | NBS_012-070_4P_1.5HP_6.97_SS | 106.5592 | 106.5592 | 213.1183 | 2 | 1 | 3 | E | NBS_EndSuction | 2 | 1.25 | 2 | 2.5 | BranchMin2_BranchMax2.5 | 2.5 | 2 | 2.5 | 3 | HeaderMin2.5_HeaderMax3 | 2.5 | 2 | 4 | [11 empty] | INVALID
530 | 2 | 012-070-4P-1pt5HP | NBS_012-070_4P_1.5HP_6.97_SS | 106.5592 | 106.5592 | 213.1183 | 2 | 1 | 3 | E | NBS_EndSuction | 2 | 1.25 | 2 | 2.5 | BranchMin2_BranchMax2.5 | 2.5 | 2 | 2.5 | 3 | HeaderMin2.5_HeaderMax3 | 3 | 2 | 4
531 | 3 | 015-070-4P-1HP | NBS_015-070_4P_1HP_5.12_SS | 145.3387 | 145.3387 | 290.6773 | 2 | 1 | 3 | E | NBS_EndSuction | 2.5 | 1.5 | 2.5 | 3 | BranchMin2.5_BranchMax3 | 2.5 | 2 | 3 | 4 | HeaderMin3_HeaderMax4 | 3 | 2 | 4
531 | 3 | 015-070-4P-1HP | NBS_015-070_4P_1HP_5.12_SS | 145.3387 | 145.3387 | 290.6773 | 2 | 1 | 3 | E | NBS_EndSuction | 2.5 | 1.5 | 2.5 | 3 | BranchMin2.5_BranchMax3 | 2.5 | 2 | 3 | 4 | HeaderMin3_HeaderMax4 | 4 | 2 | 4
531 | 3 | 015-070-4P-1HP | NBS_015-070_4P_1HP_5.12_SS | 145.3387 | 145.3387 | 290.6773 | 2 | 1 | 3 | E | NBS_EndSuction | 2.5 | 1.5 | 2.5 | 3 | BranchMin2.5_BranchMax3 | 3 | 2 | 3 | 4 | HeaderMin3_HeaderMax4 | 3 | 2 | 4 | [11 empty] | INVALID
531 | 3 | 015-070-4P-1HP | NBS_015-070_4P_1HP_5.12_SS | 145.3387 | 145.3387 | 290.6773 | 2 | 1 | 3 | E | NBS_EndSuction | 2.5 | 1.5 | 2.5 | 3 | BranchMin2.5_BranchMax3 | 3 | 2 | 3 | 4 | HeaderMin3_HeaderMax4 | 4 | 2 | 4
532 | 4 | 015-070-4P-1pt5HP | NBS_015-070_4P_1.5HP_5.91_SS | 167.6172 | 167.6172 | 335.2343 | 2 | 1 | 3 | E | NBS_EndSuction | 2.5 | 1.5 | 2.5 | 3 | BranchMin2.5_BranchMax3 | 2.5 | 2 | 3 | 4 | HeaderMin3_HeaderMax4 | 3 | 2 | 4
532 | 4 | 015-070-4P-1pt5HP | NBS_015-070_4P_1.5HP_5.91_SS | 167.6172 | 167.6172 | 335.2343 | 2 | 1 | 3 | E | NBS_EndSuction | 2.5 | 1.5 | 2.5 | 3 | BranchMin2.5_BranchMax3 | 2.5 | 2 | 3 | 4 | HeaderMin3_HeaderMax4 | 4 | 2 | 4
532 | 4 | 015-070-4P-1pt5HP | NBS_015-070_4P_1.5HP_5.91_SS | 167.6172 | 167.6172 | 335.2343 | 2 | 1 | 3 | E | NBS_EndSuction | 2.5 | 1.5 | 2.5 | 3 | BranchMin2.5_BranchMax3 | 3 | 2 | 3 | 4 | HeaderMin3_HeaderMax4 | 3 | 2 | 4 | [11 empty] | INVALID
532 | 4 | 015-070-4P-1pt5HP | NBS_015-070_4P_1.5HP_5.91_SS | 167.6172 | 167.6172 | 335.2343 | 2 | 1 | 3 | E | NBS_EndSuction | 2.5 | 1.5 | 2.5 | 3 | BranchMin2.5_BranchMax3 | 3 | 2 | 3 | 4 | HeaderMin3_HeaderMax4 | 4 | 2 | 4
533 | 5 | 015-070-4P-2HP | NBS_015-070_4P_2HP_6.54_SS | 188.3547 | 188.3547 | 376.7094 | 2 | 1 | 3 | E | NBS_EndSuction | 2.5 | 1.5 | 2.5 | 3 | BranchMin2.5_BranchMax3 | 2.5 | 2 | 3 | 4 | HeaderMin3_HeaderMax4 | 3 | 2 | 4
533 | 5 | 015-070-4P-2HP | NBS_015-070_4P_2HP_6.54_SS | 188.3547 | 188.3547 | 376.7094 | 2 | 1 | 3 | E | NBS_EndSuction | 2.5 | 1.5 | 2.5 | 3 | BranchMin2.5_BranchMax3 | 2.5 | 2 | 3 | 4 | HeaderMin3_HeaderMax4 | 4 | 2 | 4
533 | 5 | 015-070-4P-2HP | NBS_015-070_4P_2HP_6.54_SS | 188.3547 | 188.3547 | 376.7094 | 2 | 1 | 3 | E | NBS_EndSuction | 2.5 | 1.5 | 2.5 | 3 | BranchMin2.5_BranchMax3 | 3 | 2 | 3 | 4 | HeaderMin3_HeaderMax4 | 3 | 2 | 4 | [11 empty] | INVALID
533 | 5 | 015-070-4P-2HP | NBS_015-070_4P_2HP_6.54_SS | 188.3547 | 188.3547 | 376.7094 | 2 | 1 | 3 | E | NBS_EndSuction | 2.5 | 1.5 | 2.5 | 3 | BranchMin2.5_BranchMax3 | 3 | 2 | 3 | 4 | HeaderMin3_HeaderMax4 | 4 | 2 | 4
534 | 6 | 015-070-4P-3HP | NBS_015-070_4P_3HP_6.93_SS | 202.4879 | 202.4879 | 404.9758 | 2 | 1 | 3 | E | NBS_EndSuction | 2.5 | 1.5 | 2.5 | 3 | BranchMin2.5_BranchMax3 | 2.5 | 2 | 3 | 5 | HeaderMin3_HeaderMax5 | 3 | 3 | 6
534 | 6 | 015-070-4P-3HP | NBS_015-070_4P_3HP_6.93_SS | 202.4879 | 202.4879 | 404.9758 | 2 | 1 | 3 | E | NBS_EndSuction | 2.5 | 1.5 | 2.5 | 3 | BranchMin2.5_BranchMax3 | 2.5 | 2 | 3 | 5 | HeaderMin3_HeaderMax5 | 4 | 3 | 6
534 | 6 | 015-070-4P-3HP | NBS_015-070_4P_3HP_6.93_SS | 202.4879 | 202.4879 | 404.9758 | 2 | 1 | 3 | E | NBS_EndSuction | 2.5 | 1.5 | 2.5 | 3 | BranchMin2.5_BranchMax3 | 2.5 | 2 | 3 | 5 | HeaderMin3_HeaderMax5 | 5 | 3 | 6
534 | 6 | 015-070-4P-3HP | NBS_015-070_4P_3HP_6.93_SS | 202.4879 | 202.4879 | 404.9758 | 2 | 1 | 3 | E | NBS_EndSuction | 2.5 | 1.5 | 2.5 | 3 | BranchMin2.5_BranchMax3 | 3 | 2 | 3 | 5 | HeaderMin3_HeaderMax5 | 3 | 3 | 6 | [11 empty] | INVALID
534 | 6 | 015-070-4P-3HP | NBS_015-070_4P_3HP_6.93_SS | 202.4879 | 202.4879 | 404.9758 | 2 | 1 | 3 | E | NBS_EndSuction | 2.5 | 1.5 | 2.5 | 3 | BranchMin2.5_BranchMax3 | 3 | 2 | 3 | 5 | HeaderMin3_HeaderMax5 | 4 | 3 | 6
534 | 6 | 015-070-4P-3HP | NBS_015-070_4P_3HP_6.93_SS | 202.4879 | 202.4879 | 404.9758 | 2 | 1 | 3 | E | NBS_EndSuction | 2.5 | 1.5 | 2.5 | 3 | BranchMin2.5_BranchMax3 | 3 | 2 | 3 | 5 | HeaderMin3_HeaderMax5 | 5 | 3 | 6
535 | 7 | 015-090-4P-1pt5HP | NBS_015-090_4P_1.5HP_6.69_SS | 102.972 | 102.972 | 205.9439 | 2 | 1 | 3 | E | NBS_EndSuction | 2.5 | 1.5 | 2.5 | 2.5 | BranchMin2.5_BranchMax2.5 | 2.5 | 1 | 3 | 3 | HeaderMin3_HeaderMax3 | 3 | 1 | 1
536 | 8 | 015-090-4P-2HP | NBS_015-090_4P_2HP_7.24_SS | 116.1429 | 116.1429 | 232.2859 | 2 | 1 | 3 | E | NBS_EndSuction | 2.5 | 1.5 | 2.5 | 2.5 | BranchMin2.5_BranchMax2.5 | 2.5 | 1 | 3 | 4 | HeaderMin3_HeaderMax4 | 3 | 2 | 2
536 | 8 | 015-090-4P-2HP | NBS_015-090_4P_2HP_7.24_SS | 116.1429 | 116.1429 | 232.2859 | 2 | 1 | 3 | E | NBS_EndSuction | 2.5 | 1.5 | 2.5 | 2.5 | BranchMin2.5_BranchMax2.5 | 2.5 | 1 | 3 | 4 | HeaderMin3_HeaderMax4 | 4 | 2 | 2
537 | 9 | 015-090-4P-3HP | NBS_015-090_4P_3HP_8.11_SS | 133.8158 | 133.8158 | 267.6317 | 2 | 1 | 3 | E | NBS_EndSuction | 2.5 | 1.5 | 2.5 | 3 | BranchMin2.5_BranchMax3 | 2.5 | 2 | 3 | 4 | HeaderMin3_HeaderMax4 | 3 | 2 | 4
537 | 9 | 015-090-4P-3HP | NBS_015-090_4P_3HP_8.11_SS | 133.8158 | 133.8158 | 267.6317 | 2 | 1 | 3 | E | NBS_EndSuction | 2.5 | 1.5 | 2.5 | 3 | BranchMin2.5_BranchMax3 | 2.5 | 2 | 3 | 4 | HeaderMin3_HeaderMax4 | 4 | 2 | 4
537 | 9 | 015-090-4P-3HP | NBS_015-090_4P_3HP_8.11_SS | 133.8158 | 133.8158 | 267.6317 | 2 | 1 | 3 | E | NBS_EndSuction | 2.5 | 1.5 | 2.5 | 3 | BranchMin2.5_BranchMax3 | 3 | 2 | 3 | 4 | HeaderMin3_HeaderMax4 | 3 | 2 | 4 | [11 empty] | INVALID
537 | 9 | 015-090-4P-3HP | NBS_015-090_4P_3HP_8.11_SS | 133.8158 | 133.8158 | 267.6317 | 2 | 1 | 3 | E | NBS_EndSuction | 2.5 | 1.5 | 2.5 | 3 | BranchMin2.5_BranchMax3 | 3 | 2 | 3 | 4 | HeaderMin3_HeaderMax4 | 4 | 2 | 4
538 | 10 | 015-090-4P-5HP | NBS_015-090_4P_5HP_9.84_SS | 150.196 | 150.196 | 300.3921 | 2 | 1 | 3 | E | NBS_EndSuction | 2.5 | 1.5 | 2.5 | 3 | BranchMin2.5_BranchMax3 | 2.5 | 2 | 3 | 4 | HeaderMin3_HeaderMax4 | 3 | 2 | 4
538 | 10 | 015-090-4P-5HP | NBS_015-090_4P_5HP_9.84_SS | 150.196 | 150.196 | 300.3921 | 2 | 1 | 3 | E | NBS_EndSuction | 2.5 | 1.5 | 2.5 | 3 | BranchMin2.5_BranchMax3 | 2.5 | 2 | 3 | 4 | HeaderMin3_HeaderMax4 | 4 | 2 | 4
538 | 10 | 015-090-4P-5HP | NBS_015-090_4P_5HP_9.84_SS | 150.196 | 150.196 | 300.3921 | 2 | 1 | 3 | E | NBS_EndSuction | 2.5 | 1.5 | 2.5 | 3 | BranchMin2.5_BranchMax3 | 3 | 2 | 3 | 4 | HeaderMin3_HeaderMax4 | 3 | 2 | 4 | [11 empty] | INVALID
538 | 10 | 015-090-4P-5HP | NBS_015-090_4P_5HP_9.84_SS | 150.196 | 150.196 | 300.3921 | 2 | 1 | 3 | E | NBS_EndSuction | 2.5 | 1.5 | 2.5 | 3 | BranchMin2.5_BranchMax3 | 3 | 2 | 3 | 4 | HeaderMin3_HeaderMax4 | 4 | 2 | 4
539 | 11 | 015-095-4P-2HP | NBS_015-095_4P_2HP_6.54_SS | 177.561 | 177.561 | 355.122 | 2 | 1 | 3 | E | NBS_EndSuction | 2.5 | 1.5 | 2.5 | 3 | BranchMin2.5_BranchMax3 | 2.5 | 2 | 3 | 4 | HeaderMin3_HeaderMax4 | 3 | 2 | 4
539 | 11 | 015-095-4P-2HP | NBS_015-095_4P_2HP_6.54_SS | 177.561 | 177.561 | 355.122 | 2 | 1 | 3 | E | NBS_EndSuction | 2.5 | 1.5 | 2.5 | 3 | BranchMin2.5_BranchMax3 | 2.5 | 2 | 3 | 4 | HeaderMin3_HeaderMax4 | 4 | 2 | 4
539 | 11 | 015-095-4P-2HP | NBS_015-095_4P_2HP_6.54_SS | 177.561 | 177.561 | 355.122 | 2 | 1 | 3 | E | NBS_EndSuction | 2.5 | 1.5 | 2.5 | 3 | BranchMin2.5_BranchMax3 | 3 | 2 | 3 | 4 | HeaderMin3_HeaderMax4 | 3 | 2 | 4 | [11 empty] | INVALID
539 | 11 | 015-095-4P-2HP | NBS_015-095_4P_2HP_6.54_SS | 177.561 | 177.561 | 355.122 | 2 | 1 | 3 | E | NBS_EndSuction | 2.5 | 1.5 | 2.5 | 3 | BranchMin2.5_BranchMax3 | 3 | 2 | 3 | 4 | HeaderMin3_HeaderMax4 | 4 | 2 | 4
540 | 12 | 015-095-4P-3HP | NBS_015-095_4P_3HP_7.32_SS | 194.9972 | 194.9972 | 389.9945 | 2 | 1 | 3 | E | NBS_EndSuction | 2.5 | 1.5 | 2.5 | 3 | BranchMin2.5_BranchMax3 | 2.5 | 2 | 3 | 4 | HeaderMin3_HeaderMax4 | 3 | 2 | 4
540 | 12 | 015-095-4P-3HP | NBS_015-095_4P_3HP_7.32_SS | 194.9972 | 194.9972 | 389.9945 | 2 | 1 | 3 | E | NBS_EndSuction | 2.5 | 1.5 | 2.5 | 3 | BranchMin2.5_BranchMax3 | 2.5 | 2 | 3 | 4 | HeaderMin3_HeaderMax4 | 4 | 2 | 4
540 | 12 | 015-095-4P-3HP | NBS_015-095_4P_3HP_7.32_SS | 194.9972 | 194.9972 | 389.9945 | 2 | 1 | 3 | E | NBS_EndSuction | 2.5 | 1.5 | 2.5 | 3 | BranchMin2.5_BranchMax3 | 3 | 2 | 3 | 4 | HeaderMin3_HeaderMax4 | 3 | 2 | 4 | [11 empty] | INVALID
540 | 12 | 015-095-4P-3HP | NBS_015-095_4P_3HP_7.32_SS | 194.9972 | 194.9972 | 389.9945 | 2 | 1 | 3 | E | NBS_EndSuction | 2.5 | 1.5 | 2.5 | 3 | BranchMin2.5_BranchMax3 | 3 | 2 | 3 | 4 | HeaderMin3_HeaderMax4 | 4 | 2 | 4
541 | 13 | 015-095-4P-5HP | NBS_015-095_4P_5HP_8.82_SS | 230.1371 | 230.1371 | 460.2742 | 2 | 1 | 3 | E | NBS_EndSuction | 2.5 | 1.5 | 2.5 | 4 | BranchMin2.5_BranchMax4 | 2.5 | 3 | 3 | 5 | HeaderMin3_HeaderMax5 | 3 | 3 | 9
541 | 13 | 015-095-4P-5HP | NBS_015-095_4P_5HP_8.82_SS | 230.1371 | 230.1371 | 460.2742 | 2 | 1 | 3 | E | NBS_EndSuction | 2.5 | 1.5 | 2.5 | 4 | BranchMin2.5_BranchMax4 | 2.5 | 3 | 3 | 5 | HeaderMin3_HeaderMax5 | 4 | 3 | 9
541 | 13 | 015-095-4P-5HP | NBS_015-095_4P_5HP_8.82_SS | 230.1371 | 230.1371 | 460.2742 | 2 | 1 | 3 | E | NBS_EndSuction | 2.5 | 1.5 | 2.5 | 4 | BranchMin2.5_BranchMax4 | 2.5 | 3 | 3 | 5 | HeaderMin3_HeaderMax5 | 5 | 3 | 9
541 | 13 | 015-095-4P-5HP | NBS_015-095_4P_5HP_8.82_SS | 230.1371 | 230.1371 | 460.2742 | 2 | 1 | 3 | E | NBS_EndSuction | 2.5 | 1.5 | 2.5 | 4 | BranchMin2.5_BranchMax4 | 3 | 3 | 3 | 5 | HeaderMin3_HeaderMax5 | 3 | 3 | 9 | [11 empty] | INVALID
541 | 13 | 015-095-4P-5HP | NBS_015-095_4P_5HP_8.82_SS | 230.1371 | 230.1371 | 460.2742 | 2 | 1 | 3 | E | NBS_EndSuction | 2.5 | 1.5 | 2.5 | 4 | BranchMin2.5_BranchMax4 | 3 | 3 | 3 | 5 | HeaderMin3_HeaderMax5 | 4 | 3 | 9
541 | 13 | 015-095-4P-5HP | NBS_015-095_4P_5HP_8.82_SS | 230.1371 | 230.1371 | 460.2742 | 2 | 1 | 3 | E | NBS_EndSuction | 2.5 | 1.5 | 2.5 | 4 | BranchMin2.5_BranchMax4 | 3 | 3 | 3 | 5 | HeaderMin3_HeaderMax5 | 5 | 3 | 9
541 | 13 | 015-095-4P-5HP | NBS_015-095_4P_5HP_8.82_SS | 230.1371 | 230.1371 | 460.2742 | 2 | 1 | 3 | E | NBS_EndSuction | 2.5 | 1.5 | 2.5 | 4 | BranchMin2.5_BranchMax4 | 4 | 3 | 3 | 5 | HeaderMin3_HeaderMax5 | 3 | 3 | 9 | [11 empty] | INVALID
541 | 13 | 015-095-4P-5HP | NBS_015-095_4P_5HP_8.82_SS | 230.1371 | 230.1371 | 460.2742 | 2 | 1 | 3 | E | NBS_EndSuction | 2.5 | 1.5 | 2.5 | 4 | BranchMin2.5_BranchMax4 | 4 | 3 | 3 | 5 | HeaderMin3_HeaderMax5 | 4 | 3 | 9 | [11 empty] | INVALID
541 | 13 | 015-095-4P-5HP | NBS_015-095_4P_5HP_8.82_SS | 230.1371 | 230.1371 | 460.2742 | 2 | 1 | 3 | E | NBS_EndSuction | 2.5 | 1.5 | 2.5 | 4 | BranchMin2.5_BranchMax4 | 4 | 3 | 3 | 5 | HeaderMin3_HeaderMax5 | 5 | 3 | 9
542 | 14 | 015-095-4P-7pt5HP | NBS_015-095_4P_7.5HP_9.84_SS | 242.8034 | 242.8034 | 485.6067 | 2 | 1 | 3 | E | NBS_EndSuction | 2.5 | 1.5 | 2.5 | 4 | BranchMin2.5_BranchMax4 | 2.5 | 3 | 3 | 5 | HeaderMin3_HeaderMax5 | 3 | 3 | 9
542 | 14 | 015-095-4P-7pt5HP | NBS_015-095_4P_7.5HP_9.84_SS | 242.8034 | 242.8034 | 485.6067 | 2 | 1 | 3 | E | NBS_EndSuction | 2.5 | 1.5 | 2.5 | 4 | BranchMin2.5_BranchMax4 | 2.5 | 3 | 3 | 5 | HeaderMin3_HeaderMax5 | 4 | 3 | 9
542 | 14 | 015-095-4P-7pt5HP | NBS_015-095_4P_7.5HP_9.84_SS | 242.8034 | 242.8034 | 485.6067 | 2 | 1 | 3 | E | NBS_EndSuction | 2.5 | 1.5 | 2.5 | 4 | BranchMin2.5_BranchMax4 | 2.5 | 3 | 3 | 5 | HeaderMin3_HeaderMax5 | 5 | 3 | 9
542 | 14 | 015-095-4P-7pt5HP | NBS_015-095_4P_7.5HP_9.84_SS | 242.8034 | 242.8034 | 485.6067 | 2 | 1 | 3 | E | NBS_EndSuction | 2.5 | 1.5 | 2.5 | 4 | BranchMin2.5_BranchMax4 | 3 | 3 | 3 | 5 | HeaderMin3_HeaderMax5 | 3 | 3 | 9 | [11 empty] | INVALID
542 | 14 | 015-095-4P-7pt5HP | NBS_015-095_4P_7.5HP_9.84_SS | 242.8034 | 242.8034 | 485.6067 | 2 | 1 | 3 | E | NBS_EndSuction | 2.5 | 1.5 | 2.5 | 4 | BranchMin2.5_BranchMax4 | 3 | 3 | 3 | 5 | HeaderMin3_HeaderMax5 | 4 | 3 | 9
542 | 14 | 015-095-4P-7pt5HP | NBS_015-095_4P_7.5HP_9.84_SS | 242.8034 | 242.8034 | 485.6067 | 2 | 1 | 3 | E | NBS_EndSuction | 2.5 | 1.5 | 2.5 | 4 | BranchMin2.5_BranchMax4 | 3 | 3 | 3 | 5 | HeaderMin3_HeaderMax5 | 5 | 3 | 9
542 | 14 | 015-095-4P-7pt5HP | NBS_015-095_4P_7.5HP_9.84_SS | 242.8034 | 242.8034 | 485.6067 | 2 | 1 | 3 | E | NBS_EndSuction | 2.5 | 1.5 | 2.5 | 4 | BranchMin2.5_BranchMax4 | 4 | 3 | 3 | 5 | HeaderMin3_HeaderMax5 | 3 | 3 | 9 | [11 empty] | INVALID
542 | 14 | 015-095-4P-7pt5HP | NBS_015-095_4P_7.5HP_9.84_SS | 242.8034 | 242.8034 | 485.6067 | 2 | 1 | 3 | E | NBS_EndSuction | 2.5 | 1.5 | 2.5 | 4 | BranchMin2.5_BranchMax4 | 4 | 3 | 3 | 5 | HeaderMin3_HeaderMax5 | 4 | 3 | 9 | [11 empty] | INVALID
542 | 14 | 015-095-4P-7pt5HP | NBS_015-095_4P_7.5HP_9.84_SS | 242.8034 | 242.8034 | 485.6067 | 2 | 1 | 3 | E | NBS_EndSuction | 2.5 | 1.5 | 2.5 | 4 | BranchMin2.5_BranchMax4 | 4 | 3 | 3 | 5 | HeaderMin3_HeaderMax5 | 5 | 3 | 9
543 | 15 | 020-095-4P-2HP | NBS_020-095_4P_2HP_5.83_SS | 178.5455 | 178.5455 | 357.091 | 2 | 1 | 3 | E | NBS_EndSuction | 2.5 | 2 | 2.5 | 3 | BranchMin2.5_BranchMax3 | 2.5 | 2 | 3 | 4 | HeaderMin3_HeaderMax4 | 3 | 2 | 4
543 | 15 | 020-095-4P-2HP | NBS_020-095_4P_2HP_5.83_SS | 178.5455 | 178.5455 | 357.091 | 2 | 1 | 3 | E | NBS_EndSuction | 2.5 | 2 | 2.5 | 3 | BranchMin2.5_BranchMax3 | 2.5 | 2 | 3 | 4 | HeaderMin3_HeaderMax4 | 4 | 2 | 4
543 | 15 | 020-095-4P-2HP | NBS_020-095_4P_2HP_5.83_SS | 178.5455 | 178.5455 | 357.091 | 2 | 1 | 3 | E | NBS_EndSuction | 2.5 | 2 | 2.5 | 3 | BranchMin2.5_BranchMax3 | 3 | 2 | 3 | 4 | HeaderMin3_HeaderMax4 | 3 | 2 | 4 | [11 empty] | INVALID
543 | 15 | 020-095-4P-2HP | NBS_020-095_4P_2HP_5.83_SS | 178.5455 | 178.5455 | 357.091 | 2 | 1 | 3 | E | NBS_EndSuction | 2.5 | 2 | 2.5 | 3 | BranchMin2.5_BranchMax3 | 3 | 2 | 3 | 4 | HeaderMin3_HeaderMax4 | 4 | 2 | 4
544 | 16 | 020-095-4P-3HP | NBS_020-095_4P_3HP_6.61_SS | 208.9617 | 208.9617 | 417.9234 | 2 | 1 | 3 | E | NBS_EndSuction | 2.5 | 2 | 2.5 | 3 | BranchMin2.5_BranchMax3 | 2.5 | 2 | 3 | 5 | HeaderMin3_HeaderMax5 | 3 | 3 | 6
544 | 16 | 020-095-4P-3HP | NBS_020-095_4P_3HP_6.61_SS | 208.9617 | 208.9617 | 417.9234 | 2 | 1 | 3 | E | NBS_EndSuction | 2.5 | 2 | 2.5 | 3 | BranchMin2.5_BranchMax3 | 2.5 | 2 | 3 | 5 | HeaderMin3_HeaderMax5 | 4 | 3 | 6
544 | 16 | 020-095-4P-3HP | NBS_020-095_4P_3HP_6.61_SS | 208.9617 | 208.9617 | 417.9234 | 2 | 1 | 3 | E | NBS_EndSuction | 2.5 | 2 | 2.5 | 3 | BranchMin2.5_BranchMax3 | 2.5 | 2 | 3 | 5 | HeaderMin3_HeaderMax5 | 5 | 3 | 6
544 | 16 | 020-095-4P-3HP | NBS_020-095_4P_3HP_6.61_SS | 208.9617 | 208.9617 | 417.9234 | 2 | 1 | 3 | E | NBS_EndSuction | 2.5 | 2 | 2.5 | 3 | BranchMin2.5_BranchMax3 | 3 | 2 | 3 | 5 | HeaderMin3_HeaderMax5 | 3 | 3 | 6 | [11 empty] | INVALID
544 | 16 | 020-095-4P-3HP | NBS_020-095_4P_3HP_6.61_SS | 208.9617 | 208.9617 | 417.9234 | 2 | 1 | 3 | E | NBS_EndSuction | 2.5 | 2 | 2.5 | 3 | BranchMin2.5_BranchMax3 | 3 | 2 | 3 | 5 | HeaderMin3_HeaderMax5 | 4 | 3 | 6
544 | 16 | 020-095-4P-3HP | NBS_020-095_4P_3HP_6.61_SS | 208.9617 | 208.9617 | 417.9234 | 2 | 1 | 3 | E | NBS_EndSuction | 2.5 | 2 | 2.5 | 3 | BranchMin2.5_BranchMax3 | 3 | 2 | 3 | 5 | HeaderMin3_HeaderMax5 | 5 | 3 | 6
545 | 17 | 020-095-4P-5HP | NBS_020-095_4P_5HP_8.11_SS | 260.8895 | 260.8895 | 521.7789 | 2 | 1 | 3 | E | NBS_EndSuction | 2.5 | 2 | 2.5 | 4 | BranchMin2.5_BranchMax4 | 2.5 | 3 | 3 | 5 | HeaderMin3_HeaderMax5 | 3 | 3 | 9
545 | 17 | 020-095-4P-5HP | NBS_020-095_4P_5HP_8.11_SS | 260.8895 | 260.8895 | 521.7789 | 2 | 1 | 3 | E | NBS_EndSuction | 2.5 | 2 | 2.5 | 4 | BranchMin2.5_BranchMax4 | 2.5 | 3 | 3 | 5 | HeaderMin3_HeaderMax5 | 4 | 3 | 9
545 | 17 | 020-095-4P-5HP | NBS_020-095_4P_5HP_8.11_SS | 260.8895 | 260.8895 | 521.7789 | 2 | 1 | 3 | E | NBS_EndSuction | 2.5 | 2 | 2.5 | 4 | BranchMin2.5_BranchMax4 | 2.5 | 3 | 3 | 5 | HeaderMin3_HeaderMax5 | 5 | 3 | 9
545 | 17 | 020-095-4P-5HP | NBS_020-095_4P_5HP_8.11_SS | 260.8895 | 260.8895 | 521.7789 | 2 | 1 | 3 | E | NBS_EndSuction | 2.5 | 2 | 2.5 | 4 | BranchMin2.5_BranchMax4 | 3 | 3 | 3 | 5 | HeaderMin3_HeaderMax5 | 3 | 3 | 9 | [11 empty] | INVALID
545 | 17 | 020-095-4P-5HP | NBS_020-095_4P_5HP_8.11_SS | 260.8895 | 260.8895 | 521.7789 | 2 | 1 | 3 | E | NBS_EndSuction | 2.5 | 2 | 2.5 | 4 | BranchMin2.5_BranchMax4 | 3 | 3 | 3 | 5 | HeaderMin3_HeaderMax5 | 4 | 3 | 9
545 | 17 | 020-095-4P-5HP | NBS_020-095_4P_5HP_8.11_SS | 260.8895 | 260.8895 | 521.7789 | 2 | 1 | 3 | E | NBS_EndSuction | 2.5 | 2 | 2.5 | 4 | BranchMin2.5_BranchMax4 | 3 | 3 | 3 | 5 | HeaderMin3_HeaderMax5 | 5 | 3 | 9
545 | 17 | 020-095-4P-5HP | NBS_020-095_4P_5HP_8.11_SS | 260.8895 | 260.8895 | 521.7789 | 2 | 1 | 3 | E | NBS_EndSuction | 2.5 | 2 | 2.5 | 4 | BranchMin2.5_BranchMax4 | 4 | 3 | 3 | 5 | HeaderMin3_HeaderMax5 | 3 | 3 | 9 | [11 empty] | INVALID
545 | 17 | 020-095-4P-5HP | NBS_020-095_4P_5HP_8.11_SS | 260.8895 | 260.8895 | 521.7789 | 2 | 1 | 3 | E | NBS_EndSuction | 2.5 | 2 | 2.5 | 4 | BranchMin2.5_BranchMax4 | 4 | 3 | 3 | 5 | HeaderMin3_HeaderMax5 | 4 | 3 | 9 | [11 empty] | INVALID
545 | 17 | 020-095-4P-5HP | NBS_020-095_4P_5HP_8.11_SS | 260.8895 | 260.8895 | 521.7789 | 2 | 1 | 3 | E | NBS_EndSuction | 2.5 | 2 | 2.5 | 4 | BranchMin2.5_BranchMax4 | 4 | 3 | 3 | 5 | HeaderMin3_HeaderMax5 | 5 | 3 | 9
546 | 18 | 020-095-4P-7pt5HP | NBS_020-095_4P_7.5HP_9.45_SS | 297.3228 | 297.3228 | 594.6456 | 2 | 1 | 3 | E | NBS_EndSuction | 2.5 | 2 | 2.5 | 4 | BranchMin2.5_BranchMax4 | 2.5 | 3 | 3 | 5 | HeaderMin3_HeaderMax5 | 3 | 3 | 9
546 | 18 | 020-095-4P-7pt5HP | NBS_020-095_4P_7.5HP_9.45_SS | 297.3228 | 297.3228 | 594.6456 | 2 | 1 | 3 | E | NBS_EndSuction | 2.5 | 2 | 2.5 | 4 | BranchMin2.5_BranchMax4 | 2.5 | 3 | 3 | 5 | HeaderMin3_HeaderMax5 | 4 | 3 | 9
546 | 18 | 020-095-4P-7pt5HP | NBS_020-095_4P_7.5HP_9.45_SS | 297.3228 | 297.3228 | 594.6456 | 2 | 1 | 3 | E | NBS_EndSuction | 2.5 | 2 | 2.5 | 4 | BranchMin2.5_BranchMax4 | 2.5 | 3 | 3 | 5 | HeaderMin3_HeaderMax5 | 5 | 3 | 9
546 | 18 | 020-095-4P-7pt5HP | NBS_020-095_4P_7.5HP_9.45_SS | 297.3228 | 297.3228 | 594.6456 | 2 | 1 | 3 | E | NBS_EndSuction | 2.5 | 2 | 2.5 | 4 | BranchMin2.5_BranchMax4 | 3 | 3 | 3 | 5 | HeaderMin3_HeaderMax5 | 3 | 3 | 9 | [11 empty] | INVALID
546 | 18 | 020-095-4P-7pt5HP | NBS_020-095_4P_7.5HP_9.45_SS | 297.3228 | 297.3228 | 594.6456 | 2 | 1 | 3 | E | NBS_EndSuction | 2.5 | 2 | 2.5 | 4 | BranchMin2.5_BranchMax4 | 3 | 3 | 3 | 5 | HeaderMin3_HeaderMax5 | 4 | 3 | 9
546 | 18 | 020-095-4P-7pt5HP | NBS_020-095_4P_7.5HP_9.45_SS | 297.3228 | 297.3228 | 594.6456 | 2 | 1 | 3 | E | NBS_EndSuction | 2.5 | 2 | 2.5 | 4 | BranchMin2.5_BranchMax4 | 3 | 3 | 3 | 5 | HeaderMin3_HeaderMax5 | 5 | 3 | 9
546 | 18 | 020-095-4P-7pt5HP | NBS_020-095_4P_7.5HP_9.45_SS | 297.3228 | 297.3228 | 594.6456 | 2 | 1 | 3 | E | NBS_EndSuction | 2.5 | 2 | 2.5 | 4 | BranchMin2.5_BranchMax4 | 4 | 3 | 3 | 5 | HeaderMin3_HeaderMax5 | 3 | 3 | 9 | [11 empty] | INVALID
546 | 18 | 020-095-4P-7pt5HP | NBS_020-095_4P_7.5HP_9.45_SS | 297.3228 | 297.3228 | 594.6456 | 2 | 1 | 3 | E | NBS_EndSuction | 2.5 | 2 | 2.5 | 4 | BranchMin2.5_BranchMax4 | 4 | 3 | 3 | 5 | HeaderMin3_HeaderMax5 | 4 | 3 | 9 | [11 empty] | INVALID
546 | 18 | 020-095-4P-7pt5HP | NBS_020-095_4P_7.5HP_9.45_SS | 297.3228 | 297.3228 | 594.6456 | 2 | 1 | 3 | E | NBS_EndSuction | 2.5 | 2 | 2.5 | 4 | BranchMin2.5_BranchMax4 | 4 | 3 | 3 | 5 | HeaderMin3_HeaderMax5 | 5 | 3 | 9
547 | 19 | 020-110-4P-5HP | NBS_020-110_4P_5HP_8.11_SS | 273.669 | 273.669 | 547.3381 | 2 | 1 | 3 | E | NBS_EndSuction | 2.5 | 2 | 2.5 | 4 | BranchMin2.5_BranchMax4 | 2.5 | 3 | 3 | 5 | HeaderMin3_HeaderMax5 | 3 | 3 | 9
547 | 19 | 020-110-4P-5HP | NBS_020-110_4P_5HP_8.11_SS | 273.669 | 273.669 | 547.3381 | 2 | 1 | 3 | E | NBS_EndSuction | 2.5 | 2 | 2.5 | 4 | BranchMin2.5_BranchMax4 | 2.5 | 3 | 3 | 5 | HeaderMin3_HeaderMax5 | 4 | 3 | 9
547 | 19 | 020-110-4P-5HP | NBS_020-110_4P_5HP_8.11_SS | 273.669 | 273.669 | 547.3381 | 2 | 1 | 3 | E | NBS_EndSuction | 2.5 | 2 | 2.5 | 4 | BranchMin2.5_BranchMax4 | 2.5 | 3 | 3 | 5 | HeaderMin3_HeaderMax5 | 5 | 3 | 9
547 | 19 | 020-110-4P-5HP | NBS_020-110_4P_5HP_8.11_SS | 273.669 | 273.669 | 547.3381 | 2 | 1 | 3 | E | NBS_EndSuction | 2.5 | 2 | 2.5 | 4 | BranchMin2.5_BranchMax4 | 3 | 3 | 3 | 5 | HeaderMin3_HeaderMax5 | 3 | 3 | 9 | [11 empty] | INVALID
547 | 19 | 020-110-4P-5HP | NBS_020-110_4P_5HP_8.11_SS | 273.669 | 273.669 | 547.3381 | 2 | 1 | 3 | E | NBS_EndSuction | 2.5 | 2 | 2.5 | 4 | BranchMin2.5_BranchMax4 | 3 | 3 | 3 | 5 | HeaderMin3_HeaderMax5 | 4 | 3 | 9
547 | 19 | 020-110-4P-5HP | NBS_020-110_4P_5HP_8.11_SS | 273.669 | 273.669 | 547.3381 | 2 | 1 | 3 | E | NBS_EndSuction | 2.5 | 2 | 2.5 | 4 | BranchMin2.5_BranchMax4 | 3 | 3 | 3 | 5 | HeaderMin3_HeaderMax5 | 5 | 3 | 9
547 | 19 | 020-110-4P-5HP | NBS_020-110_4P_5HP_8.11_SS | 273.669 | 273.669 | 547.3381 | 2 | 1 | 3 | E | NBS_EndSuction | 2.5 | 2 | 2.5 | 4 | BranchMin2.5_BranchMax4 | 4 | 3 | 3 | 5 | HeaderMin3_HeaderMax5 | 3 | 3 | 9 | [11 empty] | INVALID
547 | 19 | 020-110-4P-5HP | NBS_020-110_4P_5HP_8.11_SS | 273.669 | 273.669 | 547.3381 | 2 | 1 | 3 | E | NBS_EndSuction | 2.5 | 2 | 2.5 | 4 | BranchMin2.5_BranchMax4 | 4 | 3 | 3 | 5 | HeaderMin3_HeaderMax5 | 4 | 3 | 9 | [11 empty] | INVALID
547 | 19 | 020-110-4P-5HP | NBS_020-110_4P_5HP_8.11_SS | 273.669 | 273.669 | 547.3381 | 2 | 1 | 3 | E | NBS_EndSuction | 2.5 | 2 | 2.5 | 4 | BranchMin2.5_BranchMax4 | 4 | 3 | 3 | 5 | HeaderMin3_HeaderMax5 | 5 | 3 | 9
548 | 20 | 020-110-4P-7pt5HP | NBS_020-110_4P_7.5HP_8.98_SS | 321.881 | 321.881 | 643.7619 | 2 | 1 | 3 | E | NBS_EndSuction | 2.5 | 2 | 2.5 | 4 | BranchMin2.5_BranchMax4 | 2.5 | 3 | 3 | 5 | HeaderMin3_HeaderMax5 | 3 | 3 | 9
548 | 20 | 020-110-4P-7pt5HP | NBS_020-110_4P_7.5HP_8.98_SS | 321.881 | 321.881 | 643.7619 | 2 | 1 | 3 | E | NBS_EndSuction | 2.5 | 2 | 2.5 | 4 | BranchMin2.5_BranchMax4 | 2.5 | 3 | 3 | 5 | HeaderMin3_HeaderMax5 | 4 | 3 | 9
548 | 20 | 020-110-4P-7pt5HP | NBS_020-110_4P_7.5HP_8.98_SS | 321.881 | 321.881 | 643.7619 | 2 | 1 | 3 | E | NBS_EndSuction | 2.5 | 2 | 2.5 | 4 | BranchMin2.5_BranchMax4 | 2.5 | 3 | 3 | 5 | HeaderMin3_HeaderMax5 | 5 | 3 | 9
548 | 20 | 020-110-4P-7pt5HP | NBS_020-110_4P_7.5HP_8.98_SS | 321.881 | 321.881 | 643.7619 | 2 | 1 | 3 | E | NBS_EndSuction | 2.5 | 2 | 2.5 | 4 | BranchMin2.5_BranchMax4 | 3 | 3 | 3 | 5 | HeaderMin3_HeaderMax5 | 3 | 3 | 9 | [11 empty] | INVALID
548 | 20 | 020-110-4P-7pt5HP | NBS_020-110_4P_7.5HP_8.98_SS | 321.881 | 321.881 | 643.7619 | 2 | 1 | 3 | E | NBS_EndSuction | 2.5 | 2 | 2.5 | 4 | BranchMin2.5_BranchMax4 | 3 | 3 | 3 | 5 | HeaderMin3_HeaderMax5 | 4 | 3 | 9
548 | 20 | 020-110-4P-7pt5HP | NBS_020-110_4P_7.5HP_8.98_SS | 321.881 | 321.881 | 643.7619 | 2 | 1 | 3 | E | NBS_EndSuction | 2.5 | 2 | 2.5 | 4 | BranchMin2.5_BranchMax4 | 3 | 3 | 3 | 5 | HeaderMin3_HeaderMax5 | 5 | 3 | 9
548 | 20 | 020-110-4P-7pt5HP | NBS_020-110_4P_7.5HP_8.98_SS | 321.881 | 321.881 | 643.7619 | 2 | 1 | 3 | E | NBS_EndSuction | 2.5 | 2 | 2.5 | 4 | BranchMin2.5_BranchMax4 | 4 | 3 | 3 | 5 | HeaderMin3_HeaderMax5 | 3 | 3 | 9 | [11 empty] | INVALID
548 | 20 | 020-110-4P-7pt5HP | NBS_020-110_4P_7.5HP_8.98_SS | 321.881 | 321.881 | 643.7619 | 2 | 1 | 3 | E | NBS_EndSuction | 2.5 | 2 | 2.5 | 4 | BranchMin2.5_BranchMax4 | 4 | 3 | 3 | 5 | HeaderMin3_HeaderMax5 | 4 | 3 | 9 | [11 empty] | INVALID
548 | 20 | 020-110-4P-7pt5HP | NBS_020-110_4P_7.5HP_8.98_SS | 321.881 | 321.881 | 643.7619 | 2 | 1 | 3 | E | NBS_EndSuction | 2.5 | 2 | 2.5 | 4 | BranchMin2.5_BranchMax4 | 4 | 3 | 3 | 5 | HeaderMin3_HeaderMax5 | 5 | 3 | 9
549 | 21 | 020-110-4P-10HP | NBS_020-110_4P_10HP_9.92_SS | 360.1978 | 360.1978 | 720.3955 | 2 | 1 | 3 | E | NBS_EndSuction | 2.5 | 2 | 2.5 | 4 | BranchMin2.5_BranchMax4 | 2.5 | 3 | 3 | 6 | HeaderMin3_HeaderMax6 | 3 | 4 | 12
549 | 21 | 020-110-4P-10HP | NBS_020-110_4P_10HP_9.92_SS | 360.1978 | 360.1978 | 720.3955 | 2 | 1 | 3 | E | NBS_EndSuction | 2.5 | 2 | 2.5 | 4 | BranchMin2.5_BranchMax4 | 2.5 | 3 | 3 | 6 | HeaderMin3_HeaderMax6 | 4 | 4 | 12
549 | 21 | 020-110-4P-10HP | NBS_020-110_4P_10HP_9.92_SS | 360.1978 | 360.1978 | 720.3955 | 2 | 1 | 3 | E | NBS_EndSuction | 2.5 | 2 | 2.5 | 4 | BranchMin2.5_BranchMax4 | 2.5 | 3 | 3 | 6 | HeaderMin3_HeaderMax6 | 5 | 4 | 12
549 | 21 | 020-110-4P-10HP | NBS_020-110_4P_10HP_9.92_SS | 360.1978 | 360.1978 | 720.3955 | 2 | 1 | 3 | E | NBS_EndSuction | 2.5 | 2 | 2.5 | 4 | BranchMin2.5_BranchMax4 | 2.5 | 3 | 3 | 6 | HeaderMin3_HeaderMax6 | 6 | 4 | 12
549 | 21 | 020-110-4P-10HP | NBS_020-110_4P_10HP_9.92_SS | 360.1978 | 360.1978 | 720.3955 | 2 | 1 | 3 | E | NBS_EndSuction | 2.5 | 2 | 2.5 | 4 | BranchMin2.5_BranchMax4 | 3 | 3 | 3 | 6 | HeaderMin3_HeaderMax6 | 3 | 4 | 12 | [11 empty] | INVALID
549 | 21 | 020-110-4P-10HP | NBS_020-110_4P_10HP_9.92_SS | 360.1978 | 360.1978 | 720.3955 | 2 | 1 | 3 | E | NBS_EndSuction | 2.5 | 2 | 2.5 | 4 | BranchMin2.5_BranchMax4 | 3 | 3 | 3 | 6 | HeaderMin3_HeaderMax6 | 4 | 4 | 12
549 | 21 | 020-110-4P-10HP | NBS_020-110_4P_10HP_9.92_SS | 360.1978 | 360.1978 | 720.3955 | 2 | 1 | 3 | E | NBS_EndSuction | 2.5 | 2 | 2.5 | 4 | BranchMin2.5_BranchMax4 | 3 | 3 | 3 | 6 | HeaderMin3_HeaderMax6 | 5 | 4 | 12
549 | 21 | 020-110-4P-10HP | NBS_020-110_4P_10HP_9.92_SS | 360.1978 | 360.1978 | 720.3955 | 2 | 1 | 3 | E | NBS_EndSuction | 2.5 | 2 | 2.5 | 4 | BranchMin2.5_BranchMax4 | 3 | 3 | 3 | 6 | HeaderMin3_HeaderMax6 | 6 | 4 | 12
549 | 21 | 020-110-4P-10HP | NBS_020-110_4P_10HP_9.92_SS | 360.1978 | 360.1978 | 720.3955 | 2 | 1 | 3 | E | NBS_EndSuction | 2.5 | 2 | 2.5 | 4 | BranchMin2.5_BranchMax4 | 4 | 3 | 3 | 6 | HeaderMin3_HeaderMax6 | 3 | 4 | 12 | [11 empty] | INVALID
549 | 21 | 020-110-4P-10HP | NBS_020-110_4P_10HP_9.92_SS | 360.1978 | 360.1978 | 720.3955 | 2 | 1 | 3 | E | NBS_EndSuction | 2.5 | 2 | 2.5 | 4 | BranchMin2.5_BranchMax4 | 4 | 3 | 3 | 6 | HeaderMin3_HeaderMax6 | 4 | 4 | 12 | [11 empty] | INVALID
549 | 21 | 020-110-4P-10HP | NBS_020-110_4P_10HP_9.92_SS | 360.1978 | 360.1978 | 720.3955 | 2 | 1 | 3 | E | NBS_EndSuction | 2.5 | 2 | 2.5 | 4 | BranchMin2.5_BranchMax4 | 4 | 3 | 3 | 6 | HeaderMin3_HeaderMax6 | 5 | 4 | 12
549 | 21 | 020-110-4P-10HP | NBS_020-110_4P_10HP_9.92_SS | 360.1978 | 360.1978 | 720.3955 | 2 | 1 | 3 | E | NBS_EndSuction | 2.5 | 2 | 2.5 | 4 | BranchMin2.5_BranchMax4 | 4 | 3 | 3 | 6 | HeaderMin3_HeaderMax6 | 6 | 4 | 12
550 | 22 | 020-110-4P-15HP | NBS_020-110_4P_15HP_10.31_SS | 376.0572 | 376.0572 | 752.1143 | 2 | 1 | 3 | E | NBS_EndSuction | 2.5 | 2 | 2.5 | 4 | BranchMin2.5_BranchMax4 | 2.5 | 3 | 3 | 6 | HeaderMin3_HeaderMax6 | 3 | 4 | 12
550 | 22 | 020-110-4P-15HP | NBS_020-110_4P_15HP_10.31_SS | 376.0572 | 376.0572 | 752.1143 | 2 | 1 | 3 | E | NBS_EndSuction | 2.5 | 2 | 2.5 | 4 | BranchMin2.5_BranchMax4 | 2.5 | 3 | 3 | 6 | HeaderMin3_HeaderMax6 | 4 | 4 | 12
550 | 22 | 020-110-4P-15HP | NBS_020-110_4P_15HP_10.31_SS | 376.0572 | 376.0572 | 752.1143 | 2 | 1 | 3 | E | NBS_EndSuction | 2.5 | 2 | 2.5 | 4 | BranchMin2.5_BranchMax4 | 2.5 | 3 | 3 | 6 | HeaderMin3_HeaderMax6 | 5 | 4 | 12
550 | 22 | 020-110-4P-15HP | NBS_020-110_4P_15HP_10.31_SS | 376.0572 | 376.0572 | 752.1143 | 2 | 1 | 3 | E | NBS_EndSuction | 2.5 | 2 | 2.5 | 4 | BranchMin2.5_BranchMax4 | 2.5 | 3 | 3 | 6 | HeaderMin3_HeaderMax6 | 6 | 4 | 12
550 | 22 | 020-110-4P-15HP | NBS_020-110_4P_15HP_10.31_SS | 376.0572 | 376.0572 | 752.1143 | 2 | 1 | 3 | E | NBS_EndSuction | 2.5 | 2 | 2.5 | 4 | BranchMin2.5_BranchMax4 | 3 | 3 | 3 | 6 | HeaderMin3_HeaderMax6 | 3 | 4 | 12 | [11 empty] | INVALID
550 | 22 | 020-110-4P-15HP | NBS_020-110_4P_15HP_10.31_SS | 376.0572 | 376.0572 | 752.1143 | 2 | 1 | 3 | E | NBS_EndSuction | 2.5 | 2 | 2.5 | 4 | BranchMin2.5_BranchMax4 | 3 | 3 | 3 | 6 | HeaderMin3_HeaderMax6 | 4 | 4 | 12
550 | 22 | 020-110-4P-15HP | NBS_020-110_4P_15HP_10.31_SS | 376.0572 | 376.0572 | 752.1143 | 2 | 1 | 3 | E | NBS_EndSuction | 2.5 | 2 | 2.5 | 4 | BranchMin2.5_BranchMax4 | 3 | 3 | 3 | 6 | HeaderMin3_HeaderMax6 | 5 | 4 | 12
550 | 22 | 020-110-4P-15HP | NBS_020-110_4P_15HP_10.31_SS | 376.0572 | 376.0572 | 752.1143 | 2 | 1 | 3 | E | NBS_EndSuction | 2.5 | 2 | 2.5 | 4 | BranchMin2.5_BranchMax4 | 3 | 3 | 3 | 6 | HeaderMin3_HeaderMax6 | 6 | 4 | 12
550 | 22 | 020-110-4P-15HP | NBS_020-110_4P_15HP_10.31_SS | 376.0572 | 376.0572 | 752.1143 | 2 | 1 | 3 | E | NBS_EndSuction | 2.5 | 2 | 2.5 | 4 | BranchMin2.5_BranchMax4 | 4 | 3 | 3 | 6 | HeaderMin3_HeaderMax6 | 3 | 4 | 12 | [11 empty] | INVALID
550 | 22 | 020-110-4P-15HP | NBS_020-110_4P_15HP_10.31_SS | 376.0572 | 376.0572 | 752.1143 | 2 | 1 | 3 | E | NBS_EndSuction | 2.5 | 2 | 2.5 | 4 | BranchMin2.5_BranchMax4 | 4 | 3 | 3 | 6 | HeaderMin3_HeaderMax6 | 4 | 4 | 12 | [11 empty] | INVALID
550 | 22 | 020-110-4P-15HP | NBS_020-110_4P_15HP_10.31_SS | 376.0572 | 376.0572 | 752.1143 | 2 | 1 | 3 | E | NBS_EndSuction | 2.5 | 2 | 2.5 | 4 | BranchMin2.5_BranchMax4 | 4 | 3 | 3 | 6 | HeaderMin3_HeaderMax6 | 5 | 4 | 12
550 | 22 | 020-110-4P-15HP | NBS_020-110_4P_15HP_10.31_SS | 376.0572 | 376.0572 | 752.1143 | 2 | 1 | 3 | E | NBS_EndSuction | 2.5 | 2 | 2.5 | 4 | BranchMin2.5_BranchMax4 | 4 | 3 | 3 | 6 | HeaderMin3_HeaderMax6 | 6 | 4 | 12
551 | 23 | 020-135-4P-7pt5HP | NBS_020-135_4P_7.5HP_9.29_SS | 261.6739 | 261.6739 | 523.3477 | 2 | 1 | 3 | E | NBS_EndSuction | 3 | 2 | 3 | 4 | BranchMin3_BranchMax4 | 3 | 2 | 4 | 5 | HeaderMin4_HeaderMax5 | 4 | 2 | 4
551 | 23 | 020-135-4P-7pt5HP | NBS_020-135_4P_7.5HP_9.29_SS | 261.6739 | 261.6739 | 523.3477 | 2 | 1 | 3 | E | NBS_EndSuction | 3 | 2 | 3 | 4 | BranchMin3_BranchMax4 | 3 | 2 | 4 | 5 | HeaderMin4_HeaderMax5 | 5 | 2 | 4
551 | 23 | 020-135-4P-7pt5HP | NBS_020-135_4P_7.5HP_9.29_SS | 261.6739 | 261.6739 | 523.3477 | 2 | 1 | 3 | E | NBS_EndSuction | 3 | 2 | 3 | 4 | BranchMin3_BranchMax4 | 4 | 2 | 4 | 5 | HeaderMin4_HeaderMax5 | 4 | 2 | 4 | [11 empty] | INVALID
551 | 23 | 020-135-4P-7pt5HP | NBS_020-135_4P_7.5HP_9.29_SS | 261.6739 | 261.6739 | 523.3477 | 2 | 1 | 3 | E | NBS_EndSuction | 3 | 2 | 3 | 4 | BranchMin3_BranchMax4 | 4 | 2 | 4 | 5 | HeaderMin4_HeaderMax5 | 5 | 2 | 4
552 | 24 | 020-135-4P-10HP | NBS_020-135_4P_10HP_10.16_SS | 299.9456 | 299.9456 | 599.8912 | 2 | 1 | 3 | E | NBS_EndSuction | 3 | 2 | 3 | 4 | BranchMin3_BranchMax4 | 3 | 2 | 4 | 5 | HeaderMin4_HeaderMax5 | 4 | 2 | 4
552 | 24 | 020-135-4P-10HP | NBS_020-135_4P_10HP_10.16_SS | 299.9456 | 299.9456 | 599.8912 | 2 | 1 | 3 | E | NBS_EndSuction | 3 | 2 | 3 | 4 | BranchMin3_BranchMax4 | 3 | 2 | 4 | 5 | HeaderMin4_HeaderMax5 | 5 | 2 | 4
552 | 24 | 020-135-4P-10HP | NBS_020-135_4P_10HP_10.16_SS | 299.9456 | 299.9456 | 599.8912 | 2 | 1 | 3 | E | NBS_EndSuction | 3 | 2 | 3 | 4 | BranchMin3_BranchMax4 | 4 | 2 | 4 | 5 | HeaderMin4_HeaderMax5 | 4 | 2 | 4 | [11 empty] | INVALID
552 | 24 | 020-135-4P-10HP | NBS_020-135_4P_10HP_10.16_SS | 299.9456 | 299.9456 | 599.8912 | 2 | 1 | 3 | E | NBS_EndSuction | 3 | 2 | 3 | 4 | BranchMin3_BranchMax4 | 4 | 2 | 4 | 5 | HeaderMin4_HeaderMax5 | 5 | 2 | 4
553 | 25 | 020-135-4P-15HP | NBS_020-135_4P_15HP_11.42_SS | 365.149 | 365.149 | 730.298 | 2 | 1 | 3 | E | NBS_EndSuction | 3 | 2 | 3 | 4 | BranchMin3_BranchMax4 | 3 | 2 | 4 | 6 | HeaderMin4_HeaderMax6 | 4 | 3 | 6
553 | 25 | 020-135-4P-15HP | NBS_020-135_4P_15HP_11.42_SS | 365.149 | 365.149 | 730.298 | 2 | 1 | 3 | E | NBS_EndSuction | 3 | 2 | 3 | 4 | BranchMin3_BranchMax4 | 3 | 2 | 4 | 6 | HeaderMin4_HeaderMax6 | 5 | 3 | 6
553 | 25 | 020-135-4P-15HP | NBS_020-135_4P_15HP_11.42_SS | 365.149 | 365.149 | 730.298 | 2 | 1 | 3 | E | NBS_EndSuction | 3 | 2 | 3 | 4 | BranchMin3_BranchMax4 | 3 | 2 | 4 | 6 | HeaderMin4_HeaderMax6 | 6 | 3 | 6
553 | 25 | 020-135-4P-15HP | NBS_020-135_4P_15HP_11.42_SS | 365.149 | 365.149 | 730.298 | 2 | 1 | 3 | E | NBS_EndSuction | 3 | 2 | 3 | 4 | BranchMin3_BranchMax4 | 4 | 2 | 4 | 6 | HeaderMin4_HeaderMax6 | 4 | 3 | 6 | [11 empty] | INVALID
553 | 25 | 020-135-4P-15HP | NBS_020-135_4P_15HP_11.42_SS | 365.149 | 365.149 | 730.298 | 2 | 1 | 3 | E | NBS_EndSuction | 3 | 2 | 3 | 4 | BranchMin3_BranchMax4 | 4 | 2 | 4 | 6 | HeaderMin4_HeaderMax6 | 5 | 3 | 6
553 | 25 | 020-135-4P-15HP | NBS_020-135_4P_15HP_11.42_SS | 365.149 | 365.149 | 730.298 | 2 | 1 | 3 | E | NBS_EndSuction | 3 | 2 | 3 | 4 | BranchMin3_BranchMax4 | 4 | 2 | 4 | 6 | HeaderMin4_HeaderMax6 | 6 | 3 | 6
554 | 26 | 020-135-4P-20HP | NBS_020-135_4P_20HP_12.52_SS | 403.7936 | 403.7936 | 807.5873 | 2 | 1 | 3 | E | NBS_EndSuction | 3 | 2 | 3 | 5 | BranchMin3_BranchMax5 | 3 | 3 | 4 | 6 | HeaderMin4_HeaderMax6 | 4 | 3 | 9
554 | 26 | 020-135-4P-20HP | NBS_020-135_4P_20HP_12.52_SS | 403.7936 | 403.7936 | 807.5873 | 2 | 1 | 3 | E | NBS_EndSuction | 3 | 2 | 3 | 5 | BranchMin3_BranchMax5 | 3 | 3 | 4 | 6 | HeaderMin4_HeaderMax6 | 5 | 3 | 9
554 | 26 | 020-135-4P-20HP | NBS_020-135_4P_20HP_12.52_SS | 403.7936 | 403.7936 | 807.5873 | 2 | 1 | 3 | E | NBS_EndSuction | 3 | 2 | 3 | 5 | BranchMin3_BranchMax5 | 3 | 3 | 4 | 6 | HeaderMin4_HeaderMax6 | 6 | 3 | 9
554 | 26 | 020-135-4P-20HP | NBS_020-135_4P_20HP_12.52_SS | 403.7936 | 403.7936 | 807.5873 | 2 | 1 | 3 | E | NBS_EndSuction | 3 | 2 | 3 | 5 | BranchMin3_BranchMax5 | 4 | 3 | 4 | 6 | HeaderMin4_HeaderMax6 | 4 | 3 | 9 | [11 empty] | INVALID
554 | 26 | 020-135-4P-20HP | NBS_020-135_4P_20HP_12.52_SS | 403.7936 | 403.7936 | 807.5873 | 2 | 1 | 3 | E | NBS_EndSuction | 3 | 2 | 3 | 5 | BranchMin3_BranchMax5 | 4 | 3 | 4 | 6 | HeaderMin4_HeaderMax6 | 5 | 3 | 9
554 | 26 | 020-135-4P-20HP | NBS_020-135_4P_20HP_12.52_SS | 403.7936 | 403.7936 | 807.5873 | 2 | 1 | 3 | E | NBS_EndSuction | 3 | 2 | 3 | 5 | BranchMin3_BranchMax5 | 4 | 3 | 4 | 6 | HeaderMin4_HeaderMax6 | 6 | 3 | 9
554 | 26 | 020-135-4P-20HP | NBS_020-135_4P_20HP_12.52_SS | 403.7936 | 403.7936 | 807.5873 | 2 | 1 | 3 | E | NBS_EndSuction | 3 | 2 | 3 | 5 | BranchMin3_BranchMax5 | 5 | 3 | 4 | 6 | HeaderMin4_HeaderMax6 | 4 | 3 | 9 | [11 empty] | INVALID
554 | 26 | 020-135-4P-20HP | NBS_020-135_4P_20HP_12.52_SS | 403.7936 | 403.7936 | 807.5873 | 2 | 1 | 3 | E | NBS_EndSuction | 3 | 2 | 3 | 5 | BranchMin3_BranchMax5 | 5 | 3 | 4 | 6 | HeaderMin4_HeaderMax6 | 5 | 3 | 9 | [11 empty] | INVALID
554 | 26 | 020-135-4P-20HP | NBS_020-135_4P_20HP_12.52_SS | 403.7936 | 403.7936 | 807.5873 | 2 | 1 | 3 | E | NBS_EndSuction | 3 | 2 | 3 | 5 | BranchMin3_BranchMax5 | 5 | 3 | 4 | 6 | HeaderMin4_HeaderMax6 | 6 | 3 | 9
555 | 27 | 020-135-4P-25HP | NBS_020-135_4P_25HP_13.31_SS | 402.7736 | 402.7736 | 805.5473 | 2 | 1 | 3 | E | NBS_EndSuction | 3 | 2 | 3 | 5 | BranchMin3_BranchMax5 | 3 | 3 | 4 | 6 | HeaderMin4_HeaderMax6 | 4 | 3 | 9
555 | 27 | 020-135-4P-25HP | NBS_020-135_4P_25HP_13.31_SS | 402.7736 | 402.7736 | 805.5473 | 2 | 1 | 3 | E | NBS_EndSuction | 3 | 2 | 3 | 5 | BranchMin3_BranchMax5 | 3 | 3 | 4 | 6 | HeaderMin4_HeaderMax6 | 5 | 3 | 9
555 | 27 | 020-135-4P-25HP | NBS_020-135_4P_25HP_13.31_SS | 402.7736 | 402.7736 | 805.5473 | 2 | 1 | 3 | E | NBS_EndSuction | 3 | 2 | 3 | 5 | BranchMin3_BranchMax5 | 3 | 3 | 4 | 6 | HeaderMin4_HeaderMax6 | 6 | 3 | 9
555 | 27 | 020-135-4P-25HP | NBS_020-135_4P_25HP_13.31_SS | 402.7736 | 402.7736 | 805.5473 | 2 | 1 | 3 | E | NBS_EndSuction | 3 | 2 | 3 | 5 | BranchMin3_BranchMax5 | 4 | 3 | 4 | 6 | HeaderMin4_HeaderMax6 | 4 | 3 | 9 | [11 empty] | INVALID
555 | 27 | 020-135-4P-25HP | NBS_020-135_4P_25HP_13.31_SS | 402.7736 | 402.7736 | 805.5473 | 2 | 1 | 3 | E | NBS_EndSuction | 3 | 2 | 3 | 5 | BranchMin3_BranchMax5 | 4 | 3 | 4 | 6 | HeaderMin4_HeaderMax6 | 5 | 3 | 9
555 | 27 | 020-135-4P-25HP | NBS_020-135_4P_25HP_13.31_SS | 402.7736 | 402.7736 | 805.5473 | 2 | 1 | 3 | E | NBS_EndSuction | 3 | 2 | 3 | 5 | BranchMin3_BranchMax5 | 4 | 3 | 4 | 6 | HeaderMin4_HeaderMax6 | 6 | 3 | 9
555 | 27 | 020-135-4P-25HP | NBS_020-135_4P_25HP_13.31_SS | 402.7736 | 402.7736 | 805.5473 | 2 | 1 | 3 | E | NBS_EndSuction | 3 | 2 | 3 | 5 | BranchMin3_BranchMax5 | 5 | 3 | 4 | 6 | HeaderMin4_HeaderMax6 | 4 | 3 | 9 | [11 empty] | INVALID
555 | 27 | 020-135-4P-25HP | NBS_020-135_4P_25HP_13.31_SS | 402.7736 | 402.7736 | 805.5473 | 2 | 1 | 3 | E | NBS_EndSuction | 3 | 2 | 3 | 5 | BranchMin3_BranchMax5 | 5 | 3 | 4 | 6 | HeaderMin4_HeaderMax6 | 5 | 3 | 9 | [11 empty] | INVALID
555 | 27 | 020-135-4P-25HP | NBS_020-135_4P_25HP_13.31_SS | 402.7736 | 402.7736 | 805.5473 | 2 | 1 | 3 | E | NBS_EndSuction | 3 | 2 | 3 | 5 | BranchMin3_BranchMax5 | 5 | 3 | 4 | 6 | HeaderMin4_HeaderMax6 | 6 | 3 | 9
556 | 28 | 025-070-4P-1HP | NBS_025-070_4P_1HP_4.65_SS | 183.5282 | 183.5282 | 367.0563 | 2 | 1 | 3 | E | NBS_EndSuction | 2.5 | 2 | 2.5 | 3 | BranchMin2.5_BranchMax3 | 2.5 | 2 | 3 | 4 | HeaderMin3_HeaderMax4 | 3 | 2 | 4
556 | 28 | 025-070-4P-1HP | NBS_025-070_4P_1HP_4.65_SS | 183.5282 | 183.5282 | 367.0563 | 2 | 1 | 3 | E | NBS_EndSuction | 2.5 | 2 | 2.5 | 3 | BranchMin2.5_BranchMax3 | 2.5 | 2 | 3 | 4 | HeaderMin3_HeaderMax4 | 4 | 2 | 4
556 | 28 | 025-070-4P-1HP | NBS_025-070_4P_1HP_4.65_SS | 183.5282 | 183.5282 | 367.0563 | 2 | 1 | 3 | E | NBS_EndSuction | 2.5 | 2 | 2.5 | 3 | BranchMin2.5_BranchMax3 | 3 | 2 | 3 | 4 | HeaderMin3_HeaderMax4 | 3 | 2 | 4 | [11 empty] | INVALID
556 | 28 | 025-070-4P-1HP | NBS_025-070_4P_1HP_4.65_SS | 183.5282 | 183.5282 | 367.0563 | 2 | 1 | 3 | E | NBS_EndSuction | 2.5 | 2 | 2.5 | 3 | BranchMin2.5_BranchMax3 | 3 | 2 | 3 | 4 | HeaderMin3_HeaderMax4 | 4 | 2 | 4
557 | 29 | 025-070-4P-1pt5HP | NBS_025-070_4P_1.5HP_5.28_SS | 235.9056 | 235.9056 | 471.8113 | 2 | 1 | 3 | E | NBS_EndSuction | 2.5 | 2 | 2.5 | 4 | BranchMin2.5_BranchMax4 | 2.5 | 3 | 3 | 5 | HeaderMin3_HeaderMax5 | 3 | 3 | 9
557 | 29 | 025-070-4P-1pt5HP | NBS_025-070_4P_1.5HP_5.28_SS | 235.9056 | 235.9056 | 471.8113 | 2 | 1 | 3 | E | NBS_EndSuction | 2.5 | 2 | 2.5 | 4 | BranchMin2.5_BranchMax4 | 2.5 | 3 | 3 | 5 | HeaderMin3_HeaderMax5 | 4 | 3 | 9
557 | 29 | 025-070-4P-1pt5HP | NBS_025-070_4P_1.5HP_5.28_SS | 235.9056 | 235.9056 | 471.8113 | 2 | 1 | 3 | E | NBS_EndSuction | 2.5 | 2 | 2.5 | 4 | BranchMin2.5_BranchMax4 | 2.5 | 3 | 3 | 5 | HeaderMin3_HeaderMax5 | 5 | 3 | 9
557 | 29 | 025-070-4P-1pt5HP | NBS_025-070_4P_1.5HP_5.28_SS | 235.9056 | 235.9056 | 471.8113 | 2 | 1 | 3 | E | NBS_EndSuction | 2.5 | 2 | 2.5 | 4 | BranchMin2.5_BranchMax4 | 3 | 3 | 3 | 5 | HeaderMin3_HeaderMax5 | 3 | 3 | 9 | [11 empty] | INVALID
557 | 29 | 025-070-4P-1pt5HP | NBS_025-070_4P_1.5HP_5.28_SS | 235.9056 | 235.9056 | 471.8113 | 2 | 1 | 3 | E | NBS_EndSuction | 2.5 | 2 | 2.5 | 4 | BranchMin2.5_BranchMax4 | 3 | 3 | 3 | 5 | HeaderMin3_HeaderMax5 | 4 | 3 | 9
557 | 29 | 025-070-4P-1pt5HP | NBS_025-070_4P_1.5HP_5.28_SS | 235.9056 | 235.9056 | 471.8113 | 2 | 1 | 3 | E | NBS_EndSuction | 2.5 | 2 | 2.5 | 4 | BranchMin2.5_BranchMax4 | 3 | 3 | 3 | 5 | HeaderMin3_HeaderMax5 | 5 | 3 | 9
557 | 29 | 025-070-4P-1pt5HP | NBS_025-070_4P_1.5HP_5.28_SS | 235.9056 | 235.9056 | 471.8113 | 2 | 1 | 3 | E | NBS_EndSuction | 2.5 | 2 | 2.5 | 4 | BranchMin2.5_BranchMax4 | 4 | 3 | 3 | 5 | HeaderMin3_HeaderMax5 | 3 | 3 | 9 | [11 empty] | INVALID
557 | 29 | 025-070-4P-1pt5HP | NBS_025-070_4P_1.5HP_5.28_SS | 235.9056 | 235.9056 | 471.8113 | 2 | 1 | 3 | E | NBS_EndSuction | 2.5 | 2 | 2.5 | 4 | BranchMin2.5_BranchMax4 | 4 | 3 | 3 | 5 | HeaderMin3_HeaderMax5 | 4 | 3 | 9 | [11 empty] | INVALID
557 | 29 | 025-070-4P-1pt5HP | NBS_025-070_4P_1.5HP_5.28_SS | 235.9056 | 235.9056 | 471.8113 | 2 | 1 | 3 | E | NBS_EndSuction | 2.5 | 2 | 2.5 | 4 | BranchMin2.5_BranchMax4 | 4 | 3 | 3 | 5 | HeaderMin3_HeaderMax5 | 5 | 3 | 9
558 | 30 | 025-070-4P-2HP | NBS_025-070_4P_2HP_5.83_SS | 254.5738 | 254.5738 | 509.1476 | 2 | 1 | 3 | E | NBS_EndSuction | 2.5 | 2 | 2.5 | 4 | BranchMin2.5_BranchMax4 | 2.5 | 3 | 3 | 5 | HeaderMin3_HeaderMax5 | 3 | 3 | 9
558 | 30 | 025-070-4P-2HP | NBS_025-070_4P_2HP_5.83_SS | 254.5738 | 254.5738 | 509.1476 | 2 | 1 | 3 | E | NBS_EndSuction | 2.5 | 2 | 2.5 | 4 | BranchMin2.5_BranchMax4 | 2.5 | 3 | 3 | 5 | HeaderMin3_HeaderMax5 | 4 | 3 | 9
558 | 30 | 025-070-4P-2HP | NBS_025-070_4P_2HP_5.83_SS | 254.5738 | 254.5738 | 509.1476 | 2 | 1 | 3 | E | NBS_EndSuction | 2.5 | 2 | 2.5 | 4 | BranchMin2.5_BranchMax4 | 2.5 | 3 | 3 | 5 | HeaderMin3_HeaderMax5 | 5 | 3 | 9
558 | 30 | 025-070-4P-2HP | NBS_025-070_4P_2HP_5.83_SS | 254.5738 | 254.5738 | 509.1476 | 2 | 1 | 3 | E | NBS_EndSuction | 2.5 | 2 | 2.5 | 4 | BranchMin2.5_BranchMax4 | 3 | 3 | 3 | 5 | HeaderMin3_HeaderMax5 | 3 | 3 | 9 | [11 empty] | INVALID
558 | 30 | 025-070-4P-2HP | NBS_025-070_4P_2HP_5.83_SS | 254.5738 | 254.5738 | 509.1476 | 2 | 1 | 3 | E | NBS_EndSuction | 2.5 | 2 | 2.5 | 4 | BranchMin2.5_BranchMax4 | 3 | 3 | 3 | 5 | HeaderMin3_HeaderMax5 | 4 | 3 | 9
558 | 30 | 025-070-4P-2HP | NBS_025-070_4P_2HP_5.83_SS | 254.5738 | 254.5738 | 509.1476 | 2 | 1 | 3 | E | NBS_EndSuction | 2.5 | 2 | 2.5 | 4 | BranchMin2.5_BranchMax4 | 3 | 3 | 3 | 5 | HeaderMin3_HeaderMax5 | 5 | 3 | 9
558 | 30 | 025-070-4P-2HP | NBS_025-070_4P_2HP_5.83_SS | 254.5738 | 254.5738 | 509.1476 | 2 | 1 | 3 | E | NBS_EndSuction | 2.5 | 2 | 2.5 | 4 | BranchMin2.5_BranchMax4 | 4 | 3 | 3 | 5 | HeaderMin3_HeaderMax5 | 3 | 3 | 9 | [11 empty] | INVALID
558 | 30 | 025-070-4P-2HP | NBS_025-070_4P_2HP_5.83_SS | 254.5738 | 254.5738 | 509.1476 | 2 | 1 | 3 | E | NBS_EndSuction | 2.5 | 2 | 2.5 | 4 | BranchMin2.5_BranchMax4 | 4 | 3 | 3 | 5 | HeaderMin3_HeaderMax5 | 4 | 3 | 9 | [11 empty] | INVALID
558 | 30 | 025-070-4P-2HP | NBS_025-070_4P_2HP_5.83_SS | 254.5738 | 254.5738 | 509.1476 | 2 | 1 | 3 | E | NBS_EndSuction | 2.5 | 2 | 2.5 | 4 | BranchMin2.5_BranchMax4 | 4 | 3 | 3 | 5 | HeaderMin3_HeaderMax5 | 5 | 3 | 9
559 | 31 | 025-070-4P-3HP | NBS_025-070_4P_3HP_6.61_SS | 278.649 | 278.649 | 557.2981 | 2 | 1 | 3 | E | NBS_EndSuction | 2.5 | 2 | 2.5 | 4 | BranchMin2.5_BranchMax4 | 2.5 | 3 | 3 | 5 | HeaderMin3_HeaderMax5 | 3 | 3 | 9
559 | 31 | 025-070-4P-3HP | NBS_025-070_4P_3HP_6.61_SS | 278.649 | 278.649 | 557.2981 | 2 | 1 | 3 | E | NBS_EndSuction | 2.5 | 2 | 2.5 | 4 | BranchMin2.5_BranchMax4 | 2.5 | 3 | 3 | 5 | HeaderMin3_HeaderMax5 | 4 | 3 | 9
559 | 31 | 025-070-4P-3HP | NBS_025-070_4P_3HP_6.61_SS | 278.649 | 278.649 | 557.2981 | 2 | 1 | 3 | E | NBS_EndSuction | 2.5 | 2 | 2.5 | 4 | BranchMin2.5_BranchMax4 | 2.5 | 3 | 3 | 5 | HeaderMin3_HeaderMax5 | 5 | 3 | 9
559 | 31 | 025-070-4P-3HP | NBS_025-070_4P_3HP_6.61_SS | 278.649 | 278.649 | 557.2981 | 2 | 1 | 3 | E | NBS_EndSuction | 2.5 | 2 | 2.5 | 4 | BranchMin2.5_BranchMax4 | 3 | 3 | 3 | 5 | HeaderMin3_HeaderMax5 | 3 | 3 | 9 | [11 empty] | INVALID
559 | 31 | 025-070-4P-3HP | NBS_025-070_4P_3HP_6.61_SS | 278.649 | 278.649 | 557.2981 | 2 | 1 | 3 | E | NBS_EndSuction | 2.5 | 2 | 2.5 | 4 | BranchMin2.5_BranchMax4 | 3 | 3 | 3 | 5 | HeaderMin3_HeaderMax5 | 4 | 3 | 9
559 | 31 | 025-070-4P-3HP | NBS_025-070_4P_3HP_6.61_SS | 278.649 | 278.649 | 557.2981 | 2 | 1 | 3 | E | NBS_EndSuction | 2.5 | 2 | 2.5 | 4 | BranchMin2.5_BranchMax4 | 3 | 3 | 3 | 5 | HeaderMin3_HeaderMax5 | 5 | 3 | 9
559 | 31 | 025-070-4P-3HP | NBS_025-070_4P_3HP_6.61_SS | 278.649 | 278.649 | 557.2981 | 2 | 1 | 3 | E | NBS_EndSuction | 2.5 | 2 | 2.5 | 4 | BranchMin2.5_BranchMax4 | 4 | 3 | 3 | 5 | HeaderMin3_HeaderMax5 | 3 | 3 | 9 | [11 empty] | INVALID
559 | 31 | 025-070-4P-3HP | NBS_025-070_4P_3HP_6.61_SS | 278.649 | 278.649 | 557.2981 | 2 | 1 | 3 | E | NBS_EndSuction | 2.5 | 2 | 2.5 | 4 | BranchMin2.5_BranchMax4 | 4 | 3 | 3 | 5 | HeaderMin3_HeaderMax5 | 4 | 3 | 9 | [11 empty] | INVALID
559 | 31 | 025-070-4P-3HP | NBS_025-070_4P_3HP_6.61_SS | 278.649 | 278.649 | 557.2981 | 2 | 1 | 3 | E | NBS_EndSuction | 2.5 | 2 | 2.5 | 4 | BranchMin2.5_BranchMax4 | 4 | 3 | 3 | 5 | HeaderMin3_HeaderMax5 | 5 | 3 | 9
560 | 32 | 025-070-4P-5HP | NBS_025-070_4P_5HP_6.77_SS | 302.5651 | 302.5651 | 605.1301 | 2 | 1 | 3 | E | NBS_EndSuction | 2.5 | 2 | 2.5 | 4 | BranchMin2.5_BranchMax4 | 2.5 | 3 | 3 | 5 | HeaderMin3_HeaderMax5 | 3 | 3 | 9
560 | 32 | 025-070-4P-5HP | NBS_025-070_4P_5HP_6.77_SS | 302.5651 | 302.5651 | 605.1301 | 2 | 1 | 3 | E | NBS_EndSuction | 2.5 | 2 | 2.5 | 4 | BranchMin2.5_BranchMax4 | 2.5 | 3 | 3 | 5 | HeaderMin3_HeaderMax5 | 4 | 3 | 9
560 | 32 | 025-070-4P-5HP | NBS_025-070_4P_5HP_6.77_SS | 302.5651 | 302.5651 | 605.1301 | 2 | 1 | 3 | E | NBS_EndSuction | 2.5 | 2 | 2.5 | 4 | BranchMin2.5_BranchMax4 | 2.5 | 3 | 3 | 5 | HeaderMin3_HeaderMax5 | 5 | 3 | 9
560 | 32 | 025-070-4P-5HP | NBS_025-070_4P_5HP_6.77_SS | 302.5651 | 302.5651 | 605.1301 | 2 | 1 | 3 | E | NBS_EndSuction | 2.5 | 2 | 2.5 | 4 | BranchMin2.5_BranchMax4 | 3 | 3 | 3 | 5 | HeaderMin3_HeaderMax5 | 3 | 3 | 9 | [11 empty] | INVALID
560 | 32 | 025-070-4P-5HP | NBS_025-070_4P_5HP_6.77_SS | 302.5651 | 302.5651 | 605.1301 | 2 | 1 | 3 | E | NBS_EndSuction | 2.5 | 2 | 2.5 | 4 | BranchMin2.5_BranchMax4 | 3 | 3 | 3 | 5 | HeaderMin3_HeaderMax5 | 4 | 3 | 9
560 | 32 | 025-070-4P-5HP | NBS_025-070_4P_5HP_6.77_SS | 302.5651 | 302.5651 | 605.1301 | 2 | 1 | 3 | E | NBS_EndSuction | 2.5 | 2 | 2.5 | 4 | BranchMin2.5_BranchMax4 | 3 | 3 | 3 | 5 | HeaderMin3_HeaderMax5 | 5 | 3 | 9
560 | 32 | 025-070-4P-5HP | NBS_025-070_4P_5HP_6.77_SS | 302.5651 | 302.5651 | 605.1301 | 2 | 1 | 3 | E | NBS_EndSuction | 2.5 | 2 | 2.5 | 4 | BranchMin2.5_BranchMax4 | 4 | 3 | 3 | 5 | HeaderMin3_HeaderMax5 | 3 | 3 | 9 | [11 empty] | INVALID
560 | 32 | 025-070-4P-5HP | NBS_025-070_4P_5HP_6.77_SS | 302.5651 | 302.5651 | 605.1301 | 2 | 1 | 3 | E | NBS_EndSuction | 2.5 | 2 | 2.5 | 4 | BranchMin2.5_BranchMax4 | 4 | 3 | 3 | 5 | HeaderMin3_HeaderMax5 | 4 | 3 | 9 | [11 empty] | INVALID
560 | 32 | 025-070-4P-5HP | NBS_025-070_4P_5HP_6.77_SS | 302.5651 | 302.5651 | 605.1301 | 2 | 1 | 3 | E | NBS_EndSuction | 2.5 | 2 | 2.5 | 4 | BranchMin2.5_BranchMax4 | 4 | 3 | 3 | 5 | HeaderMin3_HeaderMax5 | 5 | 3 | 9
561 | 33 | 025-095-4P-3HP | NBS_025-095_4P_3HP_5.98_SS | 278.138 | 278.138 | 556.2759 | 2 | 1 | 3 | E | NBS_EndSuction | 3 | 2.5 | 3 | 4 | BranchMin3_BranchMax4 | 3 | 2 | 4 | 5 | HeaderMin4_HeaderMax5 | 4 | 2 | 4
561 | 33 | 025-095-4P-3HP | NBS_025-095_4P_3HP_5.98_SS | 278.138 | 278.138 | 556.2759 | 2 | 1 | 3 | E | NBS_EndSuction | 3 | 2.5 | 3 | 4 | BranchMin3_BranchMax4 | 3 | 2 | 4 | 5 | HeaderMin4_HeaderMax5 | 5 | 2 | 4
561 | 33 | 025-095-4P-3HP | NBS_025-095_4P_3HP_5.98_SS | 278.138 | 278.138 | 556.2759 | 2 | 1 | 3 | E | NBS_EndSuction | 3 | 2.5 | 3 | 4 | BranchMin3_BranchMax4 | 4 | 2 | 4 | 5 | HeaderMin4_HeaderMax5 | 4 | 2 | 4 | [11 empty] | INVALID
561 | 33 | 025-095-4P-3HP | NBS_025-095_4P_3HP_5.98_SS | 278.138 | 278.138 | 556.2759 | 2 | 1 | 3 | E | NBS_EndSuction | 3 | 2.5 | 3 | 4 | BranchMin3_BranchMax4 | 4 | 2 | 4 | 5 | HeaderMin4_HeaderMax5 | 5 | 2 | 4
562 | 34 | 025-095-4P-5HP | NBS_025-095_4P_5HP_7.17_SS | 343.952 | 343.952 | 687.904 | 2 | 1 | 3 | E | NBS_EndSuction | 3 | 2.5 | 3 | 4 | BranchMin3_BranchMax4 | 3 | 2 | 4 | 6 | HeaderMin4_HeaderMax6 | 4 | 3 | 6
562 | 34 | 025-095-4P-5HP | NBS_025-095_4P_5HP_7.17_SS | 343.952 | 343.952 | 687.904 | 2 | 1 | 3 | E | NBS_EndSuction | 3 | 2.5 | 3 | 4 | BranchMin3_BranchMax4 | 3 | 2 | 4 | 6 | HeaderMin4_HeaderMax6 | 5 | 3 | 6
562 | 34 | 025-095-4P-5HP | NBS_025-095_4P_5HP_7.17_SS | 343.952 | 343.952 | 687.904 | 2 | 1 | 3 | E | NBS_EndSuction | 3 | 2.5 | 3 | 4 | BranchMin3_BranchMax4 | 3 | 2 | 4 | 6 | HeaderMin4_HeaderMax6 | 6 | 3 | 6
562 | 34 | 025-095-4P-5HP | NBS_025-095_4P_5HP_7.17_SS | 343.952 | 343.952 | 687.904 | 2 | 1 | 3 | E | NBS_EndSuction | 3 | 2.5 | 3 | 4 | BranchMin3_BranchMax4 | 4 | 2 | 4 | 6 | HeaderMin4_HeaderMax6 | 4 | 3 | 6 | [11 empty] | INVALID
562 | 34 | 025-095-4P-5HP | NBS_025-095_4P_5HP_7.17_SS | 343.952 | 343.952 | 687.904 | 2 | 1 | 3 | E | NBS_EndSuction | 3 | 2.5 | 3 | 4 | BranchMin3_BranchMax4 | 4 | 2 | 4 | 6 | HeaderMin4_HeaderMax6 | 5 | 3 | 6
562 | 34 | 025-095-4P-5HP | NBS_025-095_4P_5HP_7.17_SS | 343.952 | 343.952 | 687.904 | 2 | 1 | 3 | E | NBS_EndSuction | 3 | 2.5 | 3 | 4 | BranchMin3_BranchMax4 | 4 | 2 | 4 | 6 | HeaderMin4_HeaderMax6 | 6 | 3 | 6
563 | 35 | 025-095-4P-7pt5HP | NBS_025-095_4P_7.5HP_8.43_SS | 398.9817 | 398.9817 | 797.9634 | 2 | 1 | 3 | E | NBS_EndSuction | 3 | 2.5 | 3 | 4 | BranchMin3_BranchMax4 | 3 | 2 | 4 | 6 | HeaderMin4_HeaderMax6 | 4 | 3 | 6
563 | 35 | 025-095-4P-7pt5HP | NBS_025-095_4P_7.5HP_8.43_SS | 398.9817 | 398.9817 | 797.9634 | 2 | 1 | 3 | E | NBS_EndSuction | 3 | 2.5 | 3 | 4 | BranchMin3_BranchMax4 | 3 | 2 | 4 | 6 | HeaderMin4_HeaderMax6 | 5 | 3 | 6
563 | 35 | 025-095-4P-7pt5HP | NBS_025-095_4P_7.5HP_8.43_SS | 398.9817 | 398.9817 | 797.9634 | 2 | 1 | 3 | E | NBS_EndSuction | 3 | 2.5 | 3 | 4 | BranchMin3_BranchMax4 | 3 | 2 | 4 | 6 | HeaderMin4_HeaderMax6 | 6 | 3 | 6
563 | 35 | 025-095-4P-7pt5HP | NBS_025-095_4P_7.5HP_8.43_SS | 398.9817 | 398.9817 | 797.9634 | 2 | 1 | 3 | E | NBS_EndSuction | 3 | 2.5 | 3 | 4 | BranchMin3_BranchMax4 | 4 | 2 | 4 | 6 | HeaderMin4_HeaderMax6 | 4 | 3 | 6 | [11 empty] | INVALID
563 | 35 | 025-095-4P-7pt5HP | NBS_025-095_4P_7.5HP_8.43_SS | 398.9817 | 398.9817 | 797.9634 | 2 | 1 | 3 | E | NBS_EndSuction | 3 | 2.5 | 3 | 4 | BranchMin3_BranchMax4 | 4 | 2 | 4 | 6 | HeaderMin4_HeaderMax6 | 5 | 3 | 6
563 | 35 | 025-095-4P-7pt5HP | NBS_025-095_4P_7.5HP_8.43_SS | 398.9817 | 398.9817 | 797.9634 | 2 | 1 | 3 | E | NBS_EndSuction | 3 | 2.5 | 3 | 4 | BranchMin3_BranchMax4 | 4 | 2 | 4 | 6 | HeaderMin4_HeaderMax6 | 6 | 3 | 6
564 | 36 | 025-095-4P-10HP | NBS_025-095_4P_10HP_9.53_SS | 427.0782 | 427.0782 | 854.1563 | 2 | 1 | 3 | E | NBS_EndSuction | 3 | 2.5 | 3 | 5 | BranchMin3_BranchMax5 | 3 | 3 | 4 | 6 | HeaderMin4_HeaderMax6 | 4 | 3 | 9
564 | 36 | 025-095-4P-10HP | NBS_025-095_4P_10HP_9.53_SS | 427.0782 | 427.0782 | 854.1563 | 2 | 1 | 3 | E | NBS_EndSuction | 3 | 2.5 | 3 | 5 | BranchMin3_BranchMax5 | 3 | 3 | 4 | 6 | HeaderMin4_HeaderMax6 | 5 | 3 | 9
564 | 36 | 025-095-4P-10HP | NBS_025-095_4P_10HP_9.53_SS | 427.0782 | 427.0782 | 854.1563 | 2 | 1 | 3 | E | NBS_EndSuction | 3 | 2.5 | 3 | 5 | BranchMin3_BranchMax5 | 3 | 3 | 4 | 6 | HeaderMin4_HeaderMax6 | 6 | 3 | 9
564 | 36 | 025-095-4P-10HP | NBS_025-095_4P_10HP_9.53_SS | 427.0782 | 427.0782 | 854.1563 | 2 | 1 | 3 | E | NBS_EndSuction | 3 | 2.5 | 3 | 5 | BranchMin3_BranchMax5 | 4 | 3 | 4 | 6 | HeaderMin4_HeaderMax6 | 4 | 3 | 9 | [11 empty] | INVALID
564 | 36 | 025-095-4P-10HP | NBS_025-095_4P_10HP_9.53_SS | 427.0782 | 427.0782 | 854.1563 | 2 | 1 | 3 | E | NBS_EndSuction | 3 | 2.5 | 3 | 5 | BranchMin3_BranchMax5 | 4 | 3 | 4 | 6 | HeaderMin4_HeaderMax6 | 5 | 3 | 9
564 | 36 | 025-095-4P-10HP | NBS_025-095_4P_10HP_9.53_SS | 427.0782 | 427.0782 | 854.1563 | 2 | 1 | 3 | E | NBS_EndSuction | 3 | 2.5 | 3 | 5 | BranchMin3_BranchMax5 | 4 | 3 | 4 | 6 | HeaderMin4_HeaderMax6 | 6 | 3 | 9
564 | 36 | 025-095-4P-10HP | NBS_025-095_4P_10HP_9.53_SS | 427.0782 | 427.0782 | 854.1563 | 2 | 1 | 3 | E | NBS_EndSuction | 3 | 2.5 | 3 | 5 | BranchMin3_BranchMax5 | 5 | 3 | 4 | 6 | HeaderMin4_HeaderMax6 | 4 | 3 | 9 | [11 empty] | INVALID
564 | 36 | 025-095-4P-10HP | NBS_025-095_4P_10HP_9.53_SS | 427.0782 | 427.0782 | 854.1563 | 2 | 1 | 3 | E | NBS_EndSuction | 3 | 2.5 | 3 | 5 | BranchMin3_BranchMax5 | 5 | 3 | 4 | 6 | HeaderMin4_HeaderMax6 | 5 | 3 | 9 | [11 empty] | INVALID
564 | 36 | 025-095-4P-10HP | NBS_025-095_4P_10HP_9.53_SS | 427.0782 | 427.0782 | 854.1563 | 2 | 1 | 3 | E | NBS_EndSuction | 3 | 2.5 | 3 | 5 | BranchMin3_BranchMax5 | 5 | 3 | 4 | 6 | HeaderMin4_HeaderMax6 | 6 | 3 | 9
565 | 37 | 025-110-4P-7pt5HP | NBS_025-110_4P_7.5HP_8.58_SS | 374.2437 | 374.2437 | 748.4875 | 2 | 1 | 3 | E | NBS_EndSuction | 3 | 2.5 | 3 | 4 | BranchMin3_BranchMax4 | 3 | 2 | 4 | 6 | HeaderMin4_HeaderMax6 | 4 | 3 | 6
565 | 37 | 025-110-4P-7pt5HP | NBS_025-110_4P_7.5HP_8.58_SS | 374.2437 | 374.2437 | 748.4875 | 2 | 1 | 3 | E | NBS_EndSuction | 3 | 2.5 | 3 | 4 | BranchMin3_BranchMax4 | 3 | 2 | 4 | 6 | HeaderMin4_HeaderMax6 | 5 | 3 | 6
565 | 37 | 025-110-4P-7pt5HP | NBS_025-110_4P_7.5HP_8.58_SS | 374.2437 | 374.2437 | 748.4875 | 2 | 1 | 3 | E | NBS_EndSuction | 3 | 2.5 | 3 | 4 | BranchMin3_BranchMax4 | 3 | 2 | 4 | 6 | HeaderMin4_HeaderMax6 | 6 | 3 | 6
565 | 37 | 025-110-4P-7pt5HP | NBS_025-110_4P_7.5HP_8.58_SS | 374.2437 | 374.2437 | 748.4875 | 2 | 1 | 3 | E | NBS_EndSuction | 3 | 2.5 | 3 | 4 | BranchMin3_BranchMax4 | 4 | 2 | 4 | 6 | HeaderMin4_HeaderMax6 | 4 | 3 | 6 | [11 empty] | INVALID
565 | 37 | 025-110-4P-7pt5HP | NBS_025-110_4P_7.5HP_8.58_SS | 374.2437 | 374.2437 | 748.4875 | 2 | 1 | 3 | E | NBS_EndSuction | 3 | 2.5 | 3 | 4 | BranchMin3_BranchMax4 | 4 | 2 | 4 | 6 | HeaderMin4_HeaderMax6 | 5 | 3 | 6
565 | 37 | 025-110-4P-7pt5HP | NBS_025-110_4P_7.5HP_8.58_SS | 374.2437 | 374.2437 | 748.4875 | 2 | 1 | 3 | E | NBS_EndSuction | 3 | 2.5 | 3 | 4 | BranchMin3_BranchMax4 | 4 | 2 | 4 | 6 | HeaderMin4_HeaderMax6 | 6 | 3 | 6
566 | 38 | 025-110-4P-10HP | NBS_025-110_4P_10HP_9.45_SS | 422.9151 | 422.9151 | 845.8302 | 2 | 1 | 3 | E | NBS_EndSuction | 3 | 2.5 | 3 | 5 | BranchMin3_BranchMax5 | 3 | 3 | 4 | 6 | HeaderMin4_HeaderMax6 | 4 | 3 | 9
566 | 38 | 025-110-4P-10HP | NBS_025-110_4P_10HP_9.45_SS | 422.9151 | 422.9151 | 845.8302 | 2 | 1 | 3 | E | NBS_EndSuction | 3 | 2.5 | 3 | 5 | BranchMin3_BranchMax5 | 3 | 3 | 4 | 6 | HeaderMin4_HeaderMax6 | 5 | 3 | 9
566 | 38 | 025-110-4P-10HP | NBS_025-110_4P_10HP_9.45_SS | 422.9151 | 422.9151 | 845.8302 | 2 | 1 | 3 | E | NBS_EndSuction | 3 | 2.5 | 3 | 5 | BranchMin3_BranchMax5 | 3 | 3 | 4 | 6 | HeaderMin4_HeaderMax6 | 6 | 3 | 9
566 | 38 | 025-110-4P-10HP | NBS_025-110_4P_10HP_9.45_SS | 422.9151 | 422.9151 | 845.8302 | 2 | 1 | 3 | E | NBS_EndSuction | 3 | 2.5 | 3 | 5 | BranchMin3_BranchMax5 | 4 | 3 | 4 | 6 | HeaderMin4_HeaderMax6 | 4 | 3 | 9 | [11 empty] | INVALID
566 | 38 | 025-110-4P-10HP | NBS_025-110_4P_10HP_9.45_SS | 422.9151 | 422.9151 | 845.8302 | 2 | 1 | 3 | E | NBS_EndSuction | 3 | 2.5 | 3 | 5 | BranchMin3_BranchMax5 | 4 | 3 | 4 | 6 | HeaderMin4_HeaderMax6 | 5 | 3 | 9
566 | 38 | 025-110-4P-10HP | NBS_025-110_4P_10HP_9.45_SS | 422.9151 | 422.9151 | 845.8302 | 2 | 1 | 3 | E | NBS_EndSuction | 3 | 2.5 | 3 | 5 | BranchMin3_BranchMax5 | 4 | 3 | 4 | 6 | HeaderMin4_HeaderMax6 | 6 | 3 | 9
566 | 38 | 025-110-4P-10HP | NBS_025-110_4P_10HP_9.45_SS | 422.9151 | 422.9151 | 845.8302 | 2 | 1 | 3 | E | NBS_EndSuction | 3 | 2.5 | 3 | 5 | BranchMin3_BranchMax5 | 5 | 3 | 4 | 6 | HeaderMin4_HeaderMax6 | 4 | 3 | 9 | [11 empty] | INVALID
566 | 38 | 025-110-4P-10HP | NBS_025-110_4P_10HP_9.45_SS | 422.9151 | 422.9151 | 845.8302 | 2 | 1 | 3 | E | NBS_EndSuction | 3 | 2.5 | 3 | 5 | BranchMin3_BranchMax5 | 5 | 3 | 4 | 6 | HeaderMin4_HeaderMax6 | 5 | 3 | 9 | [11 empty] | INVALID
566 | 38 | 025-110-4P-10HP | NBS_025-110_4P_10HP_9.45_SS | 422.9151 | 422.9151 | 845.8302 | 2 | 1 | 3 | E | NBS_EndSuction | 3 | 2.5 | 3 | 5 | BranchMin3_BranchMax5 | 5 | 3 | 4 | 6 | HeaderMin4_HeaderMax6 | 6 | 3 | 9
567 | 39 | 025-110-4P-15HP | NBS_025-110_4P_15HP_11.02_SS | 479.4087 | 479.4087 | 958.8173 | 2 | 1 | 3 | E | NBS_EndSuction | 3 | 2.5 | 3 | 5 | BranchMin3_BranchMax5 | 3 | 3 | 4 | 8 | HeaderMin4_HeaderMax8 | 4 | 4 | 12
567 | 39 | 025-110-4P-15HP | NBS_025-110_4P_15HP_11.02_SS | 479.4087 | 479.4087 | 958.8173 | 2 | 1 | 3 | E | NBS_EndSuction | 3 | 2.5 | 3 | 5 | BranchMin3_BranchMax5 | 3 | 3 | 4 | 8 | HeaderMin4_HeaderMax8 | 5 | 4 | 12
567 | 39 | 025-110-4P-15HP | NBS_025-110_4P_15HP_11.02_SS | 479.4087 | 479.4087 | 958.8173 | 2 | 1 | 3 | E | NBS_EndSuction | 3 | 2.5 | 3 | 5 | BranchMin3_BranchMax5 | 3 | 3 | 4 | 8 | HeaderMin4_HeaderMax8 | 6 | 4 | 12
567 | 39 | 025-110-4P-15HP | NBS_025-110_4P_15HP_11.02_SS | 479.4087 | 479.4087 | 958.8173 | 2 | 1 | 3 | E | NBS_EndSuction | 3 | 2.5 | 3 | 5 | BranchMin3_BranchMax5 | 3 | 3 | 4 | 8 | HeaderMin4_HeaderMax8 | 8 | 4 | 12
567 | 39 | 025-110-4P-15HP | NBS_025-110_4P_15HP_11.02_SS | 479.4087 | 479.4087 | 958.8173 | 2 | 1 | 3 | E | NBS_EndSuction | 3 | 2.5 | 3 | 5 | BranchMin3_BranchMax5 | 4 | 3 | 4 | 8 | HeaderMin4_HeaderMax8 | 4 | 4 | 12 | [11 empty] | INVALID
567 | 39 | 025-110-4P-15HP | NBS_025-110_4P_15HP_11.02_SS | 479.4087 | 479.4087 | 958.8173 | 2 | 1 | 3 | E | NBS_EndSuction | 3 | 2.5 | 3 | 5 | BranchMin3_BranchMax5 | 4 | 3 | 4 | 8 | HeaderMin4_HeaderMax8 | 5 | 4 | 12
567 | 39 | 025-110-4P-15HP | NBS_025-110_4P_15HP_11.02_SS | 479.4087 | 479.4087 | 958.8173 | 2 | 1 | 3 | E | NBS_EndSuction | 3 | 2.5 | 3 | 5 | BranchMin3_BranchMax5 | 4 | 3 | 4 | 8 | HeaderMin4_HeaderMax8 | 6 | 4 | 12
567 | 39 | 025-110-4P-15HP | NBS_025-110_4P_15HP_11.02_SS | 479.4087 | 479.4087 | 958.8173 | 2 | 1 | 3 | E | NBS_EndSuction | 3 | 2.5 | 3 | 5 | BranchMin3_BranchMax5 | 4 | 3 | 4 | 8 | HeaderMin4_HeaderMax8 | 8 | 4 | 12
567 | 39 | 025-110-4P-15HP | NBS_025-110_4P_15HP_11.02_SS | 479.4087 | 479.4087 | 958.8173 | 2 | 1 | 3 | E | NBS_EndSuction | 3 | 2.5 | 3 | 5 | BranchMin3_BranchMax5 | 5 | 3 | 4 | 8 | HeaderMin4_HeaderMax8 | 4 | 4 | 12 | [11 empty] | INVALID
567 | 39 | 025-110-4P-15HP | NBS_025-110_4P_15HP_11.02_SS | 479.4087 | 479.4087 | 958.8173 | 2 | 1 | 3 | E | NBS_EndSuction | 3 | 2.5 | 3 | 5 | BranchMin3_BranchMax5 | 5 | 3 | 4 | 8 | HeaderMin4_HeaderMax8 | 5 | 4 | 12 | [11 empty] | INVALID
567 | 39 | 025-110-4P-15HP | NBS_025-110_4P_15HP_11.02_SS | 479.4087 | 479.4087 | 958.8173 | 2 | 1 | 3 | E | NBS_EndSuction | 3 | 2.5 | 3 | 5 | BranchMin3_BranchMax5 | 5 | 3 | 4 | 8 | HeaderMin4_HeaderMax8 | 6 | 4 | 12
567 | 39 | 025-110-4P-15HP | NBS_025-110_4P_15HP_11.02_SS | 479.4087 | 479.4087 | 958.8173 | 2 | 1 | 3 | E | NBS_EndSuction | 3 | 2.5 | 3 | 5 | BranchMin3_BranchMax5 | 5 | 3 | 4 | 8 | HeaderMin4_HeaderMax8 | 8 | 4 | 12
568 | 40 | 030-070-4P-1pt5HP | NBS_030-070_4P_1.5HP_4.72_SS | 318.8997 | 318.8997 | 637.7994 | 2 | 1 | 3 | E | NBS_EndSuction | 3 | 2.5 | 3 | 4 | BranchMin3_BranchMax4 | 3 | 2 | 4 | 5 | HeaderMin4_HeaderMax5 | 4 | 2 | 4
568 | 40 | 030-070-4P-1pt5HP | NBS_030-070_4P_1.5HP_4.72_SS | 318.8997 | 318.8997 | 637.7994 | 2 | 1 | 3 | E | NBS_EndSuction | 3 | 2.5 | 3 | 4 | BranchMin3_BranchMax4 | 3 | 2 | 4 | 5 | HeaderMin4_HeaderMax5 | 5 | 2 | 4
568 | 40 | 030-070-4P-1pt5HP | NBS_030-070_4P_1.5HP_4.72_SS | 318.8997 | 318.8997 | 637.7994 | 2 | 1 | 3 | E | NBS_EndSuction | 3 | 2.5 | 3 | 4 | BranchMin3_BranchMax4 | 4 | 2 | 4 | 5 | HeaderMin4_HeaderMax5 | 4 | 2 | 4 | [11 empty] | INVALID
568 | 40 | 030-070-4P-1pt5HP | NBS_030-070_4P_1.5HP_4.72_SS | 318.8997 | 318.8997 | 637.7994 | 2 | 1 | 3 | E | NBS_EndSuction | 3 | 2.5 | 3 | 4 | BranchMin3_BranchMax4 | 4 | 2 | 4 | 5 | HeaderMin4_HeaderMax5 | 5 | 2 | 4
569 | 41 | 030-070-4P-2HP | NBS_030-070_4P_2HP_5.20_SS | 359.467 | 359.467 | 718.934 | 2 | 1 | 3 | E | NBS_EndSuction | 3 | 2.5 | 3 | 4 | BranchMin3_BranchMax4 | 3 | 2 | 4 | 6 | HeaderMin4_HeaderMax6 | 4 | 3 | 6
569 | 41 | 030-070-4P-2HP | NBS_030-070_4P_2HP_5.20_SS | 359.467 | 359.467 | 718.934 | 2 | 1 | 3 | E | NBS_EndSuction | 3 | 2.5 | 3 | 4 | BranchMin3_BranchMax4 | 3 | 2 | 4 | 6 | HeaderMin4_HeaderMax6 | 5 | 3 | 6
569 | 41 | 030-070-4P-2HP | NBS_030-070_4P_2HP_5.20_SS | 359.467 | 359.467 | 718.934 | 2 | 1 | 3 | E | NBS_EndSuction | 3 | 2.5 | 3 | 4 | BranchMin3_BranchMax4 | 3 | 2 | 4 | 6 | HeaderMin4_HeaderMax6 | 6 | 3 | 6
569 | 41 | 030-070-4P-2HP | NBS_030-070_4P_2HP_5.20_SS | 359.467 | 359.467 | 718.934 | 2 | 1 | 3 | E | NBS_EndSuction | 3 | 2.5 | 3 | 4 | BranchMin3_BranchMax4 | 4 | 2 | 4 | 6 | HeaderMin4_HeaderMax6 | 4 | 3 | 6 | [11 empty] | INVALID
569 | 41 | 030-070-4P-2HP | NBS_030-070_4P_2HP_5.20_SS | 359.467 | 359.467 | 718.934 | 2 | 1 | 3 | E | NBS_EndSuction | 3 | 2.5 | 3 | 4 | BranchMin3_BranchMax4 | 4 | 2 | 4 | 6 | HeaderMin4_HeaderMax6 | 5 | 3 | 6
569 | 41 | 030-070-4P-2HP | NBS_030-070_4P_2HP_5.20_SS | 359.467 | 359.467 | 718.934 | 2 | 1 | 3 | E | NBS_EndSuction | 3 | 2.5 | 3 | 4 | BranchMin3_BranchMax4 | 4 | 2 | 4 | 6 | HeaderMin4_HeaderMax6 | 6 | 3 | 6
570 | 42 | 030-070-4P-3HP | NBS_030-070_4P_3HP_5.83_SS | 413.6934 | 413.6934 | 827.3869 | 2 | 1 | 3 | E | NBS_EndSuction | 3 | 2.5 | 3 | 5 | BranchMin3_BranchMax5 | 3 | 3 | 4 | 6 | HeaderMin4_HeaderMax6 | 4 | 3 | 9
570 | 42 | 030-070-4P-3HP | NBS_030-070_4P_3HP_5.83_SS | 413.6934 | 413.6934 | 827.3869 | 2 | 1 | 3 | E | NBS_EndSuction | 3 | 2.5 | 3 | 5 | BranchMin3_BranchMax5 | 3 | 3 | 4 | 6 | HeaderMin4_HeaderMax6 | 5 | 3 | 9
570 | 42 | 030-070-4P-3HP | NBS_030-070_4P_3HP_5.83_SS | 413.6934 | 413.6934 | 827.3869 | 2 | 1 | 3 | E | NBS_EndSuction | 3 | 2.5 | 3 | 5 | BranchMin3_BranchMax5 | 3 | 3 | 4 | 6 | HeaderMin4_HeaderMax6 | 6 | 3 | 9
570 | 42 | 030-070-4P-3HP | NBS_030-070_4P_3HP_5.83_SS | 413.6934 | 413.6934 | 827.3869 | 2 | 1 | 3 | E | NBS_EndSuction | 3 | 2.5 | 3 | 5 | BranchMin3_BranchMax5 | 4 | 3 | 4 | 6 | HeaderMin4_HeaderMax6 | 4 | 3 | 9 | [11 empty] | INVALID
570 | 42 | 030-070-4P-3HP | NBS_030-070_4P_3HP_5.83_SS | 413.6934 | 413.6934 | 827.3869 | 2 | 1 | 3 | E | NBS_EndSuction | 3 | 2.5 | 3 | 5 | BranchMin3_BranchMax5 | 4 | 3 | 4 | 6 | HeaderMin4_HeaderMax6 | 5 | 3 | 9
570 | 42 | 030-070-4P-3HP | NBS_030-070_4P_3HP_5.83_SS | 413.6934 | 413.6934 | 827.3869 | 2 | 1 | 3 | E | NBS_EndSuction | 3 | 2.5 | 3 | 5 | BranchMin3_BranchMax5 | 4 | 3 | 4 | 6 | HeaderMin4_HeaderMax6 | 6 | 3 | 9
570 | 42 | 030-070-4P-3HP | NBS_030-070_4P_3HP_5.83_SS | 413.6934 | 413.6934 | 827.3869 | 2 | 1 | 3 | E | NBS_EndSuction | 3 | 2.5 | 3 | 5 | BranchMin3_BranchMax5 | 5 | 3 | 4 | 6 | HeaderMin4_HeaderMax6 | 4 | 3 | 9 | [11 empty] | INVALID
570 | 42 | 030-070-4P-3HP | NBS_030-070_4P_3HP_5.83_SS | 413.6934 | 413.6934 | 827.3869 | 2 | 1 | 3 | E | NBS_EndSuction | 3 | 2.5 | 3 | 5 | BranchMin3_BranchMax5 | 5 | 3 | 4 | 6 | HeaderMin4_HeaderMax6 | 5 | 3 | 9 | [11 empty] | INVALID
570 | 42 | 030-070-4P-3HP | NBS_030-070_4P_3HP_5.83_SS | 413.6934 | 413.6934 | 827.3869 | 2 | 1 | 3 | E | NBS_EndSuction | 3 | 2.5 | 3 | 5 | BranchMin3_BranchMax5 | 5 | 3 | 4 | 6 | HeaderMin4_HeaderMax6 | 6 | 3 | 9
571 | 43 | 030-070-4P-5HP | NBS_030-070_4P_5HP_6.85_SS | 469.9181 | 469.9181 | 939.8361 | 2 | 1 | 3 | E | NBS_EndSuction | 3 | 2.5 | 3 | 5 | BranchMin3_BranchMax5 | 3 | 3 | 4 | 6 | HeaderMin4_HeaderMax6 | 4 | 3 | 9
571 | 43 | 030-070-4P-5HP | NBS_030-070_4P_5HP_6.85_SS | 469.9181 | 469.9181 | 939.8361 | 2 | 1 | 3 | E | NBS_EndSuction | 3 | 2.5 | 3 | 5 | BranchMin3_BranchMax5 | 3 | 3 | 4 | 6 | HeaderMin4_HeaderMax6 | 5 | 3 | 9
571 | 43 | 030-070-4P-5HP | NBS_030-070_4P_5HP_6.85_SS | 469.9181 | 469.9181 | 939.8361 | 2 | 1 | 3 | E | NBS_EndSuction | 3 | 2.5 | 3 | 5 | BranchMin3_BranchMax5 | 3 | 3 | 4 | 6 | HeaderMin4_HeaderMax6 | 6 | 3 | 9
571 | 43 | 030-070-4P-5HP | NBS_030-070_4P_5HP_6.85_SS | 469.9181 | 469.9181 | 939.8361 | 2 | 1 | 3 | E | NBS_EndSuction | 3 | 2.5 | 3 | 5 | BranchMin3_BranchMax5 | 4 | 3 | 4 | 6 | HeaderMin4_HeaderMax6 | 4 | 3 | 9 | [11 empty] | INVALID
571 | 43 | 030-070-4P-5HP | NBS_030-070_4P_5HP_6.85_SS | 469.9181 | 469.9181 | 939.8361 | 2 | 1 | 3 | E | NBS_EndSuction | 3 | 2.5 | 3 | 5 | BranchMin3_BranchMax5 | 4 | 3 | 4 | 6 | HeaderMin4_HeaderMax6 | 5 | 3 | 9
571 | 43 | 030-070-4P-5HP | NBS_030-070_4P_5HP_6.85_SS | 469.9181 | 469.9181 | 939.8361 | 2 | 1 | 3 | E | NBS_EndSuction | 3 | 2.5 | 3 | 5 | BranchMin3_BranchMax5 | 4 | 3 | 4 | 6 | HeaderMin4_HeaderMax6 | 6 | 3 | 9
571 | 43 | 030-070-4P-5HP | NBS_030-070_4P_5HP_6.85_SS | 469.9181 | 469.9181 | 939.8361 | 2 | 1 | 3 | E | NBS_EndSuction | 3 | 2.5 | 3 | 5 | BranchMin3_BranchMax5 | 5 | 3 | 4 | 6 | HeaderMin4_HeaderMax6 | 4 | 3 | 9 | [11 empty] | INVALID
571 | 43 | 030-070-4P-5HP | NBS_030-070_4P_5HP_6.85_SS | 469.9181 | 469.9181 | 939.8361 | 2 | 1 | 3 | E | NBS_EndSuction | 3 | 2.5 | 3 | 5 | BranchMin3_BranchMax5 | 5 | 3 | 4 | 6 | HeaderMin4_HeaderMax6 | 5 | 3 | 9 | [11 empty] | INVALID
571 | 43 | 030-070-4P-5HP | NBS_030-070_4P_5HP_6.85_SS | 469.9181 | 469.9181 | 939.8361 | 2 | 1 | 3 | E | NBS_EndSuction | 3 | 2.5 | 3 | 5 | BranchMin3_BranchMax5 | 5 | 3 | 4 | 6 | HeaderMin4_HeaderMax6 | 6 | 3 | 9
572 | 44 | 030-095-4P-5HP | NBS_030-095_4P_5HP_6.10_SS | 576.7129 | 576.7129 | 1153.4258 | 2 | 1 | 3 | E | NBS_EndSuction | 4 | 3 | 4 | 5 | BranchMin4_BranchMax5 | 4 | 2 | 5 | 8 | HeaderMin5_HeaderMax8 | 5 | 3 | 6
572 | 44 | 030-095-4P-5HP | NBS_030-095_4P_5HP_6.10_SS | 576.7129 | 576.7129 | 1153.4258 | 2 | 1 | 3 | E | NBS_EndSuction | 4 | 3 | 4 | 5 | BranchMin4_BranchMax5 | 4 | 2 | 5 | 8 | HeaderMin5_HeaderMax8 | 6 | 3 | 6
572 | 44 | 030-095-4P-5HP | NBS_030-095_4P_5HP_6.10_SS | 576.7129 | 576.7129 | 1153.4258 | 2 | 1 | 3 | E | NBS_EndSuction | 4 | 3 | 4 | 5 | BranchMin4_BranchMax5 | 4 | 2 | 5 | 8 | HeaderMin5_HeaderMax8 | 8 | 3 | 6
572 | 44 | 030-095-4P-5HP | NBS_030-095_4P_5HP_6.10_SS | 576.7129 | 576.7129 | 1153.4258 | 2 | 1 | 3 | E | NBS_EndSuction | 4 | 3 | 4 | 5 | BranchMin4_BranchMax5 | 5 | 2 | 5 | 8 | HeaderMin5_HeaderMax8 | 5 | 3 | 6 | [11 empty] | INVALID
572 | 44 | 030-095-4P-5HP | NBS_030-095_4P_5HP_6.10_SS | 576.7129 | 576.7129 | 1153.4258 | 2 | 1 | 3 | E | NBS_EndSuction | 4 | 3 | 4 | 5 | BranchMin4_BranchMax5 | 5 | 2 | 5 | 8 | HeaderMin5_HeaderMax8 | 6 | 3 | 6
572 | 44 | 030-095-4P-5HP | NBS_030-095_4P_5HP_6.10_SS | 576.7129 | 576.7129 | 1153.4258 | 2 | 1 | 3 | E | NBS_EndSuction | 4 | 3 | 4 | 5 | BranchMin4_BranchMax5 | 5 | 2 | 5 | 8 | HeaderMin5_HeaderMax8 | 8 | 3 | 6
573 | 45 | 030-095-4P-7pt5HP | NBS_030-095_4P_7.5HP_6.73_SS | 637.6666 | 637.6666 | 1275.3332 | 2 | 1 | 3 | E | NBS_EndSuction | 4 | 3 | 4 | 5 | BranchMin4_BranchMax5 | 4 | 2 | 5 | 8 | HeaderMin5_HeaderMax8 | 5 | 3 | 6
573 | 45 | 030-095-4P-7pt5HP | NBS_030-095_4P_7.5HP_6.73_SS | 637.6666 | 637.6666 | 1275.3332 | 2 | 1 | 3 | E | NBS_EndSuction | 4 | 3 | 4 | 5 | BranchMin4_BranchMax5 | 4 | 2 | 5 | 8 | HeaderMin5_HeaderMax8 | 6 | 3 | 6
573 | 45 | 030-095-4P-7pt5HP | NBS_030-095_4P_7.5HP_6.73_SS | 637.6666 | 637.6666 | 1275.3332 | 2 | 1 | 3 | E | NBS_EndSuction | 4 | 3 | 4 | 5 | BranchMin4_BranchMax5 | 4 | 2 | 5 | 8 | HeaderMin5_HeaderMax8 | 8 | 3 | 6
573 | 45 | 030-095-4P-7pt5HP | NBS_030-095_4P_7.5HP_6.73_SS | 637.6666 | 637.6666 | 1275.3332 | 2 | 1 | 3 | E | NBS_EndSuction | 4 | 3 | 4 | 5 | BranchMin4_BranchMax5 | 5 | 2 | 5 | 8 | HeaderMin5_HeaderMax8 | 5 | 3 | 6 | [11 empty] | INVALID
573 | 45 | 030-095-4P-7pt5HP | NBS_030-095_4P_7.5HP_6.73_SS | 637.6666 | 637.6666 | 1275.3332 | 2 | 1 | 3 | E | NBS_EndSuction | 4 | 3 | 4 | 5 | BranchMin4_BranchMax5 | 5 | 2 | 5 | 8 | HeaderMin5_HeaderMax8 | 6 | 3 | 6
573 | 45 | 030-095-4P-7pt5HP | NBS_030-095_4P_7.5HP_6.73_SS | 637.6666 | 637.6666 | 1275.3332 | 2 | 1 | 3 | E | NBS_EndSuction | 4 | 3 | 4 | 5 | BranchMin4_BranchMax5 | 5 | 2 | 5 | 8 | HeaderMin5_HeaderMax8 | 8 | 3 | 6
574 | 46 | 030-095-4P-10HP | NBS_030-095_4P_10HP_7.52_SS | 669.3599 | 669.3599 | 1338.7198 | 2 | 1 | 3 | E | NBS_EndSuction | 4 | 3 | 4 | 6 | BranchMin4_BranchMax6 | 4 | 3 | 5 | 8 | HeaderMin5_HeaderMax8 | 5 | 3 | 9
574 | 46 | 030-095-4P-10HP | NBS_030-095_4P_10HP_7.52_SS | 669.3599 | 669.3599 | 1338.7198 | 2 | 1 | 3 | E | NBS_EndSuction | 4 | 3 | 4 | 6 | BranchMin4_BranchMax6 | 4 | 3 | 5 | 8 | HeaderMin5_HeaderMax8 | 6 | 3 | 9
574 | 46 | 030-095-4P-10HP | NBS_030-095_4P_10HP_7.52_SS | 669.3599 | 669.3599 | 1338.7198 | 2 | 1 | 3 | E | NBS_EndSuction | 4 | 3 | 4 | 6 | BranchMin4_BranchMax6 | 4 | 3 | 5 | 8 | HeaderMin5_HeaderMax8 | 8 | 3 | 9
574 | 46 | 030-095-4P-10HP | NBS_030-095_4P_10HP_7.52_SS | 669.3599 | 669.3599 | 1338.7198 | 2 | 1 | 3 | E | NBS_EndSuction | 4 | 3 | 4 | 6 | BranchMin4_BranchMax6 | 5 | 3 | 5 | 8 | HeaderMin5_HeaderMax8 | 5 | 3 | 9 | [11 empty] | INVALID
574 | 46 | 030-095-4P-10HP | NBS_030-095_4P_10HP_7.52_SS | 669.3599 | 669.3599 | 1338.7198 | 2 | 1 | 3 | E | NBS_EndSuction | 4 | 3 | 4 | 6 | BranchMin4_BranchMax6 | 5 | 3 | 5 | 8 | HeaderMin5_HeaderMax8 | 6 | 3 | 9
574 | 46 | 030-095-4P-10HP | NBS_030-095_4P_10HP_7.52_SS | 669.3599 | 669.3599 | 1338.7198 | 2 | 1 | 3 | E | NBS_EndSuction | 4 | 3 | 4 | 6 | BranchMin4_BranchMax6 | 5 | 3 | 5 | 8 | HeaderMin5_HeaderMax8 | 8 | 3 | 9
574 | 46 | 030-095-4P-10HP | NBS_030-095_4P_10HP_7.52_SS | 669.3599 | 669.3599 | 1338.7198 | 2 | 1 | 3 | E | NBS_EndSuction | 4 | 3 | 4 | 6 | BranchMin4_BranchMax6 | 6 | 3 | 5 | 8 | HeaderMin5_HeaderMax8 | 5 | 3 | 9 | [11 empty] | INVALID
574 | 46 | 030-095-4P-10HP | NBS_030-095_4P_10HP_7.52_SS | 669.3599 | 669.3599 | 1338.7198 | 2 | 1 | 3 | E | NBS_EndSuction | 4 | 3 | 4 | 6 | BranchMin4_BranchMax6 | 6 | 3 | 5 | 8 | HeaderMin5_HeaderMax8 | 6 | 3 | 9 | [11 empty] | INVALID
574 | 46 | 030-095-4P-10HP | NBS_030-095_4P_10HP_7.52_SS | 669.3599 | 669.3599 | 1338.7198 | 2 | 1 | 3 | E | NBS_EndSuction | 4 | 3 | 4 | 6 | BranchMin4_BranchMax6 | 6 | 3 | 5 | 8 | HeaderMin5_HeaderMax8 | 8 | 3 | 9
575 | 47 | 030-095-4P-15HP | NBS_030-095_4P_15HP_8.86_SS | 685.5374 | 685.5374 | 1371.0747 | 2 | 1 | 3 | E | NBS_EndSuction | 4 | 3 | 4 | 6 | BranchMin4_BranchMax6 | 4 | 3 | 5 | 8 | HeaderMin5_HeaderMax8 | 5 | 3 | 9
575 | 47 | 030-095-4P-15HP | NBS_030-095_4P_15HP_8.86_SS | 685.5374 | 685.5374 | 1371.0747 | 2 | 1 | 3 | E | NBS_EndSuction | 4 | 3 | 4 | 6 | BranchMin4_BranchMax6 | 4 | 3 | 5 | 8 | HeaderMin5_HeaderMax8 | 6 | 3 | 9
575 | 47 | 030-095-4P-15HP | NBS_030-095_4P_15HP_8.86_SS | 685.5374 | 685.5374 | 1371.0747 | 2 | 1 | 3 | E | NBS_EndSuction | 4 | 3 | 4 | 6 | BranchMin4_BranchMax6 | 4 | 3 | 5 | 8 | HeaderMin5_HeaderMax8 | 8 | 3 | 9
575 | 47 | 030-095-4P-15HP | NBS_030-095_4P_15HP_8.86_SS | 685.5374 | 685.5374 | 1371.0747 | 2 | 1 | 3 | E | NBS_EndSuction | 4 | 3 | 4 | 6 | BranchMin4_BranchMax6 | 5 | 3 | 5 | 8 | HeaderMin5_HeaderMax8 | 5 | 3 | 9 | [11 empty] | INVALID
575 | 47 | 030-095-4P-15HP | NBS_030-095_4P_15HP_8.86_SS | 685.5374 | 685.5374 | 1371.0747 | 2 | 1 | 3 | E | NBS_EndSuction | 4 | 3 | 4 | 6 | BranchMin4_BranchMax6 | 5 | 3 | 5 | 8 | HeaderMin5_HeaderMax8 | 6 | 3 | 9
575 | 47 | 030-095-4P-15HP | NBS_030-095_4P_15HP_8.86_SS | 685.5374 | 685.5374 | 1371.0747 | 2 | 1 | 3 | E | NBS_EndSuction | 4 | 3 | 4 | 6 | BranchMin4_BranchMax6 | 5 | 3 | 5 | 8 | HeaderMin5_HeaderMax8 | 8 | 3 | 9
575 | 47 | 030-095-4P-15HP | NBS_030-095_4P_15HP_8.86_SS | 685.5374 | 685.5374 | 1371.0747 | 2 | 1 | 3 | E | NBS_EndSuction | 4 | 3 | 4 | 6 | BranchMin4_BranchMax6 | 6 | 3 | 5 | 8 | HeaderMin5_HeaderMax8 | 5 | 3 | 9 | [11 empty] | INVALID
575 | 47 | 030-095-4P-15HP | NBS_030-095_4P_15HP_8.86_SS | 685.5374 | 685.5374 | 1371.0747 | 2 | 1 | 3 | E | NBS_EndSuction | 4 | 3 | 4 | 6 | BranchMin4_BranchMax6 | 6 | 3 | 5 | 8 | HeaderMin5_HeaderMax8 | 6 | 3 | 9 | [11 empty] | INVALID
575 | 47 | 030-095-4P-15HP | NBS_030-095_4P_15HP_8.86_SS | 685.5374 | 685.5374 | 1371.0747 | 2 | 1 | 3 | E | NBS_EndSuction | 4 | 3 | 4 | 6 | BranchMin4_BranchMax6 | 6 | 3 | 5 | 8 | HeaderMin5_HeaderMax8 | 8 | 3 | 9
576 | 48 | 030-110-4P-10HP | NBS_030-110_4P_10HP_8.35_SS | 487.2856 | 487.2856 | 974.5712 | 2 | 1 | 3 | E | NBS_EndSuction | 4 | 3 | 4 | 5 | BranchMin4_BranchMax5 | 4 | 2 | 5 | 8 | HeaderMin5_HeaderMax8 | 5 | 3 | 6
576 | 48 | 030-110-4P-10HP | NBS_030-110_4P_10HP_8.35_SS | 487.2856 | 487.2856 | 974.5712 | 2 | 1 | 3 | E | NBS_EndSuction | 4 | 3 | 4 | 5 | BranchMin4_BranchMax5 | 4 | 2 | 5 | 8 | HeaderMin5_HeaderMax8 | 6 | 3 | 6
576 | 48 | 030-110-4P-10HP | NBS_030-110_4P_10HP_8.35_SS | 487.2856 | 487.2856 | 974.5712 | 2 | 1 | 3 | E | NBS_EndSuction | 4 | 3 | 4 | 5 | BranchMin4_BranchMax5 | 4 | 2 | 5 | 8 | HeaderMin5_HeaderMax8 | 8 | 3 | 6
576 | 48 | 030-110-4P-10HP | NBS_030-110_4P_10HP_8.35_SS | 487.2856 | 487.2856 | 974.5712 | 2 | 1 | 3 | E | NBS_EndSuction | 4 | 3 | 4 | 5 | BranchMin4_BranchMax5 | 5 | 2 | 5 | 8 | HeaderMin5_HeaderMax8 | 5 | 3 | 6 | [11 empty] | INVALID
576 | 48 | 030-110-4P-10HP | NBS_030-110_4P_10HP_8.35_SS | 487.2856 | 487.2856 | 974.5712 | 2 | 1 | 3 | E | NBS_EndSuction | 4 | 3 | 4 | 5 | BranchMin4_BranchMax5 | 5 | 2 | 5 | 8 | HeaderMin5_HeaderMax8 | 6 | 3 | 6
576 | 48 | 030-110-4P-10HP | NBS_030-110_4P_10HP_8.35_SS | 487.2856 | 487.2856 | 974.5712 | 2 | 1 | 3 | E | NBS_EndSuction | 4 | 3 | 4 | 5 | BranchMin4_BranchMax5 | 5 | 2 | 5 | 8 | HeaderMin5_HeaderMax8 | 8 | 3 | 6
577 | 49 | 030-110-4P-15HP | NBS_030-110_4P_15HP_9.61_SS | 573.2974 | 573.2974 | 1146.5948 | 2 | 1 | 3 | E | NBS_EndSuction | 4 | 3 | 4 | 5 | BranchMin4_BranchMax5 | 4 | 2 | 5 | 8 | HeaderMin5_HeaderMax8 | 5 | 3 | 6
577 | 49 | 030-110-4P-15HP | NBS_030-110_4P_15HP_9.61_SS | 573.2974 | 573.2974 | 1146.5948 | 2 | 1 | 3 | E | NBS_EndSuction | 4 | 3 | 4 | 5 | BranchMin4_BranchMax5 | 4 | 2 | 5 | 8 | HeaderMin5_HeaderMax8 | 6 | 3 | 6
577 | 49 | 030-110-4P-15HP | NBS_030-110_4P_15HP_9.61_SS | 573.2974 | 573.2974 | 1146.5948 | 2 | 1 | 3 | E | NBS_EndSuction | 4 | 3 | 4 | 5 | BranchMin4_BranchMax5 | 4 | 2 | 5 | 8 | HeaderMin5_HeaderMax8 | 8 | 3 | 6
577 | 49 | 030-110-4P-15HP | NBS_030-110_4P_15HP_9.61_SS | 573.2974 | 573.2974 | 1146.5948 | 2 | 1 | 3 | E | NBS_EndSuction | 4 | 3 | 4 | 5 | BranchMin4_BranchMax5 | 5 | 2 | 5 | 8 | HeaderMin5_HeaderMax8 | 5 | 3 | 6 | [11 empty] | INVALID
577 | 49 | 030-110-4P-15HP | NBS_030-110_4P_15HP_9.61_SS | 573.2974 | 573.2974 | 1146.5948 | 2 | 1 | 3 | E | NBS_EndSuction | 4 | 3 | 4 | 5 | BranchMin4_BranchMax5 | 5 | 2 | 5 | 8 | HeaderMin5_HeaderMax8 | 6 | 3 | 6
577 | 49 | 030-110-4P-15HP | NBS_030-110_4P_15HP_9.61_SS | 573.2974 | 573.2974 | 1146.5948 | 2 | 1 | 3 | E | NBS_EndSuction | 4 | 3 | 4 | 5 | BranchMin4_BranchMax5 | 5 | 2 | 5 | 8 | HeaderMin5_HeaderMax8 | 8 | 3 | 6
578 | 50 | 030-110-4P-20HP | NBS_030-110_4P_20HP_10.79_SS | 666.5942 | 666.5942 | 1333.1883 | 2 | 1 | 3 | E | NBS_EndSuction | 4 | 3 | 4 | 6 | BranchMin4_BranchMax6 | 4 | 3 | 5 | 8 | HeaderMin5_HeaderMax8 | 5 | 3 | 9
578 | 50 | 030-110-4P-20HP | NBS_030-110_4P_20HP_10.79_SS | 666.5942 | 666.5942 | 1333.1883 | 2 | 1 | 3 | E | NBS_EndSuction | 4 | 3 | 4 | 6 | BranchMin4_BranchMax6 | 4 | 3 | 5 | 8 | HeaderMin5_HeaderMax8 | 6 | 3 | 9
578 | 50 | 030-110-4P-20HP | NBS_030-110_4P_20HP_10.79_SS | 666.5942 | 666.5942 | 1333.1883 | 2 | 1 | 3 | E | NBS_EndSuction | 4 | 3 | 4 | 6 | BranchMin4_BranchMax6 | 4 | 3 | 5 | 8 | HeaderMin5_HeaderMax8 | 8 | 3 | 9
578 | 50 | 030-110-4P-20HP | NBS_030-110_4P_20HP_10.79_SS | 666.5942 | 666.5942 | 1333.1883 | 2 | 1 | 3 | E | NBS_EndSuction | 4 | 3 | 4 | 6 | BranchMin4_BranchMax6 | 5 | 3 | 5 | 8 | HeaderMin5_HeaderMax8 | 5 | 3 | 9 | [11 empty] | INVALID
578 | 50 | 030-110-4P-20HP | NBS_030-110_4P_20HP_10.79_SS | 666.5942 | 666.5942 | 1333.1883 | 2 | 1 | 3 | E | NBS_EndSuction | 4 | 3 | 4 | 6 | BranchMin4_BranchMax6 | 5 | 3 | 5 | 8 | HeaderMin5_HeaderMax8 | 6 | 3 | 9
578 | 50 | 030-110-4P-20HP | NBS_030-110_4P_20HP_10.79_SS | 666.5942 | 666.5942 | 1333.1883 | 2 | 1 | 3 | E | NBS_EndSuction | 4 | 3 | 4 | 6 | BranchMin4_BranchMax6 | 5 | 3 | 5 | 8 | HeaderMin5_HeaderMax8 | 8 | 3 | 9
578 | 50 | 030-110-4P-20HP | NBS_030-110_4P_20HP_10.79_SS | 666.5942 | 666.5942 | 1333.1883 | 2 | 1 | 3 | E | NBS_EndSuction | 4 | 3 | 4 | 6 | BranchMin4_BranchMax6 | 6 | 3 | 5 | 8 | HeaderMin5_HeaderMax8 | 5 | 3 | 9 | [11 empty] | INVALID
578 | 50 | 030-110-4P-20HP | NBS_030-110_4P_20HP_10.79_SS | 666.5942 | 666.5942 | 1333.1883 | 2 | 1 | 3 | E | NBS_EndSuction | 4 | 3 | 4 | 6 | BranchMin4_BranchMax6 | 6 | 3 | 5 | 8 | HeaderMin5_HeaderMax8 | 6 | 3 | 9 | [11 empty] | INVALID
578 | 50 | 030-110-4P-20HP | NBS_030-110_4P_20HP_10.79_SS | 666.5942 | 666.5942 | 1333.1883 | 2 | 1 | 3 | E | NBS_EndSuction | 4 | 3 | 4 | 6 | BranchMin4_BranchMax6 | 6 | 3 | 5 | 8 | HeaderMin5_HeaderMax8 | 8 | 3 | 9
579 | 51 | 030-135-4P-15HP | NBS_030-135_4P_15HP_8.98_SS | 598.5182 | 598.5182 | 1197.0364 | 2 | 1 | 3 | E | NBS_EndSuction | 4 | 3 | 4 | 5 | BranchMin4_BranchMax5 | 4 | 2 | 5 | 8 | HeaderMin5_HeaderMax8 | 5 | 3 | 6
579 | 51 | 030-135-4P-15HP | NBS_030-135_4P_15HP_8.98_SS | 598.5182 | 598.5182 | 1197.0364 | 2 | 1 | 3 | E | NBS_EndSuction | 4 | 3 | 4 | 5 | BranchMin4_BranchMax5 | 4 | 2 | 5 | 8 | HeaderMin5_HeaderMax8 | 6 | 3 | 6
579 | 51 | 030-135-4P-15HP | NBS_030-135_4P_15HP_8.98_SS | 598.5182 | 598.5182 | 1197.0364 | 2 | 1 | 3 | E | NBS_EndSuction | 4 | 3 | 4 | 5 | BranchMin4_BranchMax5 | 4 | 2 | 5 | 8 | HeaderMin5_HeaderMax8 | 8 | 3 | 6
579 | 51 | 030-135-4P-15HP | NBS_030-135_4P_15HP_8.98_SS | 598.5182 | 598.5182 | 1197.0364 | 2 | 1 | 3 | E | NBS_EndSuction | 4 | 3 | 4 | 5 | BranchMin4_BranchMax5 | 5 | 2 | 5 | 8 | HeaderMin5_HeaderMax8 | 5 | 3 | 6 | [11 empty] | INVALID
579 | 51 | 030-135-4P-15HP | NBS_030-135_4P_15HP_8.98_SS | 598.5182 | 598.5182 | 1197.0364 | 2 | 1 | 3 | E | NBS_EndSuction | 4 | 3 | 4 | 5 | BranchMin4_BranchMax5 | 5 | 2 | 5 | 8 | HeaderMin5_HeaderMax8 | 6 | 3 | 6
579 | 51 | 030-135-4P-15HP | NBS_030-135_4P_15HP_8.98_SS | 598.5182 | 598.5182 | 1197.0364 | 2 | 1 | 3 | E | NBS_EndSuction | 4 | 3 | 4 | 5 | BranchMin4_BranchMax5 | 5 | 2 | 5 | 8 | HeaderMin5_HeaderMax8 | 8 | 3 | 6
580 | 52 | 030-135-4P-20HP | NBS_030-135_4P_20HP_9.92_SS | 672.8213 | 672.8213 | 1345.6425 | 2 | 1 | 3 | E | NBS_EndSuction | 4 | 3 | 4 | 6 | BranchMin4_BranchMax6 | 4 | 3 | 5 | 8 | HeaderMin5_HeaderMax8 | 5 | 3 | 9
580 | 52 | 030-135-4P-20HP | NBS_030-135_4P_20HP_9.92_SS | 672.8213 | 672.8213 | 1345.6425 | 2 | 1 | 3 | E | NBS_EndSuction | 4 | 3 | 4 | 6 | BranchMin4_BranchMax6 | 4 | 3 | 5 | 8 | HeaderMin5_HeaderMax8 | 6 | 3 | 9
580 | 52 | 030-135-4P-20HP | NBS_030-135_4P_20HP_9.92_SS | 672.8213 | 672.8213 | 1345.6425 | 2 | 1 | 3 | E | NBS_EndSuction | 4 | 3 | 4 | 6 | BranchMin4_BranchMax6 | 4 | 3 | 5 | 8 | HeaderMin5_HeaderMax8 | 8 | 3 | 9
580 | 52 | 030-135-4P-20HP | NBS_030-135_4P_20HP_9.92_SS | 672.8213 | 672.8213 | 1345.6425 | 2 | 1 | 3 | E | NBS_EndSuction | 4 | 3 | 4 | 6 | BranchMin4_BranchMax6 | 5 | 3 | 5 | 8 | HeaderMin5_HeaderMax8 | 5 | 3 | 9 | [11 empty] | INVALID
580 | 52 | 030-135-4P-20HP | NBS_030-135_4P_20HP_9.92_SS | 672.8213 | 672.8213 | 1345.6425 | 2 | 1 | 3 | E | NBS_EndSuction | 4 | 3 | 4 | 6 | BranchMin4_BranchMax6 | 5 | 3 | 5 | 8 | HeaderMin5_HeaderMax8 | 6 | 3 | 9
580 | 52 | 030-135-4P-20HP | NBS_030-135_4P_20HP_9.92_SS | 672.8213 | 672.8213 | 1345.6425 | 2 | 1 | 3 | E | NBS_EndSuction | 4 | 3 | 4 | 6 | BranchMin4_BranchMax6 | 5 | 3 | 5 | 8 | HeaderMin5_HeaderMax8 | 8 | 3 | 9
580 | 52 | 030-135-4P-20HP | NBS_030-135_4P_20HP_9.92_SS | 672.8213 | 672.8213 | 1345.6425 | 2 | 1 | 3 | E | NBS_EndSuction | 4 | 3 | 4 | 6 | BranchMin4_BranchMax6 | 6 | 3 | 5 | 8 | HeaderMin5_HeaderMax8 | 5 | 3 | 9 | [11 empty] | INVALID
580 | 52 | 030-135-4P-20HP | NBS_030-135_4P_20HP_9.92_SS | 672.8213 | 672.8213 | 1345.6425 | 2 | 1 | 3 | E | NBS_EndSuction | 4 | 3 | 4 | 6 | BranchMin4_BranchMax6 | 6 | 3 | 5 | 8 | HeaderMin5_HeaderMax8 | 6 | 3 | 9 | [11 empty] | INVALID
580 | 52 | 030-135-4P-20HP | NBS_030-135_4P_20HP_9.92_SS | 672.8213 | 672.8213 | 1345.6425 | 2 | 1 | 3 | E | NBS_EndSuction | 4 | 3 | 4 | 6 | BranchMin4_BranchMax6 | 6 | 3 | 5 | 8 | HeaderMin5_HeaderMax8 | 8 | 3 | 9
581 | 53 | 030-135-4P-25HP | NBS_030-135_4P_25HP_10.63_SS | 735.3325 | 735.3325 | 1470.665 | 2 | 1 | 3 | E | NBS_EndSuction | 4 | 3 | 4 | 6 | BranchMin4_BranchMax6 | 4 | 3 | 5 | 8 | HeaderMin5_HeaderMax8 | 5 | 3 | 9
581 | 53 | 030-135-4P-25HP | NBS_030-135_4P_25HP_10.63_SS | 735.3325 | 735.3325 | 1470.665 | 2 | 1 | 3 | E | NBS_EndSuction | 4 | 3 | 4 | 6 | BranchMin4_BranchMax6 | 4 | 3 | 5 | 8 | HeaderMin5_HeaderMax8 | 6 | 3 | 9
581 | 53 | 030-135-4P-25HP | NBS_030-135_4P_25HP_10.63_SS | 735.3325 | 735.3325 | 1470.665 | 2 | 1 | 3 | E | NBS_EndSuction | 4 | 3 | 4 | 6 | BranchMin4_BranchMax6 | 4 | 3 | 5 | 8 | HeaderMin5_HeaderMax8 | 8 | 3 | 9
581 | 53 | 030-135-4P-25HP | NBS_030-135_4P_25HP_10.63_SS | 735.3325 | 735.3325 | 1470.665 | 2 | 1 | 3 | E | NBS_EndSuction | 4 | 3 | 4 | 6 | BranchMin4_BranchMax6 | 5 | 3 | 5 | 8 | HeaderMin5_HeaderMax8 | 5 | 3 | 9 | [11 empty] | INVALID
581 | 53 | 030-135-4P-25HP | NBS_030-135_4P_25HP_10.63_SS | 735.3325 | 735.3325 | 1470.665 | 2 | 1 | 3 | E | NBS_EndSuction | 4 | 3 | 4 | 6 | BranchMin4_BranchMax6 | 5 | 3 | 5 | 8 | HeaderMin5_HeaderMax8 | 6 | 3 | 9
581 | 53 | 030-135-4P-25HP | NBS_030-135_4P_25HP_10.63_SS | 735.3325 | 735.3325 | 1470.665 | 2 | 1 | 3 | E | NBS_EndSuction | 4 | 3 | 4 | 6 | BranchMin4_BranchMax6 | 5 | 3 | 5 | 8 | HeaderMin5_HeaderMax8 | 8 | 3 | 9
581 | 53 | 030-135-4P-25HP | NBS_030-135_4P_25HP_10.63_SS | 735.3325 | 735.3325 | 1470.665 | 2 | 1 | 3 | E | NBS_EndSuction | 4 | 3 | 4 | 6 | BranchMin4_BranchMax6 | 6 | 3 | 5 | 8 | HeaderMin5_HeaderMax8 | 5 | 3 | 9 | [11 empty] | INVALID
581 | 53 | 030-135-4P-25HP | NBS_030-135_4P_25HP_10.63_SS | 735.3325 | 735.3325 | 1470.665 | 2 | 1 | 3 | E | NBS_EndSuction | 4 | 3 | 4 | 6 | BranchMin4_BranchMax6 | 6 | 3 | 5 | 8 | HeaderMin5_HeaderMax8 | 6 | 3 | 9 | [11 empty] | INVALID
581 | 53 | 030-135-4P-25HP | NBS_030-135_4P_25HP_10.63_SS | 735.3325 | 735.3325 | 1470.665 | 2 | 1 | 3 | E | NBS_EndSuction | 4 | 3 | 4 | 6 | BranchMin4_BranchMax6 | 6 | 3 | 5 | 8 | HeaderMin5_HeaderMax8 | 8 | 3 | 9
582 | 54 | 030-135-4P-30HP | NBS_030-135_4P_30HP_11.26_SS | 787.4175 | 787.4175 | 1574.835 | 2 | 1 | 3 | E | NBS_EndSuction | 4 | 3 | 4 | 6 | BranchMin4_BranchMax6 | 4 | 3 | 5 | 8 | HeaderMin5_HeaderMax8 | 5 | 3 | 9
582 | 54 | 030-135-4P-30HP | NBS_030-135_4P_30HP_11.26_SS | 787.4175 | 787.4175 | 1574.835 | 2 | 1 | 3 | E | NBS_EndSuction | 4 | 3 | 4 | 6 | BranchMin4_BranchMax6 | 4 | 3 | 5 | 8 | HeaderMin5_HeaderMax8 | 6 | 3 | 9
582 | 54 | 030-135-4P-30HP | NBS_030-135_4P_30HP_11.26_SS | 787.4175 | 787.4175 | 1574.835 | 2 | 1 | 3 | E | NBS_EndSuction | 4 | 3 | 4 | 6 | BranchMin4_BranchMax6 | 4 | 3 | 5 | 8 | HeaderMin5_HeaderMax8 | 8 | 3 | 9
582 | 54 | 030-135-4P-30HP | NBS_030-135_4P_30HP_11.26_SS | 787.4175 | 787.4175 | 1574.835 | 2 | 1 | 3 | E | NBS_EndSuction | 4 | 3 | 4 | 6 | BranchMin4_BranchMax6 | 5 | 3 | 5 | 8 | HeaderMin5_HeaderMax8 | 5 | 3 | 9 | [11 empty] | INVALID
582 | 54 | 030-135-4P-30HP | NBS_030-135_4P_30HP_11.26_SS | 787.4175 | 787.4175 | 1574.835 | 2 | 1 | 3 | E | NBS_EndSuction | 4 | 3 | 4 | 6 | BranchMin4_BranchMax6 | 5 | 3 | 5 | 8 | HeaderMin5_HeaderMax8 | 6 | 3 | 9
582 | 54 | 030-135-4P-30HP | NBS_030-135_4P_30HP_11.26_SS | 787.4175 | 787.4175 | 1574.835 | 2 | 1 | 3 | E | NBS_EndSuction | 4 | 3 | 4 | 6 | BranchMin4_BranchMax6 | 5 | 3 | 5 | 8 | HeaderMin5_HeaderMax8 | 8 | 3 | 9
582 | 54 | 030-135-4P-30HP | NBS_030-135_4P_30HP_11.26_SS | 787.4175 | 787.4175 | 1574.835 | 2 | 1 | 3 | E | NBS_EndSuction | 4 | 3 | 4 | 6 | BranchMin4_BranchMax6 | 6 | 3 | 5 | 8 | HeaderMin5_HeaderMax8 | 5 | 3 | 9 | [11 empty] | INVALID
582 | 54 | 030-135-4P-30HP | NBS_030-135_4P_30HP_11.26_SS | 787.4175 | 787.4175 | 1574.835 | 2 | 1 | 3 | E | NBS_EndSuction | 4 | 3 | 4 | 6 | BranchMin4_BranchMax6 | 6 | 3 | 5 | 8 | HeaderMin5_HeaderMax8 | 6 | 3 | 9 | [11 empty] | INVALID
582 | 54 | 030-135-4P-30HP | NBS_030-135_4P_30HP_11.26_SS | 787.4175 | 787.4175 | 1574.835 | 2 | 1 | 3 | E | NBS_EndSuction | 4 | 3 | 4 | 6 | BranchMin4_BranchMax6 | 6 | 3 | 5 | 8 | HeaderMin5_HeaderMax8 | 8 | 3 | 9
583 | 55 | 030-135-4P-40HP | NBS_030-135_4P_40HP_12.91_SS | 832.83 | 832.83 | 1665.66 | 2 | 1 | 3 | E | NBS_EndSuction | 4 | 3 | 4 | 6 | BranchMin4_BranchMax6 | 4 | 3 | 5 | 10 | HeaderMin5_HeaderMax10 | 5 | 4 | 12
583 | 55 | 030-135-4P-40HP | NBS_030-135_4P_40HP_12.91_SS | 832.83 | 832.83 | 1665.66 | 2 | 1 | 3 | E | NBS_EndSuction | 4 | 3 | 4 | 6 | BranchMin4_BranchMax6 | 4 | 3 | 5 | 10 | HeaderMin5_HeaderMax10 | 6 | 4 | 12
583 | 55 | 030-135-4P-40HP | NBS_030-135_4P_40HP_12.91_SS | 832.83 | 832.83 | 1665.66 | 2 | 1 | 3 | E | NBS_EndSuction | 4 | 3 | 4 | 6 | BranchMin4_BranchMax6 | 4 | 3 | 5 | 10 | HeaderMin5_HeaderMax10 | 8 | 4 | 12
583 | 55 | 030-135-4P-40HP | NBS_030-135_4P_40HP_12.91_SS | 832.83 | 832.83 | 1665.66 | 2 | 1 | 3 | E | NBS_EndSuction | 4 | 3 | 4 | 6 | BranchMin4_BranchMax6 | 4 | 3 | 5 | 10 | HeaderMin5_HeaderMax10 | 10 | 4 | 12
583 | 55 | 030-135-4P-40HP | NBS_030-135_4P_40HP_12.91_SS | 832.83 | 832.83 | 1665.66 | 2 | 1 | 3 | E | NBS_EndSuction | 4 | 3 | 4 | 6 | BranchMin4_BranchMax6 | 5 | 3 | 5 | 10 | HeaderMin5_HeaderMax10 | 5 | 4 | 12 | [11 empty] | INVALID
583 | 55 | 030-135-4P-40HP | NBS_030-135_4P_40HP_12.91_SS | 832.83 | 832.83 | 1665.66 | 2 | 1 | 3 | E | NBS_EndSuction | 4 | 3 | 4 | 6 | BranchMin4_BranchMax6 | 5 | 3 | 5 | 10 | HeaderMin5_HeaderMax10 | 6 | 4 | 12
583 | 55 | 030-135-4P-40HP | NBS_030-135_4P_40HP_12.91_SS | 832.83 | 832.83 | 1665.66 | 2 | 1 | 3 | E | NBS_EndSuction | 4 | 3 | 4 | 6 | BranchMin4_BranchMax6 | 5 | 3 | 5 | 10 | HeaderMin5_HeaderMax10 | 8 | 4 | 12
583 | 55 | 030-135-4P-40HP | NBS_030-135_4P_40HP_12.91_SS | 832.83 | 832.83 | 1665.66 | 2 | 1 | 3 | E | NBS_EndSuction | 4 | 3 | 4 | 6 | BranchMin4_BranchMax6 | 5 | 3 | 5 | 10 | HeaderMin5_HeaderMax10 | 10 | 4 | 12
583 | 55 | 030-135-4P-40HP | NBS_030-135_4P_40HP_12.91_SS | 832.83 | 832.83 | 1665.66 | 2 | 1 | 3 | E | NBS_EndSuction | 4 | 3 | 4 | 6 | BranchMin4_BranchMax6 | 6 | 3 | 5 | 10 | HeaderMin5_HeaderMax10 | 5 | 4 | 12 | [11 empty] | INVALID
583 | 55 | 030-135-4P-40HP | NBS_030-135_4P_40HP_12.91_SS | 832.83 | 832.83 | 1665.66 | 2 | 1 | 3 | E | NBS_EndSuction | 4 | 3 | 4 | 6 | BranchMin4_BranchMax6 | 6 | 3 | 5 | 10 | HeaderMin5_HeaderMax10 | 6 | 4 | 12 | [11 empty] | INVALID
583 | 55 | 030-135-4P-40HP | NBS_030-135_4P_40HP_12.91_SS | 832.83 | 832.83 | 1665.66 | 2 | 1 | 3 | E | NBS_EndSuction | 4 | 3 | 4 | 6 | BranchMin4_BranchMax6 | 6 | 3 | 5 | 10 | HeaderMin5_HeaderMax10 | 8 | 4 | 12
583 | 55 | 030-135-4P-40HP | NBS_030-135_4P_40HP_12.91_SS | 832.83 | 832.83 | 1665.66 | 2 | 1 | 3 | E | NBS_EndSuction | 4 | 3 | 4 | 6 | BranchMin4_BranchMax6 | 6 | 3 | 5 | 10 | HeaderMin5_HeaderMax10 | 10 | 4 | 12
584 | 56 | 040-070-4P-2HP | NBS_040-070_4P_2HP_4.72_SS | 541.7729 | 541.7729 | 1083.5457 | 2 | 1 | 3 | E | NBS_EndSuction | 4 | 3 | 4 | 5 | BranchMin4_BranchMax5 | 4 | 2 | 5 | 8 | HeaderMin5_HeaderMax8 | 5 | 3 | 6
584 | 56 | 040-070-4P-2HP | NBS_040-070_4P_2HP_4.72_SS | 541.7729 | 541.7729 | 1083.5457 | 2 | 1 | 3 | E | NBS_EndSuction | 4 | 3 | 4 | 5 | BranchMin4_BranchMax5 | 4 | 2 | 5 | 8 | HeaderMin5_HeaderMax8 | 6 | 3 | 6
584 | 56 | 040-070-4P-2HP | NBS_040-070_4P_2HP_4.72_SS | 541.7729 | 541.7729 | 1083.5457 | 2 | 1 | 3 | E | NBS_EndSuction | 4 | 3 | 4 | 5 | BranchMin4_BranchMax5 | 4 | 2 | 5 | 8 | HeaderMin5_HeaderMax8 | 8 | 3 | 6
584 | 56 | 040-070-4P-2HP | NBS_040-070_4P_2HP_4.72_SS | 541.7729 | 541.7729 | 1083.5457 | 2 | 1 | 3 | E | NBS_EndSuction | 4 | 3 | 4 | 5 | BranchMin4_BranchMax5 | 5 | 2 | 5 | 8 | HeaderMin5_HeaderMax8 | 5 | 3 | 6 | [11 empty] | INVALID
584 | 56 | 040-070-4P-2HP | NBS_040-070_4P_2HP_4.72_SS | 541.7729 | 541.7729 | 1083.5457 | 2 | 1 | 3 | E | NBS_EndSuction | 4 | 3 | 4 | 5 | BranchMin4_BranchMax5 | 5 | 2 | 5 | 8 | HeaderMin5_HeaderMax8 | 6 | 3 | 6
584 | 56 | 040-070-4P-2HP | NBS_040-070_4P_2HP_4.72_SS | 541.7729 | 541.7729 | 1083.5457 | 2 | 1 | 3 | E | NBS_EndSuction | 4 | 3 | 4 | 5 | BranchMin4_BranchMax5 | 5 | 2 | 5 | 8 | HeaderMin5_HeaderMax8 | 8 | 3 | 6
585 | 57 | 040-070-4P-3HP | NBS_040-070_4P_3HP_5.43_SS | 534.0678 | 534.0678 | 1068.1357 | 2 | 1 | 3 | E | NBS_EndSuction | 4 | 3 | 4 | 5 | BranchMin4_BranchMax5 | 4 | 2 | 5 | 8 | HeaderMin5_HeaderMax8 | 5 | 3 | 6
585 | 57 | 040-070-4P-3HP | NBS_040-070_4P_3HP_5.43_SS | 534.0678 | 534.0678 | 1068.1357 | 2 | 1 | 3 | E | NBS_EndSuction | 4 | 3 | 4 | 5 | BranchMin4_BranchMax5 | 4 | 2 | 5 | 8 | HeaderMin5_HeaderMax8 | 6 | 3 | 6
585 | 57 | 040-070-4P-3HP | NBS_040-070_4P_3HP_5.43_SS | 534.0678 | 534.0678 | 1068.1357 | 2 | 1 | 3 | E | NBS_EndSuction | 4 | 3 | 4 | 5 | BranchMin4_BranchMax5 | 4 | 2 | 5 | 8 | HeaderMin5_HeaderMax8 | 8 | 3 | 6
585 | 57 | 040-070-4P-3HP | NBS_040-070_4P_3HP_5.43_SS | 534.0678 | 534.0678 | 1068.1357 | 2 | 1 | 3 | E | NBS_EndSuction | 4 | 3 | 4 | 5 | BranchMin4_BranchMax5 | 5 | 2 | 5 | 8 | HeaderMin5_HeaderMax8 | 5 | 3 | 6 | [11 empty] | INVALID
585 | 57 | 040-070-4P-3HP | NBS_040-070_4P_3HP_5.43_SS | 534.0678 | 534.0678 | 1068.1357 | 2 | 1 | 3 | E | NBS_EndSuction | 4 | 3 | 4 | 5 | BranchMin4_BranchMax5 | 5 | 2 | 5 | 8 | HeaderMin5_HeaderMax8 | 6 | 3 | 6
585 | 57 | 040-070-4P-3HP | NBS_040-070_4P_3HP_5.43_SS | 534.0678 | 534.0678 | 1068.1357 | 2 | 1 | 3 | E | NBS_EndSuction | 4 | 3 | 4 | 5 | BranchMin4_BranchMax5 | 5 | 2 | 5 | 8 | HeaderMin5_HeaderMax8 | 8 | 3 | 6
586 | 58 | 040-070-4P-5HP | NBS_040-070_4P_5HP_6.30_SS | 695.2568 | 695.2568 | 1390.5137 | 2 | 1 | 3 | E | NBS_EndSuction | 4 | 3 | 4 | 6 | BranchMin4_BranchMax6 | 4 | 3 | 5 | 8 | HeaderMin5_HeaderMax8 | 5 | 3 | 9
586 | 58 | 040-070-4P-5HP | NBS_040-070_4P_5HP_6.30_SS | 695.2568 | 695.2568 | 1390.5137 | 2 | 1 | 3 | E | NBS_EndSuction | 4 | 3 | 4 | 6 | BranchMin4_BranchMax6 | 4 | 3 | 5 | 8 | HeaderMin5_HeaderMax8 | 6 | 3 | 9
586 | 58 | 040-070-4P-5HP | NBS_040-070_4P_5HP_6.30_SS | 695.2568 | 695.2568 | 1390.5137 | 2 | 1 | 3 | E | NBS_EndSuction | 4 | 3 | 4 | 6 | BranchMin4_BranchMax6 | 4 | 3 | 5 | 8 | HeaderMin5_HeaderMax8 | 8 | 3 | 9
586 | 58 | 040-070-4P-5HP | NBS_040-070_4P_5HP_6.30_SS | 695.2568 | 695.2568 | 1390.5137 | 2 | 1 | 3 | E | NBS_EndSuction | 4 | 3 | 4 | 6 | BranchMin4_BranchMax6 | 5 | 3 | 5 | 8 | HeaderMin5_HeaderMax8 | 5 | 3 | 9 | [11 empty] | INVALID
586 | 58 | 040-070-4P-5HP | NBS_040-070_4P_5HP_6.30_SS | 695.2568 | 695.2568 | 1390.5137 | 2 | 1 | 3 | E | NBS_EndSuction | 4 | 3 | 4 | 6 | BranchMin4_BranchMax6 | 5 | 3 | 5 | 8 | HeaderMin5_HeaderMax8 | 6 | 3 | 9
586 | 58 | 040-070-4P-5HP | NBS_040-070_4P_5HP_6.30_SS | 695.2568 | 695.2568 | 1390.5137 | 2 | 1 | 3 | E | NBS_EndSuction | 4 | 3 | 4 | 6 | BranchMin4_BranchMax6 | 5 | 3 | 5 | 8 | HeaderMin5_HeaderMax8 | 8 | 3 | 9
586 | 58 | 040-070-4P-5HP | NBS_040-070_4P_5HP_6.30_SS | 695.2568 | 695.2568 | 1390.5137 | 2 | 1 | 3 | E | NBS_EndSuction | 4 | 3 | 4 | 6 | BranchMin4_BranchMax6 | 6 | 3 | 5 | 8 | HeaderMin5_HeaderMax8 | 5 | 3 | 9 | [11 empty] | INVALID
586 | 58 | 040-070-4P-5HP | NBS_040-070_4P_5HP_6.30_SS | 695.2568 | 695.2568 | 1390.5137 | 2 | 1 | 3 | E | NBS_EndSuction | 4 | 3 | 4 | 6 | BranchMin4_BranchMax6 | 6 | 3 | 5 | 8 | HeaderMin5_HeaderMax8 | 6 | 3 | 9 | [11 empty] | INVALID
586 | 58 | 040-070-4P-5HP | NBS_040-070_4P_5HP_6.30_SS | 695.2568 | 695.2568 | 1390.5137 | 2 | 1 | 3 | E | NBS_EndSuction | 4 | 3 | 4 | 6 | BranchMin4_BranchMax6 | 6 | 3 | 5 | 8 | HeaderMin5_HeaderMax8 | 8 | 3 | 9
587 | 59 | 040-070-4P-7pt5HP | NBS_040-070_4P_7.5HP_6.85_SS | 724.1837 | 724.1837 | 1448.3673 | 2 | 1 | 3 | E | NBS_EndSuction | 4 | 3 | 4 | 6 | BranchMin4_BranchMax6 | 4 | 3 | 5 | 8 | HeaderMin5_HeaderMax8 | 5 | 3 | 9
587 | 59 | 040-070-4P-7pt5HP | NBS_040-070_4P_7.5HP_6.85_SS | 724.1837 | 724.1837 | 1448.3673 | 2 | 1 | 3 | E | NBS_EndSuction | 4 | 3 | 4 | 6 | BranchMin4_BranchMax6 | 4 | 3 | 5 | 8 | HeaderMin5_HeaderMax8 | 6 | 3 | 9
587 | 59 | 040-070-4P-7pt5HP | NBS_040-070_4P_7.5HP_6.85_SS | 724.1837 | 724.1837 | 1448.3673 | 2 | 1 | 3 | E | NBS_EndSuction | 4 | 3 | 4 | 6 | BranchMin4_BranchMax6 | 4 | 3 | 5 | 8 | HeaderMin5_HeaderMax8 | 8 | 3 | 9
587 | 59 | 040-070-4P-7pt5HP | NBS_040-070_4P_7.5HP_6.85_SS | 724.1837 | 724.1837 | 1448.3673 | 2 | 1 | 3 | E | NBS_EndSuction | 4 | 3 | 4 | 6 | BranchMin4_BranchMax6 | 5 | 3 | 5 | 8 | HeaderMin5_HeaderMax8 | 5 | 3 | 9 | [11 empty] | INVALID
587 | 59 | 040-070-4P-7pt5HP | NBS_040-070_4P_7.5HP_6.85_SS | 724.1837 | 724.1837 | 1448.3673 | 2 | 1 | 3 | E | NBS_EndSuction | 4 | 3 | 4 | 6 | BranchMin4_BranchMax6 | 5 | 3 | 5 | 8 | HeaderMin5_HeaderMax8 | 6 | 3 | 9
587 | 59 | 040-070-4P-7pt5HP | NBS_040-070_4P_7.5HP_6.85_SS | 724.1837 | 724.1837 | 1448.3673 | 2 | 1 | 3 | E | NBS_EndSuction | 4 | 3 | 4 | 6 | BranchMin4_BranchMax6 | 5 | 3 | 5 | 8 | HeaderMin5_HeaderMax8 | 8 | 3 | 9
587 | 59 | 040-070-4P-7pt5HP | NBS_040-070_4P_7.5HP_6.85_SS | 724.1837 | 724.1837 | 1448.3673 | 2 | 1 | 3 | E | NBS_EndSuction | 4 | 3 | 4 | 6 | BranchMin4_BranchMax6 | 6 | 3 | 5 | 8 | HeaderMin5_HeaderMax8 | 5 | 3 | 9 | [11 empty] | INVALID
587 | 59 | 040-070-4P-7pt5HP | NBS_040-070_4P_7.5HP_6.85_SS | 724.1837 | 724.1837 | 1448.3673 | 2 | 1 | 3 | E | NBS_EndSuction | 4 | 3 | 4 | 6 | BranchMin4_BranchMax6 | 6 | 3 | 5 | 8 | HeaderMin5_HeaderMax8 | 6 | 3 | 9 | [11 empty] | INVALID
587 | 59 | 040-070-4P-7pt5HP | NBS_040-070_4P_7.5HP_6.85_SS | 724.1837 | 724.1837 | 1448.3673 | 2 | 1 | 3 | E | NBS_EndSuction | 4 | 3 | 4 | 6 | BranchMin4_BranchMax6 | 6 | 3 | 5 | 8 | HeaderMin5_HeaderMax8 | 8 | 3 | 9
588 | 60 | 040-095-4P-7pt5HP | NBS_040-095_4P_7.5HP_6.38_SS | 864.0628 | 864.0628 | 1728.1255 | 2 | 1 | 3 | E | NBS_EndSuction | 5 | 4 | 5 | 6 | BranchMin5_BranchMax6 | 5 | 2 | 6 | 10 | HeaderMin6_HeaderMax10 | 6 | 3 | 6
588 | 60 | 040-095-4P-7pt5HP | NBS_040-095_4P_7.5HP_6.38_SS | 864.0628 | 864.0628 | 1728.1255 | 2 | 1 | 3 | E | NBS_EndSuction | 5 | 4 | 5 | 6 | BranchMin5_BranchMax6 | 5 | 2 | 6 | 10 | HeaderMin6_HeaderMax10 | 8 | 3 | 6
588 | 60 | 040-095-4P-7pt5HP | NBS_040-095_4P_7.5HP_6.38_SS | 864.0628 | 864.0628 | 1728.1255 | 2 | 1 | 3 | E | NBS_EndSuction | 5 | 4 | 5 | 6 | BranchMin5_BranchMax6 | 5 | 2 | 6 | 10 | HeaderMin6_HeaderMax10 | 10 | 3 | 6
588 | 60 | 040-095-4P-7pt5HP | NBS_040-095_4P_7.5HP_6.38_SS | 864.0628 | 864.0628 | 1728.1255 | 2 | 1 | 3 | E | NBS_EndSuction | 5 | 4 | 5 | 6 | BranchMin5_BranchMax6 | 6 | 2 | 6 | 10 | HeaderMin6_HeaderMax10 | 6 | 3 | 6 | [11 empty] | INVALID
588 | 60 | 040-095-4P-7pt5HP | NBS_040-095_4P_7.5HP_6.38_SS | 864.0628 | 864.0628 | 1728.1255 | 2 | 1 | 3 | E | NBS_EndSuction | 5 | 4 | 5 | 6 | BranchMin5_BranchMax6 | 6 | 2 | 6 | 10 | HeaderMin6_HeaderMax10 | 8 | 3 | 6
588 | 60 | 040-095-4P-7pt5HP | NBS_040-095_4P_7.5HP_6.38_SS | 864.0628 | 864.0628 | 1728.1255 | 2 | 1 | 3 | E | NBS_EndSuction | 5 | 4 | 5 | 6 | BranchMin5_BranchMax6 | 6 | 2 | 6 | 10 | HeaderMin6_HeaderMax10 | 10 | 3 | 6
589 | 61 | 040-095-4P-10HP | NBS_040-095_4P_10HP_7.09_SS | 924.6022 | 924.6022 | 1849.2044 | 2 | 1 | 3 | E | NBS_EndSuction | 5 | 4 | 5 | 6 | BranchMin5_BranchMax6 | 5 | 2 | 6 | 10 | HeaderMin6_HeaderMax10 | 6 | 3 | 6
589 | 61 | 040-095-4P-10HP | NBS_040-095_4P_10HP_7.09_SS | 924.6022 | 924.6022 | 1849.2044 | 2 | 1 | 3 | E | NBS_EndSuction | 5 | 4 | 5 | 6 | BranchMin5_BranchMax6 | 5 | 2 | 6 | 10 | HeaderMin6_HeaderMax10 | 8 | 3 | 6
589 | 61 | 040-095-4P-10HP | NBS_040-095_4P_10HP_7.09_SS | 924.6022 | 924.6022 | 1849.2044 | 2 | 1 | 3 | E | NBS_EndSuction | 5 | 4 | 5 | 6 | BranchMin5_BranchMax6 | 5 | 2 | 6 | 10 | HeaderMin6_HeaderMax10 | 10 | 3 | 6
589 | 61 | 040-095-4P-10HP | NBS_040-095_4P_10HP_7.09_SS | 924.6022 | 924.6022 | 1849.2044 | 2 | 1 | 3 | E | NBS_EndSuction | 5 | 4 | 5 | 6 | BranchMin5_BranchMax6 | 6 | 2 | 6 | 10 | HeaderMin6_HeaderMax10 | 6 | 3 | 6 | [11 empty] | INVALID
589 | 61 | 040-095-4P-10HP | NBS_040-095_4P_10HP_7.09_SS | 924.6022 | 924.6022 | 1849.2044 | 2 | 1 | 3 | E | NBS_EndSuction | 5 | 4 | 5 | 6 | BranchMin5_BranchMax6 | 6 | 2 | 6 | 10 | HeaderMin6_HeaderMax10 | 8 | 3 | 6
589 | 61 | 040-095-4P-10HP | NBS_040-095_4P_10HP_7.09_SS | 924.6022 | 924.6022 | 1849.2044 | 2 | 1 | 3 | E | NBS_EndSuction | 5 | 4 | 5 | 6 | BranchMin5_BranchMax6 | 6 | 2 | 6 | 10 | HeaderMin6_HeaderMax10 | 10 | 3 | 6
590 | 62 | 040-095-4P-15HP | NBS_040-095_4P_15HP_8.35_SS | 1036.8753 | 1036.8753 | 2073.7507 | 2 | 1 | 3 | E | NBS_EndSuction | 5 | 4 | 5 | 8 | BranchMin5_BranchMax8 | 5 | 3 | 6 | 10 | HeaderMin6_HeaderMax10 | 6 | 3 | 9
590 | 62 | 040-095-4P-15HP | NBS_040-095_4P_15HP_8.35_SS | 1036.8753 | 1036.8753 | 2073.7507 | 2 | 1 | 3 | E | NBS_EndSuction | 5 | 4 | 5 | 8 | BranchMin5_BranchMax8 | 5 | 3 | 6 | 10 | HeaderMin6_HeaderMax10 | 8 | 3 | 9
590 | 62 | 040-095-4P-15HP | NBS_040-095_4P_15HP_8.35_SS | 1036.8753 | 1036.8753 | 2073.7507 | 2 | 1 | 3 | E | NBS_EndSuction | 5 | 4 | 5 | 8 | BranchMin5_BranchMax8 | 5 | 3 | 6 | 10 | HeaderMin6_HeaderMax10 | 10 | 3 | 9
590 | 62 | 040-095-4P-15HP | NBS_040-095_4P_15HP_8.35_SS | 1036.8753 | 1036.8753 | 2073.7507 | 2 | 1 | 3 | E | NBS_EndSuction | 5 | 4 | 5 | 8 | BranchMin5_BranchMax8 | 6 | 3 | 6 | 10 | HeaderMin6_HeaderMax10 | 6 | 3 | 9 | [11 empty] | INVALID
590 | 62 | 040-095-4P-15HP | NBS_040-095_4P_15HP_8.35_SS | 1036.8753 | 1036.8753 | 2073.7507 | 2 | 1 | 3 | E | NBS_EndSuction | 5 | 4 | 5 | 8 | BranchMin5_BranchMax8 | 6 | 3 | 6 | 10 | HeaderMin6_HeaderMax10 | 8 | 3 | 9
590 | 62 | 040-095-4P-15HP | NBS_040-095_4P_15HP_8.35_SS | 1036.8753 | 1036.8753 | 2073.7507 | 2 | 1 | 3 | E | NBS_EndSuction | 5 | 4 | 5 | 8 | BranchMin5_BranchMax8 | 6 | 3 | 6 | 10 | HeaderMin6_HeaderMax10 | 10 | 3 | 9
590 | 62 | 040-095-4P-15HP | NBS_040-095_4P_15HP_8.35_SS | 1036.8753 | 1036.8753 | 2073.7507 | 2 | 1 | 3 | E | NBS_EndSuction | 5 | 4 | 5 | 8 | BranchMin5_BranchMax8 | 8 | 3 | 6 | 10 | HeaderMin6_HeaderMax10 | 6 | 3 | 9 | [11 empty] | INVALID
590 | 62 | 040-095-4P-15HP | NBS_040-095_4P_15HP_8.35_SS | 1036.8753 | 1036.8753 | 2073.7507 | 2 | 1 | 3 | E | NBS_EndSuction | 5 | 4 | 5 | 8 | BranchMin5_BranchMax8 | 8 | 3 | 6 | 10 | HeaderMin6_HeaderMax10 | 8 | 3 | 9 | [11 empty] | INVALID
590 | 62 | 040-095-4P-15HP | NBS_040-095_4P_15HP_8.35_SS | 1036.8753 | 1036.8753 | 2073.7507 | 2 | 1 | 3 | E | NBS_EndSuction | 5 | 4 | 5 | 8 | BranchMin5_BranchMax8 | 8 | 3 | 6 | 10 | HeaderMin6_HeaderMax10 | 10 | 3 | 9
591 | 63 | 040-095-4P-20HP | NBS_040-095_4P_20HP_9.37_SS | 1098.4714 | 1098.4714 | 2196.9429 | 2 | 1 | 3 | E | NBS_EndSuction | 5 | 4 | 5 | 8 | BranchMin5_BranchMax8 | 5 | 3 | 6 | 10 | HeaderMin6_HeaderMax10 | 6 | 3 | 9
591 | 63 | 040-095-4P-20HP | NBS_040-095_4P_20HP_9.37_SS | 1098.4714 | 1098.4714 | 2196.9429 | 2 | 1 | 3 | E | NBS_EndSuction | 5 | 4 | 5 | 8 | BranchMin5_BranchMax8 | 5 | 3 | 6 | 10 | HeaderMin6_HeaderMax10 | 8 | 3 | 9
591 | 63 | 040-095-4P-20HP | NBS_040-095_4P_20HP_9.37_SS | 1098.4714 | 1098.4714 | 2196.9429 | 2 | 1 | 3 | E | NBS_EndSuction | 5 | 4 | 5 | 8 | BranchMin5_BranchMax8 | 5 | 3 | 6 | 10 | HeaderMin6_HeaderMax10 | 10 | 3 | 9
591 | 63 | 040-095-4P-20HP | NBS_040-095_4P_20HP_9.37_SS | 1098.4714 | 1098.4714 | 2196.9429 | 2 | 1 | 3 | E | NBS_EndSuction | 5 | 4 | 5 | 8 | BranchMin5_BranchMax8 | 6 | 3 | 6 | 10 | HeaderMin6_HeaderMax10 | 6 | 3 | 9 | [11 empty] | INVALID
591 | 63 | 040-095-4P-20HP | NBS_040-095_4P_20HP_9.37_SS | 1098.4714 | 1098.4714 | 2196.9429 | 2 | 1 | 3 | E | NBS_EndSuction | 5 | 4 | 5 | 8 | BranchMin5_BranchMax8 | 6 | 3 | 6 | 10 | HeaderMin6_HeaderMax10 | 8 | 3 | 9
591 | 63 | 040-095-4P-20HP | NBS_040-095_4P_20HP_9.37_SS | 1098.4714 | 1098.4714 | 2196.9429 | 2 | 1 | 3 | E | NBS_EndSuction | 5 | 4 | 5 | 8 | BranchMin5_BranchMax8 | 6 | 3 | 6 | 10 | HeaderMin6_HeaderMax10 | 10 | 3 | 9
591 | 63 | 040-095-4P-20HP | NBS_040-095_4P_20HP_9.37_SS | 1098.4714 | 1098.4714 | 2196.9429 | 2 | 1 | 3 | E | NBS_EndSuction | 5 | 4 | 5 | 8 | BranchMin5_BranchMax8 | 8 | 3 | 6 | 10 | HeaderMin6_HeaderMax10 | 6 | 3 | 9 | [11 empty] | INVALID
591 | 63 | 040-095-4P-20HP | NBS_040-095_4P_20HP_9.37_SS | 1098.4714 | 1098.4714 | 2196.9429 | 2 | 1 | 3 | E | NBS_EndSuction | 5 | 4 | 5 | 8 | BranchMin5_BranchMax8 | 8 | 3 | 6 | 10 | HeaderMin6_HeaderMax10 | 8 | 3 | 9 | [11 empty] | INVALID
591 | 63 | 040-095-4P-20HP | NBS_040-095_4P_20HP_9.37_SS | 1098.4714 | 1098.4714 | 2196.9429 | 2 | 1 | 3 | E | NBS_EndSuction | 5 | 4 | 5 | 8 | BranchMin5_BranchMax8 | 8 | 3 | 6 | 10 | HeaderMin6_HeaderMax10 | 10 | 3 | 9
592 | 64 | 040-110-4P-15HP | NBS_040-110_4P_15HP_8.11_SS | 877.0156 | 877.0156 | 1754.0312 | 2 | 1 | 3 | E | NBS_EndSuction | 5 | 4 | 5 | 6 | BranchMin5_BranchMax6 | 5 | 2 | 6 | 10 | HeaderMin6_HeaderMax10 | 6 | 3 | 6
592 | 64 | 040-110-4P-15HP | NBS_040-110_4P_15HP_8.11_SS | 877.0156 | 877.0156 | 1754.0312 | 2 | 1 | 3 | E | NBS_EndSuction | 5 | 4 | 5 | 6 | BranchMin5_BranchMax6 | 5 | 2 | 6 | 10 | HeaderMin6_HeaderMax10 | 8 | 3 | 6
592 | 64 | 040-110-4P-15HP | NBS_040-110_4P_15HP_8.11_SS | 877.0156 | 877.0156 | 1754.0312 | 2 | 1 | 3 | E | NBS_EndSuction | 5 | 4 | 5 | 6 | BranchMin5_BranchMax6 | 5 | 2 | 6 | 10 | HeaderMin6_HeaderMax10 | 10 | 3 | 6
592 | 64 | 040-110-4P-15HP | NBS_040-110_4P_15HP_8.11_SS | 877.0156 | 877.0156 | 1754.0312 | 2 | 1 | 3 | E | NBS_EndSuction | 5 | 4 | 5 | 6 | BranchMin5_BranchMax6 | 6 | 2 | 6 | 10 | HeaderMin6_HeaderMax10 | 6 | 3 | 6 | [11 empty] | INVALID
592 | 64 | 040-110-4P-15HP | NBS_040-110_4P_15HP_8.11_SS | 877.0156 | 877.0156 | 1754.0312 | 2 | 1 | 3 | E | NBS_EndSuction | 5 | 4 | 5 | 6 | BranchMin5_BranchMax6 | 6 | 2 | 6 | 10 | HeaderMin6_HeaderMax10 | 8 | 3 | 6
592 | 64 | 040-110-4P-15HP | NBS_040-110_4P_15HP_8.11_SS | 877.0156 | 877.0156 | 1754.0312 | 2 | 1 | 3 | E | NBS_EndSuction | 5 | 4 | 5 | 6 | BranchMin5_BranchMax6 | 6 | 2 | 6 | 10 | HeaderMin6_HeaderMax10 | 10 | 3 | 6
593 | 65 | 040-110-4P-20HP | NBS_040-110_4P_20HP_8.74_SS | 948.7162 | 948.7162 | 1897.4325 | 2 | 1 | 3 | E | NBS_EndSuction | 5 | 4 | 5 | 6 | BranchMin5_BranchMax6 | 5 | 2 | 6 | 10 | HeaderMin6_HeaderMax10 | 6 | 3 | 6
593 | 65 | 040-110-4P-20HP | NBS_040-110_4P_20HP_8.74_SS | 948.7162 | 948.7162 | 1897.4325 | 2 | 1 | 3 | E | NBS_EndSuction | 5 | 4 | 5 | 6 | BranchMin5_BranchMax6 | 5 | 2 | 6 | 10 | HeaderMin6_HeaderMax10 | 8 | 3 | 6
593 | 65 | 040-110-4P-20HP | NBS_040-110_4P_20HP_8.74_SS | 948.7162 | 948.7162 | 1897.4325 | 2 | 1 | 3 | E | NBS_EndSuction | 5 | 4 | 5 | 6 | BranchMin5_BranchMax6 | 5 | 2 | 6 | 10 | HeaderMin6_HeaderMax10 | 10 | 3 | 6
593 | 65 | 040-110-4P-20HP | NBS_040-110_4P_20HP_8.74_SS | 948.7162 | 948.7162 | 1897.4325 | 2 | 1 | 3 | E | NBS_EndSuction | 5 | 4 | 5 | 6 | BranchMin5_BranchMax6 | 6 | 2 | 6 | 10 | HeaderMin6_HeaderMax10 | 6 | 3 | 6 | [11 empty] | INVALID
593 | 65 | 040-110-4P-20HP | NBS_040-110_4P_20HP_8.74_SS | 948.7162 | 948.7162 | 1897.4325 | 2 | 1 | 3 | E | NBS_EndSuction | 5 | 4 | 5 | 6 | BranchMin5_BranchMax6 | 6 | 2 | 6 | 10 | HeaderMin6_HeaderMax10 | 8 | 3 | 6
593 | 65 | 040-110-4P-20HP | NBS_040-110_4P_20HP_8.74_SS | 948.7162 | 948.7162 | 1897.4325 | 2 | 1 | 3 | E | NBS_EndSuction | 5 | 4 | 5 | 6 | BranchMin5_BranchMax6 | 6 | 2 | 6 | 10 | HeaderMin6_HeaderMax10 | 10 | 3 | 6
594 | 66 | 040-110-4P-25HP | NBS_040-110_4P_25HP_9.45_SS | 981.9574 | 981.9574 | 1963.9148 | 2 | 1 | 3 | E | NBS_EndSuction | 5 | 4 | 5 | 8 | BranchMin5_BranchMax8 | 5 | 3 | 6 | 10 | HeaderMin6_HeaderMax10 | 6 | 3 | 9
594 | 66 | 040-110-4P-25HP | NBS_040-110_4P_25HP_9.45_SS | 981.9574 | 981.9574 | 1963.9148 | 2 | 1 | 3 | E | NBS_EndSuction | 5 | 4 | 5 | 8 | BranchMin5_BranchMax8 | 5 | 3 | 6 | 10 | HeaderMin6_HeaderMax10 | 8 | 3 | 9
594 | 66 | 040-110-4P-25HP | NBS_040-110_4P_25HP_9.45_SS | 981.9574 | 981.9574 | 1963.9148 | 2 | 1 | 3 | E | NBS_EndSuction | 5 | 4 | 5 | 8 | BranchMin5_BranchMax8 | 5 | 3 | 6 | 10 | HeaderMin6_HeaderMax10 | 10 | 3 | 9
594 | 66 | 040-110-4P-25HP | NBS_040-110_4P_25HP_9.45_SS | 981.9574 | 981.9574 | 1963.9148 | 2 | 1 | 3 | E | NBS_EndSuction | 5 | 4 | 5 | 8 | BranchMin5_BranchMax8 | 6 | 3 | 6 | 10 | HeaderMin6_HeaderMax10 | 6 | 3 | 9 | [11 empty] | INVALID
594 | 66 | 040-110-4P-25HP | NBS_040-110_4P_25HP_9.45_SS | 981.9574 | 981.9574 | 1963.9148 | 2 | 1 | 3 | E | NBS_EndSuction | 5 | 4 | 5 | 8 | BranchMin5_BranchMax8 | 6 | 3 | 6 | 10 | HeaderMin6_HeaderMax10 | 8 | 3 | 9
594 | 66 | 040-110-4P-25HP | NBS_040-110_4P_25HP_9.45_SS | 981.9574 | 981.9574 | 1963.9148 | 2 | 1 | 3 | E | NBS_EndSuction | 5 | 4 | 5 | 8 | BranchMin5_BranchMax8 | 6 | 3 | 6 | 10 | HeaderMin6_HeaderMax10 | 10 | 3 | 9
594 | 66 | 040-110-4P-25HP | NBS_040-110_4P_25HP_9.45_SS | 981.9574 | 981.9574 | 1963.9148 | 2 | 1 | 3 | E | NBS_EndSuction | 5 | 4 | 5 | 8 | BranchMin5_BranchMax8 | 8 | 3 | 6 | 10 | HeaderMin6_HeaderMax10 | 6 | 3 | 9 | [11 empty] | INVALID
594 | 66 | 040-110-4P-25HP | NBS_040-110_4P_25HP_9.45_SS | 981.9574 | 981.9574 | 1963.9148 | 2 | 1 | 3 | E | NBS_EndSuction | 5 | 4 | 5 | 8 | BranchMin5_BranchMax8 | 8 | 3 | 6 | 10 | HeaderMin6_HeaderMax10 | 8 | 3 | 9 | [11 empty] | INVALID
594 | 66 | 040-110-4P-25HP | NBS_040-110_4P_25HP_9.45_SS | 981.9574 | 981.9574 | 1963.9148 | 2 | 1 | 3 | E | NBS_EndSuction | 5 | 4 | 5 | 8 | BranchMin5_BranchMax8 | 8 | 3 | 6 | 10 | HeaderMin6_HeaderMax10 | 10 | 3 | 9
595 | 67 | 040-110-4P-30HP | NBS_040-110_4P_30HP_10.08_SS | 1058.92 | 1058.92 | 2117.8401 | 2 | 1 | 3 | E | NBS_EndSuction | 5 | 4 | 5 | 8 | BranchMin5_BranchMax8 | 5 | 3 | 6 | 10 | HeaderMin6_HeaderMax10 | 6 | 3 | 9
595 | 67 | 040-110-4P-30HP | NBS_040-110_4P_30HP_10.08_SS | 1058.92 | 1058.92 | 2117.8401 | 2 | 1 | 3 | E | NBS_EndSuction | 5 | 4 | 5 | 8 | BranchMin5_BranchMax8 | 5 | 3 | 6 | 10 | HeaderMin6_HeaderMax10 | 8 | 3 | 9
595 | 67 | 040-110-4P-30HP | NBS_040-110_4P_30HP_10.08_SS | 1058.92 | 1058.92 | 2117.8401 | 2 | 1 | 3 | E | NBS_EndSuction | 5 | 4 | 5 | 8 | BranchMin5_BranchMax8 | 5 | 3 | 6 | 10 | HeaderMin6_HeaderMax10 | 10 | 3 | 9
595 | 67 | 040-110-4P-30HP | NBS_040-110_4P_30HP_10.08_SS | 1058.92 | 1058.92 | 2117.8401 | 2 | 1 | 3 | E | NBS_EndSuction | 5 | 4 | 5 | 8 | BranchMin5_BranchMax8 | 6 | 3 | 6 | 10 | HeaderMin6_HeaderMax10 | 6 | 3 | 9 | [11 empty] | INVALID
595 | 67 | 040-110-4P-30HP | NBS_040-110_4P_30HP_10.08_SS | 1058.92 | 1058.92 | 2117.8401 | 2 | 1 | 3 | E | NBS_EndSuction | 5 | 4 | 5 | 8 | BranchMin5_BranchMax8 | 6 | 3 | 6 | 10 | HeaderMin6_HeaderMax10 | 8 | 3 | 9
595 | 67 | 040-110-4P-30HP | NBS_040-110_4P_30HP_10.08_SS | 1058.92 | 1058.92 | 2117.8401 | 2 | 1 | 3 | E | NBS_EndSuction | 5 | 4 | 5 | 8 | BranchMin5_BranchMax8 | 6 | 3 | 6 | 10 | HeaderMin6_HeaderMax10 | 10 | 3 | 9
595 | 67 | 040-110-4P-30HP | NBS_040-110_4P_30HP_10.08_SS | 1058.92 | 1058.92 | 2117.8401 | 2 | 1 | 3 | E | NBS_EndSuction | 5 | 4 | 5 | 8 | BranchMin5_BranchMax8 | 8 | 3 | 6 | 10 | HeaderMin6_HeaderMax10 | 6 | 3 | 9 | [11 empty] | INVALID
595 | 67 | 040-110-4P-30HP | NBS_040-110_4P_30HP_10.08_SS | 1058.92 | 1058.92 | 2117.8401 | 2 | 1 | 3 | E | NBS_EndSuction | 5 | 4 | 5 | 8 | BranchMin5_BranchMax8 | 8 | 3 | 6 | 10 | HeaderMin6_HeaderMax10 | 8 | 3 | 9 | [11 empty] | INVALID
595 | 67 | 040-110-4P-30HP | NBS_040-110_4P_30HP_10.08_SS | 1058.92 | 1058.92 | 2117.8401 | 2 | 1 | 3 | E | NBS_EndSuction | 5 | 4 | 5 | 8 | BranchMin5_BranchMax8 | 8 | 3 | 6 | 10 | HeaderMin6_HeaderMax10 | 10 | 3 | 9
596 | 68 | 040-135-4P-20HP | NBS_040-135_4P_20HP_9.29_SS | 812.9455 | 812.9455 | 1625.891 | 2 | 1 | 3 | E | NBS_EndSuction | 5 | 4 | 5 | 6 | BranchMin5_BranchMax6 | 5 | 2 | 6 | 10 | HeaderMin6_HeaderMax10 | 6 | 3 | 6
596 | 68 | 040-135-4P-20HP | NBS_040-135_4P_20HP_9.29_SS | 812.9455 | 812.9455 | 1625.891 | 2 | 1 | 3 | E | NBS_EndSuction | 5 | 4 | 5 | 6 | BranchMin5_BranchMax6 | 5 | 2 | 6 | 10 | HeaderMin6_HeaderMax10 | 8 | 3 | 6
596 | 68 | 040-135-4P-20HP | NBS_040-135_4P_20HP_9.29_SS | 812.9455 | 812.9455 | 1625.891 | 2 | 1 | 3 | E | NBS_EndSuction | 5 | 4 | 5 | 6 | BranchMin5_BranchMax6 | 5 | 2 | 6 | 10 | HeaderMin6_HeaderMax10 | 10 | 3 | 6
596 | 68 | 040-135-4P-20HP | NBS_040-135_4P_20HP_9.29_SS | 812.9455 | 812.9455 | 1625.891 | 2 | 1 | 3 | E | NBS_EndSuction | 5 | 4 | 5 | 6 | BranchMin5_BranchMax6 | 6 | 2 | 6 | 10 | HeaderMin6_HeaderMax10 | 6 | 3 | 6 | [11 empty] | INVALID
596 | 68 | 040-135-4P-20HP | NBS_040-135_4P_20HP_9.29_SS | 812.9455 | 812.9455 | 1625.891 | 2 | 1 | 3 | E | NBS_EndSuction | 5 | 4 | 5 | 6 | BranchMin5_BranchMax6 | 6 | 2 | 6 | 10 | HeaderMin6_HeaderMax10 | 8 | 3 | 6
596 | 68 | 040-135-4P-20HP | NBS_040-135_4P_20HP_9.29_SS | 812.9455 | 812.9455 | 1625.891 | 2 | 1 | 3 | E | NBS_EndSuction | 5 | 4 | 5 | 6 | BranchMin5_BranchMax6 | 6 | 2 | 6 | 10 | HeaderMin6_HeaderMax10 | 10 | 3 | 6
597 | 69 | 040-135-4P-25HP | NBS_040-135_4P_25HP_10.24_SS | 894.4426 | 894.4426 | 1788.8851 | 2 | 1 | 3 | E | NBS_EndSuction | 5 | 4 | 5 | 6 | BranchMin5_BranchMax6 | 5 | 2 | 6 | 10 | HeaderMin6_HeaderMax10 | 6 | 3 | 6
597 | 69 | 040-135-4P-25HP | NBS_040-135_4P_25HP_10.24_SS | 894.4426 | 894.4426 | 1788.8851 | 2 | 1 | 3 | E | NBS_EndSuction | 5 | 4 | 5 | 6 | BranchMin5_BranchMax6 | 5 | 2 | 6 | 10 | HeaderMin6_HeaderMax10 | 8 | 3 | 6
597 | 69 | 040-135-4P-25HP | NBS_040-135_4P_25HP_10.24_SS | 894.4426 | 894.4426 | 1788.8851 | 2 | 1 | 3 | E | NBS_EndSuction | 5 | 4 | 5 | 6 | BranchMin5_BranchMax6 | 5 | 2 | 6 | 10 | HeaderMin6_HeaderMax10 | 10 | 3 | 6
597 | 69 | 040-135-4P-25HP | NBS_040-135_4P_25HP_10.24_SS | 894.4426 | 894.4426 | 1788.8851 | 2 | 1 | 3 | E | NBS_EndSuction | 5 | 4 | 5 | 6 | BranchMin5_BranchMax6 | 6 | 2 | 6 | 10 | HeaderMin6_HeaderMax10 | 6 | 3 | 6 | [11 empty] | INVALID
597 | 69 | 040-135-4P-25HP | NBS_040-135_4P_25HP_10.24_SS | 894.4426 | 894.4426 | 1788.8851 | 2 | 1 | 3 | E | NBS_EndSuction | 5 | 4 | 5 | 6 | BranchMin5_BranchMax6 | 6 | 2 | 6 | 10 | HeaderMin6_HeaderMax10 | 8 | 3 | 6
597 | 69 | 040-135-4P-25HP | NBS_040-135_4P_25HP_10.24_SS | 894.4426 | 894.4426 | 1788.8851 | 2 | 1 | 3 | E | NBS_EndSuction | 5 | 4 | 5 | 6 | BranchMin5_BranchMax6 | 6 | 2 | 6 | 10 | HeaderMin6_HeaderMax10 | 10 | 3 | 6
598 | 70 | 040-135-4P-30HP | NBS_040-135_4P_30HP_10.94_SS | 958.5264 | 958.5264 | 1917.0528 | 2 | 1 | 3 | E | NBS_EndSuction | 5 | 4 | 5 | 8 | BranchMin5_BranchMax8 | 5 | 3 | 6 | 10 | HeaderMin6_HeaderMax10 | 6 | 3 | 9
598 | 70 | 040-135-4P-30HP | NBS_040-135_4P_30HP_10.94_SS | 958.5264 | 958.5264 | 1917.0528 | 2 | 1 | 3 | E | NBS_EndSuction | 5 | 4 | 5 | 8 | BranchMin5_BranchMax8 | 5 | 3 | 6 | 10 | HeaderMin6_HeaderMax10 | 8 | 3 | 9
598 | 70 | 040-135-4P-30HP | NBS_040-135_4P_30HP_10.94_SS | 958.5264 | 958.5264 | 1917.0528 | 2 | 1 | 3 | E | NBS_EndSuction | 5 | 4 | 5 | 8 | BranchMin5_BranchMax8 | 5 | 3 | 6 | 10 | HeaderMin6_HeaderMax10 | 10 | 3 | 9
598 | 70 | 040-135-4P-30HP | NBS_040-135_4P_30HP_10.94_SS | 958.5264 | 958.5264 | 1917.0528 | 2 | 1 | 3 | E | NBS_EndSuction | 5 | 4 | 5 | 8 | BranchMin5_BranchMax8 | 6 | 3 | 6 | 10 | HeaderMin6_HeaderMax10 | 6 | 3 | 9 | [11 empty] | INVALID
598 | 70 | 040-135-4P-30HP | NBS_040-135_4P_30HP_10.94_SS | 958.5264 | 958.5264 | 1917.0528 | 2 | 1 | 3 | E | NBS_EndSuction | 5 | 4 | 5 | 8 | BranchMin5_BranchMax8 | 6 | 3 | 6 | 10 | HeaderMin6_HeaderMax10 | 8 | 3 | 9
598 | 70 | 040-135-4P-30HP | NBS_040-135_4P_30HP_10.94_SS | 958.5264 | 958.5264 | 1917.0528 | 2 | 1 | 3 | E | NBS_EndSuction | 5 | 4 | 5 | 8 | BranchMin5_BranchMax8 | 6 | 3 | 6 | 10 | HeaderMin6_HeaderMax10 | 10 | 3 | 9
598 | 70 | 040-135-4P-30HP | NBS_040-135_4P_30HP_10.94_SS | 958.5264 | 958.5264 | 1917.0528 | 2 | 1 | 3 | E | NBS_EndSuction | 5 | 4 | 5 | 8 | BranchMin5_BranchMax8 | 8 | 3 | 6 | 10 | HeaderMin6_HeaderMax10 | 6 | 3 | 9 | [11 empty] | INVALID
598 | 70 | 040-135-4P-30HP | NBS_040-135_4P_30HP_10.94_SS | 958.5264 | 958.5264 | 1917.0528 | 2 | 1 | 3 | E | NBS_EndSuction | 5 | 4 | 5 | 8 | BranchMin5_BranchMax8 | 8 | 3 | 6 | 10 | HeaderMin6_HeaderMax10 | 8 | 3 | 9 | [11 empty] | INVALID
598 | 70 | 040-135-4P-30HP | NBS_040-135_4P_30HP_10.94_SS | 958.5264 | 958.5264 | 1917.0528 | 2 | 1 | 3 | E | NBS_EndSuction | 5 | 4 | 5 | 8 | BranchMin5_BranchMax8 | 8 | 3 | 6 | 10 | HeaderMin6_HeaderMax10 | 10 | 3 | 9
599 | 71 | 040-135-4P-40HP | NBS_040-135_4P_40HP_11.81_SS | 1092.3955 | 1092.3955 | 2184.791 | 2 | 1 | 3 | E | NBS_EndSuction | 5 | 4 | 5 | 8 | BranchMin5_BranchMax8 | 5 | 3 | 6 | 10 | HeaderMin6_HeaderMax10 | 6 | 3 | 9
599 | 71 | 040-135-4P-40HP | NBS_040-135_4P_40HP_11.81_SS | 1092.3955 | 1092.3955 | 2184.791 | 2 | 1 | 3 | E | NBS_EndSuction | 5 | 4 | 5 | 8 | BranchMin5_BranchMax8 | 5 | 3 | 6 | 10 | HeaderMin6_HeaderMax10 | 8 | 3 | 9
599 | 71 | 040-135-4P-40HP | NBS_040-135_4P_40HP_11.81_SS | 1092.3955 | 1092.3955 | 2184.791 | 2 | 1 | 3 | E | NBS_EndSuction | 5 | 4 | 5 | 8 | BranchMin5_BranchMax8 | 5 | 3 | 6 | 10 | HeaderMin6_HeaderMax10 | 10 | 3 | 9
599 | 71 | 040-135-4P-40HP | NBS_040-135_4P_40HP_11.81_SS | 1092.3955 | 1092.3955 | 2184.791 | 2 | 1 | 3 | E | NBS_EndSuction | 5 | 4 | 5 | 8 | BranchMin5_BranchMax8 | 6 | 3 | 6 | 10 | HeaderMin6_HeaderMax10 | 6 | 3 | 9 | [11 empty] | INVALID
599 | 71 | 040-135-4P-40HP | NBS_040-135_4P_40HP_11.81_SS | 1092.3955 | 1092.3955 | 2184.791 | 2 | 1 | 3 | E | NBS_EndSuction | 5 | 4 | 5 | 8 | BranchMin5_BranchMax8 | 6 | 3 | 6 | 10 | HeaderMin6_HeaderMax10 | 8 | 3 | 9
599 | 71 | 040-135-4P-40HP | NBS_040-135_4P_40HP_11.81_SS | 1092.3955 | 1092.3955 | 2184.791 | 2 | 1 | 3 | E | NBS_EndSuction | 5 | 4 | 5 | 8 | BranchMin5_BranchMax8 | 6 | 3 | 6 | 10 | HeaderMin6_HeaderMax10 | 10 | 3 | 9
599 | 71 | 040-135-4P-40HP | NBS_040-135_4P_40HP_11.81_SS | 1092.3955 | 1092.3955 | 2184.791 | 2 | 1 | 3 | E | NBS_EndSuction | 5 | 4 | 5 | 8 | BranchMin5_BranchMax8 | 8 | 3 | 6 | 10 | HeaderMin6_HeaderMax10 | 6 | 3 | 9 | [11 empty] | INVALID
599 | 71 | 040-135-4P-40HP | NBS_040-135_4P_40HP_11.81_SS | 1092.3955 | 1092.3955 | 2184.791 | 2 | 1 | 3 | E | NBS_EndSuction | 5 | 4 | 5 | 8 | BranchMin5_BranchMax8 | 8 | 3 | 6 | 10 | HeaderMin6_HeaderMax10 | 8 | 3 | 9 | [11 empty] | INVALID
599 | 71 | 040-135-4P-40HP | NBS_040-135_4P_40HP_11.81_SS | 1092.3955 | 1092.3955 | 2184.791 | 2 | 1 | 3 | E | NBS_EndSuction | 5 | 4 | 5 | 8 | BranchMin5_BranchMax8 | 8 | 3 | 6 | 10 | HeaderMin6_HeaderMax10 | 10 | 3 | 9
600 | 72 | 040-135-4P-50HP | NBS_040-135_4P_50HP_12.83_SS | 1108.1578 | 1108.1578 | 2216.3155 | 2 | 1 | 3 | E | NBS_EndSuction | 5 | 4 | 5 | 8 | BranchMin5_BranchMax8 | 5 | 3 | 6 | 10 | HeaderMin6_HeaderMax10 | 6 | 3 | 9
600 | 72 | 040-135-4P-50HP | NBS_040-135_4P_50HP_12.83_SS | 1108.1578 | 1108.1578 | 2216.3155 | 2 | 1 | 3 | E | NBS_EndSuction | 5 | 4 | 5 | 8 | BranchMin5_BranchMax8 | 5 | 3 | 6 | 10 | HeaderMin6_HeaderMax10 | 8 | 3 | 9
600 | 72 | 040-135-4P-50HP | NBS_040-135_4P_50HP_12.83_SS | 1108.1578 | 1108.1578 | 2216.3155 | 2 | 1 | 3 | E | NBS_EndSuction | 5 | 4 | 5 | 8 | BranchMin5_BranchMax8 | 5 | 3 | 6 | 10 | HeaderMin6_HeaderMax10 | 10 | 3 | 9
600 | 72 | 040-135-4P-50HP | NBS_040-135_4P_50HP_12.83_SS | 1108.1578 | 1108.1578 | 2216.3155 | 2 | 1 | 3 | E | NBS_EndSuction | 5 | 4 | 5 | 8 | BranchMin5_BranchMax8 | 6 | 3 | 6 | 10 | HeaderMin6_HeaderMax10 | 6 | 3 | 9 | [11 empty] | INVALID
600 | 72 | 040-135-4P-50HP | NBS_040-135_4P_50HP_12.83_SS | 1108.1578 | 1108.1578 | 2216.3155 | 2 | 1 | 3 | E | NBS_EndSuction | 5 | 4 | 5 | 8 | BranchMin5_BranchMax8 | 6 | 3 | 6 | 10 | HeaderMin6_HeaderMax10 | 8 | 3 | 9
600 | 72 | 040-135-4P-50HP | NBS_040-135_4P_50HP_12.83_SS | 1108.1578 | 1108.1578 | 2216.3155 | 2 | 1 | 3 | E | NBS_EndSuction | 5 | 4 | 5 | 8 | BranchMin5_BranchMax8 | 6 | 3 | 6 | 10 | HeaderMin6_HeaderMax10 | 10 | 3 | 9
600 | 72 | 040-135-4P-50HP | NBS_040-135_4P_50HP_12.83_SS | 1108.1578 | 1108.1578 | 2216.3155 | 2 | 1 | 3 | E | NBS_EndSuction | 5 | 4 | 5 | 8 | BranchMin5_BranchMax8 | 8 | 3 | 6 | 10 | HeaderMin6_HeaderMax10 | 6 | 3 | 9 | [11 empty] | INVALID
600 | 72 | 040-135-4P-50HP | NBS_040-135_4P_50HP_12.83_SS | 1108.1578 | 1108.1578 | 2216.3155 | 2 | 1 | 3 | E | NBS_EndSuction | 5 | 4 | 5 | 8 | BranchMin5_BranchMax8 | 8 | 3 | 6 | 10 | HeaderMin6_HeaderMax10 | 8 | 3 | 9 | [11 empty] | INVALID
600 | 72 | 040-135-4P-50HP | NBS_040-135_4P_50HP_12.83_SS | 1108.1578 | 1108.1578 | 2216.3155 | 2 | 1 | 3 | E | NBS_EndSuction | 5 | 4 | 5 | 8 | BranchMin5_BranchMax8 | 8 | 3 | 6 | 10 | HeaderMin6_HeaderMax10 | 10 | 3 | 9
601 | 73 | 040-150-4P-50HP | NBS_040-150_4P_50HP_12.36_SS | 1179.7044 | 1179.7044 | 2359.4087 | 2 | 1 | 3 | E | NBS_EndSuction | 5 | 4 | 5 | 8 | BranchMin5_BranchMax8 | 5 | 3 | 6 | 10 | HeaderMin6_HeaderMax10 | 6 | 3 | 9
601 | 73 | 040-150-4P-50HP | NBS_040-150_4P_50HP_12.36_SS | 1179.7044 | 1179.7044 | 2359.4087 | 2 | 1 | 3 | E | NBS_EndSuction | 5 | 4 | 5 | 8 | BranchMin5_BranchMax8 | 5 | 3 | 6 | 10 | HeaderMin6_HeaderMax10 | 8 | 3 | 9
601 | 73 | 040-150-4P-50HP | NBS_040-150_4P_50HP_12.36_SS | 1179.7044 | 1179.7044 | 2359.4087 | 2 | 1 | 3 | E | NBS_EndSuction | 5 | 4 | 5 | 8 | BranchMin5_BranchMax8 | 5 | 3 | 6 | 10 | HeaderMin6_HeaderMax10 | 10 | 3 | 9
601 | 73 | 040-150-4P-50HP | NBS_040-150_4P_50HP_12.36_SS | 1179.7044 | 1179.7044 | 2359.4087 | 2 | 1 | 3 | E | NBS_EndSuction | 5 | 4 | 5 | 8 | BranchMin5_BranchMax8 | 6 | 3 | 6 | 10 | HeaderMin6_HeaderMax10 | 6 | 3 | 9 | [11 empty] | INVALID
601 | 73 | 040-150-4P-50HP | NBS_040-150_4P_50HP_12.36_SS | 1179.7044 | 1179.7044 | 2359.4087 | 2 | 1 | 3 | E | NBS_EndSuction | 5 | 4 | 5 | 8 | BranchMin5_BranchMax8 | 6 | 3 | 6 | 10 | HeaderMin6_HeaderMax10 | 8 | 3 | 9
601 | 73 | 040-150-4P-50HP | NBS_040-150_4P_50HP_12.36_SS | 1179.7044 | 1179.7044 | 2359.4087 | 2 | 1 | 3 | E | NBS_EndSuction | 5 | 4 | 5 | 8 | BranchMin5_BranchMax8 | 6 | 3 | 6 | 10 | HeaderMin6_HeaderMax10 | 10 | 3 | 9
601 | 73 | 040-150-4P-50HP | NBS_040-150_4P_50HP_12.36_SS | 1179.7044 | 1179.7044 | 2359.4087 | 2 | 1 | 3 | E | NBS_EndSuction | 5 | 4 | 5 | 8 | BranchMin5_BranchMax8 | 8 | 3 | 6 | 10 | HeaderMin6_HeaderMax10 | 6 | 3 | 9 | [11 empty] | INVALID
601 | 73 | 040-150-4P-50HP | NBS_040-150_4P_50HP_12.36_SS | 1179.7044 | 1179.7044 | 2359.4087 | 2 | 1 | 3 | E | NBS_EndSuction | 5 | 4 | 5 | 8 | BranchMin5_BranchMax8 | 8 | 3 | 6 | 10 | HeaderMin6_HeaderMax10 | 8 | 3 | 9 | [11 empty] | INVALID
601 | 73 | 040-150-4P-50HP | NBS_040-150_4P_50HP_12.36_SS | 1179.7044 | 1179.7044 | 2359.4087 | 2 | 1 | 3 | E | NBS_EndSuction | 5 | 4 | 5 | 8 | BranchMin5_BranchMax8 | 8 | 3 | 6 | 10 | HeaderMin6_HeaderMax10 | 10 | 3 | 9
602 | 74 | 040-150-4P-60HP | NBS_040-150_4P_60HP_13.07_SS | 1257.8884 | 1257.8884 | 2515.7767 | 2 | 1 | 3 | E | NBS_EndSuction | 5 | 4 | 5 | 8 | BranchMin5_BranchMax8 | 5 | 3 | 6 | 12 | HeaderMin6_HeaderMax12 | 6 | 4 | 12
602 | 74 | 040-150-4P-60HP | NBS_040-150_4P_60HP_13.07_SS | 1257.8884 | 1257.8884 | 2515.7767 | 2 | 1 | 3 | E | NBS_EndSuction | 5 | 4 | 5 | 8 | BranchMin5_BranchMax8 | 5 | 3 | 6 | 12 | HeaderMin6_HeaderMax12 | 8 | 4 | 12
602 | 74 | 040-150-4P-60HP | NBS_040-150_4P_60HP_13.07_SS | 1257.8884 | 1257.8884 | 2515.7767 | 2 | 1 | 3 | E | NBS_EndSuction | 5 | 4 | 5 | 8 | BranchMin5_BranchMax8 | 5 | 3 | 6 | 12 | HeaderMin6_HeaderMax12 | 10 | 4 | 12
602 | 74 | 040-150-4P-60HP | NBS_040-150_4P_60HP_13.07_SS | 1257.8884 | 1257.8884 | 2515.7767 | 2 | 1 | 3 | E | NBS_EndSuction | 5 | 4 | 5 | 8 | BranchMin5_BranchMax8 | 5 | 3 | 6 | 12 | HeaderMin6_HeaderMax12 | 12 | 4 | 12
602 | 74 | 040-150-4P-60HP | NBS_040-150_4P_60HP_13.07_SS | 1257.8884 | 1257.8884 | 2515.7767 | 2 | 1 | 3 | E | NBS_EndSuction | 5 | 4 | 5 | 8 | BranchMin5_BranchMax8 | 6 | 3 | 6 | 12 | HeaderMin6_HeaderMax12 | 6 | 4 | 12 | [11 empty] | INVALID
602 | 74 | 040-150-4P-60HP | NBS_040-150_4P_60HP_13.07_SS | 1257.8884 | 1257.8884 | 2515.7767 | 2 | 1 | 3 | E | NBS_EndSuction | 5 | 4 | 5 | 8 | BranchMin5_BranchMax8 | 6 | 3 | 6 | 12 | HeaderMin6_HeaderMax12 | 8 | 4 | 12
602 | 74 | 040-150-4P-60HP | NBS_040-150_4P_60HP_13.07_SS | 1257.8884 | 1257.8884 | 2515.7767 | 2 | 1 | 3 | E | NBS_EndSuction | 5 | 4 | 5 | 8 | BranchMin5_BranchMax8 | 6 | 3 | 6 | 12 | HeaderMin6_HeaderMax12 | 10 | 4 | 12
602 | 74 | 040-150-4P-60HP | NBS_040-150_4P_60HP_13.07_SS | 1257.8884 | 1257.8884 | 2515.7767 | 2 | 1 | 3 | E | NBS_EndSuction | 5 | 4 | 5 | 8 | BranchMin5_BranchMax8 | 6 | 3 | 6 | 12 | HeaderMin6_HeaderMax12 | 12 | 4 | 12
602 | 74 | 040-150-4P-60HP | NBS_040-150_4P_60HP_13.07_SS | 1257.8884 | 1257.8884 | 2515.7767 | 2 | 1 | 3 | E | NBS_EndSuction | 5 | 4 | 5 | 8 | BranchMin5_BranchMax8 | 8 | 3 | 6 | 12 | HeaderMin6_HeaderMax12 | 6 | 4 | 12 | [11 empty] | INVALID
602 | 74 | 040-150-4P-60HP | NBS_040-150_4P_60HP_13.07_SS | 1257.8884 | 1257.8884 | 2515.7767 | 2 | 1 | 3 | E | NBS_EndSuction | 5 | 4 | 5 | 8 | BranchMin5_BranchMax8 | 8 | 3 | 6 | 12 | HeaderMin6_HeaderMax12 | 8 | 4 | 12 | [11 empty] | INVALID
602 | 74 | 040-150-4P-60HP | NBS_040-150_4P_60HP_13.07_SS | 1257.8884 | 1257.8884 | 2515.7767 | 2 | 1 | 3 | E | NBS_EndSuction | 5 | 4 | 5 | 8 | BranchMin5_BranchMax8 | 8 | 3 | 6 | 12 | HeaderMin6_HeaderMax12 | 10 | 4 | 12
602 | 74 | 040-150-4P-60HP | NBS_040-150_4P_60HP_13.07_SS | 1257.8884 | 1257.8884 | 2515.7767 | 2 | 1 | 3 | E | NBS_EndSuction | 5 | 4 | 5 | 8 | BranchMin5_BranchMax8 | 8 | 3 | 6 | 12 | HeaderMin6_HeaderMax12 | 12 | 4 | 12
603 | 75 | 040-150-4P-75HP | NBS_040-150_4P_75HP_14.02_SS | 1397.6463 | 1397.6463 | 2795.2926 | 2 | 1 | 3 | E | NBS_EndSuction | 5 | 4 | 5 | 8 | BranchMin5_BranchMax8 | 5 | 3 | 6 | 12 | HeaderMin6_HeaderMax12 | 6 | 4 | 12
603 | 75 | 040-150-4P-75HP | NBS_040-150_4P_75HP_14.02_SS | 1397.6463 | 1397.6463 | 2795.2926 | 2 | 1 | 3 | E | NBS_EndSuction | 5 | 4 | 5 | 8 | BranchMin5_BranchMax8 | 5 | 3 | 6 | 12 | HeaderMin6_HeaderMax12 | 8 | 4 | 12
603 | 75 | 040-150-4P-75HP | NBS_040-150_4P_75HP_14.02_SS | 1397.6463 | 1397.6463 | 2795.2926 | 2 | 1 | 3 | E | NBS_EndSuction | 5 | 4 | 5 | 8 | BranchMin5_BranchMax8 | 5 | 3 | 6 | 12 | HeaderMin6_HeaderMax12 | 10 | 4 | 12
603 | 75 | 040-150-4P-75HP | NBS_040-150_4P_75HP_14.02_SS | 1397.6463 | 1397.6463 | 2795.2926 | 2 | 1 | 3 | E | NBS_EndSuction | 5 | 4 | 5 | 8 | BranchMin5_BranchMax8 | 5 | 3 | 6 | 12 | HeaderMin6_HeaderMax12 | 12 | 4 | 12
603 | 75 | 040-150-4P-75HP | NBS_040-150_4P_75HP_14.02_SS | 1397.6463 | 1397.6463 | 2795.2926 | 2 | 1 | 3 | E | NBS_EndSuction | 5 | 4 | 5 | 8 | BranchMin5_BranchMax8 | 6 | 3 | 6 | 12 | HeaderMin6_HeaderMax12 | 6 | 4 | 12 | [11 empty] | INVALID
603 | 75 | 040-150-4P-75HP | NBS_040-150_4P_75HP_14.02_SS | 1397.6463 | 1397.6463 | 2795.2926 | 2 | 1 | 3 | E | NBS_EndSuction | 5 | 4 | 5 | 8 | BranchMin5_BranchMax8 | 6 | 3 | 6 | 12 | HeaderMin6_HeaderMax12 | 8 | 4 | 12
603 | 75 | 040-150-4P-75HP | NBS_040-150_4P_75HP_14.02_SS | 1397.6463 | 1397.6463 | 2795.2926 | 2 | 1 | 3 | E | NBS_EndSuction | 5 | 4 | 5 | 8 | BranchMin5_BranchMax8 | 6 | 3 | 6 | 12 | HeaderMin6_HeaderMax12 | 10 | 4 | 12
603 | 75 | 040-150-4P-75HP | NBS_040-150_4P_75HP_14.02_SS | 1397.6463 | 1397.6463 | 2795.2926 | 2 | 1 | 3 | E | NBS_EndSuction | 5 | 4 | 5 | 8 | BranchMin5_BranchMax8 | 6 | 3 | 6 | 12 | HeaderMin6_HeaderMax12 | 12 | 4 | 12
603 | 75 | 040-150-4P-75HP | NBS_040-150_4P_75HP_14.02_SS | 1397.6463 | 1397.6463 | 2795.2926 | 2 | 1 | 3 | E | NBS_EndSuction | 5 | 4 | 5 | 8 | BranchMin5_BranchMax8 | 8 | 3 | 6 | 12 | HeaderMin6_HeaderMax12 | 6 | 4 | 12 | [11 empty] | INVALID
603 | 75 | 040-150-4P-75HP | NBS_040-150_4P_75HP_14.02_SS | 1397.6463 | 1397.6463 | 2795.2926 | 2 | 1 | 3 | E | NBS_EndSuction | 5 | 4 | 5 | 8 | BranchMin5_BranchMax8 | 8 | 3 | 6 | 12 | HeaderMin6_HeaderMax12 | 8 | 4 | 12 | [11 empty] | INVALID
603 | 75 | 040-150-4P-75HP | NBS_040-150_4P_75HP_14.02_SS | 1397.6463 | 1397.6463 | 2795.2926 | 2 | 1 | 3 | E | NBS_EndSuction | 5 | 4 | 5 | 8 | BranchMin5_BranchMax8 | 8 | 3 | 6 | 12 | HeaderMin6_HeaderMax12 | 10 | 4 | 12
603 | 75 | 040-150-4P-75HP | NBS_040-150_4P_75HP_14.02_SS | 1397.6463 | 1397.6463 | 2795.2926 | 2 | 1 | 3 | E | NBS_EndSuction | 5 | 4 | 5 | 8 | BranchMin5_BranchMax8 | 8 | 3 | 6 | 12 | HeaderMin6_HeaderMax12 | 12 | 4 | 12
604 | 76 | 040-150-4P-100HP | NBS_040-150_4P_100HP_15.28_SS | 1556.5458 | 1556.5458 | 3113.0916 | 2 | 1 | 3 | E | NBS_EndSuction | 5 | 4 | 5 | 8 | BranchMin5_BranchMax8 | 5 | 3 | 6 | 12 | HeaderMin6_HeaderMax12 | 6 | 4 | 12
604 | 76 | 040-150-4P-100HP | NBS_040-150_4P_100HP_15.28_SS | 1556.5458 | 1556.5458 | 3113.0916 | 2 | 1 | 3 | E | NBS_EndSuction | 5 | 4 | 5 | 8 | BranchMin5_BranchMax8 | 5 | 3 | 6 | 12 | HeaderMin6_HeaderMax12 | 8 | 4 | 12
604 | 76 | 040-150-4P-100HP | NBS_040-150_4P_100HP_15.28_SS | 1556.5458 | 1556.5458 | 3113.0916 | 2 | 1 | 3 | E | NBS_EndSuction | 5 | 4 | 5 | 8 | BranchMin5_BranchMax8 | 5 | 3 | 6 | 12 | HeaderMin6_HeaderMax12 | 10 | 4 | 12
604 | 76 | 040-150-4P-100HP | NBS_040-150_4P_100HP_15.28_SS | 1556.5458 | 1556.5458 | 3113.0916 | 2 | 1 | 3 | E | NBS_EndSuction | 5 | 4 | 5 | 8 | BranchMin5_BranchMax8 | 5 | 3 | 6 | 12 | HeaderMin6_HeaderMax12 | 12 | 4 | 12
604 | 76 | 040-150-4P-100HP | NBS_040-150_4P_100HP_15.28_SS | 1556.5458 | 1556.5458 | 3113.0916 | 2 | 1 | 3 | E | NBS_EndSuction | 5 | 4 | 5 | 8 | BranchMin5_BranchMax8 | 6 | 3 | 6 | 12 | HeaderMin6_HeaderMax12 | 6 | 4 | 12 | [11 empty] | INVALID
604 | 76 | 040-150-4P-100HP | NBS_040-150_4P_100HP_15.28_SS | 1556.5458 | 1556.5458 | 3113.0916 | 2 | 1 | 3 | E | NBS_EndSuction | 5 | 4 | 5 | 8 | BranchMin5_BranchMax8 | 6 | 3 | 6 | 12 | HeaderMin6_HeaderMax12 | 8 | 4 | 12
604 | 76 | 040-150-4P-100HP | NBS_040-150_4P_100HP_15.28_SS | 1556.5458 | 1556.5458 | 3113.0916 | 2 | 1 | 3 | E | NBS_EndSuction | 5 | 4 | 5 | 8 | BranchMin5_BranchMax8 | 6 | 3 | 6 | 12 | HeaderMin6_HeaderMax12 | 10 | 4 | 12
604 | 76 | 040-150-4P-100HP | NBS_040-150_4P_100HP_15.28_SS | 1556.5458 | 1556.5458 | 3113.0916 | 2 | 1 | 3 | E | NBS_EndSuction | 5 | 4 | 5 | 8 | BranchMin5_BranchMax8 | 6 | 3 | 6 | 12 | HeaderMin6_HeaderMax12 | 12 | 4 | 12
604 | 76 | 040-150-4P-100HP | NBS_040-150_4P_100HP_15.28_SS | 1556.5458 | 1556.5458 | 3113.0916 | 2 | 1 | 3 | E | NBS_EndSuction | 5 | 4 | 5 | 8 | BranchMin5_BranchMax8 | 8 | 3 | 6 | 12 | HeaderMin6_HeaderMax12 | 6 | 4 | 12 | [11 empty] | INVALID
604 | 76 | 040-150-4P-100HP | NBS_040-150_4P_100HP_15.28_SS | 1556.5458 | 1556.5458 | 3113.0916 | 2 | 1 | 3 | E | NBS_EndSuction | 5 | 4 | 5 | 8 | BranchMin5_BranchMax8 | 8 | 3 | 6 | 12 | HeaderMin6_HeaderMax12 | 8 | 4 | 12 | [11 empty] | INVALID
604 | 76 | 040-150-4P-100HP | NBS_040-150_4P_100HP_15.28_SS | 1556.5458 | 1556.5458 | 3113.0916 | 2 | 1 | 3 | E | NBS_EndSuction | 5 | 4 | 5 | 8 | BranchMin5_BranchMax8 | 8 | 3 | 6 | 12 | HeaderMin6_HeaderMax12 | 10 | 4 | 12
604 | 76 | 040-150-4P-100HP | NBS_040-150_4P_100HP_15.28_SS | 1556.5458 | 1556.5458 | 3113.0916 | 2 | 1 | 3 | E | NBS_EndSuction | 5 | 4 | 5 | 8 | BranchMin5_BranchMax8 | 8 | 3 | 6 | 12 | HeaderMin6_HeaderMax12 | 12 | 4 | 12
605 | 77 | 040-150-4P-125HP | NBS_040-150_4P_125HP_16.14_SS | 1658.4722 | 1658.4722 | 3316.9444 | 2 | 1 | 3 | E | NBS_EndSuction | 5 | 4 | 5 | 10 | BranchMin5_BranchMax10 | 5 | 4 | 6 | 12 | HeaderMin6_HeaderMax12 | 6 | 4 | 16
605 | 77 | 040-150-4P-125HP | NBS_040-150_4P_125HP_16.14_SS | 1658.4722 | 1658.4722 | 3316.9444 | 2 | 1 | 3 | E | NBS_EndSuction | 5 | 4 | 5 | 10 | BranchMin5_BranchMax10 | 5 | 4 | 6 | 12 | HeaderMin6_HeaderMax12 | 8 | 4 | 16
605 | 77 | 040-150-4P-125HP | NBS_040-150_4P_125HP_16.14_SS | 1658.4722 | 1658.4722 | 3316.9444 | 2 | 1 | 3 | E | NBS_EndSuction | 5 | 4 | 5 | 10 | BranchMin5_BranchMax10 | 5 | 4 | 6 | 12 | HeaderMin6_HeaderMax12 | 10 | 4 | 16
605 | 77 | 040-150-4P-125HP | NBS_040-150_4P_125HP_16.14_SS | 1658.4722 | 1658.4722 | 3316.9444 | 2 | 1 | 3 | E | NBS_EndSuction | 5 | 4 | 5 | 10 | BranchMin5_BranchMax10 | 5 | 4 | 6 | 12 | HeaderMin6_HeaderMax12 | 12 | 4 | 16
605 | 77 | 040-150-4P-125HP | NBS_040-150_4P_125HP_16.14_SS | 1658.4722 | 1658.4722 | 3316.9444 | 2 | 1 | 3 | E | NBS_EndSuction | 5 | 4 | 5 | 10 | BranchMin5_BranchMax10 | 6 | 4 | 6 | 12 | HeaderMin6_HeaderMax12 | 6 | 4 | 16 | [11 empty] | INVALID
605 | 77 | 040-150-4P-125HP | NBS_040-150_4P_125HP_16.14_SS | 1658.4722 | 1658.4722 | 3316.9444 | 2 | 1 | 3 | E | NBS_EndSuction | 5 | 4 | 5 | 10 | BranchMin5_BranchMax10 | 6 | 4 | 6 | 12 | HeaderMin6_HeaderMax12 | 8 | 4 | 16
605 | 77 | 040-150-4P-125HP | NBS_040-150_4P_125HP_16.14_SS | 1658.4722 | 1658.4722 | 3316.9444 | 2 | 1 | 3 | E | NBS_EndSuction | 5 | 4 | 5 | 10 | BranchMin5_BranchMax10 | 6 | 4 | 6 | 12 | HeaderMin6_HeaderMax12 | 10 | 4 | 16
605 | 77 | 040-150-4P-125HP | NBS_040-150_4P_125HP_16.14_SS | 1658.4722 | 1658.4722 | 3316.9444 | 2 | 1 | 3 | E | NBS_EndSuction | 5 | 4 | 5 | 10 | BranchMin5_BranchMax10 | 6 | 4 | 6 | 12 | HeaderMin6_HeaderMax12 | 12 | 4 | 16
605 | 77 | 040-150-4P-125HP | NBS_040-150_4P_125HP_16.14_SS | 1658.4722 | 1658.4722 | 3316.9444 | 2 | 1 | 3 | E | NBS_EndSuction | 5 | 4 | 5 | 10 | BranchMin5_BranchMax10 | 8 | 4 | 6 | 12 | HeaderMin6_HeaderMax12 | 6 | 4 | 16 | [11 empty] | INVALID
605 | 77 | 040-150-4P-125HP | NBS_040-150_4P_125HP_16.14_SS | 1658.4722 | 1658.4722 | 3316.9444 | 2 | 1 | 3 | E | NBS_EndSuction | 5 | 4 | 5 | 10 | BranchMin5_BranchMax10 | 8 | 4 | 6 | 12 | HeaderMin6_HeaderMax12 | 8 | 4 | 16 | [11 empty] | INVALID
605 | 77 | 040-150-4P-125HP | NBS_040-150_4P_125HP_16.14_SS | 1658.4722 | 1658.4722 | 3316.9444 | 2 | 1 | 3 | E | NBS_EndSuction | 5 | 4 | 5 | 10 | BranchMin5_BranchMax10 | 8 | 4 | 6 | 12 | HeaderMin6_HeaderMax12 | 10 | 4 | 16
605 | 77 | 040-150-4P-125HP | NBS_040-150_4P_125HP_16.14_SS | 1658.4722 | 1658.4722 | 3316.9444 | 2 | 1 | 3 | E | NBS_EndSuction | 5 | 4 | 5 | 10 | BranchMin5_BranchMax10 | 8 | 4 | 6 | 12 | HeaderMin6_HeaderMax12 | 12 | 4 | 16
605 | 77 | 040-150-4P-125HP | NBS_040-150_4P_125HP_16.14_SS | 1658.4722 | 1658.4722 | 3316.9444 | 2 | 1 | 3 | E | NBS_EndSuction | 5 | 4 | 5 | 10 | BranchMin5_BranchMax10 | 10 | 4 | 6 | 12 | HeaderMin6_HeaderMax12 | 6 | 4 | 16 | [11 empty] | INVALID
605 | 77 | 040-150-4P-125HP | NBS_040-150_4P_125HP_16.14_SS | 1658.4722 | 1658.4722 | 3316.9444 | 2 | 1 | 3 | E | NBS_EndSuction | 5 | 4 | 5 | 10 | BranchMin5_BranchMax10 | 10 | 4 | 6 | 12 | HeaderMin6_HeaderMax12 | 8 | 4 | 16 | [11 empty] | INVALID
605 | 77 | 040-150-4P-125HP | NBS_040-150_4P_125HP_16.14_SS | 1658.4722 | 1658.4722 | 3316.9444 | 2 | 1 | 3 | E | NBS_EndSuction | 5 | 4 | 5 | 10 | BranchMin5_BranchMax10 | 10 | 4 | 6 | 12 | HeaderMin6_HeaderMax12 | 10 | 4 | 16 | [11 empty] | INVALID
605 | 77 | 040-150-4P-125HP | NBS_040-150_4P_125HP_16.14_SS | 1658.4722 | 1658.4722 | 3316.9444 | 2 | 1 | 3 | E | NBS_EndSuction | 5 | 4 | 5 | 10 | BranchMin5_BranchMax10 | 10 | 4 | 6 | 12 | HeaderMin6_HeaderMax12 | 12 | 4 | 16
606 | 78 | 040-150-4P-150HP | NBS_040-150_4P_150HP_16.77_SS | 1749.9638 | 1749.9638 | 3499.9275 | 2 | 1 | 3 | E | NBS_EndSuction | 5 | 4 | 5 | 10 | BranchMin5_BranchMax10 | 5 | 4 | 6 | 12 | HeaderMin6_HeaderMax12 | 6 | 4 | 16
606 | 78 | 040-150-4P-150HP | NBS_040-150_4P_150HP_16.77_SS | 1749.9638 | 1749.9638 | 3499.9275 | 2 | 1 | 3 | E | NBS_EndSuction | 5 | 4 | 5 | 10 | BranchMin5_BranchMax10 | 5 | 4 | 6 | 12 | HeaderMin6_HeaderMax12 | 8 | 4 | 16
606 | 78 | 040-150-4P-150HP | NBS_040-150_4P_150HP_16.77_SS | 1749.9638 | 1749.9638 | 3499.9275 | 2 | 1 | 3 | E | NBS_EndSuction | 5 | 4 | 5 | 10 | BranchMin5_BranchMax10 | 5 | 4 | 6 | 12 | HeaderMin6_HeaderMax12 | 10 | 4 | 16
606 | 78 | 040-150-4P-150HP | NBS_040-150_4P_150HP_16.77_SS | 1749.9638 | 1749.9638 | 3499.9275 | 2 | 1 | 3 | E | NBS_EndSuction | 5 | 4 | 5 | 10 | BranchMin5_BranchMax10 | 5 | 4 | 6 | 12 | HeaderMin6_HeaderMax12 | 12 | 4 | 16
606 | 78 | 040-150-4P-150HP | NBS_040-150_4P_150HP_16.77_SS | 1749.9638 | 1749.9638 | 3499.9275 | 2 | 1 | 3 | E | NBS_EndSuction | 5 | 4 | 5 | 10 | BranchMin5_BranchMax10 | 6 | 4 | 6 | 12 | HeaderMin6_HeaderMax12 | 6 | 4 | 16 | [11 empty] | INVALID
606 | 78 | 040-150-4P-150HP | NBS_040-150_4P_150HP_16.77_SS | 1749.9638 | 1749.9638 | 3499.9275 | 2 | 1 | 3 | E | NBS_EndSuction | 5 | 4 | 5 | 10 | BranchMin5_BranchMax10 | 6 | 4 | 6 | 12 | HeaderMin6_HeaderMax12 | 8 | 4 | 16
606 | 78 | 040-150-4P-150HP | NBS_040-150_4P_150HP_16.77_SS | 1749.9638 | 1749.9638 | 3499.9275 | 2 | 1 | 3 | E | NBS_EndSuction | 5 | 4 | 5 | 10 | BranchMin5_BranchMax10 | 6 | 4 | 6 | 12 | HeaderMin6_HeaderMax12 | 10 | 4 | 16
606 | 78 | 040-150-4P-150HP | NBS_040-150_4P_150HP_16.77_SS | 1749.9638 | 1749.9638 | 3499.9275 | 2 | 1 | 3 | E | NBS_EndSuction | 5 | 4 | 5 | 10 | BranchMin5_BranchMax10 | 6 | 4 | 6 | 12 | HeaderMin6_HeaderMax12 | 12 | 4 | 16
606 | 78 | 040-150-4P-150HP | NBS_040-150_4P_150HP_16.77_SS | 1749.9638 | 1749.9638 | 3499.9275 | 2 | 1 | 3 | E | NBS_EndSuction | 5 | 4 | 5 | 10 | BranchMin5_BranchMax10 | 8 | 4 | 6 | 12 | HeaderMin6_HeaderMax12 | 6 | 4 | 16 | [11 empty] | INVALID
606 | 78 | 040-150-4P-150HP | NBS_040-150_4P_150HP_16.77_SS | 1749.9638 | 1749.9638 | 3499.9275 | 2 | 1 | 3 | E | NBS_EndSuction | 5 | 4 | 5 | 10 | BranchMin5_BranchMax10 | 8 | 4 | 6 | 12 | HeaderMin6_HeaderMax12 | 8 | 4 | 16 | [11 empty] | INVALID
606 | 78 | 040-150-4P-150HP | NBS_040-150_4P_150HP_16.77_SS | 1749.9638 | 1749.9638 | 3499.9275 | 2 | 1 | 3 | E | NBS_EndSuction | 5 | 4 | 5 | 10 | BranchMin5_BranchMax10 | 8 | 4 | 6 | 12 | HeaderMin6_HeaderMax12 | 10 | 4 | 16
606 | 78 | 040-150-4P-150HP | NBS_040-150_4P_150HP_16.77_SS | 1749.9638 | 1749.9638 | 3499.9275 | 2 | 1 | 3 | E | NBS_EndSuction | 5 | 4 | 5 | 10 | BranchMin5_BranchMax10 | 8 | 4 | 6 | 12 | HeaderMin6_HeaderMax12 | 12 | 4 | 16
606 | 78 | 040-150-4P-150HP | NBS_040-150_4P_150HP_16.77_SS | 1749.9638 | 1749.9638 | 3499.9275 | 2 | 1 | 3 | E | NBS_EndSuction | 5 | 4 | 5 | 10 | BranchMin5_BranchMax10 | 10 | 4 | 6 | 12 | HeaderMin6_HeaderMax12 | 6 | 4 | 16 | [11 empty] | INVALID
606 | 78 | 040-150-4P-150HP | NBS_040-150_4P_150HP_16.77_SS | 1749.9638 | 1749.9638 | 3499.9275 | 2 | 1 | 3 | E | NBS_EndSuction | 5 | 4 | 5 | 10 | BranchMin5_BranchMax10 | 10 | 4 | 6 | 12 | HeaderMin6_HeaderMax12 | 8 | 4 | 16 | [11 empty] | INVALID
606 | 78 | 040-150-4P-150HP | NBS_040-150_4P_150HP_16.77_SS | 1749.9638 | 1749.9638 | 3499.9275 | 2 | 1 | 3 | E | NBS_EndSuction | 5 | 4 | 5 | 10 | BranchMin5_BranchMax10 | 10 | 4 | 6 | 12 | HeaderMin6_HeaderMax12 | 10 | 4 | 16 | [11 empty] | INVALID
606 | 78 | 040-150-4P-150HP | NBS_040-150_4P_150HP_16.77_SS | 1749.9638 | 1749.9638 | 3499.9275 | 2 | 1 | 3 | E | NBS_EndSuction | 5 | 4 | 5 | 10 | BranchMin5_BranchMax10 | 10 | 4 | 6 | 12 | HeaderMin6_HeaderMax12 | 12 | 4 | 16
607 | 79 | 050-070-4P-3HP | NBS_050-070_4P_3HP_4.88_SS | 840.0118 | 840.0118 | 1680.0235 | 2 | 1 | 3 | E | NBS_EndSuction | 5 | 4 | 5 | 6 | BranchMin5_BranchMax6 | 5 | 2 | 6 | 10 | HeaderMin6_HeaderMax10 | 6 | 3 | 6
607 | 79 | 050-070-4P-3HP | NBS_050-070_4P_3HP_4.88_SS | 840.0118 | 840.0118 | 1680.0235 | 2 | 1 | 3 | E | NBS_EndSuction | 5 | 4 | 5 | 6 | BranchMin5_BranchMax6 | 5 | 2 | 6 | 10 | HeaderMin6_HeaderMax10 | 8 | 3 | 6
607 | 79 | 050-070-4P-3HP | NBS_050-070_4P_3HP_4.88_SS | 840.0118 | 840.0118 | 1680.0235 | 2 | 1 | 3 | E | NBS_EndSuction | 5 | 4 | 5 | 6 | BranchMin5_BranchMax6 | 5 | 2 | 6 | 10 | HeaderMin6_HeaderMax10 | 10 | 3 | 6
607 | 79 | 050-070-4P-3HP | NBS_050-070_4P_3HP_4.88_SS | 840.0118 | 840.0118 | 1680.0235 | 2 | 1 | 3 | E | NBS_EndSuction | 5 | 4 | 5 | 6 | BranchMin5_BranchMax6 | 6 | 2 | 6 | 10 | HeaderMin6_HeaderMax10 | 6 | 3 | 6 | [11 empty] | INVALID
607 | 79 | 050-070-4P-3HP | NBS_050-070_4P_3HP_4.88_SS | 840.0118 | 840.0118 | 1680.0235 | 2 | 1 | 3 | E | NBS_EndSuction | 5 | 4 | 5 | 6 | BranchMin5_BranchMax6 | 6 | 2 | 6 | 10 | HeaderMin6_HeaderMax10 | 8 | 3 | 6
607 | 79 | 050-070-4P-3HP | NBS_050-070_4P_3HP_4.88_SS | 840.0118 | 840.0118 | 1680.0235 | 2 | 1 | 3 | E | NBS_EndSuction | 5 | 4 | 5 | 6 | BranchMin5_BranchMax6 | 6 | 2 | 6 | 10 | HeaderMin6_HeaderMax10 | 10 | 3 | 6
608 | 80 | 050-070-4P-5HP | NBS_050-070_4P_5HP_6.06_SS | 912.3919 | 912.3919 | 1824.7838 | 2 | 1 | 3 | E | NBS_EndSuction | 5 | 4 | 5 | 6 | BranchMin5_BranchMax6 | 5 | 2 | 6 | 10 | HeaderMin6_HeaderMax10 | 6 | 3 | 6
608 | 80 | 050-070-4P-5HP | NBS_050-070_4P_5HP_6.06_SS | 912.3919 | 912.3919 | 1824.7838 | 2 | 1 | 3 | E | NBS_EndSuction | 5 | 4 | 5 | 6 | BranchMin5_BranchMax6 | 5 | 2 | 6 | 10 | HeaderMin6_HeaderMax10 | 8 | 3 | 6
608 | 80 | 050-070-4P-5HP | NBS_050-070_4P_5HP_6.06_SS | 912.3919 | 912.3919 | 1824.7838 | 2 | 1 | 3 | E | NBS_EndSuction | 5 | 4 | 5 | 6 | BranchMin5_BranchMax6 | 5 | 2 | 6 | 10 | HeaderMin6_HeaderMax10 | 10 | 3 | 6
608 | 80 | 050-070-4P-5HP | NBS_050-070_4P_5HP_6.06_SS | 912.3919 | 912.3919 | 1824.7838 | 2 | 1 | 3 | E | NBS_EndSuction | 5 | 4 | 5 | 6 | BranchMin5_BranchMax6 | 6 | 2 | 6 | 10 | HeaderMin6_HeaderMax10 | 6 | 3 | 6 | [11 empty] | INVALID
608 | 80 | 050-070-4P-5HP | NBS_050-070_4P_5HP_6.06_SS | 912.3919 | 912.3919 | 1824.7838 | 2 | 1 | 3 | E | NBS_EndSuction | 5 | 4 | 5 | 6 | BranchMin5_BranchMax6 | 6 | 2 | 6 | 10 | HeaderMin6_HeaderMax10 | 8 | 3 | 6
608 | 80 | 050-070-4P-5HP | NBS_050-070_4P_5HP_6.06_SS | 912.3919 | 912.3919 | 1824.7838 | 2 | 1 | 3 | E | NBS_EndSuction | 5 | 4 | 5 | 6 | BranchMin5_BranchMax6 | 6 | 2 | 6 | 10 | HeaderMin6_HeaderMax10 | 10 | 3 | 6
609 | 81 | 050-070-4P-7pt5HP | NBS_050-070_4P_7.5HP_6.61_SS | 963.4895 | 963.4895 | 1926.979 | 2 | 1 | 3 | E | NBS_EndSuction | 5 | 4 | 5 | 8 | BranchMin5_BranchMax8 | 5 | 3 | 6 | 10 | HeaderMin6_HeaderMax10 | 6 | 3 | 9
609 | 81 | 050-070-4P-7pt5HP | NBS_050-070_4P_7.5HP_6.61_SS | 963.4895 | 963.4895 | 1926.979 | 2 | 1 | 3 | E | NBS_EndSuction | 5 | 4 | 5 | 8 | BranchMin5_BranchMax8 | 5 | 3 | 6 | 10 | HeaderMin6_HeaderMax10 | 8 | 3 | 9
609 | 81 | 050-070-4P-7pt5HP | NBS_050-070_4P_7.5HP_6.61_SS | 963.4895 | 963.4895 | 1926.979 | 2 | 1 | 3 | E | NBS_EndSuction | 5 | 4 | 5 | 8 | BranchMin5_BranchMax8 | 5 | 3 | 6 | 10 | HeaderMin6_HeaderMax10 | 10 | 3 | 9
609 | 81 | 050-070-4P-7pt5HP | NBS_050-070_4P_7.5HP_6.61_SS | 963.4895 | 963.4895 | 1926.979 | 2 | 1 | 3 | E | NBS_EndSuction | 5 | 4 | 5 | 8 | BranchMin5_BranchMax8 | 6 | 3 | 6 | 10 | HeaderMin6_HeaderMax10 | 6 | 3 | 9 | [11 empty] | INVALID
609 | 81 | 050-070-4P-7pt5HP | NBS_050-070_4P_7.5HP_6.61_SS | 963.4895 | 963.4895 | 1926.979 | 2 | 1 | 3 | E | NBS_EndSuction | 5 | 4 | 5 | 8 | BranchMin5_BranchMax8 | 6 | 3 | 6 | 10 | HeaderMin6_HeaderMax10 | 8 | 3 | 9
609 | 81 | 050-070-4P-7pt5HP | NBS_050-070_4P_7.5HP_6.61_SS | 963.4895 | 963.4895 | 1926.979 | 2 | 1 | 3 | E | NBS_EndSuction | 5 | 4 | 5 | 8 | BranchMin5_BranchMax8 | 6 | 3 | 6 | 10 | HeaderMin6_HeaderMax10 | 10 | 3 | 9
609 | 81 | 050-070-4P-7pt5HP | NBS_050-070_4P_7.5HP_6.61_SS | 963.4895 | 963.4895 | 1926.979 | 2 | 1 | 3 | E | NBS_EndSuction | 5 | 4 | 5 | 8 | BranchMin5_BranchMax8 | 8 | 3 | 6 | 10 | HeaderMin6_HeaderMax10 | 6 | 3 | 9 | [11 empty] | INVALID
609 | 81 | 050-070-4P-7pt5HP | NBS_050-070_4P_7.5HP_6.61_SS | 963.4895 | 963.4895 | 1926.979 | 2 | 1 | 3 | E | NBS_EndSuction | 5 | 4 | 5 | 8 | BranchMin5_BranchMax8 | 8 | 3 | 6 | 10 | HeaderMin6_HeaderMax10 | 8 | 3 | 9 | [11 empty] | INVALID
609 | 81 | 050-070-4P-7pt5HP | NBS_050-070_4P_7.5HP_6.61_SS | 963.4895 | 963.4895 | 1926.979 | 2 | 1 | 3 | E | NBS_EndSuction | 5 | 4 | 5 | 8 | BranchMin5_BranchMax8 | 8 | 3 | 6 | 10 | HeaderMin6_HeaderMax10 | 10 | 3 | 9
610 | 82 | 050-070-4P-10HP | NBS_050-070_4P_10HP_6.93_SS | 1003.339 | 1003.339 | 2006.678 | 2 | 1 | 3 | E | NBS_EndSuction | 5 | 4 | 5 | 8 | BranchMin5_BranchMax8 | 5 | 3 | 6 | 10 | HeaderMin6_HeaderMax10 | 6 | 3 | 9
610 | 82 | 050-070-4P-10HP | NBS_050-070_4P_10HP_6.93_SS | 1003.339 | 1003.339 | 2006.678 | 2 | 1 | 3 | E | NBS_EndSuction | 5 | 4 | 5 | 8 | BranchMin5_BranchMax8 | 5 | 3 | 6 | 10 | HeaderMin6_HeaderMax10 | 8 | 3 | 9
610 | 82 | 050-070-4P-10HP | NBS_050-070_4P_10HP_6.93_SS | 1003.339 | 1003.339 | 2006.678 | 2 | 1 | 3 | E | NBS_EndSuction | 5 | 4 | 5 | 8 | BranchMin5_BranchMax8 | 5 | 3 | 6 | 10 | HeaderMin6_HeaderMax10 | 10 | 3 | 9
610 | 82 | 050-070-4P-10HP | NBS_050-070_4P_10HP_6.93_SS | 1003.339 | 1003.339 | 2006.678 | 2 | 1 | 3 | E | NBS_EndSuction | 5 | 4 | 5 | 8 | BranchMin5_BranchMax8 | 6 | 3 | 6 | 10 | HeaderMin6_HeaderMax10 | 6 | 3 | 9 | [11 empty] | INVALID
610 | 82 | 050-070-4P-10HP | NBS_050-070_4P_10HP_6.93_SS | 1003.339 | 1003.339 | 2006.678 | 2 | 1 | 3 | E | NBS_EndSuction | 5 | 4 | 5 | 8 | BranchMin5_BranchMax8 | 6 | 3 | 6 | 10 | HeaderMin6_HeaderMax10 | 8 | 3 | 9
610 | 82 | 050-070-4P-10HP | NBS_050-070_4P_10HP_6.93_SS | 1003.339 | 1003.339 | 2006.678 | 2 | 1 | 3 | E | NBS_EndSuction | 5 | 4 | 5 | 8 | BranchMin5_BranchMax8 | 6 | 3 | 6 | 10 | HeaderMin6_HeaderMax10 | 10 | 3 | 9
610 | 82 | 050-070-4P-10HP | NBS_050-070_4P_10HP_6.93_SS | 1003.339 | 1003.339 | 2006.678 | 2 | 1 | 3 | E | NBS_EndSuction | 5 | 4 | 5 | 8 | BranchMin5_BranchMax8 | 8 | 3 | 6 | 10 | HeaderMin6_HeaderMax10 | 6 | 3 | 9 | [11 empty] | INVALID
610 | 82 | 050-070-4P-10HP | NBS_050-070_4P_10HP_6.93_SS | 1003.339 | 1003.339 | 2006.678 | 2 | 1 | 3 | E | NBS_EndSuction | 5 | 4 | 5 | 8 | BranchMin5_BranchMax8 | 8 | 3 | 6 | 10 | HeaderMin6_HeaderMax10 | 8 | 3 | 9 | [11 empty] | INVALID
610 | 82 | 050-070-4P-10HP | NBS_050-070_4P_10HP_6.93_SS | 1003.339 | 1003.339 | 2006.678 | 2 | 1 | 3 | E | NBS_EndSuction | 5 | 4 | 5 | 8 | BranchMin5_BranchMax8 | 8 | 3 | 6 | 10 | HeaderMin6_HeaderMax10 | 10 | 3 | 9
611 | 83 | 050-095-4P-10HP | NBS_050-095_4P_10HP_6.46_SS | 1234.2559 | 1234.2559 | 2468.5118 | 2 | 1 | 3 | E | NBS_EndSuction | 6 | 5 | 6 | 8 | BranchMin6_BranchMax8 | 6 | 2 | 8 | 10 | HeaderMin8_HeaderMax10 | 8 | 2 | 4
611 | 83 | 050-095-4P-10HP | NBS_050-095_4P_10HP_6.46_SS | 1234.2559 | 1234.2559 | 2468.5118 | 2 | 1 | 3 | E | NBS_EndSuction | 6 | 5 | 6 | 8 | BranchMin6_BranchMax8 | 6 | 2 | 8 | 10 | HeaderMin8_HeaderMax10 | 10 | 2 | 4
611 | 83 | 050-095-4P-10HP | NBS_050-095_4P_10HP_6.46_SS | 1234.2559 | 1234.2559 | 2468.5118 | 2 | 1 | 3 | E | NBS_EndSuction | 6 | 5 | 6 | 8 | BranchMin6_BranchMax8 | 8 | 2 | 8 | 10 | HeaderMin8_HeaderMax10 | 8 | 2 | 4 | [11 empty] | INVALID
611 | 83 | 050-095-4P-10HP | NBS_050-095_4P_10HP_6.46_SS | 1234.2559 | 1234.2559 | 2468.5118 | 2 | 1 | 3 | E | NBS_EndSuction | 6 | 5 | 6 | 8 | BranchMin6_BranchMax8 | 8 | 2 | 8 | 10 | HeaderMin8_HeaderMax10 | 10 | 2 | 4
612 | 84 | 050-095-4P-15HP | NBS_050-095_4P_15HP_7.40_SS | 1338.3397 | 1338.3397 | 2676.6794 | 2 | 1 | 3 | E | NBS_EndSuction | 6 | 5 | 6 | 8 | BranchMin6_BranchMax8 | 6 | 2 | 8 | 12 | HeaderMin8_HeaderMax12 | 8 | 3 | 6
612 | 84 | 050-095-4P-15HP | NBS_050-095_4P_15HP_7.40_SS | 1338.3397 | 1338.3397 | 2676.6794 | 2 | 1 | 3 | E | NBS_EndSuction | 6 | 5 | 6 | 8 | BranchMin6_BranchMax8 | 6 | 2 | 8 | 12 | HeaderMin8_HeaderMax12 | 10 | 3 | 6
612 | 84 | 050-095-4P-15HP | NBS_050-095_4P_15HP_7.40_SS | 1338.3397 | 1338.3397 | 2676.6794 | 2 | 1 | 3 | E | NBS_EndSuction | 6 | 5 | 6 | 8 | BranchMin6_BranchMax8 | 6 | 2 | 8 | 12 | HeaderMin8_HeaderMax12 | 12 | 3 | 6
612 | 84 | 050-095-4P-15HP | NBS_050-095_4P_15HP_7.40_SS | 1338.3397 | 1338.3397 | 2676.6794 | 2 | 1 | 3 | E | NBS_EndSuction | 6 | 5 | 6 | 8 | BranchMin6_BranchMax8 | 8 | 2 | 8 | 12 | HeaderMin8_HeaderMax12 | 8 | 3 | 6 | [11 empty] | INVALID
612 | 84 | 050-095-4P-15HP | NBS_050-095_4P_15HP_7.40_SS | 1338.3397 | 1338.3397 | 2676.6794 | 2 | 1 | 3 | E | NBS_EndSuction | 6 | 5 | 6 | 8 | BranchMin6_BranchMax8 | 8 | 2 | 8 | 12 | HeaderMin8_HeaderMax12 | 10 | 3 | 6
612 | 84 | 050-095-4P-15HP | NBS_050-095_4P_15HP_7.40_SS | 1338.3397 | 1338.3397 | 2676.6794 | 2 | 1 | 3 | E | NBS_EndSuction | 6 | 5 | 6 | 8 | BranchMin6_BranchMax8 | 8 | 2 | 8 | 12 | HeaderMin8_HeaderMax12 | 12 | 3 | 6
613 | 85 | 050-095-4P-20HP | NBS_050-095_4P_20HP_8.19_SS | 1409.7542 | 1409.7542 | 2819.5084 | 2 | 1 | 3 | E | NBS_EndSuction | 6 | 5 | 6 | 8 | BranchMin6_BranchMax8 | 6 | 2 | 8 | 12 | HeaderMin8_HeaderMax12 | 8 | 3 | 6
613 | 85 | 050-095-4P-20HP | NBS_050-095_4P_20HP_8.19_SS | 1409.7542 | 1409.7542 | 2819.5084 | 2 | 1 | 3 | E | NBS_EndSuction | 6 | 5 | 6 | 8 | BranchMin6_BranchMax8 | 6 | 2 | 8 | 12 | HeaderMin8_HeaderMax12 | 10 | 3 | 6
613 | 85 | 050-095-4P-20HP | NBS_050-095_4P_20HP_8.19_SS | 1409.7542 | 1409.7542 | 2819.5084 | 2 | 1 | 3 | E | NBS_EndSuction | 6 | 5 | 6 | 8 | BranchMin6_BranchMax8 | 6 | 2 | 8 | 12 | HeaderMin8_HeaderMax12 | 12 | 3 | 6
613 | 85 | 050-095-4P-20HP | NBS_050-095_4P_20HP_8.19_SS | 1409.7542 | 1409.7542 | 2819.5084 | 2 | 1 | 3 | E | NBS_EndSuction | 6 | 5 | 6 | 8 | BranchMin6_BranchMax8 | 8 | 2 | 8 | 12 | HeaderMin8_HeaderMax12 | 8 | 3 | 6 | [11 empty] | INVALID
613 | 85 | 050-095-4P-20HP | NBS_050-095_4P_20HP_8.19_SS | 1409.7542 | 1409.7542 | 2819.5084 | 2 | 1 | 3 | E | NBS_EndSuction | 6 | 5 | 6 | 8 | BranchMin6_BranchMax8 | 8 | 2 | 8 | 12 | HeaderMin8_HeaderMax12 | 10 | 3 | 6
613 | 85 | 050-095-4P-20HP | NBS_050-095_4P_20HP_8.19_SS | 1409.7542 | 1409.7542 | 2819.5084 | 2 | 1 | 3 | E | NBS_EndSuction | 6 | 5 | 6 | 8 | BranchMin6_BranchMax8 | 8 | 2 | 8 | 12 | HeaderMin8_HeaderMax12 | 12 | 3 | 6
614 | 86 | 050-095-4P-25HP | NBS_050-095_4P_25HP_8.74_SS | 1493.981 | 1493.981 | 2987.9621 | 2 | 1 | 3 | E | NBS_EndSuction | 6 | 5 | 6 | 8 | BranchMin6_BranchMax8 | 6 | 2 | 8 | 12 | HeaderMin8_HeaderMax12 | 8 | 3 | 6
614 | 86 | 050-095-4P-25HP | NBS_050-095_4P_25HP_8.74_SS | 1493.981 | 1493.981 | 2987.9621 | 2 | 1 | 3 | E | NBS_EndSuction | 6 | 5 | 6 | 8 | BranchMin6_BranchMax8 | 6 | 2 | 8 | 12 | HeaderMin8_HeaderMax12 | 10 | 3 | 6
614 | 86 | 050-095-4P-25HP | NBS_050-095_4P_25HP_8.74_SS | 1493.981 | 1493.981 | 2987.9621 | 2 | 1 | 3 | E | NBS_EndSuction | 6 | 5 | 6 | 8 | BranchMin6_BranchMax8 | 6 | 2 | 8 | 12 | HeaderMin8_HeaderMax12 | 12 | 3 | 6
614 | 86 | 050-095-4P-25HP | NBS_050-095_4P_25HP_8.74_SS | 1493.981 | 1493.981 | 2987.9621 | 2 | 1 | 3 | E | NBS_EndSuction | 6 | 5 | 6 | 8 | BranchMin6_BranchMax8 | 8 | 2 | 8 | 12 | HeaderMin8_HeaderMax12 | 8 | 3 | 6 | [11 empty] | INVALID
614 | 86 | 050-095-4P-25HP | NBS_050-095_4P_25HP_8.74_SS | 1493.981 | 1493.981 | 2987.9621 | 2 | 1 | 3 | E | NBS_EndSuction | 6 | 5 | 6 | 8 | BranchMin6_BranchMax8 | 8 | 2 | 8 | 12 | HeaderMin8_HeaderMax12 | 10 | 3 | 6
614 | 86 | 050-095-4P-25HP | NBS_050-095_4P_25HP_8.74_SS | 1493.981 | 1493.981 | 2987.9621 | 2 | 1 | 3 | E | NBS_EndSuction | 6 | 5 | 6 | 8 | BranchMin6_BranchMax8 | 8 | 2 | 8 | 12 | HeaderMin8_HeaderMax12 | 12 | 3 | 6
615 | 87 | 050-095-4P-30HP | NBS_050-095_4P_30HP_9.13_SS | 1550.69 | 1550.69 | 3101.38 | 2 | 1 | 3 | E | NBS_EndSuction | 6 | 5 | 6 | 8 | BranchMin6_BranchMax8 | 6 | 2 | 8 | 12 | HeaderMin8_HeaderMax12 | 8 | 3 | 6
615 | 87 | 050-095-4P-30HP | NBS_050-095_4P_30HP_9.13_SS | 1550.69 | 1550.69 | 3101.38 | 2 | 1 | 3 | E | NBS_EndSuction | 6 | 5 | 6 | 8 | BranchMin6_BranchMax8 | 6 | 2 | 8 | 12 | HeaderMin8_HeaderMax12 | 10 | 3 | 6
615 | 87 | 050-095-4P-30HP | NBS_050-095_4P_30HP_9.13_SS | 1550.69 | 1550.69 | 3101.38 | 2 | 1 | 3 | E | NBS_EndSuction | 6 | 5 | 6 | 8 | BranchMin6_BranchMax8 | 6 | 2 | 8 | 12 | HeaderMin8_HeaderMax12 | 12 | 3 | 6
615 | 87 | 050-095-4P-30HP | NBS_050-095_4P_30HP_9.13_SS | 1550.69 | 1550.69 | 3101.38 | 2 | 1 | 3 | E | NBS_EndSuction | 6 | 5 | 6 | 8 | BranchMin6_BranchMax8 | 8 | 2 | 8 | 12 | HeaderMin8_HeaderMax12 | 8 | 3 | 6 | [11 empty] | INVALID
615 | 87 | 050-095-4P-30HP | NBS_050-095_4P_30HP_9.13_SS | 1550.69 | 1550.69 | 3101.38 | 2 | 1 | 3 | E | NBS_EndSuction | 6 | 5 | 6 | 8 | BranchMin6_BranchMax8 | 8 | 2 | 8 | 12 | HeaderMin8_HeaderMax12 | 10 | 3 | 6
615 | 87 | 050-095-4P-30HP | NBS_050-095_4P_30HP_9.13_SS | 1550.69 | 1550.69 | 3101.38 | 2 | 1 | 3 | E | NBS_EndSuction | 6 | 5 | 6 | 8 | BranchMin6_BranchMax8 | 8 | 2 | 8 | 12 | HeaderMin8_HeaderMax12 | 12 | 3 | 6
616 | 88 | 050-110-4P-20HP | NBS_050-110_4P_20HP_8.35_SS | 1352.693 | 1352.693 | 2705.3861 | 2 | 1 | 3 | E | NBS_EndSuction | 6 | 5 | 6 | 8 | BranchMin6_BranchMax8 | 6 | 2 | 8 | 12 | HeaderMin8_HeaderMax12 | 8 | 3 | 6
616 | 88 | 050-110-4P-20HP | NBS_050-110_4P_20HP_8.35_SS | 1352.693 | 1352.693 | 2705.3861 | 2 | 1 | 3 | E | NBS_EndSuction | 6 | 5 | 6 | 8 | BranchMin6_BranchMax8 | 6 | 2 | 8 | 12 | HeaderMin8_HeaderMax12 | 10 | 3 | 6
616 | 88 | 050-110-4P-20HP | NBS_050-110_4P_20HP_8.35_SS | 1352.693 | 1352.693 | 2705.3861 | 2 | 1 | 3 | E | NBS_EndSuction | 6 | 5 | 6 | 8 | BranchMin6_BranchMax8 | 6 | 2 | 8 | 12 | HeaderMin8_HeaderMax12 | 12 | 3 | 6
616 | 88 | 050-110-4P-20HP | NBS_050-110_4P_20HP_8.35_SS | 1352.693 | 1352.693 | 2705.3861 | 2 | 1 | 3 | E | NBS_EndSuction | 6 | 5 | 6 | 8 | BranchMin6_BranchMax8 | 8 | 2 | 8 | 12 | HeaderMin8_HeaderMax12 | 8 | 3 | 6 | [11 empty] | INVALID
616 | 88 | 050-110-4P-20HP | NBS_050-110_4P_20HP_8.35_SS | 1352.693 | 1352.693 | 2705.3861 | 2 | 1 | 3 | E | NBS_EndSuction | 6 | 5 | 6 | 8 | BranchMin6_BranchMax8 | 8 | 2 | 8 | 12 | HeaderMin8_HeaderMax12 | 10 | 3 | 6
616 | 88 | 050-110-4P-20HP | NBS_050-110_4P_20HP_8.35_SS | 1352.693 | 1352.693 | 2705.3861 | 2 | 1 | 3 | E | NBS_EndSuction | 6 | 5 | 6 | 8 | BranchMin6_BranchMax8 | 8 | 2 | 8 | 12 | HeaderMin8_HeaderMax12 | 12 | 3 | 6
617 | 89 | 050-110-4P-25HP | NBS_050-110_4P_25HP_9.06_SS | 1398.703 | 1398.703 | 2797.406 | 2 | 1 | 3 | E | NBS_EndSuction | 6 | 5 | 6 | 8 | BranchMin6_BranchMax8 | 6 | 2 | 8 | 12 | HeaderMin8_HeaderMax12 | 8 | 3 | 6
617 | 89 | 050-110-4P-25HP | NBS_050-110_4P_25HP_9.06_SS | 1398.703 | 1398.703 | 2797.406 | 2 | 1 | 3 | E | NBS_EndSuction | 6 | 5 | 6 | 8 | BranchMin6_BranchMax8 | 6 | 2 | 8 | 12 | HeaderMin8_HeaderMax12 | 10 | 3 | 6
617 | 89 | 050-110-4P-25HP | NBS_050-110_4P_25HP_9.06_SS | 1398.703 | 1398.703 | 2797.406 | 2 | 1 | 3 | E | NBS_EndSuction | 6 | 5 | 6 | 8 | BranchMin6_BranchMax8 | 6 | 2 | 8 | 12 | HeaderMin8_HeaderMax12 | 12 | 3 | 6
617 | 89 | 050-110-4P-25HP | NBS_050-110_4P_25HP_9.06_SS | 1398.703 | 1398.703 | 2797.406 | 2 | 1 | 3 | E | NBS_EndSuction | 6 | 5 | 6 | 8 | BranchMin6_BranchMax8 | 8 | 2 | 8 | 12 | HeaderMin8_HeaderMax12 | 8 | 3 | 6 | [11 empty] | INVALID
617 | 89 | 050-110-4P-25HP | NBS_050-110_4P_25HP_9.06_SS | 1398.703 | 1398.703 | 2797.406 | 2 | 1 | 3 | E | NBS_EndSuction | 6 | 5 | 6 | 8 | BranchMin6_BranchMax8 | 8 | 2 | 8 | 12 | HeaderMin8_HeaderMax12 | 10 | 3 | 6
617 | 89 | 050-110-4P-25HP | NBS_050-110_4P_25HP_9.06_SS | 1398.703 | 1398.703 | 2797.406 | 2 | 1 | 3 | E | NBS_EndSuction | 6 | 5 | 6 | 8 | BranchMin6_BranchMax8 | 8 | 2 | 8 | 12 | HeaderMin8_HeaderMax12 | 12 | 3 | 6
618 | 90 | 050-110-4P-30HP | NBS_050-110_4P_30HP_9.61_SS | 1508.9068 | 1508.9068 | 3017.8135 | 2 | 1 | 3 | E | NBS_EndSuction | 6 | 5 | 6 | 8 | BranchMin6_BranchMax8 | 6 | 2 | 8 | 12 | HeaderMin8_HeaderMax12 | 8 | 3 | 6
618 | 90 | 050-110-4P-30HP | NBS_050-110_4P_30HP_9.61_SS | 1508.9068 | 1508.9068 | 3017.8135 | 2 | 1 | 3 | E | NBS_EndSuction | 6 | 5 | 6 | 8 | BranchMin6_BranchMax8 | 6 | 2 | 8 | 12 | HeaderMin8_HeaderMax12 | 10 | 3 | 6
618 | 90 | 050-110-4P-30HP | NBS_050-110_4P_30HP_9.61_SS | 1508.9068 | 1508.9068 | 3017.8135 | 2 | 1 | 3 | E | NBS_EndSuction | 6 | 5 | 6 | 8 | BranchMin6_BranchMax8 | 6 | 2 | 8 | 12 | HeaderMin8_HeaderMax12 | 12 | 3 | 6
618 | 90 | 050-110-4P-30HP | NBS_050-110_4P_30HP_9.61_SS | 1508.9068 | 1508.9068 | 3017.8135 | 2 | 1 | 3 | E | NBS_EndSuction | 6 | 5 | 6 | 8 | BranchMin6_BranchMax8 | 8 | 2 | 8 | 12 | HeaderMin8_HeaderMax12 | 8 | 3 | 6 | [11 empty] | INVALID
618 | 90 | 050-110-4P-30HP | NBS_050-110_4P_30HP_9.61_SS | 1508.9068 | 1508.9068 | 3017.8135 | 2 | 1 | 3 | E | NBS_EndSuction | 6 | 5 | 6 | 8 | BranchMin6_BranchMax8 | 8 | 2 | 8 | 12 | HeaderMin8_HeaderMax12 | 10 | 3 | 6
618 | 90 | 050-110-4P-30HP | NBS_050-110_4P_30HP_9.61_SS | 1508.9068 | 1508.9068 | 3017.8135 | 2 | 1 | 3 | E | NBS_EndSuction | 6 | 5 | 6 | 8 | BranchMin6_BranchMax8 | 8 | 2 | 8 | 12 | HeaderMin8_HeaderMax12 | 12 | 3 | 6
619 | 91 | 050-110-4P-40HP | NBS_050-110_4P_40HP_10.63_SS | 1674.3665 | 1674.3665 | 3348.7331 | 2 | 1 | 3 | E | NBS_EndSuction | 6 | 5 | 6 | 10 | BranchMin6_BranchMax10 | 6 | 3 | 8 | 12 | HeaderMin8_HeaderMax12 | 8 | 3 | 9
619 | 91 | 050-110-4P-40HP | NBS_050-110_4P_40HP_10.63_SS | 1674.3665 | 1674.3665 | 3348.7331 | 2 | 1 | 3 | E | NBS_EndSuction | 6 | 5 | 6 | 10 | BranchMin6_BranchMax10 | 6 | 3 | 8 | 12 | HeaderMin8_HeaderMax12 | 10 | 3 | 9
619 | 91 | 050-110-4P-40HP | NBS_050-110_4P_40HP_10.63_SS | 1674.3665 | 1674.3665 | 3348.7331 | 2 | 1 | 3 | E | NBS_EndSuction | 6 | 5 | 6 | 10 | BranchMin6_BranchMax10 | 6 | 3 | 8 | 12 | HeaderMin8_HeaderMax12 | 12 | 3 | 9
619 | 91 | 050-110-4P-40HP | NBS_050-110_4P_40HP_10.63_SS | 1674.3665 | 1674.3665 | 3348.7331 | 2 | 1 | 3 | E | NBS_EndSuction | 6 | 5 | 6 | 10 | BranchMin6_BranchMax10 | 8 | 3 | 8 | 12 | HeaderMin8_HeaderMax12 | 8 | 3 | 9 | [11 empty] | INVALID
619 | 91 | 050-110-4P-40HP | NBS_050-110_4P_40HP_10.63_SS | 1674.3665 | 1674.3665 | 3348.7331 | 2 | 1 | 3 | E | NBS_EndSuction | 6 | 5 | 6 | 10 | BranchMin6_BranchMax10 | 8 | 3 | 8 | 12 | HeaderMin8_HeaderMax12 | 10 | 3 | 9
619 | 91 | 050-110-4P-40HP | NBS_050-110_4P_40HP_10.63_SS | 1674.3665 | 1674.3665 | 3348.7331 | 2 | 1 | 3 | E | NBS_EndSuction | 6 | 5 | 6 | 10 | BranchMin6_BranchMax10 | 8 | 3 | 8 | 12 | HeaderMin8_HeaderMax12 | 12 | 3 | 9
619 | 91 | 050-110-4P-40HP | NBS_050-110_4P_40HP_10.63_SS | 1674.3665 | 1674.3665 | 3348.7331 | 2 | 1 | 3 | E | NBS_EndSuction | 6 | 5 | 6 | 10 | BranchMin6_BranchMax10 | 10 | 3 | 8 | 12 | HeaderMin8_HeaderMax12 | 8 | 3 | 9 | [11 empty] | INVALID
619 | 91 | 050-110-4P-40HP | NBS_050-110_4P_40HP_10.63_SS | 1674.3665 | 1674.3665 | 3348.7331 | 2 | 1 | 3 | E | NBS_EndSuction | 6 | 5 | 6 | 10 | BranchMin6_BranchMax10 | 10 | 3 | 8 | 12 | HeaderMin8_HeaderMax12 | 10 | 3 | 9 | [11 empty] | INVALID
619 | 91 | 050-110-4P-40HP | NBS_050-110_4P_40HP_10.63_SS | 1674.3665 | 1674.3665 | 3348.7331 | 2 | 1 | 3 | E | NBS_EndSuction | 6 | 5 | 6 | 10 | BranchMin6_BranchMax10 | 10 | 3 | 8 | 12 | HeaderMin8_HeaderMax12 | 12 | 3 | 9
620 | 92 | 050-135-4P-25HP | NBS_050-135_4P_25HP_8.86_SS | 1200.4144 | 1200.4144 | 2400.8289 | 2 | 1 | 3 | E | NBS_EndSuction | 6 | 5 | 6 | 8 | BranchMin6_BranchMax8 | 6 | 2 | 8 | 10 | HeaderMin8_HeaderMax10 | 8 | 2 | 4
620 | 92 | 050-135-4P-25HP | NBS_050-135_4P_25HP_8.86_SS | 1200.4144 | 1200.4144 | 2400.8289 | 2 | 1 | 3 | E | NBS_EndSuction | 6 | 5 | 6 | 8 | BranchMin6_BranchMax8 | 6 | 2 | 8 | 10 | HeaderMin8_HeaderMax10 | 10 | 2 | 4
620 | 92 | 050-135-4P-25HP | NBS_050-135_4P_25HP_8.86_SS | 1200.4144 | 1200.4144 | 2400.8289 | 2 | 1 | 3 | E | NBS_EndSuction | 6 | 5 | 6 | 8 | BranchMin6_BranchMax8 | 8 | 2 | 8 | 10 | HeaderMin8_HeaderMax10 | 8 | 2 | 4 | [11 empty] | INVALID
620 | 92 | 050-135-4P-25HP | NBS_050-135_4P_25HP_8.86_SS | 1200.4144 | 1200.4144 | 2400.8289 | 2 | 1 | 3 | E | NBS_EndSuction | 6 | 5 | 6 | 8 | BranchMin6_BranchMax8 | 8 | 2 | 8 | 10 | HeaderMin8_HeaderMax10 | 10 | 2 | 4
621 | 93 | 050-135-4P-30HP | NBS_050-135_4P_30HP_9.49_SS | 1283.8269 | 1283.8269 | 2567.6538 | 2 | 1 | 3 | E | NBS_EndSuction | 6 | 5 | 6 | 8 | BranchMin6_BranchMax8 | 6 | 2 | 8 | 12 | HeaderMin8_HeaderMax12 | 8 | 3 | 6
621 | 93 | 050-135-4P-30HP | NBS_050-135_4P_30HP_9.49_SS | 1283.8269 | 1283.8269 | 2567.6538 | 2 | 1 | 3 | E | NBS_EndSuction | 6 | 5 | 6 | 8 | BranchMin6_BranchMax8 | 6 | 2 | 8 | 12 | HeaderMin8_HeaderMax12 | 10 | 3 | 6
621 | 93 | 050-135-4P-30HP | NBS_050-135_4P_30HP_9.49_SS | 1283.8269 | 1283.8269 | 2567.6538 | 2 | 1 | 3 | E | NBS_EndSuction | 6 | 5 | 6 | 8 | BranchMin6_BranchMax8 | 6 | 2 | 8 | 12 | HeaderMin8_HeaderMax12 | 12 | 3 | 6
621 | 93 | 050-135-4P-30HP | NBS_050-135_4P_30HP_9.49_SS | 1283.8269 | 1283.8269 | 2567.6538 | 2 | 1 | 3 | E | NBS_EndSuction | 6 | 5 | 6 | 8 | BranchMin6_BranchMax8 | 8 | 2 | 8 | 12 | HeaderMin8_HeaderMax12 | 8 | 3 | 6 | [11 empty] | INVALID
621 | 93 | 050-135-4P-30HP | NBS_050-135_4P_30HP_9.49_SS | 1283.8269 | 1283.8269 | 2567.6538 | 2 | 1 | 3 | E | NBS_EndSuction | 6 | 5 | 6 | 8 | BranchMin6_BranchMax8 | 8 | 2 | 8 | 12 | HeaderMin8_HeaderMax12 | 10 | 3 | 6
621 | 93 | 050-135-4P-30HP | NBS_050-135_4P_30HP_9.49_SS | 1283.8269 | 1283.8269 | 2567.6538 | 2 | 1 | 3 | E | NBS_EndSuction | 6 | 5 | 6 | 8 | BranchMin6_BranchMax8 | 8 | 2 | 8 | 12 | HeaderMin8_HeaderMax12 | 12 | 3 | 6
622 | 94 | 050-135-4P-40HP | NBS_050-135_4P_40HP_10.59_SS | 1416.7849 | 1416.7849 | 2833.5698 | 2 | 1 | 3 | E | NBS_EndSuction | 6 | 5 | 6 | 8 | BranchMin6_BranchMax8 | 6 | 2 | 8 | 12 | HeaderMin8_HeaderMax12 | 8 | 3 | 6
622 | 94 | 050-135-4P-40HP | NBS_050-135_4P_40HP_10.59_SS | 1416.7849 | 1416.7849 | 2833.5698 | 2 | 1 | 3 | E | NBS_EndSuction | 6 | 5 | 6 | 8 | BranchMin6_BranchMax8 | 6 | 2 | 8 | 12 | HeaderMin8_HeaderMax12 | 10 | 3 | 6
622 | 94 | 050-135-4P-40HP | NBS_050-135_4P_40HP_10.59_SS | 1416.7849 | 1416.7849 | 2833.5698 | 2 | 1 | 3 | E | NBS_EndSuction | 6 | 5 | 6 | 8 | BranchMin6_BranchMax8 | 6 | 2 | 8 | 12 | HeaderMin8_HeaderMax12 | 12 | 3 | 6
622 | 94 | 050-135-4P-40HP | NBS_050-135_4P_40HP_10.59_SS | 1416.7849 | 1416.7849 | 2833.5698 | 2 | 1 | 3 | E | NBS_EndSuction | 6 | 5 | 6 | 8 | BranchMin6_BranchMax8 | 8 | 2 | 8 | 12 | HeaderMin8_HeaderMax12 | 8 | 3 | 6 | [11 empty] | INVALID
622 | 94 | 050-135-4P-40HP | NBS_050-135_4P_40HP_10.59_SS | 1416.7849 | 1416.7849 | 2833.5698 | 2 | 1 | 3 | E | NBS_EndSuction | 6 | 5 | 6 | 8 | BranchMin6_BranchMax8 | 8 | 2 | 8 | 12 | HeaderMin8_HeaderMax12 | 10 | 3 | 6
622 | 94 | 050-135-4P-40HP | NBS_050-135_4P_40HP_10.59_SS | 1416.7849 | 1416.7849 | 2833.5698 | 2 | 1 | 3 | E | NBS_EndSuction | 6 | 5 | 6 | 8 | BranchMin6_BranchMax8 | 8 | 2 | 8 | 12 | HeaderMin8_HeaderMax12 | 12 | 3 | 6
623 | 95 | 050-135-4P-50HP | NBS_050-135_4P_50HP_11.30_SS | 1508.8665 | 1508.8665 | 3017.733 | 2 | 1 | 3 | E | NBS_EndSuction | 6 | 5 | 6 | 8 | BranchMin6_BranchMax8 | 6 | 2 | 8 | 12 | HeaderMin8_HeaderMax12 | 8 | 3 | 6
623 | 95 | 050-135-4P-50HP | NBS_050-135_4P_50HP_11.30_SS | 1508.8665 | 1508.8665 | 3017.733 | 2 | 1 | 3 | E | NBS_EndSuction | 6 | 5 | 6 | 8 | BranchMin6_BranchMax8 | 6 | 2 | 8 | 12 | HeaderMin8_HeaderMax12 | 10 | 3 | 6
623 | 95 | 050-135-4P-50HP | NBS_050-135_4P_50HP_11.30_SS | 1508.8665 | 1508.8665 | 3017.733 | 2 | 1 | 3 | E | NBS_EndSuction | 6 | 5 | 6 | 8 | BranchMin6_BranchMax8 | 6 | 2 | 8 | 12 | HeaderMin8_HeaderMax12 | 12 | 3 | 6
623 | 95 | 050-135-4P-50HP | NBS_050-135_4P_50HP_11.30_SS | 1508.8665 | 1508.8665 | 3017.733 | 2 | 1 | 3 | E | NBS_EndSuction | 6 | 5 | 6 | 8 | BranchMin6_BranchMax8 | 8 | 2 | 8 | 12 | HeaderMin8_HeaderMax12 | 8 | 3 | 6 | [11 empty] | INVALID
623 | 95 | 050-135-4P-50HP | NBS_050-135_4P_50HP_11.30_SS | 1508.8665 | 1508.8665 | 3017.733 | 2 | 1 | 3 | E | NBS_EndSuction | 6 | 5 | 6 | 8 | BranchMin6_BranchMax8 | 8 | 2 | 8 | 12 | HeaderMin8_HeaderMax12 | 10 | 3 | 6
623 | 95 | 050-135-4P-50HP | NBS_050-135_4P_50HP_11.30_SS | 1508.8665 | 1508.8665 | 3017.733 | 2 | 1 | 3 | E | NBS_EndSuction | 6 | 5 | 6 | 8 | BranchMin6_BranchMax8 | 8 | 2 | 8 | 12 | HeaderMin8_HeaderMax12 | 12 | 3 | 6
624 | 96 | 050-135-4P-60HP | NBS_050-135_4P_60HP_12.01_SS | 1598.8017 | 1598.8017 | 3197.6035 | 2 | 1 | 3 | E | NBS_EndSuction | 6 | 5 | 6 | 8 | BranchMin6_BranchMax8 | 6 | 2 | 8 | 12 | HeaderMin8_HeaderMax12 | 8 | 3 | 6
624 | 96 | 050-135-4P-60HP | NBS_050-135_4P_60HP_12.01_SS | 1598.8017 | 1598.8017 | 3197.6035 | 2 | 1 | 3 | E | NBS_EndSuction | 6 | 5 | 6 | 8 | BranchMin6_BranchMax8 | 6 | 2 | 8 | 12 | HeaderMin8_HeaderMax12 | 10 | 3 | 6
624 | 96 | 050-135-4P-60HP | NBS_050-135_4P_60HP_12.01_SS | 1598.8017 | 1598.8017 | 3197.6035 | 2 | 1 | 3 | E | NBS_EndSuction | 6 | 5 | 6 | 8 | BranchMin6_BranchMax8 | 6 | 2 | 8 | 12 | HeaderMin8_HeaderMax12 | 12 | 3 | 6
624 | 96 | 050-135-4P-60HP | NBS_050-135_4P_60HP_12.01_SS | 1598.8017 | 1598.8017 | 3197.6035 | 2 | 1 | 3 | E | NBS_EndSuction | 6 | 5 | 6 | 8 | BranchMin6_BranchMax8 | 8 | 2 | 8 | 12 | HeaderMin8_HeaderMax12 | 8 | 3 | 6 | [11 empty] | INVALID
624 | 96 | 050-135-4P-60HP | NBS_050-135_4P_60HP_12.01_SS | 1598.8017 | 1598.8017 | 3197.6035 | 2 | 1 | 3 | E | NBS_EndSuction | 6 | 5 | 6 | 8 | BranchMin6_BranchMax8 | 8 | 2 | 8 | 12 | HeaderMin8_HeaderMax12 | 10 | 3 | 6
624 | 96 | 050-135-4P-60HP | NBS_050-135_4P_60HP_12.01_SS | 1598.8017 | 1598.8017 | 3197.6035 | 2 | 1 | 3 | E | NBS_EndSuction | 6 | 5 | 6 | 8 | BranchMin6_BranchMax8 | 8 | 2 | 8 | 12 | HeaderMin8_HeaderMax12 | 12 | 3 | 6
625 | 97 | 050-135-4P-75HP | NBS_050-135_4P_75HP_13.03_SS | 1689.4197 | 1689.4197 | 3378.8394 | 2 | 1 | 3 | E | NBS_EndSuction | 6 | 5 | 6 | 10 | BranchMin6_BranchMax10 | 6 | 3 | 8 | 12 | HeaderMin8_HeaderMax12 | 8 | 3 | 9
625 | 97 | 050-135-4P-75HP | NBS_050-135_4P_75HP_13.03_SS | 1689.4197 | 1689.4197 | 3378.8394 | 2 | 1 | 3 | E | NBS_EndSuction | 6 | 5 | 6 | 10 | BranchMin6_BranchMax10 | 6 | 3 | 8 | 12 | HeaderMin8_HeaderMax12 | 10 | 3 | 9
625 | 97 | 050-135-4P-75HP | NBS_050-135_4P_75HP_13.03_SS | 1689.4197 | 1689.4197 | 3378.8394 | 2 | 1 | 3 | E | NBS_EndSuction | 6 | 5 | 6 | 10 | BranchMin6_BranchMax10 | 6 | 3 | 8 | 12 | HeaderMin8_HeaderMax12 | 12 | 3 | 9
625 | 97 | 050-135-4P-75HP | NBS_050-135_4P_75HP_13.03_SS | 1689.4197 | 1689.4197 | 3378.8394 | 2 | 1 | 3 | E | NBS_EndSuction | 6 | 5 | 6 | 10 | BranchMin6_BranchMax10 | 8 | 3 | 8 | 12 | HeaderMin8_HeaderMax12 | 8 | 3 | 9 | [11 empty] | INVALID
625 | 97 | 050-135-4P-75HP | NBS_050-135_4P_75HP_13.03_SS | 1689.4197 | 1689.4197 | 3378.8394 | 2 | 1 | 3 | E | NBS_EndSuction | 6 | 5 | 6 | 10 | BranchMin6_BranchMax10 | 8 | 3 | 8 | 12 | HeaderMin8_HeaderMax12 | 10 | 3 | 9
625 | 97 | 050-135-4P-75HP | NBS_050-135_4P_75HP_13.03_SS | 1689.4197 | 1689.4197 | 3378.8394 | 2 | 1 | 3 | E | NBS_EndSuction | 6 | 5 | 6 | 10 | BranchMin6_BranchMax10 | 8 | 3 | 8 | 12 | HeaderMin8_HeaderMax12 | 12 | 3 | 9
625 | 97 | 050-135-4P-75HP | NBS_050-135_4P_75HP_13.03_SS | 1689.4197 | 1689.4197 | 3378.8394 | 2 | 1 | 3 | E | NBS_EndSuction | 6 | 5 | 6 | 10 | BranchMin6_BranchMax10 | 10 | 3 | 8 | 12 | HeaderMin8_HeaderMax12 | 8 | 3 | 9 | [11 empty] | INVALID
625 | 97 | 050-135-4P-75HP | NBS_050-135_4P_75HP_13.03_SS | 1689.4197 | 1689.4197 | 3378.8394 | 2 | 1 | 3 | E | NBS_EndSuction | 6 | 5 | 6 | 10 | BranchMin6_BranchMax10 | 10 | 3 | 8 | 12 | HeaderMin8_HeaderMax12 | 10 | 3 | 9 | [11 empty] | INVALID
625 | 97 | 050-135-4P-75HP | NBS_050-135_4P_75HP_13.03_SS | 1689.4197 | 1689.4197 | 3378.8394 | 2 | 1 | 3 | E | NBS_EndSuction | 6 | 5 | 6 | 10 | BranchMin6_BranchMax10 | 10 | 3 | 8 | 12 | HeaderMin8_HeaderMax12 | 12 | 3 | 9
626 | 98 | 050-150-4P-75HP | NBS_050-150_4P_75HP_11.73_SS | 2092.9884 | 2092.9884 | 4185.9767 | 2 | 1 | 3 | E | NBS_EndSuction | 6 | 5 | 6 | 10 | BranchMin6_BranchMax10 | 6 | 3 | 8 | 14 | HeaderMin8_HeaderMax14 | 8 | 4 | 12
626 | 98 | 050-150-4P-75HP | NBS_050-150_4P_75HP_11.73_SS | 2092.9884 | 2092.9884 | 4185.9767 | 2 | 1 | 3 | E | NBS_EndSuction | 6 | 5 | 6 | 10 | BranchMin6_BranchMax10 | 6 | 3 | 8 | 14 | HeaderMin8_HeaderMax14 | 10 | 4 | 12
626 | 98 | 050-150-4P-75HP | NBS_050-150_4P_75HP_11.73_SS | 2092.9884 | 2092.9884 | 4185.9767 | 2 | 1 | 3 | E | NBS_EndSuction | 6 | 5 | 6 | 10 | BranchMin6_BranchMax10 | 6 | 3 | 8 | 14 | HeaderMin8_HeaderMax14 | 12 | 4 | 12
626 | 98 | 050-150-4P-75HP | NBS_050-150_4P_75HP_11.73_SS | 2092.9884 | 2092.9884 | 4185.9767 | 2 | 1 | 3 | E | NBS_EndSuction | 6 | 5 | 6 | 10 | BranchMin6_BranchMax10 | 6 | 3 | 8 | 14 | HeaderMin8_HeaderMax14 | 14 | 4 | 12
626 | 98 | 050-150-4P-75HP | NBS_050-150_4P_75HP_11.73_SS | 2092.9884 | 2092.9884 | 4185.9767 | 2 | 1 | 3 | E | NBS_EndSuction | 6 | 5 | 6 | 10 | BranchMin6_BranchMax10 | 8 | 3 | 8 | 14 | HeaderMin8_HeaderMax14 | 8 | 4 | 12 | [11 empty] | INVALID
626 | 98 | 050-150-4P-75HP | NBS_050-150_4P_75HP_11.73_SS | 2092.9884 | 2092.9884 | 4185.9767 | 2 | 1 | 3 | E | NBS_EndSuction | 6 | 5 | 6 | 10 | BranchMin6_BranchMax10 | 8 | 3 | 8 | 14 | HeaderMin8_HeaderMax14 | 10 | 4 | 12
626 | 98 | 050-150-4P-75HP | NBS_050-150_4P_75HP_11.73_SS | 2092.9884 | 2092.9884 | 4185.9767 | 2 | 1 | 3 | E | NBS_EndSuction | 6 | 5 | 6 | 10 | BranchMin6_BranchMax10 | 8 | 3 | 8 | 14 | HeaderMin8_HeaderMax14 | 12 | 4 | 12
626 | 98 | 050-150-4P-75HP | NBS_050-150_4P_75HP_11.73_SS | 2092.9884 | 2092.9884 | 4185.9767 | 2 | 1 | 3 | E | NBS_EndSuction | 6 | 5 | 6 | 10 | BranchMin6_BranchMax10 | 8 | 3 | 8 | 14 | HeaderMin8_HeaderMax14 | 14 | 4 | 12
626 | 98 | 050-150-4P-75HP | NBS_050-150_4P_75HP_11.73_SS | 2092.9884 | 2092.9884 | 4185.9767 | 2 | 1 | 3 | E | NBS_EndSuction | 6 | 5 | 6 | 10 | BranchMin6_BranchMax10 | 10 | 3 | 8 | 14 | HeaderMin8_HeaderMax14 | 8 | 4 | 12 | [11 empty] | INVALID
626 | 98 | 050-150-4P-75HP | NBS_050-150_4P_75HP_11.73_SS | 2092.9884 | 2092.9884 | 4185.9767 | 2 | 1 | 3 | E | NBS_EndSuction | 6 | 5 | 6 | 10 | BranchMin6_BranchMax10 | 10 | 3 | 8 | 14 | HeaderMin8_HeaderMax14 | 10 | 4 | 12 | [11 empty] | INVALID
626 | 98 | 050-150-4P-75HP | NBS_050-150_4P_75HP_11.73_SS | 2092.9884 | 2092.9884 | 4185.9767 | 2 | 1 | 3 | E | NBS_EndSuction | 6 | 5 | 6 | 10 | BranchMin6_BranchMax10 | 10 | 3 | 8 | 14 | HeaderMin8_HeaderMax14 | 12 | 4 | 12
626 | 98 | 050-150-4P-75HP | NBS_050-150_4P_75HP_11.73_SS | 2092.9884 | 2092.9884 | 4185.9767 | 2 | 1 | 3 | E | NBS_EndSuction | 6 | 5 | 6 | 10 | BranchMin6_BranchMax10 | 10 | 3 | 8 | 14 | HeaderMin8_HeaderMax14 | 14 | 4 | 12
627 | 99 | 050-150-4P-100HP | NBS_050-150_4P_100HP_12.99_SS | 2346.9884 | 2346.9884 | 4693.9769 | 2 | 1 | 3 | E | NBS_EndSuction | 6 | 5 | 6 | 10 | BranchMin6_BranchMax10 | 6 | 3 | 8 | 16 | HeaderMin8_HeaderMax16 | 8 | 5 | 15
627 | 99 | 050-150-4P-100HP | NBS_050-150_4P_100HP_12.99_SS | 2346.9884 | 2346.9884 | 4693.9769 | 2 | 1 | 3 | E | NBS_EndSuction | 6 | 5 | 6 | 10 | BranchMin6_BranchMax10 | 6 | 3 | 8 | 16 | HeaderMin8_HeaderMax16 | 10 | 5 | 15
627 | 99 | 050-150-4P-100HP | NBS_050-150_4P_100HP_12.99_SS | 2346.9884 | 2346.9884 | 4693.9769 | 2 | 1 | 3 | E | NBS_EndSuction | 6 | 5 | 6 | 10 | BranchMin6_BranchMax10 | 6 | 3 | 8 | 16 | HeaderMin8_HeaderMax16 | 12 | 5 | 15
627 | 99 | 050-150-4P-100HP | NBS_050-150_4P_100HP_12.99_SS | 2346.9884 | 2346.9884 | 4693.9769 | 2 | 1 | 3 | E | NBS_EndSuction | 6 | 5 | 6 | 10 | BranchMin6_BranchMax10 | 6 | 3 | 8 | 16 | HeaderMin8_HeaderMax16 | 14 | 5 | 15
627 | 99 | 050-150-4P-100HP | NBS_050-150_4P_100HP_12.99_SS | 2346.9884 | 2346.9884 | 4693.9769 | 2 | 1 | 3 | E | NBS_EndSuction | 6 | 5 | 6 | 10 | BranchMin6_BranchMax10 | 6 | 3 | 8 | 16 | HeaderMin8_HeaderMax16 | 16 | 5 | 15
627 | 99 | 050-150-4P-100HP | NBS_050-150_4P_100HP_12.99_SS | 2346.9884 | 2346.9884 | 4693.9769 | 2 | 1 | 3 | E | NBS_EndSuction | 6 | 5 | 6 | 10 | BranchMin6_BranchMax10 | 8 | 3 | 8 | 16 | HeaderMin8_HeaderMax16 | 8 | 5 | 15 | [11 empty] | INVALID
627 | 99 | 050-150-4P-100HP | NBS_050-150_4P_100HP_12.99_SS | 2346.9884 | 2346.9884 | 4693.9769 | 2 | 1 | 3 | E | NBS_EndSuction | 6 | 5 | 6 | 10 | BranchMin6_BranchMax10 | 8 | 3 | 8 | 16 | HeaderMin8_HeaderMax16 | 10 | 5 | 15
627 | 99 | 050-150-4P-100HP | NBS_050-150_4P_100HP_12.99_SS | 2346.9884 | 2346.9884 | 4693.9769 | 2 | 1 | 3 | E | NBS_EndSuction | 6 | 5 | 6 | 10 | BranchMin6_BranchMax10 | 8 | 3 | 8 | 16 | HeaderMin8_HeaderMax16 | 12 | 5 | 15
627 | 99 | 050-150-4P-100HP | NBS_050-150_4P_100HP_12.99_SS | 2346.9884 | 2346.9884 | 4693.9769 | 2 | 1 | 3 | E | NBS_EndSuction | 6 | 5 | 6 | 10 | BranchMin6_BranchMax10 | 8 | 3 | 8 | 16 | HeaderMin8_HeaderMax16 | 14 | 5 | 15
627 | 99 | 050-150-4P-100HP | NBS_050-150_4P_100HP_12.99_SS | 2346.9884 | 2346.9884 | 4693.9769 | 2 | 1 | 3 | E | NBS_EndSuction | 6 | 5 | 6 | 10 | BranchMin6_BranchMax10 | 8 | 3 | 8 | 16 | HeaderMin8_HeaderMax16 | 16 | 5 | 15
627 | 99 | 050-150-4P-100HP | NBS_050-150_4P_100HP_12.99_SS | 2346.9884 | 2346.9884 | 4693.9769 | 2 | 1 | 3 | E | NBS_EndSuction | 6 | 5 | 6 | 10 | BranchMin6_BranchMax10 | 10 | 3 | 8 | 16 | HeaderMin8_HeaderMax16 | 8 | 5 | 15 | [11 empty] | INVALID
627 | 99 | 050-150-4P-100HP | NBS_050-150_4P_100HP_12.99_SS | 2346.9884 | 2346.9884 | 4693.9769 | 2 | 1 | 3 | E | NBS_EndSuction | 6 | 5 | 6 | 10 | BranchMin6_BranchMax10 | 10 | 3 | 8 | 16 | HeaderMin8_HeaderMax16 | 10 | 5 | 15 | [11 empty] | INVALID
627 | 99 | 050-150-4P-100HP | NBS_050-150_4P_100HP_12.99_SS | 2346.9884 | 2346.9884 | 4693.9769 | 2 | 1 | 3 | E | NBS_EndSuction | 6 | 5 | 6 | 10 | BranchMin6_BranchMax10 | 10 | 3 | 8 | 16 | HeaderMin8_HeaderMax16 | 12 | 5 | 15
627 | 99 | 050-150-4P-100HP | NBS_050-150_4P_100HP_12.99_SS | 2346.9884 | 2346.9884 | 4693.9769 | 2 | 1 | 3 | E | NBS_EndSuction | 6 | 5 | 6 | 10 | BranchMin6_BranchMax10 | 10 | 3 | 8 | 16 | HeaderMin8_HeaderMax16 | 14 | 5 | 15
627 | 99 | 050-150-4P-100HP | NBS_050-150_4P_100HP_12.99_SS | 2346.9884 | 2346.9884 | 4693.9769 | 2 | 1 | 3 | E | NBS_EndSuction | 6 | 5 | 6 | 10 | BranchMin6_BranchMax10 | 10 | 3 | 8 | 16 | HeaderMin8_HeaderMax16 | 16 | 5 | 15
628 | 100 | 050-150-4P-125HP | NBS_050-150_4P_125HP_14.09_SS | 2529.5219 | 2529.5219 | 5059.0437 | 2 | 1 | 3 | E | NBS_EndSuction | 6 | 5 | 6 | 12 | BranchMin6_BranchMax12 | 6 | 4 | 8 | 16 | HeaderMin8_HeaderMax16 | 8 | 5 | 20
628 | 100 | 050-150-4P-125HP | NBS_050-150_4P_125HP_14.09_SS | 2529.5219 | 2529.5219 | 5059.0437 | 2 | 1 | 3 | E | NBS_EndSuction | 6 | 5 | 6 | 12 | BranchMin6_BranchMax12 | 6 | 4 | 8 | 16 | HeaderMin8_HeaderMax16 | 10 | 5 | 20
628 | 100 | 050-150-4P-125HP | NBS_050-150_4P_125HP_14.09_SS | 2529.5219 | 2529.5219 | 5059.0437 | 2 | 1 | 3 | E | NBS_EndSuction | 6 | 5 | 6 | 12 | BranchMin6_BranchMax12 | 6 | 4 | 8 | 16 | HeaderMin8_HeaderMax16 | 12 | 5 | 20
628 | 100 | 050-150-4P-125HP | NBS_050-150_4P_125HP_14.09_SS | 2529.5219 | 2529.5219 | 5059.0437 | 2 | 1 | 3 | E | NBS_EndSuction | 6 | 5 | 6 | 12 | BranchMin6_BranchMax12 | 6 | 4 | 8 | 16 | HeaderMin8_HeaderMax16 | 14 | 5 | 20
628 | 100 | 050-150-4P-125HP | NBS_050-150_4P_125HP_14.09_SS | 2529.5219 | 2529.5219 | 5059.0437 | 2 | 1 | 3 | E | NBS_EndSuction | 6 | 5 | 6 | 12 | BranchMin6_BranchMax12 | 6 | 4 | 8 | 16 | HeaderMin8_HeaderMax16 | 16 | 5 | 20
628 | 100 | 050-150-4P-125HP | NBS_050-150_4P_125HP_14.09_SS | 2529.5219 | 2529.5219 | 5059.0437 | 2 | 1 | 3 | E | NBS_EndSuction | 6 | 5 | 6 | 12 | BranchMin6_BranchMax12 | 8 | 4 | 8 | 16 | HeaderMin8_HeaderMax16 | 8 | 5 | 20 | [11 empty] | INVALID
628 | 100 | 050-150-4P-125HP | NBS_050-150_4P_125HP_14.09_SS | 2529.5219 | 2529.5219 | 5059.0437 | 2 | 1 | 3 | E | NBS_EndSuction | 6 | 5 | 6 | 12 | BranchMin6_BranchMax12 | 8 | 4 | 8 | 16 | HeaderMin8_HeaderMax16 | 10 | 5 | 20
628 | 100 | 050-150-4P-125HP | NBS_050-150_4P_125HP_14.09_SS | 2529.5219 | 2529.5219 | 5059.0437 | 2 | 1 | 3 | E | NBS_EndSuction | 6 | 5 | 6 | 12 | BranchMin6_BranchMax12 | 8 | 4 | 8 | 16 | HeaderMin8_HeaderMax16 | 12 | 5 | 20
628 | 100 | 050-150-4P-125HP | NBS_050-150_4P_125HP_14.09_SS | 2529.5219 | 2529.5219 | 5059.0437 | 2 | 1 | 3 | E | NBS_EndSuction | 6 | 5 | 6 | 12 | BranchMin6_BranchMax12 | 8 | 4 | 8 | 16 | HeaderMin8_HeaderMax16 | 14 | 5 | 20
628 | 100 | 050-150-4P-125HP | NBS_050-150_4P_125HP_14.09_SS | 2529.5219 | 2529.5219 | 5059.0437 | 2 | 1 | 3 | E | NBS_EndSuction | 6 | 5 | 6 | 12 | BranchMin6_BranchMax12 | 8 | 4 | 8 | 16 | HeaderMin8_HeaderMax16 | 16 | 5 | 20
628 | 100 | 050-150-4P-125HP | NBS_050-150_4P_125HP_14.09_SS | 2529.5219 | 2529.5219 | 5059.0437 | 2 | 1 | 3 | E | NBS_EndSuction | 6 | 5 | 6 | 12 | BranchMin6_BranchMax12 | 10 | 4 | 8 | 16 | HeaderMin8_HeaderMax16 | 8 | 5 | 20 | [11 empty] | INVALID
628 | 100 | 050-150-4P-125HP | NBS_050-150_4P_125HP_14.09_SS | 2529.5219 | 2529.5219 | 5059.0437 | 2 | 1 | 3 | E | NBS_EndSuction | 6 | 5 | 6 | 12 | BranchMin6_BranchMax12 | 10 | 4 | 8 | 16 | HeaderMin8_HeaderMax16 | 10 | 5 | 20 | [11 empty] | INVALID
628 | 100 | 050-150-4P-125HP | NBS_050-150_4P_125HP_14.09_SS | 2529.5219 | 2529.5219 | 5059.0437 | 2 | 1 | 3 | E | NBS_EndSuction | 6 | 5 | 6 | 12 | BranchMin6_BranchMax12 | 10 | 4 | 8 | 16 | HeaderMin8_HeaderMax16 | 12 | 5 | 20
628 | 100 | 050-150-4P-125HP | NBS_050-150_4P_125HP_14.09_SS | 2529.5219 | 2529.5219 | 5059.0437 | 2 | 1 | 3 | E | NBS_EndSuction | 6 | 5 | 6 | 12 | BranchMin6_BranchMax12 | 10 | 4 | 8 | 16 | HeaderMin8_HeaderMax16 | 14 | 5 | 20
628 | 100 | 050-150-4P-125HP | NBS_050-150_4P_125HP_14.09_SS | 2529.5219 | 2529.5219 | 5059.0437 | 2 | 1 | 3 | E | NBS_EndSuction | 6 | 5 | 6 | 12 | BranchMin6_BranchMax12 | 10 | 4 | 8 | 16 | HeaderMin8_HeaderMax16 | 16 | 5 | 20
628 | 100 | 050-150-4P-125HP | NBS_050-150_4P_125HP_14.09_SS | 2529.5219 | 2529.5219 | 5059.0437 | 2 | 1 | 3 | E | NBS_EndSuction | 6 | 5 | 6 | 12 | BranchMin6_BranchMax12 | 12 | 4 | 8 | 16 | HeaderMin8_HeaderMax16 | 8 | 5 | 20 | [11 empty] | INVALID
628 | 100 | 050-150-4P-125HP | NBS_050-150_4P_125HP_14.09_SS | 2529.5219 | 2529.5219 | 5059.0437 | 2 | 1 | 3 | E | NBS_EndSuction | 6 | 5 | 6 | 12 | BranchMin6_BranchMax12 | 12 | 4 | 8 | 16 | HeaderMin8_HeaderMax16 | 10 | 5 | 20 | [11 empty] | INVALID
628 | 100 | 050-150-4P-125HP | NBS_050-150_4P_125HP_14.09_SS | 2529.5219 | 2529.5219 | 5059.0437 | 2 | 1 | 3 | E | NBS_EndSuction | 6 | 5 | 6 | 12 | BranchMin6_BranchMax12 | 12 | 4 | 8 | 16 | HeaderMin8_HeaderMax16 | 12 | 5 | 20 | [11 empty] | INVALID
628 | 100 | 050-150-4P-125HP | NBS_050-150_4P_125HP_14.09_SS | 2529.5219 | 2529.5219 | 5059.0437 | 2 | 1 | 3 | E | NBS_EndSuction | 6 | 5 | 6 | 12 | BranchMin6_BranchMax12 | 12 | 4 | 8 | 16 | HeaderMin8_HeaderMax16 | 14 | 5 | 20
628 | 100 | 050-150-4P-125HP | NBS_050-150_4P_125HP_14.09_SS | 2529.5219 | 2529.5219 | 5059.0437 | 2 | 1 | 3 | E | NBS_EndSuction | 6 | 5 | 6 | 12 | BranchMin6_BranchMax12 | 12 | 4 | 8 | 16 | HeaderMin8_HeaderMax16 | 16 | 5 | 20
629 | 101 | 050-150-4P-150HP | NBS_050-150_4P_150HP_14.96_SS | 2703.7978 | 2703.7978 | 5407.5955 | 2 | 1 | 3 | E | NBS_EndSuction | 6 | 5 | 6 | 12 | BranchMin6_BranchMax12 | 6 | 4 | 8 | 16 | HeaderMin8_HeaderMax16 | 8 | 5 | 20
629 | 101 | 050-150-4P-150HP | NBS_050-150_4P_150HP_14.96_SS | 2703.7978 | 2703.7978 | 5407.5955 | 2 | 1 | 3 | E | NBS_EndSuction | 6 | 5 | 6 | 12 | BranchMin6_BranchMax12 | 6 | 4 | 8 | 16 | HeaderMin8_HeaderMax16 | 10 | 5 | 20
629 | 101 | 050-150-4P-150HP | NBS_050-150_4P_150HP_14.96_SS | 2703.7978 | 2703.7978 | 5407.5955 | 2 | 1 | 3 | E | NBS_EndSuction | 6 | 5 | 6 | 12 | BranchMin6_BranchMax12 | 6 | 4 | 8 | 16 | HeaderMin8_HeaderMax16 | 12 | 5 | 20
629 | 101 | 050-150-4P-150HP | NBS_050-150_4P_150HP_14.96_SS | 2703.7978 | 2703.7978 | 5407.5955 | 2 | 1 | 3 | E | NBS_EndSuction | 6 | 5 | 6 | 12 | BranchMin6_BranchMax12 | 6 | 4 | 8 | 16 | HeaderMin8_HeaderMax16 | 14 | 5 | 20
629 | 101 | 050-150-4P-150HP | NBS_050-150_4P_150HP_14.96_SS | 2703.7978 | 2703.7978 | 5407.5955 | 2 | 1 | 3 | E | NBS_EndSuction | 6 | 5 | 6 | 12 | BranchMin6_BranchMax12 | 6 | 4 | 8 | 16 | HeaderMin8_HeaderMax16 | 16 | 5 | 20
629 | 101 | 050-150-4P-150HP | NBS_050-150_4P_150HP_14.96_SS | 2703.7978 | 2703.7978 | 5407.5955 | 2 | 1 | 3 | E | NBS_EndSuction | 6 | 5 | 6 | 12 | BranchMin6_BranchMax12 | 8 | 4 | 8 | 16 | HeaderMin8_HeaderMax16 | 8 | 5 | 20 | [11 empty] | INVALID
629 | 101 | 050-150-4P-150HP | NBS_050-150_4P_150HP_14.96_SS | 2703.7978 | 2703.7978 | 5407.5955 | 2 | 1 | 3 | E | NBS_EndSuction | 6 | 5 | 6 | 12 | BranchMin6_BranchMax12 | 8 | 4 | 8 | 16 | HeaderMin8_HeaderMax16 | 10 | 5 | 20
629 | 101 | 050-150-4P-150HP | NBS_050-150_4P_150HP_14.96_SS | 2703.7978 | 2703.7978 | 5407.5955 | 2 | 1 | 3 | E | NBS_EndSuction | 6 | 5 | 6 | 12 | BranchMin6_BranchMax12 | 8 | 4 | 8 | 16 | HeaderMin8_HeaderMax16 | 12 | 5 | 20
629 | 101 | 050-150-4P-150HP | NBS_050-150_4P_150HP_14.96_SS | 2703.7978 | 2703.7978 | 5407.5955 | 2 | 1 | 3 | E | NBS_EndSuction | 6 | 5 | 6 | 12 | BranchMin6_BranchMax12 | 8 | 4 | 8 | 16 | HeaderMin8_HeaderMax16 | 14 | 5 | 20
629 | 101 | 050-150-4P-150HP | NBS_050-150_4P_150HP_14.96_SS | 2703.7978 | 2703.7978 | 5407.5955 | 2 | 1 | 3 | E | NBS_EndSuction | 6 | 5 | 6 | 12 | BranchMin6_BranchMax12 | 8 | 4 | 8 | 16 | HeaderMin8_HeaderMax16 | 16 | 5 | 20
629 | 101 | 050-150-4P-150HP | NBS_050-150_4P_150HP_14.96_SS | 2703.7978 | 2703.7978 | 5407.5955 | 2 | 1 | 3 | E | NBS_EndSuction | 6 | 5 | 6 | 12 | BranchMin6_BranchMax12 | 10 | 4 | 8 | 16 | HeaderMin8_HeaderMax16 | 8 | 5 | 20 | [11 empty] | INVALID
629 | 101 | 050-150-4P-150HP | NBS_050-150_4P_150HP_14.96_SS | 2703.7978 | 2703.7978 | 5407.5955 | 2 | 1 | 3 | E | NBS_EndSuction | 6 | 5 | 6 | 12 | BranchMin6_BranchMax12 | 10 | 4 | 8 | 16 | HeaderMin8_HeaderMax16 | 10 | 5 | 20 | [11 empty] | INVALID
629 | 101 | 050-150-4P-150HP | NBS_050-150_4P_150HP_14.96_SS | 2703.7978 | 2703.7978 | 5407.5955 | 2 | 1 | 3 | E | NBS_EndSuction | 6 | 5 | 6 | 12 | BranchMin6_BranchMax12 | 10 | 4 | 8 | 16 | HeaderMin8_HeaderMax16 | 12 | 5 | 20
629 | 101 | 050-150-4P-150HP | NBS_050-150_4P_150HP_14.96_SS | 2703.7978 | 2703.7978 | 5407.5955 | 2 | 1 | 3 | E | NBS_EndSuction | 6 | 5 | 6 | 12 | BranchMin6_BranchMax12 | 10 | 4 | 8 | 16 | HeaderMin8_HeaderMax16 | 14 | 5 | 20
629 | 101 | 050-150-4P-150HP | NBS_050-150_4P_150HP_14.96_SS | 2703.7978 | 2703.7978 | 5407.5955 | 2 | 1 | 3 | E | NBS_EndSuction | 6 | 5 | 6 | 12 | BranchMin6_BranchMax12 | 10 | 4 | 8 | 16 | HeaderMin8_HeaderMax16 | 16 | 5 | 20
629 | 101 | 050-150-4P-150HP | NBS_050-150_4P_150HP_14.96_SS | 2703.7978 | 2703.7978 | 5407.5955 | 2 | 1 | 3 | E | NBS_EndSuction | 6 | 5 | 6 | 12 | BranchMin6_BranchMax12 | 12 | 4 | 8 | 16 | HeaderMin8_HeaderMax16 | 8 | 5 | 20 | [11 empty] | INVALID
629 | 101 | 050-150-4P-150HP | NBS_050-150_4P_150HP_14.96_SS | 2703.7978 | 2703.7978 | 5407.5955 | 2 | 1 | 3 | E | NBS_EndSuction | 6 | 5 | 6 | 12 | BranchMin6_BranchMax12 | 12 | 4 | 8 | 16 | HeaderMin8_HeaderMax16 | 10 | 5 | 20 | [11 empty] | INVALID
629 | 101 | 050-150-4P-150HP | NBS_050-150_4P_150HP_14.96_SS | 2703.7978 | 2703.7978 | 5407.5955 | 2 | 1 | 3 | E | NBS_EndSuction | 6 | 5 | 6 | 12 | BranchMin6_BranchMax12 | 12 | 4 | 8 | 16 | HeaderMin8_HeaderMax16 | 12 | 5 | 20 | [11 empty] | INVALID
629 | 101 | 050-150-4P-150HP | NBS_050-150_4P_150HP_14.96_SS | 2703.7978 | 2703.7978 | 5407.5955 | 2 | 1 | 3 | E | NBS_EndSuction | 6 | 5 | 6 | 12 | BranchMin6_BranchMax12 | 12 | 4 | 8 | 16 | HeaderMin8_HeaderMax16 | 14 | 5 | 20
629 | 101 | 050-150-4P-150HP | NBS_050-150_4P_150HP_14.96_SS | 2703.7978 | 2703.7978 | 5407.5955 | 2 | 1 | 3 | E | NBS_EndSuction | 6 | 5 | 6 | 12 | BranchMin6_BranchMax12 | 12 | 4 | 8 | 16 | HeaderMin8_HeaderMax16 | 16 | 5 | 20
630 | 102 | 060-095-4P-15HP | NBS_060-095_4P_15HP_7.32_SS | 2169.9766 | 2169.9766 | 4339.9531 | 2 | 1 | 3 | E | NBS_EndSuction | 8 | 6 | 8 | 10 | BranchMin8_BranchMax10 | 8 | 2 | 10 | 16 | HeaderMin10_HeaderMax16 | 10 | 4 | 8
630 | 102 | 060-095-4P-15HP | NBS_060-095_4P_15HP_7.32_SS | 2169.9766 | 2169.9766 | 4339.9531 | 2 | 1 | 3 | E | NBS_EndSuction | 8 | 6 | 8 | 10 | BranchMin8_BranchMax10 | 8 | 2 | 10 | 16 | HeaderMin10_HeaderMax16 | 12 | 4 | 8
630 | 102 | 060-095-4P-15HP | NBS_060-095_4P_15HP_7.32_SS | 2169.9766 | 2169.9766 | 4339.9531 | 2 | 1 | 3 | E | NBS_EndSuction | 8 | 6 | 8 | 10 | BranchMin8_BranchMax10 | 8 | 2 | 10 | 16 | HeaderMin10_HeaderMax16 | 14 | 4 | 8
630 | 102 | 060-095-4P-15HP | NBS_060-095_4P_15HP_7.32_SS | 2169.9766 | 2169.9766 | 4339.9531 | 2 | 1 | 3 | E | NBS_EndSuction | 8 | 6 | 8 | 10 | BranchMin8_BranchMax10 | 8 | 2 | 10 | 16 | HeaderMin10_HeaderMax16 | 16 | 4 | 8
630 | 102 | 060-095-4P-15HP | NBS_060-095_4P_15HP_7.32_SS | 2169.9766 | 2169.9766 | 4339.9531 | 2 | 1 | 3 | E | NBS_EndSuction | 8 | 6 | 8 | 10 | BranchMin8_BranchMax10 | 10 | 2 | 10 | 16 | HeaderMin10_HeaderMax16 | 10 | 4 | 8 | [11 empty] | INVALID
630 | 102 | 060-095-4P-15HP | NBS_060-095_4P_15HP_7.32_SS | 2169.9766 | 2169.9766 | 4339.9531 | 2 | 1 | 3 | E | NBS_EndSuction | 8 | 6 | 8 | 10 | BranchMin8_BranchMax10 | 10 | 2 | 10 | 16 | HeaderMin10_HeaderMax16 | 12 | 4 | 8
630 | 102 | 060-095-4P-15HP | NBS_060-095_4P_15HP_7.32_SS | 2169.9766 | 2169.9766 | 4339.9531 | 2 | 1 | 3 | E | NBS_EndSuction | 8 | 6 | 8 | 10 | BranchMin8_BranchMax10 | 10 | 2 | 10 | 16 | HeaderMin10_HeaderMax16 | 14 | 4 | 8
630 | 102 | 060-095-4P-15HP | NBS_060-095_4P_15HP_7.32_SS | 2169.9766 | 2169.9766 | 4339.9531 | 2 | 1 | 3 | E | NBS_EndSuction | 8 | 6 | 8 | 10 | BranchMin8_BranchMax10 | 10 | 2 | 10 | 16 | HeaderMin10_HeaderMax16 | 16 | 4 | 8
631 | 103 | 060-095-4P-20HP | NBS_060-095_4P_20HP_7.95_SS | 2284.2526 | 2284.2526 | 4568.5051 | 2 | 1 | 3 | E | NBS_EndSuction | 8 | 6 | 8 | 10 | BranchMin8_BranchMax10 | 8 | 2 | 10 | 16 | HeaderMin10_HeaderMax16 | 10 | 4 | 8
631 | 103 | 060-095-4P-20HP | NBS_060-095_4P_20HP_7.95_SS | 2284.2526 | 2284.2526 | 4568.5051 | 2 | 1 | 3 | E | NBS_EndSuction | 8 | 6 | 8 | 10 | BranchMin8_BranchMax10 | 8 | 2 | 10 | 16 | HeaderMin10_HeaderMax16 | 12 | 4 | 8
631 | 103 | 060-095-4P-20HP | NBS_060-095_4P_20HP_7.95_SS | 2284.2526 | 2284.2526 | 4568.5051 | 2 | 1 | 3 | E | NBS_EndSuction | 8 | 6 | 8 | 10 | BranchMin8_BranchMax10 | 8 | 2 | 10 | 16 | HeaderMin10_HeaderMax16 | 14 | 4 | 8
631 | 103 | 060-095-4P-20HP | NBS_060-095_4P_20HP_7.95_SS | 2284.2526 | 2284.2526 | 4568.5051 | 2 | 1 | 3 | E | NBS_EndSuction | 8 | 6 | 8 | 10 | BranchMin8_BranchMax10 | 8 | 2 | 10 | 16 | HeaderMin10_HeaderMax16 | 16 | 4 | 8
631 | 103 | 060-095-4P-20HP | NBS_060-095_4P_20HP_7.95_SS | 2284.2526 | 2284.2526 | 4568.5051 | 2 | 1 | 3 | E | NBS_EndSuction | 8 | 6 | 8 | 10 | BranchMin8_BranchMax10 | 10 | 2 | 10 | 16 | HeaderMin10_HeaderMax16 | 10 | 4 | 8 | [11 empty] | INVALID
631 | 103 | 060-095-4P-20HP | NBS_060-095_4P_20HP_7.95_SS | 2284.2526 | 2284.2526 | 4568.5051 | 2 | 1 | 3 | E | NBS_EndSuction | 8 | 6 | 8 | 10 | BranchMin8_BranchMax10 | 10 | 2 | 10 | 16 | HeaderMin10_HeaderMax16 | 12 | 4 | 8
631 | 103 | 060-095-4P-20HP | NBS_060-095_4P_20HP_7.95_SS | 2284.2526 | 2284.2526 | 4568.5051 | 2 | 1 | 3 | E | NBS_EndSuction | 8 | 6 | 8 | 10 | BranchMin8_BranchMax10 | 10 | 2 | 10 | 16 | HeaderMin10_HeaderMax16 | 14 | 4 | 8
631 | 103 | 060-095-4P-20HP | NBS_060-095_4P_20HP_7.95_SS | 2284.2526 | 2284.2526 | 4568.5051 | 2 | 1 | 3 | E | NBS_EndSuction | 8 | 6 | 8 | 10 | BranchMin8_BranchMax10 | 10 | 2 | 10 | 16 | HeaderMin10_HeaderMax16 | 16 | 4 | 8
632 | 104 | 060-095-4P-25HP | NBS_060-095_4P_25HP_8.43_SS | 2385.0423 | 2385.0423 | 4770.0846 | 2 | 1 | 3 | E | NBS_EndSuction | 8 | 6 | 8 | 10 | BranchMin8_BranchMax10 | 8 | 2 | 10 | 16 | HeaderMin10_HeaderMax16 | 10 | 4 | 8
632 | 104 | 060-095-4P-25HP | NBS_060-095_4P_25HP_8.43_SS | 2385.0423 | 2385.0423 | 4770.0846 | 2 | 1 | 3 | E | NBS_EndSuction | 8 | 6 | 8 | 10 | BranchMin8_BranchMax10 | 8 | 2 | 10 | 16 | HeaderMin10_HeaderMax16 | 12 | 4 | 8
632 | 104 | 060-095-4P-25HP | NBS_060-095_4P_25HP_8.43_SS | 2385.0423 | 2385.0423 | 4770.0846 | 2 | 1 | 3 | E | NBS_EndSuction | 8 | 6 | 8 | 10 | BranchMin8_BranchMax10 | 8 | 2 | 10 | 16 | HeaderMin10_HeaderMax16 | 14 | 4 | 8
632 | 104 | 060-095-4P-25HP | NBS_060-095_4P_25HP_8.43_SS | 2385.0423 | 2385.0423 | 4770.0846 | 2 | 1 | 3 | E | NBS_EndSuction | 8 | 6 | 8 | 10 | BranchMin8_BranchMax10 | 8 | 2 | 10 | 16 | HeaderMin10_HeaderMax16 | 16 | 4 | 8
632 | 104 | 060-095-4P-25HP | NBS_060-095_4P_25HP_8.43_SS | 2385.0423 | 2385.0423 | 4770.0846 | 2 | 1 | 3 | E | NBS_EndSuction | 8 | 6 | 8 | 10 | BranchMin8_BranchMax10 | 10 | 2 | 10 | 16 | HeaderMin10_HeaderMax16 | 10 | 4 | 8 | [11 empty] | INVALID
632 | 104 | 060-095-4P-25HP | NBS_060-095_4P_25HP_8.43_SS | 2385.0423 | 2385.0423 | 4770.0846 | 2 | 1 | 3 | E | NBS_EndSuction | 8 | 6 | 8 | 10 | BranchMin8_BranchMax10 | 10 | 2 | 10 | 16 | HeaderMin10_HeaderMax16 | 12 | 4 | 8
632 | 104 | 060-095-4P-25HP | NBS_060-095_4P_25HP_8.43_SS | 2385.0423 | 2385.0423 | 4770.0846 | 2 | 1 | 3 | E | NBS_EndSuction | 8 | 6 | 8 | 10 | BranchMin8_BranchMax10 | 10 | 2 | 10 | 16 | HeaderMin10_HeaderMax16 | 14 | 4 | 8
632 | 104 | 060-095-4P-25HP | NBS_060-095_4P_25HP_8.43_SS | 2385.0423 | 2385.0423 | 4770.0846 | 2 | 1 | 3 | E | NBS_EndSuction | 8 | 6 | 8 | 10 | BranchMin8_BranchMax10 | 10 | 2 | 10 | 16 | HeaderMin10_HeaderMax16 | 16 | 4 | 8
633 | 105 | 060-095-4P-30HP | NBS_060-095_4P_30HP_8.90_SS | 2493.7612 | 2493.7612 | 4987.5224 | 2 | 1 | 3 | E | NBS_EndSuction | 8 | 6 | 8 | 10 | BranchMin8_BranchMax10 | 8 | 2 | 10 | 16 | HeaderMin10_HeaderMax16 | 10 | 4 | 8
633 | 105 | 060-095-4P-30HP | NBS_060-095_4P_30HP_8.90_SS | 2493.7612 | 2493.7612 | 4987.5224 | 2 | 1 | 3 | E | NBS_EndSuction | 8 | 6 | 8 | 10 | BranchMin8_BranchMax10 | 8 | 2 | 10 | 16 | HeaderMin10_HeaderMax16 | 12 | 4 | 8
633 | 105 | 060-095-4P-30HP | NBS_060-095_4P_30HP_8.90_SS | 2493.7612 | 2493.7612 | 4987.5224 | 2 | 1 | 3 | E | NBS_EndSuction | 8 | 6 | 8 | 10 | BranchMin8_BranchMax10 | 8 | 2 | 10 | 16 | HeaderMin10_HeaderMax16 | 14 | 4 | 8
633 | 105 | 060-095-4P-30HP | NBS_060-095_4P_30HP_8.90_SS | 2493.7612 | 2493.7612 | 4987.5224 | 2 | 1 | 3 | E | NBS_EndSuction | 8 | 6 | 8 | 10 | BranchMin8_BranchMax10 | 8 | 2 | 10 | 16 | HeaderMin10_HeaderMax16 | 16 | 4 | 8
633 | 105 | 060-095-4P-30HP | NBS_060-095_4P_30HP_8.90_SS | 2493.7612 | 2493.7612 | 4987.5224 | 2 | 1 | 3 | E | NBS_EndSuction | 8 | 6 | 8 | 10 | BranchMin8_BranchMax10 | 10 | 2 | 10 | 16 | HeaderMin10_HeaderMax16 | 10 | 4 | 8 | [11 empty] | INVALID
633 | 105 | 060-095-4P-30HP | NBS_060-095_4P_30HP_8.90_SS | 2493.7612 | 2493.7612 | 4987.5224 | 2 | 1 | 3 | E | NBS_EndSuction | 8 | 6 | 8 | 10 | BranchMin8_BranchMax10 | 10 | 2 | 10 | 16 | HeaderMin10_HeaderMax16 | 12 | 4 | 8
633 | 105 | 060-095-4P-30HP | NBS_060-095_4P_30HP_8.90_SS | 2493.7612 | 2493.7612 | 4987.5224 | 2 | 1 | 3 | E | NBS_EndSuction | 8 | 6 | 8 | 10 | BranchMin8_BranchMax10 | 10 | 2 | 10 | 16 | HeaderMin10_HeaderMax16 | 14 | 4 | 8
633 | 105 | 060-095-4P-30HP | NBS_060-095_4P_30HP_8.90_SS | 2493.7612 | 2493.7612 | 4987.5224 | 2 | 1 | 3 | E | NBS_EndSuction | 8 | 6 | 8 | 10 | BranchMin8_BranchMax10 | 10 | 2 | 10 | 16 | HeaderMin10_HeaderMax16 | 16 | 4 | 8
634 | 106 | 060-095-4P-40HP | NBS_060-095_4P_40HP_9.53_SS | 2617.6301 | 2617.6301 | 5235.2602 | 2 | 1 | 3 | E | NBS_EndSuction | 8 | 6 | 8 | 12 | BranchMin8_BranchMax12 | 8 | 3 | 10 | 16 | HeaderMin10_HeaderMax16 | 10 | 4 | 12
634 | 106 | 060-095-4P-40HP | NBS_060-095_4P_40HP_9.53_SS | 2617.6301 | 2617.6301 | 5235.2602 | 2 | 1 | 3 | E | NBS_EndSuction | 8 | 6 | 8 | 12 | BranchMin8_BranchMax12 | 8 | 3 | 10 | 16 | HeaderMin10_HeaderMax16 | 12 | 4 | 12
634 | 106 | 060-095-4P-40HP | NBS_060-095_4P_40HP_9.53_SS | 2617.6301 | 2617.6301 | 5235.2602 | 2 | 1 | 3 | E | NBS_EndSuction | 8 | 6 | 8 | 12 | BranchMin8_BranchMax12 | 8 | 3 | 10 | 16 | HeaderMin10_HeaderMax16 | 14 | 4 | 12
634 | 106 | 060-095-4P-40HP | NBS_060-095_4P_40HP_9.53_SS | 2617.6301 | 2617.6301 | 5235.2602 | 2 | 1 | 3 | E | NBS_EndSuction | 8 | 6 | 8 | 12 | BranchMin8_BranchMax12 | 8 | 3 | 10 | 16 | HeaderMin10_HeaderMax16 | 16 | 4 | 12
634 | 106 | 060-095-4P-40HP | NBS_060-095_4P_40HP_9.53_SS | 2617.6301 | 2617.6301 | 5235.2602 | 2 | 1 | 3 | E | NBS_EndSuction | 8 | 6 | 8 | 12 | BranchMin8_BranchMax12 | 10 | 3 | 10 | 16 | HeaderMin10_HeaderMax16 | 10 | 4 | 12 | [11 empty] | INVALID
634 | 106 | 060-095-4P-40HP | NBS_060-095_4P_40HP_9.53_SS | 2617.6301 | 2617.6301 | 5235.2602 | 2 | 1 | 3 | E | NBS_EndSuction | 8 | 6 | 8 | 12 | BranchMin8_BranchMax12 | 10 | 3 | 10 | 16 | HeaderMin10_HeaderMax16 | 12 | 4 | 12
634 | 106 | 060-095-4P-40HP | NBS_060-095_4P_40HP_9.53_SS | 2617.6301 | 2617.6301 | 5235.2602 | 2 | 1 | 3 | E | NBS_EndSuction | 8 | 6 | 8 | 12 | BranchMin8_BranchMax12 | 10 | 3 | 10 | 16 | HeaderMin10_HeaderMax16 | 14 | 4 | 12
634 | 106 | 060-095-4P-40HP | NBS_060-095_4P_40HP_9.53_SS | 2617.6301 | 2617.6301 | 5235.2602 | 2 | 1 | 3 | E | NBS_EndSuction | 8 | 6 | 8 | 12 | BranchMin8_BranchMax12 | 10 | 3 | 10 | 16 | HeaderMin10_HeaderMax16 | 16 | 4 | 12
634 | 106 | 060-095-4P-40HP | NBS_060-095_4P_40HP_9.53_SS | 2617.6301 | 2617.6301 | 5235.2602 | 2 | 1 | 3 | E | NBS_EndSuction | 8 | 6 | 8 | 12 | BranchMin8_BranchMax12 | 12 | 3 | 10 | 16 | HeaderMin10_HeaderMax16 | 10 | 4 | 12 | [11 empty] | INVALID
634 | 106 | 060-095-4P-40HP | NBS_060-095_4P_40HP_9.53_SS | 2617.6301 | 2617.6301 | 5235.2602 | 2 | 1 | 3 | E | NBS_EndSuction | 8 | 6 | 8 | 12 | BranchMin8_BranchMax12 | 12 | 3 | 10 | 16 | HeaderMin10_HeaderMax16 | 12 | 4 | 12 | [11 empty] | INVALID
634 | 106 | 060-095-4P-40HP | NBS_060-095_4P_40HP_9.53_SS | 2617.6301 | 2617.6301 | 5235.2602 | 2 | 1 | 3 | E | NBS_EndSuction | 8 | 6 | 8 | 12 | BranchMin8_BranchMax12 | 12 | 3 | 10 | 16 | HeaderMin10_HeaderMax16 | 14 | 4 | 12
634 | 106 | 060-095-4P-40HP | NBS_060-095_4P_40HP_9.53_SS | 2617.6301 | 2617.6301 | 5235.2602 | 2 | 1 | 3 | E | NBS_EndSuction | 8 | 6 | 8 | 12 | BranchMin8_BranchMax12 | 12 | 3 | 10 | 16 | HeaderMin10_HeaderMax16 | 16 | 4 | 12
635 | 107 | 060-110-4P-30HP | NBS_060-110_4P_30HP_8.78_SS | 2227.2787 | 2227.2787 | 4454.5573 | 2 | 1 | 3 | E | NBS_EndSuction | 8 | 6 | 8 | 10 | BranchMin8_BranchMax10 | 8 | 2 | 10 | 16 | HeaderMin10_HeaderMax16 | 10 | 4 | 8
635 | 107 | 060-110-4P-30HP | NBS_060-110_4P_30HP_8.78_SS | 2227.2787 | 2227.2787 | 4454.5573 | 2 | 1 | 3 | E | NBS_EndSuction | 8 | 6 | 8 | 10 | BranchMin8_BranchMax10 | 8 | 2 | 10 | 16 | HeaderMin10_HeaderMax16 | 12 | 4 | 8
635 | 107 | 060-110-4P-30HP | NBS_060-110_4P_30HP_8.78_SS | 2227.2787 | 2227.2787 | 4454.5573 | 2 | 1 | 3 | E | NBS_EndSuction | 8 | 6 | 8 | 10 | BranchMin8_BranchMax10 | 8 | 2 | 10 | 16 | HeaderMin10_HeaderMax16 | 14 | 4 | 8
635 | 107 | 060-110-4P-30HP | NBS_060-110_4P_30HP_8.78_SS | 2227.2787 | 2227.2787 | 4454.5573 | 2 | 1 | 3 | E | NBS_EndSuction | 8 | 6 | 8 | 10 | BranchMin8_BranchMax10 | 8 | 2 | 10 | 16 | HeaderMin10_HeaderMax16 | 16 | 4 | 8
635 | 107 | 060-110-4P-30HP | NBS_060-110_4P_30HP_8.78_SS | 2227.2787 | 2227.2787 | 4454.5573 | 2 | 1 | 3 | E | NBS_EndSuction | 8 | 6 | 8 | 10 | BranchMin8_BranchMax10 | 10 | 2 | 10 | 16 | HeaderMin10_HeaderMax16 | 10 | 4 | 8 | [11 empty] | INVALID
635 | 107 | 060-110-4P-30HP | NBS_060-110_4P_30HP_8.78_SS | 2227.2787 | 2227.2787 | 4454.5573 | 2 | 1 | 3 | E | NBS_EndSuction | 8 | 6 | 8 | 10 | BranchMin8_BranchMax10 | 10 | 2 | 10 | 16 | HeaderMin10_HeaderMax16 | 12 | 4 | 8
635 | 107 | 060-110-4P-30HP | NBS_060-110_4P_30HP_8.78_SS | 2227.2787 | 2227.2787 | 4454.5573 | 2 | 1 | 3 | E | NBS_EndSuction | 8 | 6 | 8 | 10 | BranchMin8_BranchMax10 | 10 | 2 | 10 | 16 | HeaderMin10_HeaderMax16 | 14 | 4 | 8
635 | 107 | 060-110-4P-30HP | NBS_060-110_4P_30HP_8.78_SS | 2227.2787 | 2227.2787 | 4454.5573 | 2 | 1 | 3 | E | NBS_EndSuction | 8 | 6 | 8 | 10 | BranchMin8_BranchMax10 | 10 | 2 | 10 | 16 | HeaderMin10_HeaderMax16 | 16 | 4 | 8
636 | 108 | 060-110-4P-40HP | NBS_060-110_4P_40HP_9.57_SS | 2407.488 | 2407.488 | 4814.9761 | 2 | 1 | 3 | E | NBS_EndSuction | 8 | 6 | 8 | 10 | BranchMin8_BranchMax10 | 8 | 2 | 10 | 16 | HeaderMin10_HeaderMax16 | 10 | 4 | 8
636 | 108 | 060-110-4P-40HP | NBS_060-110_4P_40HP_9.57_SS | 2407.488 | 2407.488 | 4814.9761 | 2 | 1 | 3 | E | NBS_EndSuction | 8 | 6 | 8 | 10 | BranchMin8_BranchMax10 | 8 | 2 | 10 | 16 | HeaderMin10_HeaderMax16 | 12 | 4 | 8
636 | 108 | 060-110-4P-40HP | NBS_060-110_4P_40HP_9.57_SS | 2407.488 | 2407.488 | 4814.9761 | 2 | 1 | 3 | E | NBS_EndSuction | 8 | 6 | 8 | 10 | BranchMin8_BranchMax10 | 8 | 2 | 10 | 16 | HeaderMin10_HeaderMax16 | 14 | 4 | 8
636 | 108 | 060-110-4P-40HP | NBS_060-110_4P_40HP_9.57_SS | 2407.488 | 2407.488 | 4814.9761 | 2 | 1 | 3 | E | NBS_EndSuction | 8 | 6 | 8 | 10 | BranchMin8_BranchMax10 | 8 | 2 | 10 | 16 | HeaderMin10_HeaderMax16 | 16 | 4 | 8
636 | 108 | 060-110-4P-40HP | NBS_060-110_4P_40HP_9.57_SS | 2407.488 | 2407.488 | 4814.9761 | 2 | 1 | 3 | E | NBS_EndSuction | 8 | 6 | 8 | 10 | BranchMin8_BranchMax10 | 10 | 2 | 10 | 16 | HeaderMin10_HeaderMax16 | 10 | 4 | 8 | [11 empty] | INVALID
636 | 108 | 060-110-4P-40HP | NBS_060-110_4P_40HP_9.57_SS | 2407.488 | 2407.488 | 4814.9761 | 2 | 1 | 3 | E | NBS_EndSuction | 8 | 6 | 8 | 10 | BranchMin8_BranchMax10 | 10 | 2 | 10 | 16 | HeaderMin10_HeaderMax16 | 12 | 4 | 8
636 | 108 | 060-110-4P-40HP | NBS_060-110_4P_40HP_9.57_SS | 2407.488 | 2407.488 | 4814.9761 | 2 | 1 | 3 | E | NBS_EndSuction | 8 | 6 | 8 | 10 | BranchMin8_BranchMax10 | 10 | 2 | 10 | 16 | HeaderMin10_HeaderMax16 | 14 | 4 | 8
636 | 108 | 060-110-4P-40HP | NBS_060-110_4P_40HP_9.57_SS | 2407.488 | 2407.488 | 4814.9761 | 2 | 1 | 3 | E | NBS_EndSuction | 8 | 6 | 8 | 10 | BranchMin8_BranchMax10 | 10 | 2 | 10 | 16 | HeaderMin10_HeaderMax16 | 16 | 4 | 8
637 | 109 | 060-110-4P-50HP | NBS_060-110_4P_50HP_10.20_SS | 2508.3577 | 2508.3577 | 5016.7154 | 2 | 1 | 3 | E | NBS_EndSuction | 8 | 6 | 8 | 12 | BranchMin8_BranchMax12 | 8 | 3 | 10 | 16 | HeaderMin10_HeaderMax16 | 10 | 4 | 12
637 | 109 | 060-110-4P-50HP | NBS_060-110_4P_50HP_10.20_SS | 2508.3577 | 2508.3577 | 5016.7154 | 2 | 1 | 3 | E | NBS_EndSuction | 8 | 6 | 8 | 12 | BranchMin8_BranchMax12 | 8 | 3 | 10 | 16 | HeaderMin10_HeaderMax16 | 12 | 4 | 12
637 | 109 | 060-110-4P-50HP | NBS_060-110_4P_50HP_10.20_SS | 2508.3577 | 2508.3577 | 5016.7154 | 2 | 1 | 3 | E | NBS_EndSuction | 8 | 6 | 8 | 12 | BranchMin8_BranchMax12 | 8 | 3 | 10 | 16 | HeaderMin10_HeaderMax16 | 14 | 4 | 12
637 | 109 | 060-110-4P-50HP | NBS_060-110_4P_50HP_10.20_SS | 2508.3577 | 2508.3577 | 5016.7154 | 2 | 1 | 3 | E | NBS_EndSuction | 8 | 6 | 8 | 12 | BranchMin8_BranchMax12 | 8 | 3 | 10 | 16 | HeaderMin10_HeaderMax16 | 16 | 4 | 12
637 | 109 | 060-110-4P-50HP | NBS_060-110_4P_50HP_10.20_SS | 2508.3577 | 2508.3577 | 5016.7154 | 2 | 1 | 3 | E | NBS_EndSuction | 8 | 6 | 8 | 12 | BranchMin8_BranchMax12 | 10 | 3 | 10 | 16 | HeaderMin10_HeaderMax16 | 10 | 4 | 12 | [11 empty] | INVALID
637 | 109 | 060-110-4P-50HP | NBS_060-110_4P_50HP_10.20_SS | 2508.3577 | 2508.3577 | 5016.7154 | 2 | 1 | 3 | E | NBS_EndSuction | 8 | 6 | 8 | 12 | BranchMin8_BranchMax12 | 10 | 3 | 10 | 16 | HeaderMin10_HeaderMax16 | 12 | 4 | 12
637 | 109 | 060-110-4P-50HP | NBS_060-110_4P_50HP_10.20_SS | 2508.3577 | 2508.3577 | 5016.7154 | 2 | 1 | 3 | E | NBS_EndSuction | 8 | 6 | 8 | 12 | BranchMin8_BranchMax12 | 10 | 3 | 10 | 16 | HeaderMin10_HeaderMax16 | 14 | 4 | 12
637 | 109 | 060-110-4P-50HP | NBS_060-110_4P_50HP_10.20_SS | 2508.3577 | 2508.3577 | 5016.7154 | 2 | 1 | 3 | E | NBS_EndSuction | 8 | 6 | 8 | 12 | BranchMin8_BranchMax12 | 10 | 3 | 10 | 16 | HeaderMin10_HeaderMax16 | 16 | 4 | 12
637 | 109 | 060-110-4P-50HP | NBS_060-110_4P_50HP_10.20_SS | 2508.3577 | 2508.3577 | 5016.7154 | 2 | 1 | 3 | E | NBS_EndSuction | 8 | 6 | 8 | 12 | BranchMin8_BranchMax12 | 12 | 3 | 10 | 16 | HeaderMin10_HeaderMax16 | 10 | 4 | 12 | [11 empty] | INVALID
637 | 109 | 060-110-4P-50HP | NBS_060-110_4P_50HP_10.20_SS | 2508.3577 | 2508.3577 | 5016.7154 | 2 | 1 | 3 | E | NBS_EndSuction | 8 | 6 | 8 | 12 | BranchMin8_BranchMax12 | 12 | 3 | 10 | 16 | HeaderMin10_HeaderMax16 | 12 | 4 | 12 | [11 empty] | INVALID
637 | 109 | 060-110-4P-50HP | NBS_060-110_4P_50HP_10.20_SS | 2508.3577 | 2508.3577 | 5016.7154 | 2 | 1 | 3 | E | NBS_EndSuction | 8 | 6 | 8 | 12 | BranchMin8_BranchMax12 | 12 | 3 | 10 | 16 | HeaderMin10_HeaderMax16 | 14 | 4 | 12
637 | 109 | 060-110-4P-50HP | NBS_060-110_4P_50HP_10.20_SS | 2508.3577 | 2508.3577 | 5016.7154 | 2 | 1 | 3 | E | NBS_EndSuction | 8 | 6 | 8 | 12 | BranchMin8_BranchMax12 | 12 | 3 | 10 | 16 | HeaderMin10_HeaderMax16 | 16 | 4 | 12
638 | 110 | 060-110-4P-60HP | NBS_060-110_4P_60HP_10.75_SS | 2624.9016 | 2624.9016 | 5249.8033 | 2 | 1 | 3 | E | NBS_EndSuction | 8 | 6 | 8 | 12 | BranchMin8_BranchMax12 | 8 | 3 | 10 | 16 | HeaderMin10_HeaderMax16 | 10 | 4 | 12
638 | 110 | 060-110-4P-60HP | NBS_060-110_4P_60HP_10.75_SS | 2624.9016 | 2624.9016 | 5249.8033 | 2 | 1 | 3 | E | NBS_EndSuction | 8 | 6 | 8 | 12 | BranchMin8_BranchMax12 | 8 | 3 | 10 | 16 | HeaderMin10_HeaderMax16 | 12 | 4 | 12
638 | 110 | 060-110-4P-60HP | NBS_060-110_4P_60HP_10.75_SS | 2624.9016 | 2624.9016 | 5249.8033 | 2 | 1 | 3 | E | NBS_EndSuction | 8 | 6 | 8 | 12 | BranchMin8_BranchMax12 | 8 | 3 | 10 | 16 | HeaderMin10_HeaderMax16 | 14 | 4 | 12
638 | 110 | 060-110-4P-60HP | NBS_060-110_4P_60HP_10.75_SS | 2624.9016 | 2624.9016 | 5249.8033 | 2 | 1 | 3 | E | NBS_EndSuction | 8 | 6 | 8 | 12 | BranchMin8_BranchMax12 | 8 | 3 | 10 | 16 | HeaderMin10_HeaderMax16 | 16 | 4 | 12
638 | 110 | 060-110-4P-60HP | NBS_060-110_4P_60HP_10.75_SS | 2624.9016 | 2624.9016 | 5249.8033 | 2 | 1 | 3 | E | NBS_EndSuction | 8 | 6 | 8 | 12 | BranchMin8_BranchMax12 | 10 | 3 | 10 | 16 | HeaderMin10_HeaderMax16 | 10 | 4 | 12 | [11 empty] | INVALID
638 | 110 | 060-110-4P-60HP | NBS_060-110_4P_60HP_10.75_SS | 2624.9016 | 2624.9016 | 5249.8033 | 2 | 1 | 3 | E | NBS_EndSuction | 8 | 6 | 8 | 12 | BranchMin8_BranchMax12 | 10 | 3 | 10 | 16 | HeaderMin10_HeaderMax16 | 12 | 4 | 12
638 | 110 | 060-110-4P-60HP | NBS_060-110_4P_60HP_10.75_SS | 2624.9016 | 2624.9016 | 5249.8033 | 2 | 1 | 3 | E | NBS_EndSuction | 8 | 6 | 8 | 12 | BranchMin8_BranchMax12 | 10 | 3 | 10 | 16 | HeaderMin10_HeaderMax16 | 14 | 4 | 12
638 | 110 | 060-110-4P-60HP | NBS_060-110_4P_60HP_10.75_SS | 2624.9016 | 2624.9016 | 5249.8033 | 2 | 1 | 3 | E | NBS_EndSuction | 8 | 6 | 8 | 12 | BranchMin8_BranchMax12 | 10 | 3 | 10 | 16 | HeaderMin10_HeaderMax16 | 16 | 4 | 12
638 | 110 | 060-110-4P-60HP | NBS_060-110_4P_60HP_10.75_SS | 2624.9016 | 2624.9016 | 5249.8033 | 2 | 1 | 3 | E | NBS_EndSuction | 8 | 6 | 8 | 12 | BranchMin8_BranchMax12 | 12 | 3 | 10 | 16 | HeaderMin10_HeaderMax16 | 10 | 4 | 12 | [11 empty] | INVALID
638 | 110 | 060-110-4P-60HP | NBS_060-110_4P_60HP_10.75_SS | 2624.9016 | 2624.9016 | 5249.8033 | 2 | 1 | 3 | E | NBS_EndSuction | 8 | 6 | 8 | 12 | BranchMin8_BranchMax12 | 12 | 3 | 10 | 16 | HeaderMin10_HeaderMax16 | 12 | 4 | 12 | [11 empty] | INVALID
638 | 110 | 060-110-4P-60HP | NBS_060-110_4P_60HP_10.75_SS | 2624.9016 | 2624.9016 | 5249.8033 | 2 | 1 | 3 | E | NBS_EndSuction | 8 | 6 | 8 | 12 | BranchMin8_BranchMax12 | 12 | 3 | 10 | 16 | HeaderMin10_HeaderMax16 | 14 | 4 | 12
638 | 110 | 060-110-4P-60HP | NBS_060-110_4P_60HP_10.75_SS | 2624.9016 | 2624.9016 | 5249.8033 | 2 | 1 | 3 | E | NBS_EndSuction | 8 | 6 | 8 | 12 | BranchMin8_BranchMax12 | 12 | 3 | 10 | 16 | HeaderMin10_HeaderMax16 | 16 | 4 | 12
639 | 111 | 060-135-4P-40HP | NBS_060-135_4P_40HP_9.25_SS | 2111.5713 | 2111.5713 | 4223.1426 | 2 | 1 | 3 | E | NBS_EndSuction | 8 | 6 | 8 | 10 | BranchMin8_BranchMax10 | 8 | 2 | 10 | 14 | HeaderMin10_HeaderMax14 | 10 | 3 | 6
639 | 111 | 060-135-4P-40HP | NBS_060-135_4P_40HP_9.25_SS | 2111.5713 | 2111.5713 | 4223.1426 | 2 | 1 | 3 | E | NBS_EndSuction | 8 | 6 | 8 | 10 | BranchMin8_BranchMax10 | 8 | 2 | 10 | 14 | HeaderMin10_HeaderMax14 | 12 | 3 | 6
639 | 111 | 060-135-4P-40HP | NBS_060-135_4P_40HP_9.25_SS | 2111.5713 | 2111.5713 | 4223.1426 | 2 | 1 | 3 | E | NBS_EndSuction | 8 | 6 | 8 | 10 | BranchMin8_BranchMax10 | 8 | 2 | 10 | 14 | HeaderMin10_HeaderMax14 | 14 | 3 | 6
639 | 111 | 060-135-4P-40HP | NBS_060-135_4P_40HP_9.25_SS | 2111.5713 | 2111.5713 | 4223.1426 | 2 | 1 | 3 | E | NBS_EndSuction | 8 | 6 | 8 | 10 | BranchMin8_BranchMax10 | 10 | 2 | 10 | 14 | HeaderMin10_HeaderMax14 | 10 | 3 | 6 | [11 empty] | INVALID
639 | 111 | 060-135-4P-40HP | NBS_060-135_4P_40HP_9.25_SS | 2111.5713 | 2111.5713 | 4223.1426 | 2 | 1 | 3 | E | NBS_EndSuction | 8 | 6 | 8 | 10 | BranchMin8_BranchMax10 | 10 | 2 | 10 | 14 | HeaderMin10_HeaderMax14 | 12 | 3 | 6
639 | 111 | 060-135-4P-40HP | NBS_060-135_4P_40HP_9.25_SS | 2111.5713 | 2111.5713 | 4223.1426 | 2 | 1 | 3 | E | NBS_EndSuction | 8 | 6 | 8 | 10 | BranchMin8_BranchMax10 | 10 | 2 | 10 | 14 | HeaderMin10_HeaderMax14 | 14 | 3 | 6
640 | 112 | 060-135-4P-50HP | NBS_060-135_4P_50HP_9.96_SS | 2305.4296 | 2305.4296 | 4610.8591 | 2 | 1 | 3 | E | NBS_EndSuction | 8 | 6 | 8 | 10 | BranchMin8_BranchMax10 | 8 | 2 | 10 | 16 | HeaderMin10_HeaderMax16 | 10 | 4 | 8
640 | 112 | 060-135-4P-50HP | NBS_060-135_4P_50HP_9.96_SS | 2305.4296 | 2305.4296 | 4610.8591 | 2 | 1 | 3 | E | NBS_EndSuction | 8 | 6 | 8 | 10 | BranchMin8_BranchMax10 | 8 | 2 | 10 | 16 | HeaderMin10_HeaderMax16 | 12 | 4 | 8
640 | 112 | 060-135-4P-50HP | NBS_060-135_4P_50HP_9.96_SS | 2305.4296 | 2305.4296 | 4610.8591 | 2 | 1 | 3 | E | NBS_EndSuction | 8 | 6 | 8 | 10 | BranchMin8_BranchMax10 | 8 | 2 | 10 | 16 | HeaderMin10_HeaderMax16 | 14 | 4 | 8
640 | 112 | 060-135-4P-50HP | NBS_060-135_4P_50HP_9.96_SS | 2305.4296 | 2305.4296 | 4610.8591 | 2 | 1 | 3 | E | NBS_EndSuction | 8 | 6 | 8 | 10 | BranchMin8_BranchMax10 | 8 | 2 | 10 | 16 | HeaderMin10_HeaderMax16 | 16 | 4 | 8
640 | 112 | 060-135-4P-50HP | NBS_060-135_4P_50HP_9.96_SS | 2305.4296 | 2305.4296 | 4610.8591 | 2 | 1 | 3 | E | NBS_EndSuction | 8 | 6 | 8 | 10 | BranchMin8_BranchMax10 | 10 | 2 | 10 | 16 | HeaderMin10_HeaderMax16 | 10 | 4 | 8 | [11 empty] | INVALID
640 | 112 | 060-135-4P-50HP | NBS_060-135_4P_50HP_9.96_SS | 2305.4296 | 2305.4296 | 4610.8591 | 2 | 1 | 3 | E | NBS_EndSuction | 8 | 6 | 8 | 10 | BranchMin8_BranchMax10 | 10 | 2 | 10 | 16 | HeaderMin10_HeaderMax16 | 12 | 4 | 8
640 | 112 | 060-135-4P-50HP | NBS_060-135_4P_50HP_9.96_SS | 2305.4296 | 2305.4296 | 4610.8591 | 2 | 1 | 3 | E | NBS_EndSuction | 8 | 6 | 8 | 10 | BranchMin8_BranchMax10 | 10 | 2 | 10 | 16 | HeaderMin10_HeaderMax16 | 14 | 4 | 8
640 | 112 | 060-135-4P-50HP | NBS_060-135_4P_50HP_9.96_SS | 2305.4296 | 2305.4296 | 4610.8591 | 2 | 1 | 3 | E | NBS_EndSuction | 8 | 6 | 8 | 10 | BranchMin8_BranchMax10 | 10 | 2 | 10 | 16 | HeaderMin10_HeaderMax16 | 16 | 4 | 8
641 | 113 | 060-135-4P-60HP | NBS_060-135_4P_60HP_10.35_SS | 2491.2746 | 2491.2746 | 4982.5492 | 2 | 1 | 3 | E | NBS_EndSuction | 8 | 6 | 8 | 10 | BranchMin8_BranchMax10 | 8 | 2 | 10 | 16 | HeaderMin10_HeaderMax16 | 10 | 4 | 8
641 | 113 | 060-135-4P-60HP | NBS_060-135_4P_60HP_10.35_SS | 2491.2746 | 2491.2746 | 4982.5492 | 2 | 1 | 3 | E | NBS_EndSuction | 8 | 6 | 8 | 10 | BranchMin8_BranchMax10 | 8 | 2 | 10 | 16 | HeaderMin10_HeaderMax16 | 12 | 4 | 8
641 | 113 | 060-135-4P-60HP | NBS_060-135_4P_60HP_10.35_SS | 2491.2746 | 2491.2746 | 4982.5492 | 2 | 1 | 3 | E | NBS_EndSuction | 8 | 6 | 8 | 10 | BranchMin8_BranchMax10 | 8 | 2 | 10 | 16 | HeaderMin10_HeaderMax16 | 14 | 4 | 8
641 | 113 | 060-135-4P-60HP | NBS_060-135_4P_60HP_10.35_SS | 2491.2746 | 2491.2746 | 4982.5492 | 2 | 1 | 3 | E | NBS_EndSuction | 8 | 6 | 8 | 10 | BranchMin8_BranchMax10 | 8 | 2 | 10 | 16 | HeaderMin10_HeaderMax16 | 16 | 4 | 8
641 | 113 | 060-135-4P-60HP | NBS_060-135_4P_60HP_10.35_SS | 2491.2746 | 2491.2746 | 4982.5492 | 2 | 1 | 3 | E | NBS_EndSuction | 8 | 6 | 8 | 10 | BranchMin8_BranchMax10 | 10 | 2 | 10 | 16 | HeaderMin10_HeaderMax16 | 10 | 4 | 8 | [11 empty] | INVALID
641 | 113 | 060-135-4P-60HP | NBS_060-135_4P_60HP_10.35_SS | 2491.2746 | 2491.2746 | 4982.5492 | 2 | 1 | 3 | E | NBS_EndSuction | 8 | 6 | 8 | 10 | BranchMin8_BranchMax10 | 10 | 2 | 10 | 16 | HeaderMin10_HeaderMax16 | 12 | 4 | 8
641 | 113 | 060-135-4P-60HP | NBS_060-135_4P_60HP_10.35_SS | 2491.2746 | 2491.2746 | 4982.5492 | 2 | 1 | 3 | E | NBS_EndSuction | 8 | 6 | 8 | 10 | BranchMin8_BranchMax10 | 10 | 2 | 10 | 16 | HeaderMin10_HeaderMax16 | 14 | 4 | 8
641 | 113 | 060-135-4P-60HP | NBS_060-135_4P_60HP_10.35_SS | 2491.2746 | 2491.2746 | 4982.5492 | 2 | 1 | 3 | E | NBS_EndSuction | 8 | 6 | 8 | 10 | BranchMin8_BranchMax10 | 10 | 2 | 10 | 16 | HeaderMin10_HeaderMax16 | 16 | 4 | 8
642 | 114 | 060-135-4P-75HP | NBS_060-135_4P_75HP_11.22_SS | 2766.6299 | 2766.6299 | 5533.2599 | 2 | 1 | 3 | E | NBS_EndSuction | 8 | 6 | 8 | 12 | BranchMin8_BranchMax12 | 8 | 3 | 10 | 16 | HeaderMin10_HeaderMax16 | 10 | 4 | 12
642 | 114 | 060-135-4P-75HP | NBS_060-135_4P_75HP_11.22_SS | 2766.6299 | 2766.6299 | 5533.2599 | 2 | 1 | 3 | E | NBS_EndSuction | 8 | 6 | 8 | 12 | BranchMin8_BranchMax12 | 8 | 3 | 10 | 16 | HeaderMin10_HeaderMax16 | 12 | 4 | 12
642 | 114 | 060-135-4P-75HP | NBS_060-135_4P_75HP_11.22_SS | 2766.6299 | 2766.6299 | 5533.2599 | 2 | 1 | 3 | E | NBS_EndSuction | 8 | 6 | 8 | 12 | BranchMin8_BranchMax12 | 8 | 3 | 10 | 16 | HeaderMin10_HeaderMax16 | 14 | 4 | 12
642 | 114 | 060-135-4P-75HP | NBS_060-135_4P_75HP_11.22_SS | 2766.6299 | 2766.6299 | 5533.2599 | 2 | 1 | 3 | E | NBS_EndSuction | 8 | 6 | 8 | 12 | BranchMin8_BranchMax12 | 8 | 3 | 10 | 16 | HeaderMin10_HeaderMax16 | 16 | 4 | 12
642 | 114 | 060-135-4P-75HP | NBS_060-135_4P_75HP_11.22_SS | 2766.6299 | 2766.6299 | 5533.2599 | 2 | 1 | 3 | E | NBS_EndSuction | 8 | 6 | 8 | 12 | BranchMin8_BranchMax12 | 10 | 3 | 10 | 16 | HeaderMin10_HeaderMax16 | 10 | 4 | 12 | [11 empty] | INVALID
642 | 114 | 060-135-4P-75HP | NBS_060-135_4P_75HP_11.22_SS | 2766.6299 | 2766.6299 | 5533.2599 | 2 | 1 | 3 | E | NBS_EndSuction | 8 | 6 | 8 | 12 | BranchMin8_BranchMax12 | 10 | 3 | 10 | 16 | HeaderMin10_HeaderMax16 | 12 | 4 | 12
642 | 114 | 060-135-4P-75HP | NBS_060-135_4P_75HP_11.22_SS | 2766.6299 | 2766.6299 | 5533.2599 | 2 | 1 | 3 | E | NBS_EndSuction | 8 | 6 | 8 | 12 | BranchMin8_BranchMax12 | 10 | 3 | 10 | 16 | HeaderMin10_HeaderMax16 | 14 | 4 | 12
642 | 114 | 060-135-4P-75HP | NBS_060-135_4P_75HP_11.22_SS | 2766.6299 | 2766.6299 | 5533.2599 | 2 | 1 | 3 | E | NBS_EndSuction | 8 | 6 | 8 | 12 | BranchMin8_BranchMax12 | 10 | 3 | 10 | 16 | HeaderMin10_HeaderMax16 | 16 | 4 | 12
642 | 114 | 060-135-4P-75HP | NBS_060-135_4P_75HP_11.22_SS | 2766.6299 | 2766.6299 | 5533.2599 | 2 | 1 | 3 | E | NBS_EndSuction | 8 | 6 | 8 | 12 | BranchMin8_BranchMax12 | 12 | 3 | 10 | 16 | HeaderMin10_HeaderMax16 | 10 | 4 | 12 | [11 empty] | INVALID
642 | 114 | 060-135-4P-75HP | NBS_060-135_4P_75HP_11.22_SS | 2766.6299 | 2766.6299 | 5533.2599 | 2 | 1 | 3 | E | NBS_EndSuction | 8 | 6 | 8 | 12 | BranchMin8_BranchMax12 | 12 | 3 | 10 | 16 | HeaderMin10_HeaderMax16 | 12 | 4 | 12 | [11 empty] | INVALID
642 | 114 | 060-135-4P-75HP | NBS_060-135_4P_75HP_11.22_SS | 2766.6299 | 2766.6299 | 5533.2599 | 2 | 1 | 3 | E | NBS_EndSuction | 8 | 6 | 8 | 12 | BranchMin8_BranchMax12 | 12 | 3 | 10 | 16 | HeaderMin10_HeaderMax16 | 14 | 4 | 12
642 | 114 | 060-135-4P-75HP | NBS_060-135_4P_75HP_11.22_SS | 2766.6299 | 2766.6299 | 5533.2599 | 2 | 1 | 3 | E | NBS_EndSuction | 8 | 6 | 8 | 12 | BranchMin8_BranchMax12 | 12 | 3 | 10 | 16 | HeaderMin10_HeaderMax16 | 16 | 4 | 12
643 | 115 | 060-135-4P-100HP | NBS_060-135_4P_100HP_12.24_SS | 3069.239 | 3069.239 | 6138.4781 | 2 | 1 | 3 | E | NBS_EndSuction | 8 | 6 | 8 | 12 | BranchMin8_BranchMax12 | 8 | 3 | 10 | 18 | HeaderMin10_HeaderMax18 | 10 | 5 | 15
643 | 115 | 060-135-4P-100HP | NBS_060-135_4P_100HP_12.24_SS | 3069.239 | 3069.239 | 6138.4781 | 2 | 1 | 3 | E | NBS_EndSuction | 8 | 6 | 8 | 12 | BranchMin8_BranchMax12 | 8 | 3 | 10 | 18 | HeaderMin10_HeaderMax18 | 12 | 5 | 15
643 | 115 | 060-135-4P-100HP | NBS_060-135_4P_100HP_12.24_SS | 3069.239 | 3069.239 | 6138.4781 | 2 | 1 | 3 | E | NBS_EndSuction | 8 | 6 | 8 | 12 | BranchMin8_BranchMax12 | 8 | 3 | 10 | 18 | HeaderMin10_HeaderMax18 | 14 | 5 | 15
643 | 115 | 060-135-4P-100HP | NBS_060-135_4P_100HP_12.24_SS | 3069.239 | 3069.239 | 6138.4781 | 2 | 1 | 3 | E | NBS_EndSuction | 8 | 6 | 8 | 12 | BranchMin8_BranchMax12 | 8 | 3 | 10 | 18 | HeaderMin10_HeaderMax18 | 16 | 5 | 15
643 | 115 | 060-135-4P-100HP | NBS_060-135_4P_100HP_12.24_SS | 3069.239 | 3069.239 | 6138.4781 | 2 | 1 | 3 | E | NBS_EndSuction | 8 | 6 | 8 | 12 | BranchMin8_BranchMax12 | 8 | 3 | 10 | 18 | HeaderMin10_HeaderMax18 | 18 | 5 | 15
643 | 115 | 060-135-4P-100HP | NBS_060-135_4P_100HP_12.24_SS | 3069.239 | 3069.239 | 6138.4781 | 2 | 1 | 3 | E | NBS_EndSuction | 8 | 6 | 8 | 12 | BranchMin8_BranchMax12 | 10 | 3 | 10 | 18 | HeaderMin10_HeaderMax18 | 10 | 5 | 15 | [11 empty] | INVALID
643 | 115 | 060-135-4P-100HP | NBS_060-135_4P_100HP_12.24_SS | 3069.239 | 3069.239 | 6138.4781 | 2 | 1 | 3 | E | NBS_EndSuction | 8 | 6 | 8 | 12 | BranchMin8_BranchMax12 | 10 | 3 | 10 | 18 | HeaderMin10_HeaderMax18 | 12 | 5 | 15
643 | 115 | 060-135-4P-100HP | NBS_060-135_4P_100HP_12.24_SS | 3069.239 | 3069.239 | 6138.4781 | 2 | 1 | 3 | E | NBS_EndSuction | 8 | 6 | 8 | 12 | BranchMin8_BranchMax12 | 10 | 3 | 10 | 18 | HeaderMin10_HeaderMax18 | 14 | 5 | 15
643 | 115 | 060-135-4P-100HP | NBS_060-135_4P_100HP_12.24_SS | 3069.239 | 3069.239 | 6138.4781 | 2 | 1 | 3 | E | NBS_EndSuction | 8 | 6 | 8 | 12 | BranchMin8_BranchMax12 | 10 | 3 | 10 | 18 | HeaderMin10_HeaderMax18 | 16 | 5 | 15
643 | 115 | 060-135-4P-100HP | NBS_060-135_4P_100HP_12.24_SS | 3069.239 | 3069.239 | 6138.4781 | 2 | 1 | 3 | E | NBS_EndSuction | 8 | 6 | 8 | 12 | BranchMin8_BranchMax12 | 10 | 3 | 10 | 18 | HeaderMin10_HeaderMax18 | 18 | 5 | 15
643 | 115 | 060-135-4P-100HP | NBS_060-135_4P_100HP_12.24_SS | 3069.239 | 3069.239 | 6138.4781 | 2 | 1 | 3 | E | NBS_EndSuction | 8 | 6 | 8 | 12 | BranchMin8_BranchMax12 | 12 | 3 | 10 | 18 | HeaderMin10_HeaderMax18 | 10 | 5 | 15 | [11 empty] | INVALID
643 | 115 | 060-135-4P-100HP | NBS_060-135_4P_100HP_12.24_SS | 3069.239 | 3069.239 | 6138.4781 | 2 | 1 | 3 | E | NBS_EndSuction | 8 | 6 | 8 | 12 | BranchMin8_BranchMax12 | 12 | 3 | 10 | 18 | HeaderMin10_HeaderMax18 | 12 | 5 | 15 | [11 empty] | INVALID
643 | 115 | 060-135-4P-100HP | NBS_060-135_4P_100HP_12.24_SS | 3069.239 | 3069.239 | 6138.4781 | 2 | 1 | 3 | E | NBS_EndSuction | 8 | 6 | 8 | 12 | BranchMin8_BranchMax12 | 12 | 3 | 10 | 18 | HeaderMin10_HeaderMax18 | 14 | 5 | 15
643 | 115 | 060-135-4P-100HP | NBS_060-135_4P_100HP_12.24_SS | 3069.239 | 3069.239 | 6138.4781 | 2 | 1 | 3 | E | NBS_EndSuction | 8 | 6 | 8 | 12 | BranchMin8_BranchMax12 | 12 | 3 | 10 | 18 | HeaderMin10_HeaderMax18 | 16 | 5 | 15
643 | 115 | 060-135-4P-100HP | NBS_060-135_4P_100HP_12.24_SS | 3069.239 | 3069.239 | 6138.4781 | 2 | 1 | 3 | E | NBS_EndSuction | 8 | 6 | 8 | 12 | BranchMin8_BranchMax12 | 12 | 3 | 10 | 18 | HeaderMin10_HeaderMax18 | 18 | 5 | 15
644 | 116 | 060-135-4P-125HP | NBS_060-135_4P_125HP_12.83_SS | 3426.3556 | 3426.3556 | 6852.7113 | 2 | 1 | 3 | E | NBS_EndSuction | 8 | 6 | 8 | 12 | BranchMin8_BranchMax12 | 8 | 3 | 10 | 18 | HeaderMin10_HeaderMax18 | 10 | 5 | 15
644 | 116 | 060-135-4P-125HP | NBS_060-135_4P_125HP_12.83_SS | 3426.3556 | 3426.3556 | 6852.7113 | 2 | 1 | 3 | E | NBS_EndSuction | 8 | 6 | 8 | 12 | BranchMin8_BranchMax12 | 8 | 3 | 10 | 18 | HeaderMin10_HeaderMax18 | 12 | 5 | 15
644 | 116 | 060-135-4P-125HP | NBS_060-135_4P_125HP_12.83_SS | 3426.3556 | 3426.3556 | 6852.7113 | 2 | 1 | 3 | E | NBS_EndSuction | 8 | 6 | 8 | 12 | BranchMin8_BranchMax12 | 8 | 3 | 10 | 18 | HeaderMin10_HeaderMax18 | 14 | 5 | 15
644 | 116 | 060-135-4P-125HP | NBS_060-135_4P_125HP_12.83_SS | 3426.3556 | 3426.3556 | 6852.7113 | 2 | 1 | 3 | E | NBS_EndSuction | 8 | 6 | 8 | 12 | BranchMin8_BranchMax12 | 8 | 3 | 10 | 18 | HeaderMin10_HeaderMax18 | 16 | 5 | 15
644 | 116 | 060-135-4P-125HP | NBS_060-135_4P_125HP_12.83_SS | 3426.3556 | 3426.3556 | 6852.7113 | 2 | 1 | 3 | E | NBS_EndSuction | 8 | 6 | 8 | 12 | BranchMin8_BranchMax12 | 8 | 3 | 10 | 18 | HeaderMin10_HeaderMax18 | 18 | 5 | 15
644 | 116 | 060-135-4P-125HP | NBS_060-135_4P_125HP_12.83_SS | 3426.3556 | 3426.3556 | 6852.7113 | 2 | 1 | 3 | E | NBS_EndSuction | 8 | 6 | 8 | 12 | BranchMin8_BranchMax12 | 10 | 3 | 10 | 18 | HeaderMin10_HeaderMax18 | 10 | 5 | 15 | [11 empty] | INVALID
644 | 116 | 060-135-4P-125HP | NBS_060-135_4P_125HP_12.83_SS | 3426.3556 | 3426.3556 | 6852.7113 | 2 | 1 | 3 | E | NBS_EndSuction | 8 | 6 | 8 | 12 | BranchMin8_BranchMax12 | 10 | 3 | 10 | 18 | HeaderMin10_HeaderMax18 | 12 | 5 | 15
644 | 116 | 060-135-4P-125HP | NBS_060-135_4P_125HP_12.83_SS | 3426.3556 | 3426.3556 | 6852.7113 | 2 | 1 | 3 | E | NBS_EndSuction | 8 | 6 | 8 | 12 | BranchMin8_BranchMax12 | 10 | 3 | 10 | 18 | HeaderMin10_HeaderMax18 | 14 | 5 | 15
644 | 116 | 060-135-4P-125HP | NBS_060-135_4P_125HP_12.83_SS | 3426.3556 | 3426.3556 | 6852.7113 | 2 | 1 | 3 | E | NBS_EndSuction | 8 | 6 | 8 | 12 | BranchMin8_BranchMax12 | 10 | 3 | 10 | 18 | HeaderMin10_HeaderMax18 | 16 | 5 | 15
644 | 116 | 060-135-4P-125HP | NBS_060-135_4P_125HP_12.83_SS | 3426.3556 | 3426.3556 | 6852.7113 | 2 | 1 | 3 | E | NBS_EndSuction | 8 | 6 | 8 | 12 | BranchMin8_BranchMax12 | 10 | 3 | 10 | 18 | HeaderMin10_HeaderMax18 | 18 | 5 | 15
644 | 116 | 060-135-4P-125HP | NBS_060-135_4P_125HP_12.83_SS | 3426.3556 | 3426.3556 | 6852.7113 | 2 | 1 | 3 | E | NBS_EndSuction | 8 | 6 | 8 | 12 | BranchMin8_BranchMax12 | 12 | 3 | 10 | 18 | HeaderMin10_HeaderMax18 | 10 | 5 | 15 | [11 empty] | INVALID
644 | 116 | 060-135-4P-125HP | NBS_060-135_4P_125HP_12.83_SS | 3426.3556 | 3426.3556 | 6852.7113 | 2 | 1 | 3 | E | NBS_EndSuction | 8 | 6 | 8 | 12 | BranchMin8_BranchMax12 | 12 | 3 | 10 | 18 | HeaderMin10_HeaderMax18 | 12 | 5 | 15 | [11 empty] | INVALID
644 | 116 | 060-135-4P-125HP | NBS_060-135_4P_125HP_12.83_SS | 3426.3556 | 3426.3556 | 6852.7113 | 2 | 1 | 3 | E | NBS_EndSuction | 8 | 6 | 8 | 12 | BranchMin8_BranchMax12 | 12 | 3 | 10 | 18 | HeaderMin10_HeaderMax18 | 14 | 5 | 15
644 | 116 | 060-135-4P-125HP | NBS_060-135_4P_125HP_12.83_SS | 3426.3556 | 3426.3556 | 6852.7113 | 2 | 1 | 3 | E | NBS_EndSuction | 8 | 6 | 8 | 12 | BranchMin8_BranchMax12 | 12 | 3 | 10 | 18 | HeaderMin10_HeaderMax18 | 16 | 5 | 15
644 | 116 | 060-135-4P-125HP | NBS_060-135_4P_125HP_12.83_SS | 3426.3556 | 3426.3556 | 6852.7113 | 2 | 1 | 3 | E | NBS_EndSuction | 8 | 6 | 8 | 12 | BranchMin8_BranchMax12 | 12 | 3 | 10 | 18 | HeaderMin10_HeaderMax18 | 18 | 5 | 15
645 | 117 | 060-150-4P-125HP | NBS_060-150_4P_125HP_11.97_SS | 2867.819 | 2867.819 | 5735.638 | 2 | 1 | 3 | E | NBS_EndSuction | 8 | 6 | 8 | 12 | BranchMin8_BranchMax12 | 8 | 3 | 10 | 18 | HeaderMin10_HeaderMax18 | 10 | 5 | 15
645 | 117 | 060-150-4P-125HP | NBS_060-150_4P_125HP_11.97_SS | 2867.819 | 2867.819 | 5735.638 | 2 | 1 | 3 | E | NBS_EndSuction | 8 | 6 | 8 | 12 | BranchMin8_BranchMax12 | 8 | 3 | 10 | 18 | HeaderMin10_HeaderMax18 | 12 | 5 | 15
645 | 117 | 060-150-4P-125HP | NBS_060-150_4P_125HP_11.97_SS | 2867.819 | 2867.819 | 5735.638 | 2 | 1 | 3 | E | NBS_EndSuction | 8 | 6 | 8 | 12 | BranchMin8_BranchMax12 | 8 | 3 | 10 | 18 | HeaderMin10_HeaderMax18 | 14 | 5 | 15
645 | 117 | 060-150-4P-125HP | NBS_060-150_4P_125HP_11.97_SS | 2867.819 | 2867.819 | 5735.638 | 2 | 1 | 3 | E | NBS_EndSuction | 8 | 6 | 8 | 12 | BranchMin8_BranchMax12 | 8 | 3 | 10 | 18 | HeaderMin10_HeaderMax18 | 16 | 5 | 15
645 | 117 | 060-150-4P-125HP | NBS_060-150_4P_125HP_11.97_SS | 2867.819 | 2867.819 | 5735.638 | 2 | 1 | 3 | E | NBS_EndSuction | 8 | 6 | 8 | 12 | BranchMin8_BranchMax12 | 8 | 3 | 10 | 18 | HeaderMin10_HeaderMax18 | 18 | 5 | 15
645 | 117 | 060-150-4P-125HP | NBS_060-150_4P_125HP_11.97_SS | 2867.819 | 2867.819 | 5735.638 | 2 | 1 | 3 | E | NBS_EndSuction | 8 | 6 | 8 | 12 | BranchMin8_BranchMax12 | 10 | 3 | 10 | 18 | HeaderMin10_HeaderMax18 | 10 | 5 | 15 | [11 empty] | INVALID
645 | 117 | 060-150-4P-125HP | NBS_060-150_4P_125HP_11.97_SS | 2867.819 | 2867.819 | 5735.638 | 2 | 1 | 3 | E | NBS_EndSuction | 8 | 6 | 8 | 12 | BranchMin8_BranchMax12 | 10 | 3 | 10 | 18 | HeaderMin10_HeaderMax18 | 12 | 5 | 15
645 | 117 | 060-150-4P-125HP | NBS_060-150_4P_125HP_11.97_SS | 2867.819 | 2867.819 | 5735.638 | 2 | 1 | 3 | E | NBS_EndSuction | 8 | 6 | 8 | 12 | BranchMin8_BranchMax12 | 10 | 3 | 10 | 18 | HeaderMin10_HeaderMax18 | 14 | 5 | 15
645 | 117 | 060-150-4P-125HP | NBS_060-150_4P_125HP_11.97_SS | 2867.819 | 2867.819 | 5735.638 | 2 | 1 | 3 | E | NBS_EndSuction | 8 | 6 | 8 | 12 | BranchMin8_BranchMax12 | 10 | 3 | 10 | 18 | HeaderMin10_HeaderMax18 | 16 | 5 | 15
645 | 117 | 060-150-4P-125HP | NBS_060-150_4P_125HP_11.97_SS | 2867.819 | 2867.819 | 5735.638 | 2 | 1 | 3 | E | NBS_EndSuction | 8 | 6 | 8 | 12 | BranchMin8_BranchMax12 | 10 | 3 | 10 | 18 | HeaderMin10_HeaderMax18 | 18 | 5 | 15
645 | 117 | 060-150-4P-125HP | NBS_060-150_4P_125HP_11.97_SS | 2867.819 | 2867.819 | 5735.638 | 2 | 1 | 3 | E | NBS_EndSuction | 8 | 6 | 8 | 12 | BranchMin8_BranchMax12 | 12 | 3 | 10 | 18 | HeaderMin10_HeaderMax18 | 10 | 5 | 15 | [11 empty] | INVALID
645 | 117 | 060-150-4P-125HP | NBS_060-150_4P_125HP_11.97_SS | 2867.819 | 2867.819 | 5735.638 | 2 | 1 | 3 | E | NBS_EndSuction | 8 | 6 | 8 | 12 | BranchMin8_BranchMax12 | 12 | 3 | 10 | 18 | HeaderMin10_HeaderMax18 | 12 | 5 | 15 | [11 empty] | INVALID
645 | 117 | 060-150-4P-125HP | NBS_060-150_4P_125HP_11.97_SS | 2867.819 | 2867.819 | 5735.638 | 2 | 1 | 3 | E | NBS_EndSuction | 8 | 6 | 8 | 12 | BranchMin8_BranchMax12 | 12 | 3 | 10 | 18 | HeaderMin10_HeaderMax18 | 14 | 5 | 15
645 | 117 | 060-150-4P-125HP | NBS_060-150_4P_125HP_11.97_SS | 2867.819 | 2867.819 | 5735.638 | 2 | 1 | 3 | E | NBS_EndSuction | 8 | 6 | 8 | 12 | BranchMin8_BranchMax12 | 12 | 3 | 10 | 18 | HeaderMin10_HeaderMax18 | 16 | 5 | 15
645 | 117 | 060-150-4P-125HP | NBS_060-150_4P_125HP_11.97_SS | 2867.819 | 2867.819 | 5735.638 | 2 | 1 | 3 | E | NBS_EndSuction | 8 | 6 | 8 | 12 | BranchMin8_BranchMax12 | 12 | 3 | 10 | 18 | HeaderMin10_HeaderMax18 | 18 | 5 | 15
646 | 118 | 060-150-4P-150HP | NBS_060-150_4P_150HP_12.83_SS | 3379.8685 | 3379.8685 | 6759.737 | 2 | 1 | 3 | E | NBS_EndSuction | 8 | 6 | 8 | 12 | BranchMin8_BranchMax12 | 8 | 3 | 10 | 18 | HeaderMin10_HeaderMax18 | 10 | 5 | 15
646 | 118 | 060-150-4P-150HP | NBS_060-150_4P_150HP_12.83_SS | 3379.8685 | 3379.8685 | 6759.737 | 2 | 1 | 3 | E | NBS_EndSuction | 8 | 6 | 8 | 12 | BranchMin8_BranchMax12 | 8 | 3 | 10 | 18 | HeaderMin10_HeaderMax18 | 12 | 5 | 15
646 | 118 | 060-150-4P-150HP | NBS_060-150_4P_150HP_12.83_SS | 3379.8685 | 3379.8685 | 6759.737 | 2 | 1 | 3 | E | NBS_EndSuction | 8 | 6 | 8 | 12 | BranchMin8_BranchMax12 | 8 | 3 | 10 | 18 | HeaderMin10_HeaderMax18 | 14 | 5 | 15
646 | 118 | 060-150-4P-150HP | NBS_060-150_4P_150HP_12.83_SS | 3379.8685 | 3379.8685 | 6759.737 | 2 | 1 | 3 | E | NBS_EndSuction | 8 | 6 | 8 | 12 | BranchMin8_BranchMax12 | 8 | 3 | 10 | 18 | HeaderMin10_HeaderMax18 | 16 | 5 | 15
646 | 118 | 060-150-4P-150HP | NBS_060-150_4P_150HP_12.83_SS | 3379.8685 | 3379.8685 | 6759.737 | 2 | 1 | 3 | E | NBS_EndSuction | 8 | 6 | 8 | 12 | BranchMin8_BranchMax12 | 8 | 3 | 10 | 18 | HeaderMin10_HeaderMax18 | 18 | 5 | 15
646 | 118 | 060-150-4P-150HP | NBS_060-150_4P_150HP_12.83_SS | 3379.8685 | 3379.8685 | 6759.737 | 2 | 1 | 3 | E | NBS_EndSuction | 8 | 6 | 8 | 12 | BranchMin8_BranchMax12 | 10 | 3 | 10 | 18 | HeaderMin10_HeaderMax18 | 10 | 5 | 15 | [11 empty] | INVALID
646 | 118 | 060-150-4P-150HP | NBS_060-150_4P_150HP_12.83_SS | 3379.8685 | 3379.8685 | 6759.737 | 2 | 1 | 3 | E | NBS_EndSuction | 8 | 6 | 8 | 12 | BranchMin8_BranchMax12 | 10 | 3 | 10 | 18 | HeaderMin10_HeaderMax18 | 12 | 5 | 15
646 | 118 | 060-150-4P-150HP | NBS_060-150_4P_150HP_12.83_SS | 3379.8685 | 3379.8685 | 6759.737 | 2 | 1 | 3 | E | NBS_EndSuction | 8 | 6 | 8 | 12 | BranchMin8_BranchMax12 | 10 | 3 | 10 | 18 | HeaderMin10_HeaderMax18 | 14 | 5 | 15
646 | 118 | 060-150-4P-150HP | NBS_060-150_4P_150HP_12.83_SS | 3379.8685 | 3379.8685 | 6759.737 | 2 | 1 | 3 | E | NBS_EndSuction | 8 | 6 | 8 | 12 | BranchMin8_BranchMax12 | 10 | 3 | 10 | 18 | HeaderMin10_HeaderMax18 | 16 | 5 | 15
646 | 118 | 060-150-4P-150HP | NBS_060-150_4P_150HP_12.83_SS | 3379.8685 | 3379.8685 | 6759.737 | 2 | 1 | 3 | E | NBS_EndSuction | 8 | 6 | 8 | 12 | BranchMin8_BranchMax12 | 10 | 3 | 10 | 18 | HeaderMin10_HeaderMax18 | 18 | 5 | 15
646 | 118 | 060-150-4P-150HP | NBS_060-150_4P_150HP_12.83_SS | 3379.8685 | 3379.8685 | 6759.737 | 2 | 1 | 3 | E | NBS_EndSuction | 8 | 6 | 8 | 12 | BranchMin8_BranchMax12 | 12 | 3 | 10 | 18 | HeaderMin10_HeaderMax18 | 10 | 5 | 15 | [11 empty] | INVALID
646 | 118 | 060-150-4P-150HP | NBS_060-150_4P_150HP_12.83_SS | 3379.8685 | 3379.8685 | 6759.737 | 2 | 1 | 3 | E | NBS_EndSuction | 8 | 6 | 8 | 12 | BranchMin8_BranchMax12 | 12 | 3 | 10 | 18 | HeaderMin10_HeaderMax18 | 12 | 5 | 15 | [11 empty] | INVALID
646 | 118 | 060-150-4P-150HP | NBS_060-150_4P_150HP_12.83_SS | 3379.8685 | 3379.8685 | 6759.737 | 2 | 1 | 3 | E | NBS_EndSuction | 8 | 6 | 8 | 12 | BranchMin8_BranchMax12 | 12 | 3 | 10 | 18 | HeaderMin10_HeaderMax18 | 14 | 5 | 15
646 | 118 | 060-150-4P-150HP | NBS_060-150_4P_150HP_12.83_SS | 3379.8685 | 3379.8685 | 6759.737 | 2 | 1 | 3 | E | NBS_EndSuction | 8 | 6 | 8 | 12 | BranchMin8_BranchMax12 | 12 | 3 | 10 | 18 | HeaderMin10_HeaderMax18 | 16 | 5 | 15
646 | 118 | 060-150-4P-150HP | NBS_060-150_4P_150HP_12.83_SS | 3379.8685 | 3379.8685 | 6759.737 | 2 | 1 | 3 | E | NBS_EndSuction | 8 | 6 | 8 | 12 | BranchMin8_BranchMax12 | 12 | 3 | 10 | 18 | HeaderMin10_HeaderMax18 | 18 | 5 | 15
647 | 119 | 060-150-4P-200HP | NBS_060-150_4P_200HP_14.8_SS | 3737.7603 | 3737.7603 | 7475.5206 | 2 | 1 | 3 | E | NBS_EndSuction | 8 | 6 | 8 | 14 | BranchMin8_BranchMax14 | 8 | 4 | 10 | 20 | HeaderMin10_HeaderMax20 | 10 | 6 | 24
647 | 119 | 060-150-4P-200HP | NBS_060-150_4P_200HP_14.8_SS | 3737.7603 | 3737.7603 | 7475.5206 | 2 | 1 | 3 | E | NBS_EndSuction | 8 | 6 | 8 | 14 | BranchMin8_BranchMax14 | 8 | 4 | 10 | 20 | HeaderMin10_HeaderMax20 | 12 | 6 | 24
647 | 119 | 060-150-4P-200HP | NBS_060-150_4P_200HP_14.8_SS | 3737.7603 | 3737.7603 | 7475.5206 | 2 | 1 | 3 | E | NBS_EndSuction | 8 | 6 | 8 | 14 | BranchMin8_BranchMax14 | 8 | 4 | 10 | 20 | HeaderMin10_HeaderMax20 | 14 | 6 | 24
647 | 119 | 060-150-4P-200HP | NBS_060-150_4P_200HP_14.8_SS | 3737.7603 | 3737.7603 | 7475.5206 | 2 | 1 | 3 | E | NBS_EndSuction | 8 | 6 | 8 | 14 | BranchMin8_BranchMax14 | 8 | 4 | 10 | 20 | HeaderMin10_HeaderMax20 | 16 | 6 | 24
647 | 119 | 060-150-4P-200HP | NBS_060-150_4P_200HP_14.8_SS | 3737.7603 | 3737.7603 | 7475.5206 | 2 | 1 | 3 | E | NBS_EndSuction | 8 | 6 | 8 | 14 | BranchMin8_BranchMax14 | 8 | 4 | 10 | 20 | HeaderMin10_HeaderMax20 | 18 | 6 | 24
647 | 119 | 060-150-4P-200HP | NBS_060-150_4P_200HP_14.8_SS | 3737.7603 | 3737.7603 | 7475.5206 | 2 | 1 | 3 | E | NBS_EndSuction | 8 | 6 | 8 | 14 | BranchMin8_BranchMax14 | 8 | 4 | 10 | 20 | HeaderMin10_HeaderMax20 | 20 | 6 | 24
647 | 119 | 060-150-4P-200HP | NBS_060-150_4P_200HP_14.8_SS | 3737.7603 | 3737.7603 | 7475.5206 | 2 | 1 | 3 | E | NBS_EndSuction | 8 | 6 | 8 | 14 | BranchMin8_BranchMax14 | 10 | 4 | 10 | 20 | HeaderMin10_HeaderMax20 | 10 | 6 | 24 | [11 empty] | INVALID
647 | 119 | 060-150-4P-200HP | NBS_060-150_4P_200HP_14.8_SS | 3737.7603 | 3737.7603 | 7475.5206 | 2 | 1 | 3 | E | NBS_EndSuction | 8 | 6 | 8 | 14 | BranchMin8_BranchMax14 | 10 | 4 | 10 | 20 | HeaderMin10_HeaderMax20 | 12 | 6 | 24
647 | 119 | 060-150-4P-200HP | NBS_060-150_4P_200HP_14.8_SS | 3737.7603 | 3737.7603 | 7475.5206 | 2 | 1 | 3 | E | NBS_EndSuction | 8 | 6 | 8 | 14 | BranchMin8_BranchMax14 | 10 | 4 | 10 | 20 | HeaderMin10_HeaderMax20 | 14 | 6 | 24
647 | 119 | 060-150-4P-200HP | NBS_060-150_4P_200HP_14.8_SS | 3737.7603 | 3737.7603 | 7475.5206 | 2 | 1 | 3 | E | NBS_EndSuction | 8 | 6 | 8 | 14 | BranchMin8_BranchMax14 | 10 | 4 | 10 | 20 | HeaderMin10_HeaderMax20 | 16 | 6 | 24
647 | 119 | 060-150-4P-200HP | NBS_060-150_4P_200HP_14.8_SS | 3737.7603 | 3737.7603 | 7475.5206 | 2 | 1 | 3 | E | NBS_EndSuction | 8 | 6 | 8 | 14 | BranchMin8_BranchMax14 | 10 | 4 | 10 | 20 | HeaderMin10_HeaderMax20 | 18 | 6 | 24
647 | 119 | 060-150-4P-200HP | NBS_060-150_4P_200HP_14.8_SS | 3737.7603 | 3737.7603 | 7475.5206 | 2 | 1 | 3 | E | NBS_EndSuction | 8 | 6 | 8 | 14 | BranchMin8_BranchMax14 | 10 | 4 | 10 | 20 | HeaderMin10_HeaderMax20 | 20 | 6 | 24
647 | 119 | 060-150-4P-200HP | NBS_060-150_4P_200HP_14.8_SS | 3737.7603 | 3737.7603 | 7475.5206 | 2 | 1 | 3 | E | NBS_EndSuction | 8 | 6 | 8 | 14 | BranchMin8_BranchMax14 | 12 | 4 | 10 | 20 | HeaderMin10_HeaderMax20 | 10 | 6 | 24 | [11 empty] | INVALID
647 | 119 | 060-150-4P-200HP | NBS_060-150_4P_200HP_14.8_SS | 3737.7603 | 3737.7603 | 7475.5206 | 2 | 1 | 3 | E | NBS_EndSuction | 8 | 6 | 8 | 14 | BranchMin8_BranchMax14 | 12 | 4 | 10 | 20 | HeaderMin10_HeaderMax20 | 12 | 6 | 24 | [11 empty] | INVALID
647 | 119 | 060-150-4P-200HP | NBS_060-150_4P_200HP_14.8_SS | 3737.7603 | 3737.7603 | 7475.5206 | 2 | 1 | 3 | E | NBS_EndSuction | 8 | 6 | 8 | 14 | BranchMin8_BranchMax14 | 12 | 4 | 10 | 20 | HeaderMin10_HeaderMax20 | 14 | 6 | 24
647 | 119 | 060-150-4P-200HP | NBS_060-150_4P_200HP_14.8_SS | 3737.7603 | 3737.7603 | 7475.5206 | 2 | 1 | 3 | E | NBS_EndSuction | 8 | 6 | 8 | 14 | BranchMin8_BranchMax14 | 12 | 4 | 10 | 20 | HeaderMin10_HeaderMax20 | 16 | 6 | 24
647 | 119 | 060-150-4P-200HP | NBS_060-150_4P_200HP_14.8_SS | 3737.7603 | 3737.7603 | 7475.5206 | 2 | 1 | 3 | E | NBS_EndSuction | 8 | 6 | 8 | 14 | BranchMin8_BranchMax14 | 12 | 4 | 10 | 20 | HeaderMin10_HeaderMax20 | 18 | 6 | 24
647 | 119 | 060-150-4P-200HP | NBS_060-150_4P_200HP_14.8_SS | 3737.7603 | 3737.7603 | 7475.5206 | 2 | 1 | 3 | E | NBS_EndSuction | 8 | 6 | 8 | 14 | BranchMin8_BranchMax14 | 12 | 4 | 10 | 20 | HeaderMin10_HeaderMax20 | 20 | 6 | 24
647 | 119 | 060-150-4P-200HP | NBS_060-150_4P_200HP_14.8_SS | 3737.7603 | 3737.7603 | 7475.5206 | 2 | 1 | 3 | E | NBS_EndSuction | 8 | 6 | 8 | 14 | BranchMin8_BranchMax14 | 14 | 4 | 10 | 20 | HeaderMin10_HeaderMax20 | 10 | 6 | 24 | [11 empty] | INVALID
647 | 119 | 060-150-4P-200HP | NBS_060-150_4P_200HP_14.8_SS | 3737.7603 | 3737.7603 | 7475.5206 | 2 | 1 | 3 | E | NBS_EndSuction | 8 | 6 | 8 | 14 | BranchMin8_BranchMax14 | 14 | 4 | 10 | 20 | HeaderMin10_HeaderMax20 | 12 | 6 | 24 | [11 empty] | INVALID
647 | 119 | 060-150-4P-200HP | NBS_060-150_4P_200HP_14.8_SS | 3737.7603 | 3737.7603 | 7475.5206 | 2 | 1 | 3 | E | NBS_EndSuction | 8 | 6 | 8 | 14 | BranchMin8_BranchMax14 | 14 | 4 | 10 | 20 | HeaderMin10_HeaderMax20 | 14 | 6 | 24 | [11 empty] | INVALID
647 | 119 | 060-150-4P-200HP | NBS_060-150_4P_200HP_14.8_SS | 3737.7603 | 3737.7603 | 7475.5206 | 2 | 1 | 3 | E | NBS_EndSuction | 8 | 6 | 8 | 14 | BranchMin8_BranchMax14 | 14 | 4 | 10 | 20 | HeaderMin10_HeaderMax20 | 16 | 6 | 24
647 | 119 | 060-150-4P-200HP | NBS_060-150_4P_200HP_14.8_SS | 3737.7603 | 3737.7603 | 7475.5206 | 2 | 1 | 3 | E | NBS_EndSuction | 8 | 6 | 8 | 14 | BranchMin8_BranchMax14 | 14 | 4 | 10 | 20 | HeaderMin10_HeaderMax20 | 18 | 6 | 24
647 | 119 | 060-150-4P-200HP | NBS_060-150_4P_200HP_14.8_SS | 3737.7603 | 3737.7603 | 7475.5206 | 2 | 1 | 3 | E | NBS_EndSuction | 8 | 6 | 8 | 14 | BranchMin8_BranchMax14 | 14 | 4 | 10 | 20 | HeaderMin10_HeaderMax20 | 20 | 6 | 24
648 | 120 | 060-150-4P-250HP | NBS_060-150_4P_250HP_15.83_SS | 3875.064 | 3875.064 | 7750.128 | 2 | 1 | 3 | E | NBS_EndSuction | 8 | 6 | 8 | 14 | BranchMin8_BranchMax14 | 8 | 4 | 10 | 20 | HeaderMin10_HeaderMax20 | 10 | 6 | 24
648 | 120 | 060-150-4P-250HP | NBS_060-150_4P_250HP_15.83_SS | 3875.064 | 3875.064 | 7750.128 | 2 | 1 | 3 | E | NBS_EndSuction | 8 | 6 | 8 | 14 | BranchMin8_BranchMax14 | 8 | 4 | 10 | 20 | HeaderMin10_HeaderMax20 | 12 | 6 | 24
648 | 120 | 060-150-4P-250HP | NBS_060-150_4P_250HP_15.83_SS | 3875.064 | 3875.064 | 7750.128 | 2 | 1 | 3 | E | NBS_EndSuction | 8 | 6 | 8 | 14 | BranchMin8_BranchMax14 | 8 | 4 | 10 | 20 | HeaderMin10_HeaderMax20 | 14 | 6 | 24
648 | 120 | 060-150-4P-250HP | NBS_060-150_4P_250HP_15.83_SS | 3875.064 | 3875.064 | 7750.128 | 2 | 1 | 3 | E | NBS_EndSuction | 8 | 6 | 8 | 14 | BranchMin8_BranchMax14 | 8 | 4 | 10 | 20 | HeaderMin10_HeaderMax20 | 16 | 6 | 24
648 | 120 | 060-150-4P-250HP | NBS_060-150_4P_250HP_15.83_SS | 3875.064 | 3875.064 | 7750.128 | 2 | 1 | 3 | E | NBS_EndSuction | 8 | 6 | 8 | 14 | BranchMin8_BranchMax14 | 8 | 4 | 10 | 20 | HeaderMin10_HeaderMax20 | 18 | 6 | 24
648 | 120 | 060-150-4P-250HP | NBS_060-150_4P_250HP_15.83_SS | 3875.064 | 3875.064 | 7750.128 | 2 | 1 | 3 | E | NBS_EndSuction | 8 | 6 | 8 | 14 | BranchMin8_BranchMax14 | 8 | 4 | 10 | 20 | HeaderMin10_HeaderMax20 | 20 | 6 | 24
648 | 120 | 060-150-4P-250HP | NBS_060-150_4P_250HP_15.83_SS | 3875.064 | 3875.064 | 7750.128 | 2 | 1 | 3 | E | NBS_EndSuction | 8 | 6 | 8 | 14 | BranchMin8_BranchMax14 | 10 | 4 | 10 | 20 | HeaderMin10_HeaderMax20 | 10 | 6 | 24 | [11 empty] | INVALID
648 | 120 | 060-150-4P-250HP | NBS_060-150_4P_250HP_15.83_SS | 3875.064 | 3875.064 | 7750.128 | 2 | 1 | 3 | E | NBS_EndSuction | 8 | 6 | 8 | 14 | BranchMin8_BranchMax14 | 10 | 4 | 10 | 20 | HeaderMin10_HeaderMax20 | 12 | 6 | 24
648 | 120 | 060-150-4P-250HP | NBS_060-150_4P_250HP_15.83_SS | 3875.064 | 3875.064 | 7750.128 | 2 | 1 | 3 | E | NBS_EndSuction | 8 | 6 | 8 | 14 | BranchMin8_BranchMax14 | 10 | 4 | 10 | 20 | HeaderMin10_HeaderMax20 | 14 | 6 | 24
648 | 120 | 060-150-4P-250HP | NBS_060-150_4P_250HP_15.83_SS | 3875.064 | 3875.064 | 7750.128 | 2 | 1 | 3 | E | NBS_EndSuction | 8 | 6 | 8 | 14 | BranchMin8_BranchMax14 | 10 | 4 | 10 | 20 | HeaderMin10_HeaderMax20 | 16 | 6 | 24
648 | 120 | 060-150-4P-250HP | NBS_060-150_4P_250HP_15.83_SS | 3875.064 | 3875.064 | 7750.128 | 2 | 1 | 3 | E | NBS_EndSuction | 8 | 6 | 8 | 14 | BranchMin8_BranchMax14 | 10 | 4 | 10 | 20 | HeaderMin10_HeaderMax20 | 18 | 6 | 24
648 | 120 | 060-150-4P-250HP | NBS_060-150_4P_250HP_15.83_SS | 3875.064 | 3875.064 | 7750.128 | 2 | 1 | 3 | E | NBS_EndSuction | 8 | 6 | 8 | 14 | BranchMin8_BranchMax14 | 10 | 4 | 10 | 20 | HeaderMin10_HeaderMax20 | 20 | 6 | 24
648 | 120 | 060-150-4P-250HP | NBS_060-150_4P_250HP_15.83_SS | 3875.064 | 3875.064 | 7750.128 | 2 | 1 | 3 | E | NBS_EndSuction | 8 | 6 | 8 | 14 | BranchMin8_BranchMax14 | 12 | 4 | 10 | 20 | HeaderMin10_HeaderMax20 | 10 | 6 | 24 | [11 empty] | INVALID
648 | 120 | 060-150-4P-250HP | NBS_060-150_4P_250HP_15.83_SS | 3875.064 | 3875.064 | 7750.128 | 2 | 1 | 3 | E | NBS_EndSuction | 8 | 6 | 8 | 14 | BranchMin8_BranchMax14 | 12 | 4 | 10 | 20 | HeaderMin10_HeaderMax20 | 12 | 6 | 24 | [11 empty] | INVALID
648 | 120 | 060-150-4P-250HP | NBS_060-150_4P_250HP_15.83_SS | 3875.064 | 3875.064 | 7750.128 | 2 | 1 | 3 | E | NBS_EndSuction | 8 | 6 | 8 | 14 | BranchMin8_BranchMax14 | 12 | 4 | 10 | 20 | HeaderMin10_HeaderMax20 | 14 | 6 | 24
648 | 120 | 060-150-4P-250HP | NBS_060-150_4P_250HP_15.83_SS | 3875.064 | 3875.064 | 7750.128 | 2 | 1 | 3 | E | NBS_EndSuction | 8 | 6 | 8 | 14 | BranchMin8_BranchMax14 | 12 | 4 | 10 | 20 | HeaderMin10_HeaderMax20 | 16 | 6 | 24
648 | 120 | 060-150-4P-250HP | NBS_060-150_4P_250HP_15.83_SS | 3875.064 | 3875.064 | 7750.128 | 2 | 1 | 3 | E | NBS_EndSuction | 8 | 6 | 8 | 14 | BranchMin8_BranchMax14 | 12 | 4 | 10 | 20 | HeaderMin10_HeaderMax20 | 18 | 6 | 24
648 | 120 | 060-150-4P-250HP | NBS_060-150_4P_250HP_15.83_SS | 3875.064 | 3875.064 | 7750.128 | 2 | 1 | 3 | E | NBS_EndSuction | 8 | 6 | 8 | 14 | BranchMin8_BranchMax14 | 12 | 4 | 10 | 20 | HeaderMin10_HeaderMax20 | 20 | 6 | 24
648 | 120 | 060-150-4P-250HP | NBS_060-150_4P_250HP_15.83_SS | 3875.064 | 3875.064 | 7750.128 | 2 | 1 | 3 | E | NBS_EndSuction | 8 | 6 | 8 | 14 | BranchMin8_BranchMax14 | 14 | 4 | 10 | 20 | HeaderMin10_HeaderMax20 | 10 | 6 | 24 | [11 empty] | INVALID
648 | 120 | 060-150-4P-250HP | NBS_060-150_4P_250HP_15.83_SS | 3875.064 | 3875.064 | 7750.128 | 2 | 1 | 3 | E | NBS_EndSuction | 8 | 6 | 8 | 14 | BranchMin8_BranchMax14 | 14 | 4 | 10 | 20 | HeaderMin10_HeaderMax20 | 12 | 6 | 24 | [11 empty] | INVALID
648 | 120 | 060-150-4P-250HP | NBS_060-150_4P_250HP_15.83_SS | 3875.064 | 3875.064 | 7750.128 | 2 | 1 | 3 | E | NBS_EndSuction | 8 | 6 | 8 | 14 | BranchMin8_BranchMax14 | 14 | 4 | 10 | 20 | HeaderMin10_HeaderMax20 | 14 | 6 | 24 | [11 empty] | INVALID
648 | 120 | 060-150-4P-250HP | NBS_060-150_4P_250HP_15.83_SS | 3875.064 | 3875.064 | 7750.128 | 2 | 1 | 3 | E | NBS_EndSuction | 8 | 6 | 8 | 14 | BranchMin8_BranchMax14 | 14 | 4 | 10 | 20 | HeaderMin10_HeaderMax20 | 16 | 6 | 24
648 | 120 | 060-150-4P-250HP | NBS_060-150_4P_250HP_15.83_SS | 3875.064 | 3875.064 | 7750.128 | 2 | 1 | 3 | E | NBS_EndSuction | 8 | 6 | 8 | 14 | BranchMin8_BranchMax14 | 14 | 4 | 10 | 20 | HeaderMin10_HeaderMax20 | 18 | 6 | 24
648 | 120 | 060-150-4P-250HP | NBS_060-150_4P_250HP_15.83_SS | 3875.064 | 3875.064 | 7750.128 | 2 | 1 | 3 | E | NBS_EndSuction | 8 | 6 | 8 | 14 | BranchMin8_BranchMax14 | 14 | 4 | 10 | 20 | HeaderMin10_HeaderMax20 | 20 | 6 | 24
649 | 121 | 080-135-4P-60HP | NBS_080-135_4P_60HP_9.84_SS | 4004.1439 | 4004.1439 | 8008.2879 | 2 | 1 | 3 | E | NBS_EndSuction | 10 | 8 | 10 | 14 | BranchMin10_BranchMax14 | 10 | 3 | 12 | 20 | HeaderMin12_HeaderMax20 | 12 | 5 | 15
649 | 121 | 080-135-4P-60HP | NBS_080-135_4P_60HP_9.84_SS | 4004.1439 | 4004.1439 | 8008.2879 | 2 | 1 | 3 | E | NBS_EndSuction | 10 | 8 | 10 | 14 | BranchMin10_BranchMax14 | 10 | 3 | 12 | 20 | HeaderMin12_HeaderMax20 | 14 | 5 | 15
649 | 121 | 080-135-4P-60HP | NBS_080-135_4P_60HP_9.84_SS | 4004.1439 | 4004.1439 | 8008.2879 | 2 | 1 | 3 | E | NBS_EndSuction | 10 | 8 | 10 | 14 | BranchMin10_BranchMax14 | 10 | 3 | 12 | 20 | HeaderMin12_HeaderMax20 | 16 | 5 | 15
649 | 121 | 080-135-4P-60HP | NBS_080-135_4P_60HP_9.84_SS | 4004.1439 | 4004.1439 | 8008.2879 | 2 | 1 | 3 | E | NBS_EndSuction | 10 | 8 | 10 | 14 | BranchMin10_BranchMax14 | 10 | 3 | 12 | 20 | HeaderMin12_HeaderMax20 | 18 | 5 | 15
649 | 121 | 080-135-4P-60HP | NBS_080-135_4P_60HP_9.84_SS | 4004.1439 | 4004.1439 | 8008.2879 | 2 | 1 | 3 | E | NBS_EndSuction | 10 | 8 | 10 | 14 | BranchMin10_BranchMax14 | 10 | 3 | 12 | 20 | HeaderMin12_HeaderMax20 | 20 | 5 | 15
649 | 121 | 080-135-4P-60HP | NBS_080-135_4P_60HP_9.84_SS | 4004.1439 | 4004.1439 | 8008.2879 | 2 | 1 | 3 | E | NBS_EndSuction | 10 | 8 | 10 | 14 | BranchMin10_BranchMax14 | 12 | 3 | 12 | 20 | HeaderMin12_HeaderMax20 | 12 | 5 | 15 | [11 empty] | INVALID
649 | 121 | 080-135-4P-60HP | NBS_080-135_4P_60HP_9.84_SS | 4004.1439 | 4004.1439 | 8008.2879 | 2 | 1 | 3 | E | NBS_EndSuction | 10 | 8 | 10 | 14 | BranchMin10_BranchMax14 | 12 | 3 | 12 | 20 | HeaderMin12_HeaderMax20 | 14 | 5 | 15
649 | 121 | 080-135-4P-60HP | NBS_080-135_4P_60HP_9.84_SS | 4004.1439 | 4004.1439 | 8008.2879 | 2 | 1 | 3 | E | NBS_EndSuction | 10 | 8 | 10 | 14 | BranchMin10_BranchMax14 | 12 | 3 | 12 | 20 | HeaderMin12_HeaderMax20 | 16 | 5 | 15
649 | 121 | 080-135-4P-60HP | NBS_080-135_4P_60HP_9.84_SS | 4004.1439 | 4004.1439 | 8008.2879 | 2 | 1 | 3 | E | NBS_EndSuction | 10 | 8 | 10 | 14 | BranchMin10_BranchMax14 | 12 | 3 | 12 | 20 | HeaderMin12_HeaderMax20 | 18 | 5 | 15
649 | 121 | 080-135-4P-60HP | NBS_080-135_4P_60HP_9.84_SS | 4004.1439 | 4004.1439 | 8008.2879 | 2 | 1 | 3 | E | NBS_EndSuction | 10 | 8 | 10 | 14 | BranchMin10_BranchMax14 | 12 | 3 | 12 | 20 | HeaderMin12_HeaderMax20 | 20 | 5 | 15
649 | 121 | 080-135-4P-60HP | NBS_080-135_4P_60HP_9.84_SS | 4004.1439 | 4004.1439 | 8008.2879 | 2 | 1 | 3 | E | NBS_EndSuction | 10 | 8 | 10 | 14 | BranchMin10_BranchMax14 | 14 | 3 | 12 | 20 | HeaderMin12_HeaderMax20 | 12 | 5 | 15 | [11 empty] | INVALID
649 | 121 | 080-135-4P-60HP | NBS_080-135_4P_60HP_9.84_SS | 4004.1439 | 4004.1439 | 8008.2879 | 2 | 1 | 3 | E | NBS_EndSuction | 10 | 8 | 10 | 14 | BranchMin10_BranchMax14 | 14 | 3 | 12 | 20 | HeaderMin12_HeaderMax20 | 14 | 5 | 15 | [11 empty] | INVALID
649 | 121 | 080-135-4P-60HP | NBS_080-135_4P_60HP_9.84_SS | 4004.1439 | 4004.1439 | 8008.2879 | 2 | 1 | 3 | E | NBS_EndSuction | 10 | 8 | 10 | 14 | BranchMin10_BranchMax14 | 14 | 3 | 12 | 20 | HeaderMin12_HeaderMax20 | 16 | 5 | 15
649 | 121 | 080-135-4P-60HP | NBS_080-135_4P_60HP_9.84_SS | 4004.1439 | 4004.1439 | 8008.2879 | 2 | 1 | 3 | E | NBS_EndSuction | 10 | 8 | 10 | 14 | BranchMin10_BranchMax14 | 14 | 3 | 12 | 20 | HeaderMin12_HeaderMax20 | 18 | 5 | 15
649 | 121 | 080-135-4P-60HP | NBS_080-135_4P_60HP_9.84_SS | 4004.1439 | 4004.1439 | 8008.2879 | 2 | 1 | 3 | E | NBS_EndSuction | 10 | 8 | 10 | 14 | BranchMin10_BranchMax14 | 14 | 3 | 12 | 20 | HeaderMin12_HeaderMax20 | 20 | 5 | 15
650 | 122 | 080-135-4P-75HP | NBS_080-135_4P_75HP_10.31_SS | 4295.2175 | 4295.2175 | 8590.4351 | 2 | 1 | 3 | E | NBS_EndSuction | 10 | 8 | 10 | 16 | BranchMin10_BranchMax16 | 10 | 4 | 12 | 20 | HeaderMin12_HeaderMax20 | 12 | 5 | 20
650 | 122 | 080-135-4P-75HP | NBS_080-135_4P_75HP_10.31_SS | 4295.2175 | 4295.2175 | 8590.4351 | 2 | 1 | 3 | E | NBS_EndSuction | 10 | 8 | 10 | 16 | BranchMin10_BranchMax16 | 10 | 4 | 12 | 20 | HeaderMin12_HeaderMax20 | 14 | 5 | 20
650 | 122 | 080-135-4P-75HP | NBS_080-135_4P_75HP_10.31_SS | 4295.2175 | 4295.2175 | 8590.4351 | 2 | 1 | 3 | E | NBS_EndSuction | 10 | 8 | 10 | 16 | BranchMin10_BranchMax16 | 10 | 4 | 12 | 20 | HeaderMin12_HeaderMax20 | 16 | 5 | 20
650 | 122 | 080-135-4P-75HP | NBS_080-135_4P_75HP_10.31_SS | 4295.2175 | 4295.2175 | 8590.4351 | 2 | 1 | 3 | E | NBS_EndSuction | 10 | 8 | 10 | 16 | BranchMin10_BranchMax16 | 10 | 4 | 12 | 20 | HeaderMin12_HeaderMax20 | 18 | 5 | 20
650 | 122 | 080-135-4P-75HP | NBS_080-135_4P_75HP_10.31_SS | 4295.2175 | 4295.2175 | 8590.4351 | 2 | 1 | 3 | E | NBS_EndSuction | 10 | 8 | 10 | 16 | BranchMin10_BranchMax16 | 10 | 4 | 12 | 20 | HeaderMin12_HeaderMax20 | 20 | 5 | 20
650 | 122 | 080-135-4P-75HP | NBS_080-135_4P_75HP_10.31_SS | 4295.2175 | 4295.2175 | 8590.4351 | 2 | 1 | 3 | E | NBS_EndSuction | 10 | 8 | 10 | 16 | BranchMin10_BranchMax16 | 12 | 4 | 12 | 20 | HeaderMin12_HeaderMax20 | 12 | 5 | 20 | [11 empty] | INVALID
650 | 122 | 080-135-4P-75HP | NBS_080-135_4P_75HP_10.31_SS | 4295.2175 | 4295.2175 | 8590.4351 | 2 | 1 | 3 | E | NBS_EndSuction | 10 | 8 | 10 | 16 | BranchMin10_BranchMax16 | 12 | 4 | 12 | 20 | HeaderMin12_HeaderMax20 | 14 | 5 | 20
650 | 122 | 080-135-4P-75HP | NBS_080-135_4P_75HP_10.31_SS | 4295.2175 | 4295.2175 | 8590.4351 | 2 | 1 | 3 | E | NBS_EndSuction | 10 | 8 | 10 | 16 | BranchMin10_BranchMax16 | 12 | 4 | 12 | 20 | HeaderMin12_HeaderMax20 | 16 | 5 | 20
650 | 122 | 080-135-4P-75HP | NBS_080-135_4P_75HP_10.31_SS | 4295.2175 | 4295.2175 | 8590.4351 | 2 | 1 | 3 | E | NBS_EndSuction | 10 | 8 | 10 | 16 | BranchMin10_BranchMax16 | 12 | 4 | 12 | 20 | HeaderMin12_HeaderMax20 | 18 | 5 | 20
650 | 122 | 080-135-4P-75HP | NBS_080-135_4P_75HP_10.31_SS | 4295.2175 | 4295.2175 | 8590.4351 | 2 | 1 | 3 | E | NBS_EndSuction | 10 | 8 | 10 | 16 | BranchMin10_BranchMax16 | 12 | 4 | 12 | 20 | HeaderMin12_HeaderMax20 | 20 | 5 | 20
650 | 122 | 080-135-4P-75HP | NBS_080-135_4P_75HP_10.31_SS | 4295.2175 | 4295.2175 | 8590.4351 | 2 | 1 | 3 | E | NBS_EndSuction | 10 | 8 | 10 | 16 | BranchMin10_BranchMax16 | 14 | 4 | 12 | 20 | HeaderMin12_HeaderMax20 | 12 | 5 | 20 | [11 empty] | INVALID
650 | 122 | 080-135-4P-75HP | NBS_080-135_4P_75HP_10.31_SS | 4295.2175 | 4295.2175 | 8590.4351 | 2 | 1 | 3 | E | NBS_EndSuction | 10 | 8 | 10 | 16 | BranchMin10_BranchMax16 | 14 | 4 | 12 | 20 | HeaderMin12_HeaderMax20 | 14 | 5 | 20 | [11 empty] | INVALID
650 | 122 | 080-135-4P-75HP | NBS_080-135_4P_75HP_10.31_SS | 4295.2175 | 4295.2175 | 8590.4351 | 2 | 1 | 3 | E | NBS_EndSuction | 10 | 8 | 10 | 16 | BranchMin10_BranchMax16 | 14 | 4 | 12 | 20 | HeaderMin12_HeaderMax20 | 16 | 5 | 20
650 | 122 | 080-135-4P-75HP | NBS_080-135_4P_75HP_10.31_SS | 4295.2175 | 4295.2175 | 8590.4351 | 2 | 1 | 3 | E | NBS_EndSuction | 10 | 8 | 10 | 16 | BranchMin10_BranchMax16 | 14 | 4 | 12 | 20 | HeaderMin12_HeaderMax20 | 18 | 5 | 20
650 | 122 | 080-135-4P-75HP | NBS_080-135_4P_75HP_10.31_SS | 4295.2175 | 4295.2175 | 8590.4351 | 2 | 1 | 3 | E | NBS_EndSuction | 10 | 8 | 10 | 16 | BranchMin10_BranchMax16 | 14 | 4 | 12 | 20 | HeaderMin12_HeaderMax20 | 20 | 5 | 20
650 | 122 | 080-135-4P-75HP | NBS_080-135_4P_75HP_10.31_SS | 4295.2175 | 4295.2175 | 8590.4351 | 2 | 1 | 3 | E | NBS_EndSuction | 10 | 8 | 10 | 16 | BranchMin10_BranchMax16 | 16 | 4 | 12 | 20 | HeaderMin12_HeaderMax20 | 12 | 5 | 20 | [11 empty] | INVALID
650 | 122 | 080-135-4P-75HP | NBS_080-135_4P_75HP_10.31_SS | 4295.2175 | 4295.2175 | 8590.4351 | 2 | 1 | 3 | E | NBS_EndSuction | 10 | 8 | 10 | 16 | BranchMin10_BranchMax16 | 16 | 4 | 12 | 20 | HeaderMin12_HeaderMax20 | 14 | 5 | 20 | [11 empty] | INVALID
650 | 122 | 080-135-4P-75HP | NBS_080-135_4P_75HP_10.31_SS | 4295.2175 | 4295.2175 | 8590.4351 | 2 | 1 | 3 | E | NBS_EndSuction | 10 | 8 | 10 | 16 | BranchMin10_BranchMax16 | 16 | 4 | 12 | 20 | HeaderMin12_HeaderMax20 | 16 | 5 | 20 | [11 empty] | INVALID
650 | 122 | 080-135-4P-75HP | NBS_080-135_4P_75HP_10.31_SS | 4295.2175 | 4295.2175 | 8590.4351 | 2 | 1 | 3 | E | NBS_EndSuction | 10 | 8 | 10 | 16 | BranchMin10_BranchMax16 | 16 | 4 | 12 | 20 | HeaderMin12_HeaderMax20 | 18 | 5 | 20
650 | 122 | 080-135-4P-75HP | NBS_080-135_4P_75HP_10.31_SS | 4295.2175 | 4295.2175 | 8590.4351 | 2 | 1 | 3 | E | NBS_EndSuction | 10 | 8 | 10 | 16 | BranchMin10_BranchMax16 | 16 | 4 | 12 | 20 | HeaderMin12_HeaderMax20 | 20 | 5 | 20
651 | 123 | 080-135-4P-100HP | NBS_080-135_4P_100HP_11.26_SS | 4595.0968 | 4595.0968 | 9190.1937 | 2 | 1 | 3 | E | NBS_EndSuction | 10 | 8 | 10 | 16 | BranchMin10_BranchMax16 | 10 | 4 | 12 | 24 | HeaderMin12_HeaderMax24 | 12 | 6 | 24
651 | 123 | 080-135-4P-100HP | NBS_080-135_4P_100HP_11.26_SS | 4595.0968 | 4595.0968 | 9190.1937 | 2 | 1 | 3 | E | NBS_EndSuction | 10 | 8 | 10 | 16 | BranchMin10_BranchMax16 | 10 | 4 | 12 | 24 | HeaderMin12_HeaderMax24 | 14 | 6 | 24
651 | 123 | 080-135-4P-100HP | NBS_080-135_4P_100HP_11.26_SS | 4595.0968 | 4595.0968 | 9190.1937 | 2 | 1 | 3 | E | NBS_EndSuction | 10 | 8 | 10 | 16 | BranchMin10_BranchMax16 | 10 | 4 | 12 | 24 | HeaderMin12_HeaderMax24 | 16 | 6 | 24
651 | 123 | 080-135-4P-100HP | NBS_080-135_4P_100HP_11.26_SS | 4595.0968 | 4595.0968 | 9190.1937 | 2 | 1 | 3 | E | NBS_EndSuction | 10 | 8 | 10 | 16 | BranchMin10_BranchMax16 | 10 | 4 | 12 | 24 | HeaderMin12_HeaderMax24 | 18 | 6 | 24
651 | 123 | 080-135-4P-100HP | NBS_080-135_4P_100HP_11.26_SS | 4595.0968 | 4595.0968 | 9190.1937 | 2 | 1 | 3 | E | NBS_EndSuction | 10 | 8 | 10 | 16 | BranchMin10_BranchMax16 | 10 | 4 | 12 | 24 | HeaderMin12_HeaderMax24 | 20 | 6 | 24
651 | 123 | 080-135-4P-100HP | NBS_080-135_4P_100HP_11.26_SS | 4595.0968 | 4595.0968 | 9190.1937 | 2 | 1 | 3 | E | NBS_EndSuction | 10 | 8 | 10 | 16 | BranchMin10_BranchMax16 | 10 | 4 | 12 | 24 | HeaderMin12_HeaderMax24 | 24 | 6 | 24
651 | 123 | 080-135-4P-100HP | NBS_080-135_4P_100HP_11.26_SS | 4595.0968 | 4595.0968 | 9190.1937 | 2 | 1 | 3 | E | NBS_EndSuction | 10 | 8 | 10 | 16 | BranchMin10_BranchMax16 | 12 | 4 | 12 | 24 | HeaderMin12_HeaderMax24 | 12 | 6 | 24 | [11 empty] | INVALID
651 | 123 | 080-135-4P-100HP | NBS_080-135_4P_100HP_11.26_SS | 4595.0968 | 4595.0968 | 9190.1937 | 2 | 1 | 3 | E | NBS_EndSuction | 10 | 8 | 10 | 16 | BranchMin10_BranchMax16 | 12 | 4 | 12 | 24 | HeaderMin12_HeaderMax24 | 14 | 6 | 24
651 | 123 | 080-135-4P-100HP | NBS_080-135_4P_100HP_11.26_SS | 4595.0968 | 4595.0968 | 9190.1937 | 2 | 1 | 3 | E | NBS_EndSuction | 10 | 8 | 10 | 16 | BranchMin10_BranchMax16 | 12 | 4 | 12 | 24 | HeaderMin12_HeaderMax24 | 16 | 6 | 24
651 | 123 | 080-135-4P-100HP | NBS_080-135_4P_100HP_11.26_SS | 4595.0968 | 4595.0968 | 9190.1937 | 2 | 1 | 3 | E | NBS_EndSuction | 10 | 8 | 10 | 16 | BranchMin10_BranchMax16 | 12 | 4 | 12 | 24 | HeaderMin12_HeaderMax24 | 18 | 6 | 24
651 | 123 | 080-135-4P-100HP | NBS_080-135_4P_100HP_11.26_SS | 4595.0968 | 4595.0968 | 9190.1937 | 2 | 1 | 3 | E | NBS_EndSuction | 10 | 8 | 10 | 16 | BranchMin10_BranchMax16 | 12 | 4 | 12 | 24 | HeaderMin12_HeaderMax24 | 20 | 6 | 24
651 | 123 | 080-135-4P-100HP | NBS_080-135_4P_100HP_11.26_SS | 4595.0968 | 4595.0968 | 9190.1937 | 2 | 1 | 3 | E | NBS_EndSuction | 10 | 8 | 10 | 16 | BranchMin10_BranchMax16 | 12 | 4 | 12 | 24 | HeaderMin12_HeaderMax24 | 24 | 6 | 24
651 | 123 | 080-135-4P-100HP | NBS_080-135_4P_100HP_11.26_SS | 4595.0968 | 4595.0968 | 9190.1937 | 2 | 1 | 3 | E | NBS_EndSuction | 10 | 8 | 10 | 16 | BranchMin10_BranchMax16 | 14 | 4 | 12 | 24 | HeaderMin12_HeaderMax24 | 12 | 6 | 24 | [11 empty] | INVALID
651 | 123 | 080-135-4P-100HP | NBS_080-135_4P_100HP_11.26_SS | 4595.0968 | 4595.0968 | 9190.1937 | 2 | 1 | 3 | E | NBS_EndSuction | 10 | 8 | 10 | 16 | BranchMin10_BranchMax16 | 14 | 4 | 12 | 24 | HeaderMin12_HeaderMax24 | 14 | 6 | 24 | [11 empty] | INVALID
651 | 123 | 080-135-4P-100HP | NBS_080-135_4P_100HP_11.26_SS | 4595.0968 | 4595.0968 | 9190.1937 | 2 | 1 | 3 | E | NBS_EndSuction | 10 | 8 | 10 | 16 | BranchMin10_BranchMax16 | 14 | 4 | 12 | 24 | HeaderMin12_HeaderMax24 | 16 | 6 | 24
651 | 123 | 080-135-4P-100HP | NBS_080-135_4P_100HP_11.26_SS | 4595.0968 | 4595.0968 | 9190.1937 | 2 | 1 | 3 | E | NBS_EndSuction | 10 | 8 | 10 | 16 | BranchMin10_BranchMax16 | 14 | 4 | 12 | 24 | HeaderMin12_HeaderMax24 | 18 | 6 | 24
651 | 123 | 080-135-4P-100HP | NBS_080-135_4P_100HP_11.26_SS | 4595.0968 | 4595.0968 | 9190.1937 | 2 | 1 | 3 | E | NBS_EndSuction | 10 | 8 | 10 | 16 | BranchMin10_BranchMax16 | 14 | 4 | 12 | 24 | HeaderMin12_HeaderMax24 | 20 | 6 | 24
651 | 123 | 080-135-4P-100HP | NBS_080-135_4P_100HP_11.26_SS | 4595.0968 | 4595.0968 | 9190.1937 | 2 | 1 | 3 | E | NBS_EndSuction | 10 | 8 | 10 | 16 | BranchMin10_BranchMax16 | 14 | 4 | 12 | 24 | HeaderMin12_HeaderMax24 | 24 | 6 | 24
651 | 123 | 080-135-4P-100HP | NBS_080-135_4P_100HP_11.26_SS | 4595.0968 | 4595.0968 | 9190.1937 | 2 | 1 | 3 | E | NBS_EndSuction | 10 | 8 | 10 | 16 | BranchMin10_BranchMax16 | 16 | 4 | 12 | 24 | HeaderMin12_HeaderMax24 | 12 | 6 | 24 | [11 empty] | INVALID
651 | 123 | 080-135-4P-100HP | NBS_080-135_4P_100HP_11.26_SS | 4595.0968 | 4595.0968 | 9190.1937 | 2 | 1 | 3 | E | NBS_EndSuction | 10 | 8 | 10 | 16 | BranchMin10_BranchMax16 | 16 | 4 | 12 | 24 | HeaderMin12_HeaderMax24 | 14 | 6 | 24 | [11 empty] | INVALID
651 | 123 | 080-135-4P-100HP | NBS_080-135_4P_100HP_11.26_SS | 4595.0968 | 4595.0968 | 9190.1937 | 2 | 1 | 3 | E | NBS_EndSuction | 10 | 8 | 10 | 16 | BranchMin10_BranchMax16 | 16 | 4 | 12 | 24 | HeaderMin12_HeaderMax24 | 16 | 6 | 24 | [11 empty] | INVALID
651 | 123 | 080-135-4P-100HP | NBS_080-135_4P_100HP_11.26_SS | 4595.0968 | 4595.0968 | 9190.1937 | 2 | 1 | 3 | E | NBS_EndSuction | 10 | 8 | 10 | 16 | BranchMin10_BranchMax16 | 16 | 4 | 12 | 24 | HeaderMin12_HeaderMax24 | 18 | 6 | 24
651 | 123 | 080-135-4P-100HP | NBS_080-135_4P_100HP_11.26_SS | 4595.0968 | 4595.0968 | 9190.1937 | 2 | 1 | 3 | E | NBS_EndSuction | 10 | 8 | 10 | 16 | BranchMin10_BranchMax16 | 16 | 4 | 12 | 24 | HeaderMin12_HeaderMax24 | 20 | 6 | 24
651 | 123 | 080-135-4P-100HP | NBS_080-135_4P_100HP_11.26_SS | 4595.0968 | 4595.0968 | 9190.1937 | 2 | 1 | 3 | E | NBS_EndSuction | 10 | 8 | 10 | 16 | BranchMin10_BranchMax16 | 16 | 4 | 12 | 24 | HeaderMin12_HeaderMax24 | 24 | 6 | 24
652 | 124 | 080-135-4P-125HP | NBS_080-135_4P_125HP_11.89_SS | 4656.6379 | 4656.6379 | 9313.2758 | 2 | 1 | 3 | E | NBS_EndSuction | 10 | 8 | 10 | 16 | BranchMin10_BranchMax16 | 10 | 4 | 12 | 24 | HeaderMin12_HeaderMax24 | 12 | 6 | 24
652 | 124 | 080-135-4P-125HP | NBS_080-135_4P_125HP_11.89_SS | 4656.6379 | 4656.6379 | 9313.2758 | 2 | 1 | 3 | E | NBS_EndSuction | 10 | 8 | 10 | 16 | BranchMin10_BranchMax16 | 10 | 4 | 12 | 24 | HeaderMin12_HeaderMax24 | 14 | 6 | 24
652 | 124 | 080-135-4P-125HP | NBS_080-135_4P_125HP_11.89_SS | 4656.6379 | 4656.6379 | 9313.2758 | 2 | 1 | 3 | E | NBS_EndSuction | 10 | 8 | 10 | 16 | BranchMin10_BranchMax16 | 10 | 4 | 12 | 24 | HeaderMin12_HeaderMax24 | 16 | 6 | 24
652 | 124 | 080-135-4P-125HP | NBS_080-135_4P_125HP_11.89_SS | 4656.6379 | 4656.6379 | 9313.2758 | 2 | 1 | 3 | E | NBS_EndSuction | 10 | 8 | 10 | 16 | BranchMin10_BranchMax16 | 10 | 4 | 12 | 24 | HeaderMin12_HeaderMax24 | 18 | 6 | 24
652 | 124 | 080-135-4P-125HP | NBS_080-135_4P_125HP_11.89_SS | 4656.6379 | 4656.6379 | 9313.2758 | 2 | 1 | 3 | E | NBS_EndSuction | 10 | 8 | 10 | 16 | BranchMin10_BranchMax16 | 10 | 4 | 12 | 24 | HeaderMin12_HeaderMax24 | 20 | 6 | 24
652 | 124 | 080-135-4P-125HP | NBS_080-135_4P_125HP_11.89_SS | 4656.6379 | 4656.6379 | 9313.2758 | 2 | 1 | 3 | E | NBS_EndSuction | 10 | 8 | 10 | 16 | BranchMin10_BranchMax16 | 10 | 4 | 12 | 24 | HeaderMin12_HeaderMax24 | 24 | 6 | 24
652 | 124 | 080-135-4P-125HP | NBS_080-135_4P_125HP_11.89_SS | 4656.6379 | 4656.6379 | 9313.2758 | 2 | 1 | 3 | E | NBS_EndSuction | 10 | 8 | 10 | 16 | BranchMin10_BranchMax16 | 12 | 4 | 12 | 24 | HeaderMin12_HeaderMax24 | 12 | 6 | 24 | [11 empty] | INVALID
652 | 124 | 080-135-4P-125HP | NBS_080-135_4P_125HP_11.89_SS | 4656.6379 | 4656.6379 | 9313.2758 | 2 | 1 | 3 | E | NBS_EndSuction | 10 | 8 | 10 | 16 | BranchMin10_BranchMax16 | 12 | 4 | 12 | 24 | HeaderMin12_HeaderMax24 | 14 | 6 | 24
652 | 124 | 080-135-4P-125HP | NBS_080-135_4P_125HP_11.89_SS | 4656.6379 | 4656.6379 | 9313.2758 | 2 | 1 | 3 | E | NBS_EndSuction | 10 | 8 | 10 | 16 | BranchMin10_BranchMax16 | 12 | 4 | 12 | 24 | HeaderMin12_HeaderMax24 | 16 | 6 | 24
652 | 124 | 080-135-4P-125HP | NBS_080-135_4P_125HP_11.89_SS | 4656.6379 | 4656.6379 | 9313.2758 | 2 | 1 | 3 | E | NBS_EndSuction | 10 | 8 | 10 | 16 | BranchMin10_BranchMax16 | 12 | 4 | 12 | 24 | HeaderMin12_HeaderMax24 | 18 | 6 | 24
652 | 124 | 080-135-4P-125HP | NBS_080-135_4P_125HP_11.89_SS | 4656.6379 | 4656.6379 | 9313.2758 | 2 | 1 | 3 | E | NBS_EndSuction | 10 | 8 | 10 | 16 | BranchMin10_BranchMax16 | 12 | 4 | 12 | 24 | HeaderMin12_HeaderMax24 | 20 | 6 | 24
652 | 124 | 080-135-4P-125HP | NBS_080-135_4P_125HP_11.89_SS | 4656.6379 | 4656.6379 | 9313.2758 | 2 | 1 | 3 | E | NBS_EndSuction | 10 | 8 | 10 | 16 | BranchMin10_BranchMax16 | 12 | 4 | 12 | 24 | HeaderMin12_HeaderMax24 | 24 | 6 | 24
652 | 124 | 080-135-4P-125HP | NBS_080-135_4P_125HP_11.89_SS | 4656.6379 | 4656.6379 | 9313.2758 | 2 | 1 | 3 | E | NBS_EndSuction | 10 | 8 | 10 | 16 | BranchMin10_BranchMax16 | 14 | 4 | 12 | 24 | HeaderMin12_HeaderMax24 | 12 | 6 | 24 | [11 empty] | INVALID
652 | 124 | 080-135-4P-125HP | NBS_080-135_4P_125HP_11.89_SS | 4656.6379 | 4656.6379 | 9313.2758 | 2 | 1 | 3 | E | NBS_EndSuction | 10 | 8 | 10 | 16 | BranchMin10_BranchMax16 | 14 | 4 | 12 | 24 | HeaderMin12_HeaderMax24 | 14 | 6 | 24 | [11 empty] | INVALID
652 | 124 | 080-135-4P-125HP | NBS_080-135_4P_125HP_11.89_SS | 4656.6379 | 4656.6379 | 9313.2758 | 2 | 1 | 3 | E | NBS_EndSuction | 10 | 8 | 10 | 16 | BranchMin10_BranchMax16 | 14 | 4 | 12 | 24 | HeaderMin12_HeaderMax24 | 16 | 6 | 24
652 | 124 | 080-135-4P-125HP | NBS_080-135_4P_125HP_11.89_SS | 4656.6379 | 4656.6379 | 9313.2758 | 2 | 1 | 3 | E | NBS_EndSuction | 10 | 8 | 10 | 16 | BranchMin10_BranchMax16 | 14 | 4 | 12 | 24 | HeaderMin12_HeaderMax24 | 18 | 6 | 24
652 | 124 | 080-135-4P-125HP | NBS_080-135_4P_125HP_11.89_SS | 4656.6379 | 4656.6379 | 9313.2758 | 2 | 1 | 3 | E | NBS_EndSuction | 10 | 8 | 10 | 16 | BranchMin10_BranchMax16 | 14 | 4 | 12 | 24 | HeaderMin12_HeaderMax24 | 20 | 6 | 24
652 | 124 | 080-135-4P-125HP | NBS_080-135_4P_125HP_11.89_SS | 4656.6379 | 4656.6379 | 9313.2758 | 2 | 1 | 3 | E | NBS_EndSuction | 10 | 8 | 10 | 16 | BranchMin10_BranchMax16 | 14 | 4 | 12 | 24 | HeaderMin12_HeaderMax24 | 24 | 6 | 24
652 | 124 | 080-135-4P-125HP | NBS_080-135_4P_125HP_11.89_SS | 4656.6379 | 4656.6379 | 9313.2758 | 2 | 1 | 3 | E | NBS_EndSuction | 10 | 8 | 10 | 16 | BranchMin10_BranchMax16 | 16 | 4 | 12 | 24 | HeaderMin12_HeaderMax24 | 12 | 6 | 24 | [11 empty] | INVALID
652 | 124 | 080-135-4P-125HP | NBS_080-135_4P_125HP_11.89_SS | 4656.6379 | 4656.6379 | 9313.2758 | 2 | 1 | 3 | E | NBS_EndSuction | 10 | 8 | 10 | 16 | BranchMin10_BranchMax16 | 16 | 4 | 12 | 24 | HeaderMin12_HeaderMax24 | 14 | 6 | 24 | [11 empty] | INVALID
652 | 124 | 080-135-4P-125HP | NBS_080-135_4P_125HP_11.89_SS | 4656.6379 | 4656.6379 | 9313.2758 | 2 | 1 | 3 | E | NBS_EndSuction | 10 | 8 | 10 | 16 | BranchMin10_BranchMax16 | 16 | 4 | 12 | 24 | HeaderMin12_HeaderMax24 | 16 | 6 | 24 | [11 empty] | INVALID
652 | 124 | 080-135-4P-125HP | NBS_080-135_4P_125HP_11.89_SS | 4656.6379 | 4656.6379 | 9313.2758 | 2 | 1 | 3 | E | NBS_EndSuction | 10 | 8 | 10 | 16 | BranchMin10_BranchMax16 | 16 | 4 | 12 | 24 | HeaderMin12_HeaderMax24 | 18 | 6 | 24
652 | 124 | 080-135-4P-125HP | NBS_080-135_4P_125HP_11.89_SS | 4656.6379 | 4656.6379 | 9313.2758 | 2 | 1 | 3 | E | NBS_EndSuction | 10 | 8 | 10 | 16 | BranchMin10_BranchMax16 | 16 | 4 | 12 | 24 | HeaderMin12_HeaderMax24 | 20 | 6 | 24
652 | 124 | 080-135-4P-125HP | NBS_080-135_4P_125HP_11.89_SS | 4656.6379 | 4656.6379 | 9313.2758 | 2 | 1 | 3 | E | NBS_EndSuction | 10 | 8 | 10 | 16 | BranchMin10_BranchMax16 | 16 | 4 | 12 | 24 | HeaderMin12_HeaderMax24 | 24 | 6 | 24
653 | 125 | 080-135-4P-150HP | NBS_080-135_4P_150HP_12.60_SS | 4664.6626 | 4664.6626 | 9329.3252 | 2 | 1 | 3 | E | NBS_EndSuction | 10 | 8 | 10 | 16 | BranchMin10_BranchMax16 | 10 | 4 | 12 | 24 | HeaderMin12_HeaderMax24 | 12 | 6 | 24
653 | 125 | 080-135-4P-150HP | NBS_080-135_4P_150HP_12.60_SS | 4664.6626 | 4664.6626 | 9329.3252 | 2 | 1 | 3 | E | NBS_EndSuction | 10 | 8 | 10 | 16 | BranchMin10_BranchMax16 | 10 | 4 | 12 | 24 | HeaderMin12_HeaderMax24 | 14 | 6 | 24
653 | 125 | 080-135-4P-150HP | NBS_080-135_4P_150HP_12.60_SS | 4664.6626 | 4664.6626 | 9329.3252 | 2 | 1 | 3 | E | NBS_EndSuction | 10 | 8 | 10 | 16 | BranchMin10_BranchMax16 | 10 | 4 | 12 | 24 | HeaderMin12_HeaderMax24 | 16 | 6 | 24
653 | 125 | 080-135-4P-150HP | NBS_080-135_4P_150HP_12.60_SS | 4664.6626 | 4664.6626 | 9329.3252 | 2 | 1 | 3 | E | NBS_EndSuction | 10 | 8 | 10 | 16 | BranchMin10_BranchMax16 | 10 | 4 | 12 | 24 | HeaderMin12_HeaderMax24 | 18 | 6 | 24
653 | 125 | 080-135-4P-150HP | NBS_080-135_4P_150HP_12.60_SS | 4664.6626 | 4664.6626 | 9329.3252 | 2 | 1 | 3 | E | NBS_EndSuction | 10 | 8 | 10 | 16 | BranchMin10_BranchMax16 | 10 | 4 | 12 | 24 | HeaderMin12_HeaderMax24 | 20 | 6 | 24
653 | 125 | 080-135-4P-150HP | NBS_080-135_4P_150HP_12.60_SS | 4664.6626 | 4664.6626 | 9329.3252 | 2 | 1 | 3 | E | NBS_EndSuction | 10 | 8 | 10 | 16 | BranchMin10_BranchMax16 | 10 | 4 | 12 | 24 | HeaderMin12_HeaderMax24 | 24 | 6 | 24
653 | 125 | 080-135-4P-150HP | NBS_080-135_4P_150HP_12.60_SS | 4664.6626 | 4664.6626 | 9329.3252 | 2 | 1 | 3 | E | NBS_EndSuction | 10 | 8 | 10 | 16 | BranchMin10_BranchMax16 | 12 | 4 | 12 | 24 | HeaderMin12_HeaderMax24 | 12 | 6 | 24 | [11 empty] | INVALID
653 | 125 | 080-135-4P-150HP | NBS_080-135_4P_150HP_12.60_SS | 4664.6626 | 4664.6626 | 9329.3252 | 2 | 1 | 3 | E | NBS_EndSuction | 10 | 8 | 10 | 16 | BranchMin10_BranchMax16 | 12 | 4 | 12 | 24 | HeaderMin12_HeaderMax24 | 14 | 6 | 24
653 | 125 | 080-135-4P-150HP | NBS_080-135_4P_150HP_12.60_SS | 4664.6626 | 4664.6626 | 9329.3252 | 2 | 1 | 3 | E | NBS_EndSuction | 10 | 8 | 10 | 16 | BranchMin10_BranchMax16 | 12 | 4 | 12 | 24 | HeaderMin12_HeaderMax24 | 16 | 6 | 24
653 | 125 | 080-135-4P-150HP | NBS_080-135_4P_150HP_12.60_SS | 4664.6626 | 4664.6626 | 9329.3252 | 2 | 1 | 3 | E | NBS_EndSuction | 10 | 8 | 10 | 16 | BranchMin10_BranchMax16 | 12 | 4 | 12 | 24 | HeaderMin12_HeaderMax24 | 18 | 6 | 24
653 | 125 | 080-135-4P-150HP | NBS_080-135_4P_150HP_12.60_SS | 4664.6626 | 4664.6626 | 9329.3252 | 2 | 1 | 3 | E | NBS_EndSuction | 10 | 8 | 10 | 16 | BranchMin10_BranchMax16 | 12 | 4 | 12 | 24 | HeaderMin12_HeaderMax24 | 20 | 6 | 24
653 | 125 | 080-135-4P-150HP | NBS_080-135_4P_150HP_12.60_SS | 4664.6626 | 4664.6626 | 9329.3252 | 2 | 1 | 3 | E | NBS_EndSuction | 10 | 8 | 10 | 16 | BranchMin10_BranchMax16 | 12 | 4 | 12 | 24 | HeaderMin12_HeaderMax24 | 24 | 6 | 24
653 | 125 | 080-135-4P-150HP | NBS_080-135_4P_150HP_12.60_SS | 4664.6626 | 4664.6626 | 9329.3252 | 2 | 1 | 3 | E | NBS_EndSuction | 10 | 8 | 10 | 16 | BranchMin10_BranchMax16 | 14 | 4 | 12 | 24 | HeaderMin12_HeaderMax24 | 12 | 6 | 24 | [11 empty] | INVALID
653 | 125 | 080-135-4P-150HP | NBS_080-135_4P_150HP_12.60_SS | 4664.6626 | 4664.6626 | 9329.3252 | 2 | 1 | 3 | E | NBS_EndSuction | 10 | 8 | 10 | 16 | BranchMin10_BranchMax16 | 14 | 4 | 12 | 24 | HeaderMin12_HeaderMax24 | 14 | 6 | 24 | [11 empty] | INVALID
653 | 125 | 080-135-4P-150HP | NBS_080-135_4P_150HP_12.60_SS | 4664.6626 | 4664.6626 | 9329.3252 | 2 | 1 | 3 | E | NBS_EndSuction | 10 | 8 | 10 | 16 | BranchMin10_BranchMax16 | 14 | 4 | 12 | 24 | HeaderMin12_HeaderMax24 | 16 | 6 | 24
653 | 125 | 080-135-4P-150HP | NBS_080-135_4P_150HP_12.60_SS | 4664.6626 | 4664.6626 | 9329.3252 | 2 | 1 | 3 | E | NBS_EndSuction | 10 | 8 | 10 | 16 | BranchMin10_BranchMax16 | 14 | 4 | 12 | 24 | HeaderMin12_HeaderMax24 | 18 | 6 | 24
653 | 125 | 080-135-4P-150HP | NBS_080-135_4P_150HP_12.60_SS | 4664.6626 | 4664.6626 | 9329.3252 | 2 | 1 | 3 | E | NBS_EndSuction | 10 | 8 | 10 | 16 | BranchMin10_BranchMax16 | 14 | 4 | 12 | 24 | HeaderMin12_HeaderMax24 | 20 | 6 | 24
653 | 125 | 080-135-4P-150HP | NBS_080-135_4P_150HP_12.60_SS | 4664.6626 | 4664.6626 | 9329.3252 | 2 | 1 | 3 | E | NBS_EndSuction | 10 | 8 | 10 | 16 | BranchMin10_BranchMax16 | 14 | 4 | 12 | 24 | HeaderMin12_HeaderMax24 | 24 | 6 | 24
653 | 125 | 080-135-4P-150HP | NBS_080-135_4P_150HP_12.60_SS | 4664.6626 | 4664.6626 | 9329.3252 | 2 | 1 | 3 | E | NBS_EndSuction | 10 | 8 | 10 | 16 | BranchMin10_BranchMax16 | 16 | 4 | 12 | 24 | HeaderMin12_HeaderMax24 | 12 | 6 | 24 | [11 empty] | INVALID
653 | 125 | 080-135-4P-150HP | NBS_080-135_4P_150HP_12.60_SS | 4664.6626 | 4664.6626 | 9329.3252 | 2 | 1 | 3 | E | NBS_EndSuction | 10 | 8 | 10 | 16 | BranchMin10_BranchMax16 | 16 | 4 | 12 | 24 | HeaderMin12_HeaderMax24 | 14 | 6 | 24 | [11 empty] | INVALID
653 | 125 | 080-135-4P-150HP | NBS_080-135_4P_150HP_12.60_SS | 4664.6626 | 4664.6626 | 9329.3252 | 2 | 1 | 3 | E | NBS_EndSuction | 10 | 8 | 10 | 16 | BranchMin10_BranchMax16 | 16 | 4 | 12 | 24 | HeaderMin12_HeaderMax24 | 16 | 6 | 24 | [11 empty] | INVALID
653 | 125 | 080-135-4P-150HP | NBS_080-135_4P_150HP_12.60_SS | 4664.6626 | 4664.6626 | 9329.3252 | 2 | 1 | 3 | E | NBS_EndSuction | 10 | 8 | 10 | 16 | BranchMin10_BranchMax16 | 16 | 4 | 12 | 24 | HeaderMin12_HeaderMax24 | 18 | 6 | 24
653 | 125 | 080-135-4P-150HP | NBS_080-135_4P_150HP_12.60_SS | 4664.6626 | 4664.6626 | 9329.3252 | 2 | 1 | 3 | E | NBS_EndSuction | 10 | 8 | 10 | 16 | BranchMin10_BranchMax16 | 16 | 4 | 12 | 24 | HeaderMin12_HeaderMax24 | 20 | 6 | 24
653 | 125 | 080-135-4P-150HP | NBS_080-135_4P_150HP_12.60_SS | 4664.6626 | 4664.6626 | 9329.3252 | 2 | 1 | 3 | E | NBS_EndSuction | 10 | 8 | 10 | 16 | BranchMin10_BranchMax16 | 16 | 4 | 12 | 24 | HeaderMin12_HeaderMax24 | 24 | 6 | 24
654 | 126 | 080-150-4P-125HP | NBS_080-150_4P_125HP_12.20_SS | 3448.9864 | 3448.9864 | 6897.9727 | 2 | 1 | 3 | E | NBS_EndSuction | 10 | 8 | 10 | 12 | BranchMin10_BranchMax12 | 10 | 2 | 12 | 18 | HeaderMin12_HeaderMax18 | 12 | 4 | 8
654 | 126 | 080-150-4P-125HP | NBS_080-150_4P_125HP_12.20_SS | 3448.9864 | 3448.9864 | 6897.9727 | 2 | 1 | 3 | E | NBS_EndSuction | 10 | 8 | 10 | 12 | BranchMin10_BranchMax12 | 10 | 2 | 12 | 18 | HeaderMin12_HeaderMax18 | 14 | 4 | 8
654 | 126 | 080-150-4P-125HP | NBS_080-150_4P_125HP_12.20_SS | 3448.9864 | 3448.9864 | 6897.9727 | 2 | 1 | 3 | E | NBS_EndSuction | 10 | 8 | 10 | 12 | BranchMin10_BranchMax12 | 10 | 2 | 12 | 18 | HeaderMin12_HeaderMax18 | 16 | 4 | 8
654 | 126 | 080-150-4P-125HP | NBS_080-150_4P_125HP_12.20_SS | 3448.9864 | 3448.9864 | 6897.9727 | 2 | 1 | 3 | E | NBS_EndSuction | 10 | 8 | 10 | 12 | BranchMin10_BranchMax12 | 10 | 2 | 12 | 18 | HeaderMin12_HeaderMax18 | 18 | 4 | 8
654 | 126 | 080-150-4P-125HP | NBS_080-150_4P_125HP_12.20_SS | 3448.9864 | 3448.9864 | 6897.9727 | 2 | 1 | 3 | E | NBS_EndSuction | 10 | 8 | 10 | 12 | BranchMin10_BranchMax12 | 12 | 2 | 12 | 18 | HeaderMin12_HeaderMax18 | 12 | 4 | 8 | [11 empty] | INVALID
654 | 126 | 080-150-4P-125HP | NBS_080-150_4P_125HP_12.20_SS | 3448.9864 | 3448.9864 | 6897.9727 | 2 | 1 | 3 | E | NBS_EndSuction | 10 | 8 | 10 | 12 | BranchMin10_BranchMax12 | 12 | 2 | 12 | 18 | HeaderMin12_HeaderMax18 | 14 | 4 | 8
654 | 126 | 080-150-4P-125HP | NBS_080-150_4P_125HP_12.20_SS | 3448.9864 | 3448.9864 | 6897.9727 | 2 | 1 | 3 | E | NBS_EndSuction | 10 | 8 | 10 | 12 | BranchMin10_BranchMax12 | 12 | 2 | 12 | 18 | HeaderMin12_HeaderMax18 | 16 | 4 | 8
654 | 126 | 080-150-4P-125HP | NBS_080-150_4P_125HP_12.20_SS | 3448.9864 | 3448.9864 | 6897.9727 | 2 | 1 | 3 | E | NBS_EndSuction | 10 | 8 | 10 | 12 | BranchMin10_BranchMax12 | 12 | 2 | 12 | 18 | HeaderMin12_HeaderMax18 | 18 | 4 | 8
655 | 127 | 080-150-4P-150HP | NBS_080-150_4P_150HP_12.99_SS | 3639.5425 | 3639.5425 | 7279.085 | 2 | 1 | 3 | E | NBS_EndSuction | 10 | 8 | 10 | 14 | BranchMin10_BranchMax14 | 10 | 3 | 12 | 20 | HeaderMin12_HeaderMax20 | 12 | 5 | 15
655 | 127 | 080-150-4P-150HP | NBS_080-150_4P_150HP_12.99_SS | 3639.5425 | 3639.5425 | 7279.085 | 2 | 1 | 3 | E | NBS_EndSuction | 10 | 8 | 10 | 14 | BranchMin10_BranchMax14 | 10 | 3 | 12 | 20 | HeaderMin12_HeaderMax20 | 14 | 5 | 15
655 | 127 | 080-150-4P-150HP | NBS_080-150_4P_150HP_12.99_SS | 3639.5425 | 3639.5425 | 7279.085 | 2 | 1 | 3 | E | NBS_EndSuction | 10 | 8 | 10 | 14 | BranchMin10_BranchMax14 | 10 | 3 | 12 | 20 | HeaderMin12_HeaderMax20 | 16 | 5 | 15
655 | 127 | 080-150-4P-150HP | NBS_080-150_4P_150HP_12.99_SS | 3639.5425 | 3639.5425 | 7279.085 | 2 | 1 | 3 | E | NBS_EndSuction | 10 | 8 | 10 | 14 | BranchMin10_BranchMax14 | 10 | 3 | 12 | 20 | HeaderMin12_HeaderMax20 | 18 | 5 | 15
655 | 127 | 080-150-4P-150HP | NBS_080-150_4P_150HP_12.99_SS | 3639.5425 | 3639.5425 | 7279.085 | 2 | 1 | 3 | E | NBS_EndSuction | 10 | 8 | 10 | 14 | BranchMin10_BranchMax14 | 10 | 3 | 12 | 20 | HeaderMin12_HeaderMax20 | 20 | 5 | 15
655 | 127 | 080-150-4P-150HP | NBS_080-150_4P_150HP_12.99_SS | 3639.5425 | 3639.5425 | 7279.085 | 2 | 1 | 3 | E | NBS_EndSuction | 10 | 8 | 10 | 14 | BranchMin10_BranchMax14 | 12 | 3 | 12 | 20 | HeaderMin12_HeaderMax20 | 12 | 5 | 15 | [11 empty] | INVALID
655 | 127 | 080-150-4P-150HP | NBS_080-150_4P_150HP_12.99_SS | 3639.5425 | 3639.5425 | 7279.085 | 2 | 1 | 3 | E | NBS_EndSuction | 10 | 8 | 10 | 14 | BranchMin10_BranchMax14 | 12 | 3 | 12 | 20 | HeaderMin12_HeaderMax20 | 14 | 5 | 15
655 | 127 | 080-150-4P-150HP | NBS_080-150_4P_150HP_12.99_SS | 3639.5425 | 3639.5425 | 7279.085 | 2 | 1 | 3 | E | NBS_EndSuction | 10 | 8 | 10 | 14 | BranchMin10_BranchMax14 | 12 | 3 | 12 | 20 | HeaderMin12_HeaderMax20 | 16 | 5 | 15
655 | 127 | 080-150-4P-150HP | NBS_080-150_4P_150HP_12.99_SS | 3639.5425 | 3639.5425 | 7279.085 | 2 | 1 | 3 | E | NBS_EndSuction | 10 | 8 | 10 | 14 | BranchMin10_BranchMax14 | 12 | 3 | 12 | 20 | HeaderMin12_HeaderMax20 | 18 | 5 | 15
655 | 127 | 080-150-4P-150HP | NBS_080-150_4P_150HP_12.99_SS | 3639.5425 | 3639.5425 | 7279.085 | 2 | 1 | 3 | E | NBS_EndSuction | 10 | 8 | 10 | 14 | BranchMin10_BranchMax14 | 12 | 3 | 12 | 20 | HeaderMin12_HeaderMax20 | 20 | 5 | 15
655 | 127 | 080-150-4P-150HP | NBS_080-150_4P_150HP_12.99_SS | 3639.5425 | 3639.5425 | 7279.085 | 2 | 1 | 3 | E | NBS_EndSuction | 10 | 8 | 10 | 14 | BranchMin10_BranchMax14 | 14 | 3 | 12 | 20 | HeaderMin12_HeaderMax20 | 12 | 5 | 15 | [11 empty] | INVALID
655 | 127 | 080-150-4P-150HP | NBS_080-150_4P_150HP_12.99_SS | 3639.5425 | 3639.5425 | 7279.085 | 2 | 1 | 3 | E | NBS_EndSuction | 10 | 8 | 10 | 14 | BranchMin10_BranchMax14 | 14 | 3 | 12 | 20 | HeaderMin12_HeaderMax20 | 14 | 5 | 15 | [11 empty] | INVALID
655 | 127 | 080-150-4P-150HP | NBS_080-150_4P_150HP_12.99_SS | 3639.5425 | 3639.5425 | 7279.085 | 2 | 1 | 3 | E | NBS_EndSuction | 10 | 8 | 10 | 14 | BranchMin10_BranchMax14 | 14 | 3 | 12 | 20 | HeaderMin12_HeaderMax20 | 16 | 5 | 15
655 | 127 | 080-150-4P-150HP | NBS_080-150_4P_150HP_12.99_SS | 3639.5425 | 3639.5425 | 7279.085 | 2 | 1 | 3 | E | NBS_EndSuction | 10 | 8 | 10 | 14 | BranchMin10_BranchMax14 | 14 | 3 | 12 | 20 | HeaderMin12_HeaderMax20 | 18 | 5 | 15
655 | 127 | 080-150-4P-150HP | NBS_080-150_4P_150HP_12.99_SS | 3639.5425 | 3639.5425 | 7279.085 | 2 | 1 | 3 | E | NBS_EndSuction | 10 | 8 | 10 | 14 | BranchMin10_BranchMax14 | 14 | 3 | 12 | 20 | HeaderMin12_HeaderMax20 | 20 | 5 | 15
656 | 128 | 080-150-4P-200HP | NBS_080-150_4P_200HP_14.25_SS | 4042.4929 | 4042.4929 | 8084.9858 | 2 | 1 | 3 | E | NBS_EndSuction | 10 | 8 | 10 | 14 | BranchMin10_BranchMax14 | 10 | 3 | 12 | 20 | HeaderMin12_HeaderMax20 | 12 | 5 | 15
656 | 128 | 080-150-4P-200HP | NBS_080-150_4P_200HP_14.25_SS | 4042.4929 | 4042.4929 | 8084.9858 | 2 | 1 | 3 | E | NBS_EndSuction | 10 | 8 | 10 | 14 | BranchMin10_BranchMax14 | 10 | 3 | 12 | 20 | HeaderMin12_HeaderMax20 | 14 | 5 | 15
656 | 128 | 080-150-4P-200HP | NBS_080-150_4P_200HP_14.25_SS | 4042.4929 | 4042.4929 | 8084.9858 | 2 | 1 | 3 | E | NBS_EndSuction | 10 | 8 | 10 | 14 | BranchMin10_BranchMax14 | 10 | 3 | 12 | 20 | HeaderMin12_HeaderMax20 | 16 | 5 | 15
656 | 128 | 080-150-4P-200HP | NBS_080-150_4P_200HP_14.25_SS | 4042.4929 | 4042.4929 | 8084.9858 | 2 | 1 | 3 | E | NBS_EndSuction | 10 | 8 | 10 | 14 | BranchMin10_BranchMax14 | 10 | 3 | 12 | 20 | HeaderMin12_HeaderMax20 | 18 | 5 | 15
656 | 128 | 080-150-4P-200HP | NBS_080-150_4P_200HP_14.25_SS | 4042.4929 | 4042.4929 | 8084.9858 | 2 | 1 | 3 | E | NBS_EndSuction | 10 | 8 | 10 | 14 | BranchMin10_BranchMax14 | 10 | 3 | 12 | 20 | HeaderMin12_HeaderMax20 | 20 | 5 | 15
656 | 128 | 080-150-4P-200HP | NBS_080-150_4P_200HP_14.25_SS | 4042.4929 | 4042.4929 | 8084.9858 | 2 | 1 | 3 | E | NBS_EndSuction | 10 | 8 | 10 | 14 | BranchMin10_BranchMax14 | 12 | 3 | 12 | 20 | HeaderMin12_HeaderMax20 | 12 | 5 | 15 | [11 empty] | INVALID
656 | 128 | 080-150-4P-200HP | NBS_080-150_4P_200HP_14.25_SS | 4042.4929 | 4042.4929 | 8084.9858 | 2 | 1 | 3 | E | NBS_EndSuction | 10 | 8 | 10 | 14 | BranchMin10_BranchMax14 | 12 | 3 | 12 | 20 | HeaderMin12_HeaderMax20 | 14 | 5 | 15
656 | 128 | 080-150-4P-200HP | NBS_080-150_4P_200HP_14.25_SS | 4042.4929 | 4042.4929 | 8084.9858 | 2 | 1 | 3 | E | NBS_EndSuction | 10 | 8 | 10 | 14 | BranchMin10_BranchMax14 | 12 | 3 | 12 | 20 | HeaderMin12_HeaderMax20 | 16 | 5 | 15
656 | 128 | 080-150-4P-200HP | NBS_080-150_4P_200HP_14.25_SS | 4042.4929 | 4042.4929 | 8084.9858 | 2 | 1 | 3 | E | NBS_EndSuction | 10 | 8 | 10 | 14 | BranchMin10_BranchMax14 | 12 | 3 | 12 | 20 | HeaderMin12_HeaderMax20 | 18 | 5 | 15
656 | 128 | 080-150-4P-200HP | NBS_080-150_4P_200HP_14.25_SS | 4042.4929 | 4042.4929 | 8084.9858 | 2 | 1 | 3 | E | NBS_EndSuction | 10 | 8 | 10 | 14 | BranchMin10_BranchMax14 | 12 | 3 | 12 | 20 | HeaderMin12_HeaderMax20 | 20 | 5 | 15
656 | 128 | 080-150-4P-200HP | NBS_080-150_4P_200HP_14.25_SS | 4042.4929 | 4042.4929 | 8084.9858 | 2 | 1 | 3 | E | NBS_EndSuction | 10 | 8 | 10 | 14 | BranchMin10_BranchMax14 | 14 | 3 | 12 | 20 | HeaderMin12_HeaderMax20 | 12 | 5 | 15 | [11 empty] | INVALID
656 | 128 | 080-150-4P-200HP | NBS_080-150_4P_200HP_14.25_SS | 4042.4929 | 4042.4929 | 8084.9858 | 2 | 1 | 3 | E | NBS_EndSuction | 10 | 8 | 10 | 14 | BranchMin10_BranchMax14 | 14 | 3 | 12 | 20 | HeaderMin12_HeaderMax20 | 14 | 5 | 15 | [11 empty] | INVALID
656 | 128 | 080-150-4P-200HP | NBS_080-150_4P_200HP_14.25_SS | 4042.4929 | 4042.4929 | 8084.9858 | 2 | 1 | 3 | E | NBS_EndSuction | 10 | 8 | 10 | 14 | BranchMin10_BranchMax14 | 14 | 3 | 12 | 20 | HeaderMin12_HeaderMax20 | 16 | 5 | 15
656 | 128 | 080-150-4P-200HP | NBS_080-150_4P_200HP_14.25_SS | 4042.4929 | 4042.4929 | 8084.9858 | 2 | 1 | 3 | E | NBS_EndSuction | 10 | 8 | 10 | 14 | BranchMin10_BranchMax14 | 14 | 3 | 12 | 20 | HeaderMin12_HeaderMax20 | 18 | 5 | 15
656 | 128 | 080-150-4P-200HP | NBS_080-150_4P_200HP_14.25_SS | 4042.4929 | 4042.4929 | 8084.9858 | 2 | 1 | 3 | E | NBS_EndSuction | 10 | 8 | 10 | 14 | BranchMin10_BranchMax14 | 14 | 3 | 12 | 20 | HeaderMin12_HeaderMax20 | 20 | 5 | 15
657 | 129 | 080-150-4P-250HP | NBS_080-150_4P_250HP_15.59_SS | 4332.4218 | 4332.4218 | 8664.8435 | 2 | 1 | 3 | E | NBS_EndSuction | 10 | 8 | 10 | 16 | BranchMin10_BranchMax16 | 10 | 4 | 12 | 20 | HeaderMin12_HeaderMax20 | 12 | 5 | 20
657 | 129 | 080-150-4P-250HP | NBS_080-150_4P_250HP_15.59_SS | 4332.4218 | 4332.4218 | 8664.8435 | 2 | 1 | 3 | E | NBS_EndSuction | 10 | 8 | 10 | 16 | BranchMin10_BranchMax16 | 10 | 4 | 12 | 20 | HeaderMin12_HeaderMax20 | 14 | 5 | 20
657 | 129 | 080-150-4P-250HP | NBS_080-150_4P_250HP_15.59_SS | 4332.4218 | 4332.4218 | 8664.8435 | 2 | 1 | 3 | E | NBS_EndSuction | 10 | 8 | 10 | 16 | BranchMin10_BranchMax16 | 10 | 4 | 12 | 20 | HeaderMin12_HeaderMax20 | 16 | 5 | 20
657 | 129 | 080-150-4P-250HP | NBS_080-150_4P_250HP_15.59_SS | 4332.4218 | 4332.4218 | 8664.8435 | 2 | 1 | 3 | E | NBS_EndSuction | 10 | 8 | 10 | 16 | BranchMin10_BranchMax16 | 10 | 4 | 12 | 20 | HeaderMin12_HeaderMax20 | 18 | 5 | 20
657 | 129 | 080-150-4P-250HP | NBS_080-150_4P_250HP_15.59_SS | 4332.4218 | 4332.4218 | 8664.8435 | 2 | 1 | 3 | E | NBS_EndSuction | 10 | 8 | 10 | 16 | BranchMin10_BranchMax16 | 10 | 4 | 12 | 20 | HeaderMin12_HeaderMax20 | 20 | 5 | 20
657 | 129 | 080-150-4P-250HP | NBS_080-150_4P_250HP_15.59_SS | 4332.4218 | 4332.4218 | 8664.8435 | 2 | 1 | 3 | E | NBS_EndSuction | 10 | 8 | 10 | 16 | BranchMin10_BranchMax16 | 12 | 4 | 12 | 20 | HeaderMin12_HeaderMax20 | 12 | 5 | 20 | [11 empty] | INVALID
657 | 129 | 080-150-4P-250HP | NBS_080-150_4P_250HP_15.59_SS | 4332.4218 | 4332.4218 | 8664.8435 | 2 | 1 | 3 | E | NBS_EndSuction | 10 | 8 | 10 | 16 | BranchMin10_BranchMax16 | 12 | 4 | 12 | 20 | HeaderMin12_HeaderMax20 | 14 | 5 | 20
657 | 129 | 080-150-4P-250HP | NBS_080-150_4P_250HP_15.59_SS | 4332.4218 | 4332.4218 | 8664.8435 | 2 | 1 | 3 | E | NBS_EndSuction | 10 | 8 | 10 | 16 | BranchMin10_BranchMax16 | 12 | 4 | 12 | 20 | HeaderMin12_HeaderMax20 | 16 | 5 | 20
657 | 129 | 080-150-4P-250HP | NBS_080-150_4P_250HP_15.59_SS | 4332.4218 | 4332.4218 | 8664.8435 | 2 | 1 | 3 | E | NBS_EndSuction | 10 | 8 | 10 | 16 | BranchMin10_BranchMax16 | 12 | 4 | 12 | 20 | HeaderMin12_HeaderMax20 | 18 | 5 | 20
657 | 129 | 080-150-4P-250HP | NBS_080-150_4P_250HP_15.59_SS | 4332.4218 | 4332.4218 | 8664.8435 | 2 | 1 | 3 | E | NBS_EndSuction | 10 | 8 | 10 | 16 | BranchMin10_BranchMax16 | 12 | 4 | 12 | 20 | HeaderMin12_HeaderMax20 | 20 | 5 | 20
657 | 129 | 080-150-4P-250HP | NBS_080-150_4P_250HP_15.59_SS | 4332.4218 | 4332.4218 | 8664.8435 | 2 | 1 | 3 | E | NBS_EndSuction | 10 | 8 | 10 | 16 | BranchMin10_BranchMax16 | 14 | 4 | 12 | 20 | HeaderMin12_HeaderMax20 | 12 | 5 | 20 | [11 empty] | INVALID
657 | 129 | 080-150-4P-250HP | NBS_080-150_4P_250HP_15.59_SS | 4332.4218 | 4332.4218 | 8664.8435 | 2 | 1 | 3 | E | NBS_EndSuction | 10 | 8 | 10 | 16 | BranchMin10_BranchMax16 | 14 | 4 | 12 | 20 | HeaderMin12_HeaderMax20 | 14 | 5 | 20 | [11 empty] | INVALID
657 | 129 | 080-150-4P-250HP | NBS_080-150_4P_250HP_15.59_SS | 4332.4218 | 4332.4218 | 8664.8435 | 2 | 1 | 3 | E | NBS_EndSuction | 10 | 8 | 10 | 16 | BranchMin10_BranchMax16 | 14 | 4 | 12 | 20 | HeaderMin12_HeaderMax20 | 16 | 5 | 20
657 | 129 | 080-150-4P-250HP | NBS_080-150_4P_250HP_15.59_SS | 4332.4218 | 4332.4218 | 8664.8435 | 2 | 1 | 3 | E | NBS_EndSuction | 10 | 8 | 10 | 16 | BranchMin10_BranchMax16 | 14 | 4 | 12 | 20 | HeaderMin12_HeaderMax20 | 18 | 5 | 20
657 | 129 | 080-150-4P-250HP | NBS_080-150_4P_250HP_15.59_SS | 4332.4218 | 4332.4218 | 8664.8435 | 2 | 1 | 3 | E | NBS_EndSuction | 10 | 8 | 10 | 16 | BranchMin10_BranchMax16 | 14 | 4 | 12 | 20 | HeaderMin12_HeaderMax20 | 20 | 5 | 20
657 | 129 | 080-150-4P-250HP | NBS_080-150_4P_250HP_15.59_SS | 4332.4218 | 4332.4218 | 8664.8435 | 2 | 1 | 3 | E | NBS_EndSuction | 10 | 8 | 10 | 16 | BranchMin10_BranchMax16 | 16 | 4 | 12 | 20 | HeaderMin12_HeaderMax20 | 12 | 5 | 20 | [11 empty] | INVALID
657 | 129 | 080-150-4P-250HP | NBS_080-150_4P_250HP_15.59_SS | 4332.4218 | 4332.4218 | 8664.8435 | 2 | 1 | 3 | E | NBS_EndSuction | 10 | 8 | 10 | 16 | BranchMin10_BranchMax16 | 16 | 4 | 12 | 20 | HeaderMin12_HeaderMax20 | 14 | 5 | 20 | [11 empty] | INVALID
657 | 129 | 080-150-4P-250HP | NBS_080-150_4P_250HP_15.59_SS | 4332.4218 | 4332.4218 | 8664.8435 | 2 | 1 | 3 | E | NBS_EndSuction | 10 | 8 | 10 | 16 | BranchMin10_BranchMax16 | 16 | 4 | 12 | 20 | HeaderMin12_HeaderMax20 | 16 | 5 | 20 | [11 empty] | INVALID
657 | 129 | 080-150-4P-250HP | NBS_080-150_4P_250HP_15.59_SS | 4332.4218 | 4332.4218 | 8664.8435 | 2 | 1 | 3 | E | NBS_EndSuction | 10 | 8 | 10 | 16 | BranchMin10_BranchMax16 | 16 | 4 | 12 | 20 | HeaderMin12_HeaderMax20 | 18 | 5 | 20
657 | 129 | 080-150-4P-250HP | NBS_080-150_4P_250HP_15.59_SS | 4332.4218 | 4332.4218 | 8664.8435 | 2 | 1 | 3 | E | NBS_EndSuction | 10 | 8 | 10 | 16 | BranchMin10_BranchMax16 | 16 | 4 | 12 | 20 | HeaderMin12_HeaderMax20 | 20 | 5 | 20
658 | 130 | 100-150-4P-150HP | NBS_100-150_4P_150HP_12.48_SS | 5072.7199 | 5072.7199 | 10145.4398 | 2 | 1 | 3 | E | NBS_EndSuction | 12 | 10 | 12 | 16 | BranchMin12_BranchMax16 | 12 | 3 | 14 | 24 | HeaderMin14_HeaderMax24 | 14 | 5 | 15
658 | 130 | 100-150-4P-150HP | NBS_100-150_4P_150HP_12.48_SS | 5072.7199 | 5072.7199 | 10145.4398 | 2 | 1 | 3 | E | NBS_EndSuction | 12 | 10 | 12 | 16 | BranchMin12_BranchMax16 | 12 | 3 | 14 | 24 | HeaderMin14_HeaderMax24 | 16 | 5 | 15
658 | 130 | 100-150-4P-150HP | NBS_100-150_4P_150HP_12.48_SS | 5072.7199 | 5072.7199 | 10145.4398 | 2 | 1 | 3 | E | NBS_EndSuction | 12 | 10 | 12 | 16 | BranchMin12_BranchMax16 | 12 | 3 | 14 | 24 | HeaderMin14_HeaderMax24 | 18 | 5 | 15
658 | 130 | 100-150-4P-150HP | NBS_100-150_4P_150HP_12.48_SS | 5072.7199 | 5072.7199 | 10145.4398 | 2 | 1 | 3 | E | NBS_EndSuction | 12 | 10 | 12 | 16 | BranchMin12_BranchMax16 | 12 | 3 | 14 | 24 | HeaderMin14_HeaderMax24 | 20 | 5 | 15
658 | 130 | 100-150-4P-150HP | NBS_100-150_4P_150HP_12.48_SS | 5072.7199 | 5072.7199 | 10145.4398 | 2 | 1 | 3 | E | NBS_EndSuction | 12 | 10 | 12 | 16 | BranchMin12_BranchMax16 | 12 | 3 | 14 | 24 | HeaderMin14_HeaderMax24 | 24 | 5 | 15
658 | 130 | 100-150-4P-150HP | NBS_100-150_4P_150HP_12.48_SS | 5072.7199 | 5072.7199 | 10145.4398 | 2 | 1 | 3 | E | NBS_EndSuction | 12 | 10 | 12 | 16 | BranchMin12_BranchMax16 | 14 | 3 | 14 | 24 | HeaderMin14_HeaderMax24 | 14 | 5 | 15 | [11 empty] | INVALID
658 | 130 | 100-150-4P-150HP | NBS_100-150_4P_150HP_12.48_SS | 5072.7199 | 5072.7199 | 10145.4398 | 2 | 1 | 3 | E | NBS_EndSuction | 12 | 10 | 12 | 16 | BranchMin12_BranchMax16 | 14 | 3 | 14 | 24 | HeaderMin14_HeaderMax24 | 16 | 5 | 15
658 | 130 | 100-150-4P-150HP | NBS_100-150_4P_150HP_12.48_SS | 5072.7199 | 5072.7199 | 10145.4398 | 2 | 1 | 3 | E | NBS_EndSuction | 12 | 10 | 12 | 16 | BranchMin12_BranchMax16 | 14 | 3 | 14 | 24 | HeaderMin14_HeaderMax24 | 18 | 5 | 15
658 | 130 | 100-150-4P-150HP | NBS_100-150_4P_150HP_12.48_SS | 5072.7199 | 5072.7199 | 10145.4398 | 2 | 1 | 3 | E | NBS_EndSuction | 12 | 10 | 12 | 16 | BranchMin12_BranchMax16 | 14 | 3 | 14 | 24 | HeaderMin14_HeaderMax24 | 20 | 5 | 15
658 | 130 | 100-150-4P-150HP | NBS_100-150_4P_150HP_12.48_SS | 5072.7199 | 5072.7199 | 10145.4398 | 2 | 1 | 3 | E | NBS_EndSuction | 12 | 10 | 12 | 16 | BranchMin12_BranchMax16 | 14 | 3 | 14 | 24 | HeaderMin14_HeaderMax24 | 24 | 5 | 15
658 | 130 | 100-150-4P-150HP | NBS_100-150_4P_150HP_12.48_SS | 5072.7199 | 5072.7199 | 10145.4398 | 2 | 1 | 3 | E | NBS_EndSuction | 12 | 10 | 12 | 16 | BranchMin12_BranchMax16 | 16 | 3 | 14 | 24 | HeaderMin14_HeaderMax24 | 14 | 5 | 15 | [11 empty] | INVALID
658 | 130 | 100-150-4P-150HP | NBS_100-150_4P_150HP_12.48_SS | 5072.7199 | 5072.7199 | 10145.4398 | 2 | 1 | 3 | E | NBS_EndSuction | 12 | 10 | 12 | 16 | BranchMin12_BranchMax16 | 16 | 3 | 14 | 24 | HeaderMin14_HeaderMax24 | 16 | 5 | 15 | [11 empty] | INVALID
658 | 130 | 100-150-4P-150HP | NBS_100-150_4P_150HP_12.48_SS | 5072.7199 | 5072.7199 | 10145.4398 | 2 | 1 | 3 | E | NBS_EndSuction | 12 | 10 | 12 | 16 | BranchMin12_BranchMax16 | 16 | 3 | 14 | 24 | HeaderMin14_HeaderMax24 | 18 | 5 | 15
658 | 130 | 100-150-4P-150HP | NBS_100-150_4P_150HP_12.48_SS | 5072.7199 | 5072.7199 | 10145.4398 | 2 | 1 | 3 | E | NBS_EndSuction | 12 | 10 | 12 | 16 | BranchMin12_BranchMax16 | 16 | 3 | 14 | 24 | HeaderMin14_HeaderMax24 | 20 | 5 | 15
658 | 130 | 100-150-4P-150HP | NBS_100-150_4P_150HP_12.48_SS | 5072.7199 | 5072.7199 | 10145.4398 | 2 | 1 | 3 | E | NBS_EndSuction | 12 | 10 | 12 | 16 | BranchMin12_BranchMax16 | 16 | 3 | 14 | 24 | HeaderMin14_HeaderMax24 | 24 | 5 | 15
659 | 131 | 100-150-4P-200HP | NBS_100-150_4P_200HP_13.66_SS | 5521.0639 | 5521.0639 | 11042.1279 | 2 | 1 | 3 | E | NBS_EndSuction | 12 | 10 | 12 | 16 | BranchMin12_BranchMax16 | 12 | 3 | 14 | 24 | HeaderMin14_HeaderMax24 | 14 | 5 | 15
659 | 131 | 100-150-4P-200HP | NBS_100-150_4P_200HP_13.66_SS | 5521.0639 | 5521.0639 | 11042.1279 | 2 | 1 | 3 | E | NBS_EndSuction | 12 | 10 | 12 | 16 | BranchMin12_BranchMax16 | 12 | 3 | 14 | 24 | HeaderMin14_HeaderMax24 | 16 | 5 | 15
659 | 131 | 100-150-4P-200HP | NBS_100-150_4P_200HP_13.66_SS | 5521.0639 | 5521.0639 | 11042.1279 | 2 | 1 | 3 | E | NBS_EndSuction | 12 | 10 | 12 | 16 | BranchMin12_BranchMax16 | 12 | 3 | 14 | 24 | HeaderMin14_HeaderMax24 | 18 | 5 | 15
659 | 131 | 100-150-4P-200HP | NBS_100-150_4P_200HP_13.66_SS | 5521.0639 | 5521.0639 | 11042.1279 | 2 | 1 | 3 | E | NBS_EndSuction | 12 | 10 | 12 | 16 | BranchMin12_BranchMax16 | 12 | 3 | 14 | 24 | HeaderMin14_HeaderMax24 | 20 | 5 | 15
659 | 131 | 100-150-4P-200HP | NBS_100-150_4P_200HP_13.66_SS | 5521.0639 | 5521.0639 | 11042.1279 | 2 | 1 | 3 | E | NBS_EndSuction | 12 | 10 | 12 | 16 | BranchMin12_BranchMax16 | 12 | 3 | 14 | 24 | HeaderMin14_HeaderMax24 | 24 | 5 | 15
659 | 131 | 100-150-4P-200HP | NBS_100-150_4P_200HP_13.66_SS | 5521.0639 | 5521.0639 | 11042.1279 | 2 | 1 | 3 | E | NBS_EndSuction | 12 | 10 | 12 | 16 | BranchMin12_BranchMax16 | 14 | 3 | 14 | 24 | HeaderMin14_HeaderMax24 | 14 | 5 | 15 | [11 empty] | INVALID
659 | 131 | 100-150-4P-200HP | NBS_100-150_4P_200HP_13.66_SS | 5521.0639 | 5521.0639 | 11042.1279 | 2 | 1 | 3 | E | NBS_EndSuction | 12 | 10 | 12 | 16 | BranchMin12_BranchMax16 | 14 | 3 | 14 | 24 | HeaderMin14_HeaderMax24 | 16 | 5 | 15
659 | 131 | 100-150-4P-200HP | NBS_100-150_4P_200HP_13.66_SS | 5521.0639 | 5521.0639 | 11042.1279 | 2 | 1 | 3 | E | NBS_EndSuction | 12 | 10 | 12 | 16 | BranchMin12_BranchMax16 | 14 | 3 | 14 | 24 | HeaderMin14_HeaderMax24 | 18 | 5 | 15
659 | 131 | 100-150-4P-200HP | NBS_100-150_4P_200HP_13.66_SS | 5521.0639 | 5521.0639 | 11042.1279 | 2 | 1 | 3 | E | NBS_EndSuction | 12 | 10 | 12 | 16 | BranchMin12_BranchMax16 | 14 | 3 | 14 | 24 | HeaderMin14_HeaderMax24 | 20 | 5 | 15
659 | 131 | 100-150-4P-200HP | NBS_100-150_4P_200HP_13.66_SS | 5521.0639 | 5521.0639 | 11042.1279 | 2 | 1 | 3 | E | NBS_EndSuction | 12 | 10 | 12 | 16 | BranchMin12_BranchMax16 | 14 | 3 | 14 | 24 | HeaderMin14_HeaderMax24 | 24 | 5 | 15
659 | 131 | 100-150-4P-200HP | NBS_100-150_4P_200HP_13.66_SS | 5521.0639 | 5521.0639 | 11042.1279 | 2 | 1 | 3 | E | NBS_EndSuction | 12 | 10 | 12 | 16 | BranchMin12_BranchMax16 | 16 | 3 | 14 | 24 | HeaderMin14_HeaderMax24 | 14 | 5 | 15 | [11 empty] | INVALID
659 | 131 | 100-150-4P-200HP | NBS_100-150_4P_200HP_13.66_SS | 5521.0639 | 5521.0639 | 11042.1279 | 2 | 1 | 3 | E | NBS_EndSuction | 12 | 10 | 12 | 16 | BranchMin12_BranchMax16 | 16 | 3 | 14 | 24 | HeaderMin14_HeaderMax24 | 16 | 5 | 15 | [11 empty] | INVALID
659 | 131 | 100-150-4P-200HP | NBS_100-150_4P_200HP_13.66_SS | 5521.0639 | 5521.0639 | 11042.1279 | 2 | 1 | 3 | E | NBS_EndSuction | 12 | 10 | 12 | 16 | BranchMin12_BranchMax16 | 16 | 3 | 14 | 24 | HeaderMin14_HeaderMax24 | 18 | 5 | 15
659 | 131 | 100-150-4P-200HP | NBS_100-150_4P_200HP_13.66_SS | 5521.0639 | 5521.0639 | 11042.1279 | 2 | 1 | 3 | E | NBS_EndSuction | 12 | 10 | 12 | 16 | BranchMin12_BranchMax16 | 16 | 3 | 14 | 24 | HeaderMin14_HeaderMax24 | 20 | 5 | 15
659 | 131 | 100-150-4P-200HP | NBS_100-150_4P_200HP_13.66_SS | 5521.0639 | 5521.0639 | 11042.1279 | 2 | 1 | 3 | E | NBS_EndSuction | 12 | 10 | 12 | 16 | BranchMin12_BranchMax16 | 16 | 3 | 14 | 24 | HeaderMin14_HeaderMax24 | 24 | 5 | 15
660 | 132 | 100-150-4P-250HP | NBS_100-150_4P_250HP_14.76_SS | 5727.2058 | 5727.2058 | 11454.4117 | 2 | 1 | 3 | E | NBS_EndSuction | 12 | 10 | 12 | 18 | BranchMin12_BranchMax18 | 12 | 4 | 14 | 24 | HeaderMin14_HeaderMax24 | 14 | 5 | 20
660 | 132 | 100-150-4P-250HP | NBS_100-150_4P_250HP_14.76_SS | 5727.2058 | 5727.2058 | 11454.4117 | 2 | 1 | 3 | E | NBS_EndSuction | 12 | 10 | 12 | 18 | BranchMin12_BranchMax18 | 12 | 4 | 14 | 24 | HeaderMin14_HeaderMax24 | 16 | 5 | 20
660 | 132 | 100-150-4P-250HP | NBS_100-150_4P_250HP_14.76_SS | 5727.2058 | 5727.2058 | 11454.4117 | 2 | 1 | 3 | E | NBS_EndSuction | 12 | 10 | 12 | 18 | BranchMin12_BranchMax18 | 12 | 4 | 14 | 24 | HeaderMin14_HeaderMax24 | 18 | 5 | 20
660 | 132 | 100-150-4P-250HP | NBS_100-150_4P_250HP_14.76_SS | 5727.2058 | 5727.2058 | 11454.4117 | 2 | 1 | 3 | E | NBS_EndSuction | 12 | 10 | 12 | 18 | BranchMin12_BranchMax18 | 12 | 4 | 14 | 24 | HeaderMin14_HeaderMax24 | 20 | 5 | 20
660 | 132 | 100-150-4P-250HP | NBS_100-150_4P_250HP_14.76_SS | 5727.2058 | 5727.2058 | 11454.4117 | 2 | 1 | 3 | E | NBS_EndSuction | 12 | 10 | 12 | 18 | BranchMin12_BranchMax18 | 12 | 4 | 14 | 24 | HeaderMin14_HeaderMax24 | 24 | 5 | 20
660 | 132 | 100-150-4P-250HP | NBS_100-150_4P_250HP_14.76_SS | 5727.2058 | 5727.2058 | 11454.4117 | 2 | 1 | 3 | E | NBS_EndSuction | 12 | 10 | 12 | 18 | BranchMin12_BranchMax18 | 14 | 4 | 14 | 24 | HeaderMin14_HeaderMax24 | 14 | 5 | 20 | [11 empty] | INVALID
660 | 132 | 100-150-4P-250HP | NBS_100-150_4P_250HP_14.76_SS | 5727.2058 | 5727.2058 | 11454.4117 | 2 | 1 | 3 | E | NBS_EndSuction | 12 | 10 | 12 | 18 | BranchMin12_BranchMax18 | 14 | 4 | 14 | 24 | HeaderMin14_HeaderMax24 | 16 | 5 | 20
660 | 132 | 100-150-4P-250HP | NBS_100-150_4P_250HP_14.76_SS | 5727.2058 | 5727.2058 | 11454.4117 | 2 | 1 | 3 | E | NBS_EndSuction | 12 | 10 | 12 | 18 | BranchMin12_BranchMax18 | 14 | 4 | 14 | 24 | HeaderMin14_HeaderMax24 | 18 | 5 | 20
660 | 132 | 100-150-4P-250HP | NBS_100-150_4P_250HP_14.76_SS | 5727.2058 | 5727.2058 | 11454.4117 | 2 | 1 | 3 | E | NBS_EndSuction | 12 | 10 | 12 | 18 | BranchMin12_BranchMax18 | 14 | 4 | 14 | 24 | HeaderMin14_HeaderMax24 | 20 | 5 | 20
660 | 132 | 100-150-4P-250HP | NBS_100-150_4P_250HP_14.76_SS | 5727.2058 | 5727.2058 | 11454.4117 | 2 | 1 | 3 | E | NBS_EndSuction | 12 | 10 | 12 | 18 | BranchMin12_BranchMax18 | 14 | 4 | 14 | 24 | HeaderMin14_HeaderMax24 | 24 | 5 | 20
660 | 132 | 100-150-4P-250HP | NBS_100-150_4P_250HP_14.76_SS | 5727.2058 | 5727.2058 | 11454.4117 | 2 | 1 | 3 | E | NBS_EndSuction | 12 | 10 | 12 | 18 | BranchMin12_BranchMax18 | 16 | 4 | 14 | 24 | HeaderMin14_HeaderMax24 | 14 | 5 | 20 | [11 empty] | INVALID
660 | 132 | 100-150-4P-250HP | NBS_100-150_4P_250HP_14.76_SS | 5727.2058 | 5727.2058 | 11454.4117 | 2 | 1 | 3 | E | NBS_EndSuction | 12 | 10 | 12 | 18 | BranchMin12_BranchMax18 | 16 | 4 | 14 | 24 | HeaderMin14_HeaderMax24 | 16 | 5 | 20 | [11 empty] | INVALID
660 | 132 | 100-150-4P-250HP | NBS_100-150_4P_250HP_14.76_SS | 5727.2058 | 5727.2058 | 11454.4117 | 2 | 1 | 3 | E | NBS_EndSuction | 12 | 10 | 12 | 18 | BranchMin12_BranchMax18 | 16 | 4 | 14 | 24 | HeaderMin14_HeaderMax24 | 18 | 5 | 20
660 | 132 | 100-150-4P-250HP | NBS_100-150_4P_250HP_14.76_SS | 5727.2058 | 5727.2058 | 11454.4117 | 2 | 1 | 3 | E | NBS_EndSuction | 12 | 10 | 12 | 18 | BranchMin12_BranchMax18 | 16 | 4 | 14 | 24 | HeaderMin14_HeaderMax24 | 20 | 5 | 20
660 | 132 | 100-150-4P-250HP | NBS_100-150_4P_250HP_14.76_SS | 5727.2058 | 5727.2058 | 11454.4117 | 2 | 1 | 3 | E | NBS_EndSuction | 12 | 10 | 12 | 18 | BranchMin12_BranchMax18 | 16 | 4 | 14 | 24 | HeaderMin14_HeaderMax24 | 24 | 5 | 20
660 | 132 | 100-150-4P-250HP | NBS_100-150_4P_250HP_14.76_SS | 5727.2058 | 5727.2058 | 11454.4117 | 2 | 1 | 3 | E | NBS_EndSuction | 12 | 10 | 12 | 18 | BranchMin12_BranchMax18 | 18 | 4 | 14 | 24 | HeaderMin14_HeaderMax24 | 14 | 5 | 20 | [11 empty] | INVALID
660 | 132 | 100-150-4P-250HP | NBS_100-150_4P_250HP_14.76_SS | 5727.2058 | 5727.2058 | 11454.4117 | 2 | 1 | 3 | E | NBS_EndSuction | 12 | 10 | 12 | 18 | BranchMin12_BranchMax18 | 18 | 4 | 14 | 24 | HeaderMin14_HeaderMax24 | 16 | 5 | 20 | [11 empty] | INVALID
660 | 132 | 100-150-4P-250HP | NBS_100-150_4P_250HP_14.76_SS | 5727.2058 | 5727.2058 | 11454.4117 | 2 | 1 | 3 | E | NBS_EndSuction | 12 | 10 | 12 | 18 | BranchMin12_BranchMax18 | 18 | 4 | 14 | 24 | HeaderMin14_HeaderMax24 | 18 | 5 | 20 | [11 empty] | INVALID
660 | 132 | 100-150-4P-250HP | NBS_100-150_4P_250HP_14.76_SS | 5727.2058 | 5727.2058 | 11454.4117 | 2 | 1 | 3 | E | NBS_EndSuction | 12 | 10 | 12 | 18 | BranchMin12_BranchMax18 | 18 | 4 | 14 | 24 | HeaderMin14_HeaderMax24 | 20 | 5 | 20
660 | 132 | 100-150-4P-250HP | NBS_100-150_4P_250HP_14.76_SS | 5727.2058 | 5727.2058 | 11454.4117 | 2 | 1 | 3 | E | NBS_EndSuction | 12 | 10 | 12 | 18 | BranchMin12_BranchMax18 | 18 | 4 | 14 | 24 | HeaderMin14_HeaderMax24 | 24 | 5 | 20
661 | 1 | 012-070-4P-1HP | NBS_012-070_4P_1HP_6.10_SS | 90.8476 | 90.8476 | 272.5428 | 3 | 1 | 4 | F | NBS_EndSuction | 2 | 1.25 | 2 | 2.5 | BranchMin2_BranchMax2.5 | 2 | 2 | 2.5 | 4 | HeaderMin2.5_HeaderMax4 | 2.5 | 3 | 6
661 | 1 | 012-070-4P-1HP | NBS_012-070_4P_1HP_6.10_SS | 90.8476 | 90.8476 | 272.5428 | 3 | 1 | 4 | F | NBS_EndSuction | 2 | 1.25 | 2 | 2.5 | BranchMin2_BranchMax2.5 | 2 | 2 | 2.5 | 4 | HeaderMin2.5_HeaderMax4 | 3 | 3 | 6
661 | 1 | 012-070-4P-1HP | NBS_012-070_4P_1HP_6.10_SS | 90.8476 | 90.8476 | 272.5428 | 3 | 1 | 4 | F | NBS_EndSuction | 2 | 1.25 | 2 | 2.5 | BranchMin2_BranchMax2.5 | 2 | 2 | 2.5 | 4 | HeaderMin2.5_HeaderMax4 | 4 | 3 | 6
661 | 1 | 012-070-4P-1HP | NBS_012-070_4P_1HP_6.10_SS | 90.8476 | 90.8476 | 272.5428 | 3 | 1 | 4 | F | NBS_EndSuction | 2 | 1.25 | 2 | 2.5 | BranchMin2_BranchMax2.5 | 2.5 | 2 | 2.5 | 4 | HeaderMin2.5_HeaderMax4 | 2.5 | 3 | 6 | [11 empty] | INVALID
661 | 1 | 012-070-4P-1HP | NBS_012-070_4P_1HP_6.10_SS | 90.8476 | 90.8476 | 272.5428 | 3 | 1 | 4 | F | NBS_EndSuction | 2 | 1.25 | 2 | 2.5 | BranchMin2_BranchMax2.5 | 2.5 | 2 | 2.5 | 4 | HeaderMin2.5_HeaderMax4 | 3 | 3 | 6
661 | 1 | 012-070-4P-1HP | NBS_012-070_4P_1HP_6.10_SS | 90.8476 | 90.8476 | 272.5428 | 3 | 1 | 4 | F | NBS_EndSuction | 2 | 1.25 | 2 | 2.5 | BranchMin2_BranchMax2.5 | 2.5 | 2 | 2.5 | 4 | HeaderMin2.5_HeaderMax4 | 4 | 3 | 6
662 | 2 | 012-070-4P-1pt5HP | NBS_012-070_4P_1.5HP_6.97_SS | 106.5592 | 106.5592 | 319.6775 | 3 | 1 | 4 | F | NBS_EndSuction | 2 | 1.25 | 2 | 2.5 | BranchMin2_BranchMax2.5 | 2 | 2 | 2.5 | 4 | HeaderMin2.5_HeaderMax4 | 2.5 | 3 | 6
662 | 2 | 012-070-4P-1pt5HP | NBS_012-070_4P_1.5HP_6.97_SS | 106.5592 | 106.5592 | 319.6775 | 3 | 1 | 4 | F | NBS_EndSuction | 2 | 1.25 | 2 | 2.5 | BranchMin2_BranchMax2.5 | 2 | 2 | 2.5 | 4 | HeaderMin2.5_HeaderMax4 | 3 | 3 | 6
662 | 2 | 012-070-4P-1pt5HP | NBS_012-070_4P_1.5HP_6.97_SS | 106.5592 | 106.5592 | 319.6775 | 3 | 1 | 4 | F | NBS_EndSuction | 2 | 1.25 | 2 | 2.5 | BranchMin2_BranchMax2.5 | 2 | 2 | 2.5 | 4 | HeaderMin2.5_HeaderMax4 | 4 | 3 | 6
662 | 2 | 012-070-4P-1pt5HP | NBS_012-070_4P_1.5HP_6.97_SS | 106.5592 | 106.5592 | 319.6775 | 3 | 1 | 4 | F | NBS_EndSuction | 2 | 1.25 | 2 | 2.5 | BranchMin2_BranchMax2.5 | 2.5 | 2 | 2.5 | 4 | HeaderMin2.5_HeaderMax4 | 2.5 | 3 | 6 | [11 empty] | INVALID
662 | 2 | 012-070-4P-1pt5HP | NBS_012-070_4P_1.5HP_6.97_SS | 106.5592 | 106.5592 | 319.6775 | 3 | 1 | 4 | F | NBS_EndSuction | 2 | 1.25 | 2 | 2.5 | BranchMin2_BranchMax2.5 | 2.5 | 2 | 2.5 | 4 | HeaderMin2.5_HeaderMax4 | 3 | 3 | 6
662 | 2 | 012-070-4P-1pt5HP | NBS_012-070_4P_1.5HP_6.97_SS | 106.5592 | 106.5592 | 319.6775 | 3 | 1 | 4 | F | NBS_EndSuction | 2 | 1.25 | 2 | 2.5 | BranchMin2_BranchMax2.5 | 2.5 | 2 | 2.5 | 4 | HeaderMin2.5_HeaderMax4 | 4 | 3 | 6
663 | 3 | 015-070-4P-1HP | NBS_015-070_4P_1HP_5.12_SS | 145.3387 | 145.3387 | 436.016 | 3 | 1 | 4 | F | NBS_EndSuction | 2.5 | 1.5 | 2.5 | 3 | BranchMin2.5_BranchMax3 | 2.5 | 2 | 3 | 5 | HeaderMin3_HeaderMax5 | 3 | 3 | 6
663 | 3 | 015-070-4P-1HP | NBS_015-070_4P_1HP_5.12_SS | 145.3387 | 145.3387 | 436.016 | 3 | 1 | 4 | F | NBS_EndSuction | 2.5 | 1.5 | 2.5 | 3 | BranchMin2.5_BranchMax3 | 2.5 | 2 | 3 | 5 | HeaderMin3_HeaderMax5 | 4 | 3 | 6
663 | 3 | 015-070-4P-1HP | NBS_015-070_4P_1HP_5.12_SS | 145.3387 | 145.3387 | 436.016 | 3 | 1 | 4 | F | NBS_EndSuction | 2.5 | 1.5 | 2.5 | 3 | BranchMin2.5_BranchMax3 | 2.5 | 2 | 3 | 5 | HeaderMin3_HeaderMax5 | 5 | 3 | 6
663 | 3 | 015-070-4P-1HP | NBS_015-070_4P_1HP_5.12_SS | 145.3387 | 145.3387 | 436.016 | 3 | 1 | 4 | F | NBS_EndSuction | 2.5 | 1.5 | 2.5 | 3 | BranchMin2.5_BranchMax3 | 3 | 2 | 3 | 5 | HeaderMin3_HeaderMax5 | 3 | 3 | 6 | [11 empty] | INVALID
663 | 3 | 015-070-4P-1HP | NBS_015-070_4P_1HP_5.12_SS | 145.3387 | 145.3387 | 436.016 | 3 | 1 | 4 | F | NBS_EndSuction | 2.5 | 1.5 | 2.5 | 3 | BranchMin2.5_BranchMax3 | 3 | 2 | 3 | 5 | HeaderMin3_HeaderMax5 | 4 | 3 | 6
663 | 3 | 015-070-4P-1HP | NBS_015-070_4P_1HP_5.12_SS | 145.3387 | 145.3387 | 436.016 | 3 | 1 | 4 | F | NBS_EndSuction | 2.5 | 1.5 | 2.5 | 3 | BranchMin2.5_BranchMax3 | 3 | 2 | 3 | 5 | HeaderMin3_HeaderMax5 | 5 | 3 | 6
664 | 4 | 015-070-4P-1pt5HP | NBS_015-070_4P_1.5HP_5.91_SS | 167.6172 | 167.6172 | 502.8515 | 3 | 1 | 4 | F | NBS_EndSuction | 2.5 | 1.5 | 2.5 | 3 | BranchMin2.5_BranchMax3 | 2.5 | 2 | 3 | 5 | HeaderMin3_HeaderMax5 | 3 | 3 | 6
664 | 4 | 015-070-4P-1pt5HP | NBS_015-070_4P_1.5HP_5.91_SS | 167.6172 | 167.6172 | 502.8515 | 3 | 1 | 4 | F | NBS_EndSuction | 2.5 | 1.5 | 2.5 | 3 | BranchMin2.5_BranchMax3 | 2.5 | 2 | 3 | 5 | HeaderMin3_HeaderMax5 | 4 | 3 | 6
664 | 4 | 015-070-4P-1pt5HP | NBS_015-070_4P_1.5HP_5.91_SS | 167.6172 | 167.6172 | 502.8515 | 3 | 1 | 4 | F | NBS_EndSuction | 2.5 | 1.5 | 2.5 | 3 | BranchMin2.5_BranchMax3 | 2.5 | 2 | 3 | 5 | HeaderMin3_HeaderMax5 | 5 | 3 | 6
664 | 4 | 015-070-4P-1pt5HP | NBS_015-070_4P_1.5HP_5.91_SS | 167.6172 | 167.6172 | 502.8515 | 3 | 1 | 4 | F | NBS_EndSuction | 2.5 | 1.5 | 2.5 | 3 | BranchMin2.5_BranchMax3 | 3 | 2 | 3 | 5 | HeaderMin3_HeaderMax5 | 3 | 3 | 6 | [11 empty] | INVALID
664 | 4 | 015-070-4P-1pt5HP | NBS_015-070_4P_1.5HP_5.91_SS | 167.6172 | 167.6172 | 502.8515 | 3 | 1 | 4 | F | NBS_EndSuction | 2.5 | 1.5 | 2.5 | 3 | BranchMin2.5_BranchMax3 | 3 | 2 | 3 | 5 | HeaderMin3_HeaderMax5 | 4 | 3 | 6
664 | 4 | 015-070-4P-1pt5HP | NBS_015-070_4P_1.5HP_5.91_SS | 167.6172 | 167.6172 | 502.8515 | 3 | 1 | 4 | F | NBS_EndSuction | 2.5 | 1.5 | 2.5 | 3 | BranchMin2.5_BranchMax3 | 3 | 2 | 3 | 5 | HeaderMin3_HeaderMax5 | 5 | 3 | 6
665 | 5 | 015-070-4P-2HP | NBS_015-070_4P_2HP_6.54_SS | 188.3547 | 188.3547 | 565.064 | 3 | 1 | 4 | F | NBS_EndSuction | 2.5 | 1.5 | 2.5 | 3 | BranchMin2.5_BranchMax3 | 2.5 | 2 | 3 | 5 | HeaderMin3_HeaderMax5 | 3 | 3 | 6
665 | 5 | 015-070-4P-2HP | NBS_015-070_4P_2HP_6.54_SS | 188.3547 | 188.3547 | 565.064 | 3 | 1 | 4 | F | NBS_EndSuction | 2.5 | 1.5 | 2.5 | 3 | BranchMin2.5_BranchMax3 | 2.5 | 2 | 3 | 5 | HeaderMin3_HeaderMax5 | 4 | 3 | 6
665 | 5 | 015-070-4P-2HP | NBS_015-070_4P_2HP_6.54_SS | 188.3547 | 188.3547 | 565.064 | 3 | 1 | 4 | F | NBS_EndSuction | 2.5 | 1.5 | 2.5 | 3 | BranchMin2.5_BranchMax3 | 2.5 | 2 | 3 | 5 | HeaderMin3_HeaderMax5 | 5 | 3 | 6
665 | 5 | 015-070-4P-2HP | NBS_015-070_4P_2HP_6.54_SS | 188.3547 | 188.3547 | 565.064 | 3 | 1 | 4 | F | NBS_EndSuction | 2.5 | 1.5 | 2.5 | 3 | BranchMin2.5_BranchMax3 | 3 | 2 | 3 | 5 | HeaderMin3_HeaderMax5 | 3 | 3 | 6 | [11 empty] | INVALID
665 | 5 | 015-070-4P-2HP | NBS_015-070_4P_2HP_6.54_SS | 188.3547 | 188.3547 | 565.064 | 3 | 1 | 4 | F | NBS_EndSuction | 2.5 | 1.5 | 2.5 | 3 | BranchMin2.5_BranchMax3 | 3 | 2 | 3 | 5 | HeaderMin3_HeaderMax5 | 4 | 3 | 6
665 | 5 | 015-070-4P-2HP | NBS_015-070_4P_2HP_6.54_SS | 188.3547 | 188.3547 | 565.064 | 3 | 1 | 4 | F | NBS_EndSuction | 2.5 | 1.5 | 2.5 | 3 | BranchMin2.5_BranchMax3 | 3 | 2 | 3 | 5 | HeaderMin3_HeaderMax5 | 5 | 3 | 6
666 | 6 | 015-070-4P-3HP | NBS_015-070_4P_3HP_6.93_SS | 202.4879 | 202.4879 | 607.4636 | 3 | 1 | 4 | F | NBS_EndSuction | 2.5 | 1.5 | 2.5 | 3 | BranchMin2.5_BranchMax3 | 2.5 | 2 | 3 | 5 | HeaderMin3_HeaderMax5 | 3 | 3 | 6
666 | 6 | 015-070-4P-3HP | NBS_015-070_4P_3HP_6.93_SS | 202.4879 | 202.4879 | 607.4636 | 3 | 1 | 4 | F | NBS_EndSuction | 2.5 | 1.5 | 2.5 | 3 | BranchMin2.5_BranchMax3 | 2.5 | 2 | 3 | 5 | HeaderMin3_HeaderMax5 | 4 | 3 | 6
666 | 6 | 015-070-4P-3HP | NBS_015-070_4P_3HP_6.93_SS | 202.4879 | 202.4879 | 607.4636 | 3 | 1 | 4 | F | NBS_EndSuction | 2.5 | 1.5 | 2.5 | 3 | BranchMin2.5_BranchMax3 | 2.5 | 2 | 3 | 5 | HeaderMin3_HeaderMax5 | 5 | 3 | 6
666 | 6 | 015-070-4P-3HP | NBS_015-070_4P_3HP_6.93_SS | 202.4879 | 202.4879 | 607.4636 | 3 | 1 | 4 | F | NBS_EndSuction | 2.5 | 1.5 | 2.5 | 3 | BranchMin2.5_BranchMax3 | 3 | 2 | 3 | 5 | HeaderMin3_HeaderMax5 | 3 | 3 | 6 | [11 empty] | INVALID
666 | 6 | 015-070-4P-3HP | NBS_015-070_4P_3HP_6.93_SS | 202.4879 | 202.4879 | 607.4636 | 3 | 1 | 4 | F | NBS_EndSuction | 2.5 | 1.5 | 2.5 | 3 | BranchMin2.5_BranchMax3 | 3 | 2 | 3 | 5 | HeaderMin3_HeaderMax5 | 4 | 3 | 6
666 | 6 | 015-070-4P-3HP | NBS_015-070_4P_3HP_6.93_SS | 202.4879 | 202.4879 | 607.4636 | 3 | 1 | 4 | F | NBS_EndSuction | 2.5 | 1.5 | 2.5 | 3 | BranchMin2.5_BranchMax3 | 3 | 2 | 3 | 5 | HeaderMin3_HeaderMax5 | 5 | 3 | 6
667 | 7 | 015-090-4P-1pt5HP | NBS_015-090_4P_1.5HP_6.69_SS | 102.972 | 102.972 | 308.9159 | 3 | 1 | 4 | F | NBS_EndSuction | 2.5 | 1.5 | 2.5 | 2.5 | BranchMin2.5_BranchMax2.5 | 2.5 | 1 | 3 | 4 | HeaderMin3_HeaderMax4 | 3 | 2 | 2
667 | 7 | 015-090-4P-1pt5HP | NBS_015-090_4P_1.5HP_6.69_SS | 102.972 | 102.972 | 308.9159 | 3 | 1 | 4 | F | NBS_EndSuction | 2.5 | 1.5 | 2.5 | 2.5 | BranchMin2.5_BranchMax2.5 | 2.5 | 1 | 3 | 4 | HeaderMin3_HeaderMax4 | 4 | 2 | 2
668 | 8 | 015-090-4P-2HP | NBS_015-090_4P_2HP_7.24_SS | 116.1429 | 116.1429 | 348.4288 | 3 | 1 | 4 | F | NBS_EndSuction | 2.5 | 1.5 | 2.5 | 2.5 | BranchMin2.5_BranchMax2.5 | 2.5 | 1 | 3 | 4 | HeaderMin3_HeaderMax4 | 3 | 2 | 2
668 | 8 | 015-090-4P-2HP | NBS_015-090_4P_2HP_7.24_SS | 116.1429 | 116.1429 | 348.4288 | 3 | 1 | 4 | F | NBS_EndSuction | 2.5 | 1.5 | 2.5 | 2.5 | BranchMin2.5_BranchMax2.5 | 2.5 | 1 | 3 | 4 | HeaderMin3_HeaderMax4 | 4 | 2 | 2
669 | 9 | 015-090-4P-3HP | NBS_015-090_4P_3HP_8.11_SS | 133.8158 | 133.8158 | 401.4475 | 3 | 1 | 4 | F | NBS_EndSuction | 2.5 | 1.5 | 2.5 | 3 | BranchMin2.5_BranchMax3 | 2.5 | 2 | 3 | 5 | HeaderMin3_HeaderMax5 | 3 | 3 | 6
669 | 9 | 015-090-4P-3HP | NBS_015-090_4P_3HP_8.11_SS | 133.8158 | 133.8158 | 401.4475 | 3 | 1 | 4 | F | NBS_EndSuction | 2.5 | 1.5 | 2.5 | 3 | BranchMin2.5_BranchMax3 | 2.5 | 2 | 3 | 5 | HeaderMin3_HeaderMax5 | 4 | 3 | 6
669 | 9 | 015-090-4P-3HP | NBS_015-090_4P_3HP_8.11_SS | 133.8158 | 133.8158 | 401.4475 | 3 | 1 | 4 | F | NBS_EndSuction | 2.5 | 1.5 | 2.5 | 3 | BranchMin2.5_BranchMax3 | 2.5 | 2 | 3 | 5 | HeaderMin3_HeaderMax5 | 5 | 3 | 6
669 | 9 | 015-090-4P-3HP | NBS_015-090_4P_3HP_8.11_SS | 133.8158 | 133.8158 | 401.4475 | 3 | 1 | 4 | F | NBS_EndSuction | 2.5 | 1.5 | 2.5 | 3 | BranchMin2.5_BranchMax3 | 3 | 2 | 3 | 5 | HeaderMin3_HeaderMax5 | 3 | 3 | 6 | [11 empty] | INVALID
669 | 9 | 015-090-4P-3HP | NBS_015-090_4P_3HP_8.11_SS | 133.8158 | 133.8158 | 401.4475 | 3 | 1 | 4 | F | NBS_EndSuction | 2.5 | 1.5 | 2.5 | 3 | BranchMin2.5_BranchMax3 | 3 | 2 | 3 | 5 | HeaderMin3_HeaderMax5 | 4 | 3 | 6
669 | 9 | 015-090-4P-3HP | NBS_015-090_4P_3HP_8.11_SS | 133.8158 | 133.8158 | 401.4475 | 3 | 1 | 4 | F | NBS_EndSuction | 2.5 | 1.5 | 2.5 | 3 | BranchMin2.5_BranchMax3 | 3 | 2 | 3 | 5 | HeaderMin3_HeaderMax5 | 5 | 3 | 6
670 | 10 | 015-090-4P-5HP | NBS_015-090_4P_5HP_9.84_SS | 150.196 | 150.196 | 450.5881 | 3 | 1 | 4 | F | NBS_EndSuction | 2.5 | 1.5 | 2.5 | 3 | BranchMin2.5_BranchMax3 | 2.5 | 2 | 3 | 5 | HeaderMin3_HeaderMax5 | 3 | 3 | 6
670 | 10 | 015-090-4P-5HP | NBS_015-090_4P_5HP_9.84_SS | 150.196 | 150.196 | 450.5881 | 3 | 1 | 4 | F | NBS_EndSuction | 2.5 | 1.5 | 2.5 | 3 | BranchMin2.5_BranchMax3 | 2.5 | 2 | 3 | 5 | HeaderMin3_HeaderMax5 | 4 | 3 | 6
670 | 10 | 015-090-4P-5HP | NBS_015-090_4P_5HP_9.84_SS | 150.196 | 150.196 | 450.5881 | 3 | 1 | 4 | F | NBS_EndSuction | 2.5 | 1.5 | 2.5 | 3 | BranchMin2.5_BranchMax3 | 2.5 | 2 | 3 | 5 | HeaderMin3_HeaderMax5 | 5 | 3 | 6
670 | 10 | 015-090-4P-5HP | NBS_015-090_4P_5HP_9.84_SS | 150.196 | 150.196 | 450.5881 | 3 | 1 | 4 | F | NBS_EndSuction | 2.5 | 1.5 | 2.5 | 3 | BranchMin2.5_BranchMax3 | 3 | 2 | 3 | 5 | HeaderMin3_HeaderMax5 | 3 | 3 | 6 | [11 empty] | INVALID
670 | 10 | 015-090-4P-5HP | NBS_015-090_4P_5HP_9.84_SS | 150.196 | 150.196 | 450.5881 | 3 | 1 | 4 | F | NBS_EndSuction | 2.5 | 1.5 | 2.5 | 3 | BranchMin2.5_BranchMax3 | 3 | 2 | 3 | 5 | HeaderMin3_HeaderMax5 | 4 | 3 | 6
670 | 10 | 015-090-4P-5HP | NBS_015-090_4P_5HP_9.84_SS | 150.196 | 150.196 | 450.5881 | 3 | 1 | 4 | F | NBS_EndSuction | 2.5 | 1.5 | 2.5 | 3 | BranchMin2.5_BranchMax3 | 3 | 2 | 3 | 5 | HeaderMin3_HeaderMax5 | 5 | 3 | 6
671 | 11 | 015-095-4P-2HP | NBS_015-095_4P_2HP_6.54_SS | 177.561 | 177.561 | 532.683 | 3 | 1 | 4 | F | NBS_EndSuction | 2.5 | 1.5 | 2.5 | 3 | BranchMin2.5_BranchMax3 | 2.5 | 2 | 3 | 5 | HeaderMin3_HeaderMax5 | 3 | 3 | 6
671 | 11 | 015-095-4P-2HP | NBS_015-095_4P_2HP_6.54_SS | 177.561 | 177.561 | 532.683 | 3 | 1 | 4 | F | NBS_EndSuction | 2.5 | 1.5 | 2.5 | 3 | BranchMin2.5_BranchMax3 | 2.5 | 2 | 3 | 5 | HeaderMin3_HeaderMax5 | 4 | 3 | 6
671 | 11 | 015-095-4P-2HP | NBS_015-095_4P_2HP_6.54_SS | 177.561 | 177.561 | 532.683 | 3 | 1 | 4 | F | NBS_EndSuction | 2.5 | 1.5 | 2.5 | 3 | BranchMin2.5_BranchMax3 | 2.5 | 2 | 3 | 5 | HeaderMin3_HeaderMax5 | 5 | 3 | 6
671 | 11 | 015-095-4P-2HP | NBS_015-095_4P_2HP_6.54_SS | 177.561 | 177.561 | 532.683 | 3 | 1 | 4 | F | NBS_EndSuction | 2.5 | 1.5 | 2.5 | 3 | BranchMin2.5_BranchMax3 | 3 | 2 | 3 | 5 | HeaderMin3_HeaderMax5 | 3 | 3 | 6 | [11 empty] | INVALID
671 | 11 | 015-095-4P-2HP | NBS_015-095_4P_2HP_6.54_SS | 177.561 | 177.561 | 532.683 | 3 | 1 | 4 | F | NBS_EndSuction | 2.5 | 1.5 | 2.5 | 3 | BranchMin2.5_BranchMax3 | 3 | 2 | 3 | 5 | HeaderMin3_HeaderMax5 | 4 | 3 | 6
671 | 11 | 015-095-4P-2HP | NBS_015-095_4P_2HP_6.54_SS | 177.561 | 177.561 | 532.683 | 3 | 1 | 4 | F | NBS_EndSuction | 2.5 | 1.5 | 2.5 | 3 | BranchMin2.5_BranchMax3 | 3 | 2 | 3 | 5 | HeaderMin3_HeaderMax5 | 5 | 3 | 6
672 | 12 | 015-095-4P-3HP | NBS_015-095_4P_3HP_7.32_SS | 194.9972 | 194.9972 | 584.9917 | 3 | 1 | 4 | F | NBS_EndSuction | 2.5 | 1.5 | 2.5 | 3 | BranchMin2.5_BranchMax3 | 2.5 | 2 | 3 | 5 | HeaderMin3_HeaderMax5 | 3 | 3 | 6
672 | 12 | 015-095-4P-3HP | NBS_015-095_4P_3HP_7.32_SS | 194.9972 | 194.9972 | 584.9917 | 3 | 1 | 4 | F | NBS_EndSuction | 2.5 | 1.5 | 2.5 | 3 | BranchMin2.5_BranchMax3 | 2.5 | 2 | 3 | 5 | HeaderMin3_HeaderMax5 | 4 | 3 | 6
672 | 12 | 015-095-4P-3HP | NBS_015-095_4P_3HP_7.32_SS | 194.9972 | 194.9972 | 584.9917 | 3 | 1 | 4 | F | NBS_EndSuction | 2.5 | 1.5 | 2.5 | 3 | BranchMin2.5_BranchMax3 | 2.5 | 2 | 3 | 5 | HeaderMin3_HeaderMax5 | 5 | 3 | 6
672 | 12 | 015-095-4P-3HP | NBS_015-095_4P_3HP_7.32_SS | 194.9972 | 194.9972 | 584.9917 | 3 | 1 | 4 | F | NBS_EndSuction | 2.5 | 1.5 | 2.5 | 3 | BranchMin2.5_BranchMax3 | 3 | 2 | 3 | 5 | HeaderMin3_HeaderMax5 | 3 | 3 | 6 | [11 empty] | INVALID
672 | 12 | 015-095-4P-3HP | NBS_015-095_4P_3HP_7.32_SS | 194.9972 | 194.9972 | 584.9917 | 3 | 1 | 4 | F | NBS_EndSuction | 2.5 | 1.5 | 2.5 | 3 | BranchMin2.5_BranchMax3 | 3 | 2 | 3 | 5 | HeaderMin3_HeaderMax5 | 4 | 3 | 6
672 | 12 | 015-095-4P-3HP | NBS_015-095_4P_3HP_7.32_SS | 194.9972 | 194.9972 | 584.9917 | 3 | 1 | 4 | F | NBS_EndSuction | 2.5 | 1.5 | 2.5 | 3 | BranchMin2.5_BranchMax3 | 3 | 2 | 3 | 5 | HeaderMin3_HeaderMax5 | 5 | 3 | 6
673 | 13 | 015-095-4P-5HP | NBS_015-095_4P_5HP_8.82_SS | 230.1371 | 230.1371 | 690.4113 | 3 | 1 | 4 | F | NBS_EndSuction | 2.5 | 1.5 | 2.5 | 4 | BranchMin2.5_BranchMax4 | 2.5 | 3 | 3 | 6 | HeaderMin3_HeaderMax6 | 3 | 4 | 12
673 | 13 | 015-095-4P-5HP | NBS_015-095_4P_5HP_8.82_SS | 230.1371 | 230.1371 | 690.4113 | 3 | 1 | 4 | F | NBS_EndSuction | 2.5 | 1.5 | 2.5 | 4 | BranchMin2.5_BranchMax4 | 2.5 | 3 | 3 | 6 | HeaderMin3_HeaderMax6 | 4 | 4 | 12
673 | 13 | 015-095-4P-5HP | NBS_015-095_4P_5HP_8.82_SS | 230.1371 | 230.1371 | 690.4113 | 3 | 1 | 4 | F | NBS_EndSuction | 2.5 | 1.5 | 2.5 | 4 | BranchMin2.5_BranchMax4 | 2.5 | 3 | 3 | 6 | HeaderMin3_HeaderMax6 | 5 | 4 | 12
673 | 13 | 015-095-4P-5HP | NBS_015-095_4P_5HP_8.82_SS | 230.1371 | 230.1371 | 690.4113 | 3 | 1 | 4 | F | NBS_EndSuction | 2.5 | 1.5 | 2.5 | 4 | BranchMin2.5_BranchMax4 | 2.5 | 3 | 3 | 6 | HeaderMin3_HeaderMax6 | 6 | 4 | 12
673 | 13 | 015-095-4P-5HP | NBS_015-095_4P_5HP_8.82_SS | 230.1371 | 230.1371 | 690.4113 | 3 | 1 | 4 | F | NBS_EndSuction | 2.5 | 1.5 | 2.5 | 4 | BranchMin2.5_BranchMax4 | 3 | 3 | 3 | 6 | HeaderMin3_HeaderMax6 | 3 | 4 | 12 | [11 empty] | INVALID
673 | 13 | 015-095-4P-5HP | NBS_015-095_4P_5HP_8.82_SS | 230.1371 | 230.1371 | 690.4113 | 3 | 1 | 4 | F | NBS_EndSuction | 2.5 | 1.5 | 2.5 | 4 | BranchMin2.5_BranchMax4 | 3 | 3 | 3 | 6 | HeaderMin3_HeaderMax6 | 4 | 4 | 12
673 | 13 | 015-095-4P-5HP | NBS_015-095_4P_5HP_8.82_SS | 230.1371 | 230.1371 | 690.4113 | 3 | 1 | 4 | F | NBS_EndSuction | 2.5 | 1.5 | 2.5 | 4 | BranchMin2.5_BranchMax4 | 3 | 3 | 3 | 6 | HeaderMin3_HeaderMax6 | 5 | 4 | 12
673 | 13 | 015-095-4P-5HP | NBS_015-095_4P_5HP_8.82_SS | 230.1371 | 230.1371 | 690.4113 | 3 | 1 | 4 | F | NBS_EndSuction | 2.5 | 1.5 | 2.5 | 4 | BranchMin2.5_BranchMax4 | 3 | 3 | 3 | 6 | HeaderMin3_HeaderMax6 | 6 | 4 | 12
673 | 13 | 015-095-4P-5HP | NBS_015-095_4P_5HP_8.82_SS | 230.1371 | 230.1371 | 690.4113 | 3 | 1 | 4 | F | NBS_EndSuction | 2.5 | 1.5 | 2.5 | 4 | BranchMin2.5_BranchMax4 | 4 | 3 | 3 | 6 | HeaderMin3_HeaderMax6 | 3 | 4 | 12 | [11 empty] | INVALID
673 | 13 | 015-095-4P-5HP | NBS_015-095_4P_5HP_8.82_SS | 230.1371 | 230.1371 | 690.4113 | 3 | 1 | 4 | F | NBS_EndSuction | 2.5 | 1.5 | 2.5 | 4 | BranchMin2.5_BranchMax4 | 4 | 3 | 3 | 6 | HeaderMin3_HeaderMax6 | 4 | 4 | 12 | [11 empty] | INVALID
673 | 13 | 015-095-4P-5HP | NBS_015-095_4P_5HP_8.82_SS | 230.1371 | 230.1371 | 690.4113 | 3 | 1 | 4 | F | NBS_EndSuction | 2.5 | 1.5 | 2.5 | 4 | BranchMin2.5_BranchMax4 | 4 | 3 | 3 | 6 | HeaderMin3_HeaderMax6 | 5 | 4 | 12
673 | 13 | 015-095-4P-5HP | NBS_015-095_4P_5HP_8.82_SS | 230.1371 | 230.1371 | 690.4113 | 3 | 1 | 4 | F | NBS_EndSuction | 2.5 | 1.5 | 2.5 | 4 | BranchMin2.5_BranchMax4 | 4 | 3 | 3 | 6 | HeaderMin3_HeaderMax6 | 6 | 4 | 12
674 | 14 | 015-095-4P-7pt5HP | NBS_015-095_4P_7.5HP_9.84_SS | 242.8034 | 242.8034 | 728.4101 | 3 | 1 | 4 | F | NBS_EndSuction | 2.5 | 1.5 | 2.5 | 4 | BranchMin2.5_BranchMax4 | 2.5 | 3 | 3 | 6 | HeaderMin3_HeaderMax6 | 3 | 4 | 12
674 | 14 | 015-095-4P-7pt5HP | NBS_015-095_4P_7.5HP_9.84_SS | 242.8034 | 242.8034 | 728.4101 | 3 | 1 | 4 | F | NBS_EndSuction | 2.5 | 1.5 | 2.5 | 4 | BranchMin2.5_BranchMax4 | 2.5 | 3 | 3 | 6 | HeaderMin3_HeaderMax6 | 4 | 4 | 12
674 | 14 | 015-095-4P-7pt5HP | NBS_015-095_4P_7.5HP_9.84_SS | 242.8034 | 242.8034 | 728.4101 | 3 | 1 | 4 | F | NBS_EndSuction | 2.5 | 1.5 | 2.5 | 4 | BranchMin2.5_BranchMax4 | 2.5 | 3 | 3 | 6 | HeaderMin3_HeaderMax6 | 5 | 4 | 12
674 | 14 | 015-095-4P-7pt5HP | NBS_015-095_4P_7.5HP_9.84_SS | 242.8034 | 242.8034 | 728.4101 | 3 | 1 | 4 | F | NBS_EndSuction | 2.5 | 1.5 | 2.5 | 4 | BranchMin2.5_BranchMax4 | 2.5 | 3 | 3 | 6 | HeaderMin3_HeaderMax6 | 6 | 4 | 12
674 | 14 | 015-095-4P-7pt5HP | NBS_015-095_4P_7.5HP_9.84_SS | 242.8034 | 242.8034 | 728.4101 | 3 | 1 | 4 | F | NBS_EndSuction | 2.5 | 1.5 | 2.5 | 4 | BranchMin2.5_BranchMax4 | 3 | 3 | 3 | 6 | HeaderMin3_HeaderMax6 | 3 | 4 | 12 | [11 empty] | INVALID
674 | 14 | 015-095-4P-7pt5HP | NBS_015-095_4P_7.5HP_9.84_SS | 242.8034 | 242.8034 | 728.4101 | 3 | 1 | 4 | F | NBS_EndSuction | 2.5 | 1.5 | 2.5 | 4 | BranchMin2.5_BranchMax4 | 3 | 3 | 3 | 6 | HeaderMin3_HeaderMax6 | 4 | 4 | 12
674 | 14 | 015-095-4P-7pt5HP | NBS_015-095_4P_7.5HP_9.84_SS | 242.8034 | 242.8034 | 728.4101 | 3 | 1 | 4 | F | NBS_EndSuction | 2.5 | 1.5 | 2.5 | 4 | BranchMin2.5_BranchMax4 | 3 | 3 | 3 | 6 | HeaderMin3_HeaderMax6 | 5 | 4 | 12
674 | 14 | 015-095-4P-7pt5HP | NBS_015-095_4P_7.5HP_9.84_SS | 242.8034 | 242.8034 | 728.4101 | 3 | 1 | 4 | F | NBS_EndSuction | 2.5 | 1.5 | 2.5 | 4 | BranchMin2.5_BranchMax4 | 3 | 3 | 3 | 6 | HeaderMin3_HeaderMax6 | 6 | 4 | 12
674 | 14 | 015-095-4P-7pt5HP | NBS_015-095_4P_7.5HP_9.84_SS | 242.8034 | 242.8034 | 728.4101 | 3 | 1 | 4 | F | NBS_EndSuction | 2.5 | 1.5 | 2.5 | 4 | BranchMin2.5_BranchMax4 | 4 | 3 | 3 | 6 | HeaderMin3_HeaderMax6 | 3 | 4 | 12 | [11 empty] | INVALID
674 | 14 | 015-095-4P-7pt5HP | NBS_015-095_4P_7.5HP_9.84_SS | 242.8034 | 242.8034 | 728.4101 | 3 | 1 | 4 | F | NBS_EndSuction | 2.5 | 1.5 | 2.5 | 4 | BranchMin2.5_BranchMax4 | 4 | 3 | 3 | 6 | HeaderMin3_HeaderMax6 | 4 | 4 | 12 | [11 empty] | INVALID
674 | 14 | 015-095-4P-7pt5HP | NBS_015-095_4P_7.5HP_9.84_SS | 242.8034 | 242.8034 | 728.4101 | 3 | 1 | 4 | F | NBS_EndSuction | 2.5 | 1.5 | 2.5 | 4 | BranchMin2.5_BranchMax4 | 4 | 3 | 3 | 6 | HeaderMin3_HeaderMax6 | 5 | 4 | 12
674 | 14 | 015-095-4P-7pt5HP | NBS_015-095_4P_7.5HP_9.84_SS | 242.8034 | 242.8034 | 728.4101 | 3 | 1 | 4 | F | NBS_EndSuction | 2.5 | 1.5 | 2.5 | 4 | BranchMin2.5_BranchMax4 | 4 | 3 | 3 | 6 | HeaderMin3_HeaderMax6 | 6 | 4 | 12
675 | 15 | 020-095-4P-2HP | NBS_020-095_4P_2HP_5.83_SS | 178.5455 | 178.5455 | 535.6365 | 3 | 1 | 4 | F | NBS_EndSuction | 2.5 | 2 | 2.5 | 3 | BranchMin2.5_BranchMax3 | 2.5 | 2 | 3 | 5 | HeaderMin3_HeaderMax5 | 3 | 3 | 6
675 | 15 | 020-095-4P-2HP | NBS_020-095_4P_2HP_5.83_SS | 178.5455 | 178.5455 | 535.6365 | 3 | 1 | 4 | F | NBS_EndSuction | 2.5 | 2 | 2.5 | 3 | BranchMin2.5_BranchMax3 | 2.5 | 2 | 3 | 5 | HeaderMin3_HeaderMax5 | 4 | 3 | 6
675 | 15 | 020-095-4P-2HP | NBS_020-095_4P_2HP_5.83_SS | 178.5455 | 178.5455 | 535.6365 | 3 | 1 | 4 | F | NBS_EndSuction | 2.5 | 2 | 2.5 | 3 | BranchMin2.5_BranchMax3 | 2.5 | 2 | 3 | 5 | HeaderMin3_HeaderMax5 | 5 | 3 | 6
675 | 15 | 020-095-4P-2HP | NBS_020-095_4P_2HP_5.83_SS | 178.5455 | 178.5455 | 535.6365 | 3 | 1 | 4 | F | NBS_EndSuction | 2.5 | 2 | 2.5 | 3 | BranchMin2.5_BranchMax3 | 3 | 2 | 3 | 5 | HeaderMin3_HeaderMax5 | 3 | 3 | 6 | [11 empty] | INVALID
675 | 15 | 020-095-4P-2HP | NBS_020-095_4P_2HP_5.83_SS | 178.5455 | 178.5455 | 535.6365 | 3 | 1 | 4 | F | NBS_EndSuction | 2.5 | 2 | 2.5 | 3 | BranchMin2.5_BranchMax3 | 3 | 2 | 3 | 5 | HeaderMin3_HeaderMax5 | 4 | 3 | 6
675 | 15 | 020-095-4P-2HP | NBS_020-095_4P_2HP_5.83_SS | 178.5455 | 178.5455 | 535.6365 | 3 | 1 | 4 | F | NBS_EndSuction | 2.5 | 2 | 2.5 | 3 | BranchMin2.5_BranchMax3 | 3 | 2 | 3 | 5 | HeaderMin3_HeaderMax5 | 5 | 3 | 6
676 | 16 | 020-095-4P-3HP | NBS_020-095_4P_3HP_6.61_SS | 208.9617 | 208.9617 | 626.885 | 3 | 1 | 4 | F | NBS_EndSuction | 2.5 | 2 | 2.5 | 3 | BranchMin2.5_BranchMax3 | 2.5 | 2 | 3 | 5 | HeaderMin3_HeaderMax5 | 3 | 3 | 6
676 | 16 | 020-095-4P-3HP | NBS_020-095_4P_3HP_6.61_SS | 208.9617 | 208.9617 | 626.885 | 3 | 1 | 4 | F | NBS_EndSuction | 2.5 | 2 | 2.5 | 3 | BranchMin2.5_BranchMax3 | 2.5 | 2 | 3 | 5 | HeaderMin3_HeaderMax5 | 4 | 3 | 6
676 | 16 | 020-095-4P-3HP | NBS_020-095_4P_3HP_6.61_SS | 208.9617 | 208.9617 | 626.885 | 3 | 1 | 4 | F | NBS_EndSuction | 2.5 | 2 | 2.5 | 3 | BranchMin2.5_BranchMax3 | 2.5 | 2 | 3 | 5 | HeaderMin3_HeaderMax5 | 5 | 3 | 6
676 | 16 | 020-095-4P-3HP | NBS_020-095_4P_3HP_6.61_SS | 208.9617 | 208.9617 | 626.885 | 3 | 1 | 4 | F | NBS_EndSuction | 2.5 | 2 | 2.5 | 3 | BranchMin2.5_BranchMax3 | 3 | 2 | 3 | 5 | HeaderMin3_HeaderMax5 | 3 | 3 | 6 | [11 empty] | INVALID
676 | 16 | 020-095-4P-3HP | NBS_020-095_4P_3HP_6.61_SS | 208.9617 | 208.9617 | 626.885 | 3 | 1 | 4 | F | NBS_EndSuction | 2.5 | 2 | 2.5 | 3 | BranchMin2.5_BranchMax3 | 3 | 2 | 3 | 5 | HeaderMin3_HeaderMax5 | 4 | 3 | 6
676 | 16 | 020-095-4P-3HP | NBS_020-095_4P_3HP_6.61_SS | 208.9617 | 208.9617 | 626.885 | 3 | 1 | 4 | F | NBS_EndSuction | 2.5 | 2 | 2.5 | 3 | BranchMin2.5_BranchMax3 | 3 | 2 | 3 | 5 | HeaderMin3_HeaderMax5 | 5 | 3 | 6
677 | 17 | 020-095-4P-5HP | NBS_020-095_4P_5HP_8.11_SS | 260.8895 | 260.8895 | 782.6684 | 3 | 1 | 4 | F | NBS_EndSuction | 2.5 | 2 | 2.5 | 4 | BranchMin2.5_BranchMax4 | 2.5 | 3 | 3 | 6 | HeaderMin3_HeaderMax6 | 3 | 4 | 12
677 | 17 | 020-095-4P-5HP | NBS_020-095_4P_5HP_8.11_SS | 260.8895 | 260.8895 | 782.6684 | 3 | 1 | 4 | F | NBS_EndSuction | 2.5 | 2 | 2.5 | 4 | BranchMin2.5_BranchMax4 | 2.5 | 3 | 3 | 6 | HeaderMin3_HeaderMax6 | 4 | 4 | 12
677 | 17 | 020-095-4P-5HP | NBS_020-095_4P_5HP_8.11_SS | 260.8895 | 260.8895 | 782.6684 | 3 | 1 | 4 | F | NBS_EndSuction | 2.5 | 2 | 2.5 | 4 | BranchMin2.5_BranchMax4 | 2.5 | 3 | 3 | 6 | HeaderMin3_HeaderMax6 | 5 | 4 | 12
677 | 17 | 020-095-4P-5HP | NBS_020-095_4P_5HP_8.11_SS | 260.8895 | 260.8895 | 782.6684 | 3 | 1 | 4 | F | NBS_EndSuction | 2.5 | 2 | 2.5 | 4 | BranchMin2.5_BranchMax4 | 2.5 | 3 | 3 | 6 | HeaderMin3_HeaderMax6 | 6 | 4 | 12
677 | 17 | 020-095-4P-5HP | NBS_020-095_4P_5HP_8.11_SS | 260.8895 | 260.8895 | 782.6684 | 3 | 1 | 4 | F | NBS_EndSuction | 2.5 | 2 | 2.5 | 4 | BranchMin2.5_BranchMax4 | 3 | 3 | 3 | 6 | HeaderMin3_HeaderMax6 | 3 | 4 | 12 | [11 empty] | INVALID
677 | 17 | 020-095-4P-5HP | NBS_020-095_4P_5HP_8.11_SS | 260.8895 | 260.8895 | 782.6684 | 3 | 1 | 4 | F | NBS_EndSuction | 2.5 | 2 | 2.5 | 4 | BranchMin2.5_BranchMax4 | 3 | 3 | 3 | 6 | HeaderMin3_HeaderMax6 | 4 | 4 | 12
677 | 17 | 020-095-4P-5HP | NBS_020-095_4P_5HP_8.11_SS | 260.8895 | 260.8895 | 782.6684 | 3 | 1 | 4 | F | NBS_EndSuction | 2.5 | 2 | 2.5 | 4 | BranchMin2.5_BranchMax4 | 3 | 3 | 3 | 6 | HeaderMin3_HeaderMax6 | 5 | 4 | 12
677 | 17 | 020-095-4P-5HP | NBS_020-095_4P_5HP_8.11_SS | 260.8895 | 260.8895 | 782.6684 | 3 | 1 | 4 | F | NBS_EndSuction | 2.5 | 2 | 2.5 | 4 | BranchMin2.5_BranchMax4 | 3 | 3 | 3 | 6 | HeaderMin3_HeaderMax6 | 6 | 4 | 12
677 | 17 | 020-095-4P-5HP | NBS_020-095_4P_5HP_8.11_SS | 260.8895 | 260.8895 | 782.6684 | 3 | 1 | 4 | F | NBS_EndSuction | 2.5 | 2 | 2.5 | 4 | BranchMin2.5_BranchMax4 | 4 | 3 | 3 | 6 | HeaderMin3_HeaderMax6 | 3 | 4 | 12 | [11 empty] | INVALID
677 | 17 | 020-095-4P-5HP | NBS_020-095_4P_5HP_8.11_SS | 260.8895 | 260.8895 | 782.6684 | 3 | 1 | 4 | F | NBS_EndSuction | 2.5 | 2 | 2.5 | 4 | BranchMin2.5_BranchMax4 | 4 | 3 | 3 | 6 | HeaderMin3_HeaderMax6 | 4 | 4 | 12 | [11 empty] | INVALID
677 | 17 | 020-095-4P-5HP | NBS_020-095_4P_5HP_8.11_SS | 260.8895 | 260.8895 | 782.6684 | 3 | 1 | 4 | F | NBS_EndSuction | 2.5 | 2 | 2.5 | 4 | BranchMin2.5_BranchMax4 | 4 | 3 | 3 | 6 | HeaderMin3_HeaderMax6 | 5 | 4 | 12
677 | 17 | 020-095-4P-5HP | NBS_020-095_4P_5HP_8.11_SS | 260.8895 | 260.8895 | 782.6684 | 3 | 1 | 4 | F | NBS_EndSuction | 2.5 | 2 | 2.5 | 4 | BranchMin2.5_BranchMax4 | 4 | 3 | 3 | 6 | HeaderMin3_HeaderMax6 | 6 | 4 | 12
678 | 18 | 020-095-4P-7pt5HP | NBS_020-095_4P_7.5HP_9.45_SS | 297.3228 | 297.3228 | 891.9684 | 3 | 1 | 4 | F | NBS_EndSuction | 2.5 | 2 | 2.5 | 4 | BranchMin2.5_BranchMax4 | 2.5 | 3 | 3 | 6 | HeaderMin3_HeaderMax6 | 3 | 4 | 12
678 | 18 | 020-095-4P-7pt5HP | NBS_020-095_4P_7.5HP_9.45_SS | 297.3228 | 297.3228 | 891.9684 | 3 | 1 | 4 | F | NBS_EndSuction | 2.5 | 2 | 2.5 | 4 | BranchMin2.5_BranchMax4 | 2.5 | 3 | 3 | 6 | HeaderMin3_HeaderMax6 | 4 | 4 | 12
678 | 18 | 020-095-4P-7pt5HP | NBS_020-095_4P_7.5HP_9.45_SS | 297.3228 | 297.3228 | 891.9684 | 3 | 1 | 4 | F | NBS_EndSuction | 2.5 | 2 | 2.5 | 4 | BranchMin2.5_BranchMax4 | 2.5 | 3 | 3 | 6 | HeaderMin3_HeaderMax6 | 5 | 4 | 12
678 | 18 | 020-095-4P-7pt5HP | NBS_020-095_4P_7.5HP_9.45_SS | 297.3228 | 297.3228 | 891.9684 | 3 | 1 | 4 | F | NBS_EndSuction | 2.5 | 2 | 2.5 | 4 | BranchMin2.5_BranchMax4 | 2.5 | 3 | 3 | 6 | HeaderMin3_HeaderMax6 | 6 | 4 | 12
678 | 18 | 020-095-4P-7pt5HP | NBS_020-095_4P_7.5HP_9.45_SS | 297.3228 | 297.3228 | 891.9684 | 3 | 1 | 4 | F | NBS_EndSuction | 2.5 | 2 | 2.5 | 4 | BranchMin2.5_BranchMax4 | 3 | 3 | 3 | 6 | HeaderMin3_HeaderMax6 | 3 | 4 | 12 | [11 empty] | INVALID
678 | 18 | 020-095-4P-7pt5HP | NBS_020-095_4P_7.5HP_9.45_SS | 297.3228 | 297.3228 | 891.9684 | 3 | 1 | 4 | F | NBS_EndSuction | 2.5 | 2 | 2.5 | 4 | BranchMin2.5_BranchMax4 | 3 | 3 | 3 | 6 | HeaderMin3_HeaderMax6 | 4 | 4 | 12
678 | 18 | 020-095-4P-7pt5HP | NBS_020-095_4P_7.5HP_9.45_SS | 297.3228 | 297.3228 | 891.9684 | 3 | 1 | 4 | F | NBS_EndSuction | 2.5 | 2 | 2.5 | 4 | BranchMin2.5_BranchMax4 | 3 | 3 | 3 | 6 | HeaderMin3_HeaderMax6 | 5 | 4 | 12
678 | 18 | 020-095-4P-7pt5HP | NBS_020-095_4P_7.5HP_9.45_SS | 297.3228 | 297.3228 | 891.9684 | 3 | 1 | 4 | F | NBS_EndSuction | 2.5 | 2 | 2.5 | 4 | BranchMin2.5_BranchMax4 | 3 | 3 | 3 | 6 | HeaderMin3_HeaderMax6 | 6 | 4 | 12
678 | 18 | 020-095-4P-7pt5HP | NBS_020-095_4P_7.5HP_9.45_SS | 297.3228 | 297.3228 | 891.9684 | 3 | 1 | 4 | F | NBS_EndSuction | 2.5 | 2 | 2.5 | 4 | BranchMin2.5_BranchMax4 | 4 | 3 | 3 | 6 | HeaderMin3_HeaderMax6 | 3 | 4 | 12 | [11 empty] | INVALID
678 | 18 | 020-095-4P-7pt5HP | NBS_020-095_4P_7.5HP_9.45_SS | 297.3228 | 297.3228 | 891.9684 | 3 | 1 | 4 | F | NBS_EndSuction | 2.5 | 2 | 2.5 | 4 | BranchMin2.5_BranchMax4 | 4 | 3 | 3 | 6 | HeaderMin3_HeaderMax6 | 4 | 4 | 12 | [11 empty] | INVALID
678 | 18 | 020-095-4P-7pt5HP | NBS_020-095_4P_7.5HP_9.45_SS | 297.3228 | 297.3228 | 891.9684 | 3 | 1 | 4 | F | NBS_EndSuction | 2.5 | 2 | 2.5 | 4 | BranchMin2.5_BranchMax4 | 4 | 3 | 3 | 6 | HeaderMin3_HeaderMax6 | 5 | 4 | 12
678 | 18 | 020-095-4P-7pt5HP | NBS_020-095_4P_7.5HP_9.45_SS | 297.3228 | 297.3228 | 891.9684 | 3 | 1 | 4 | F | NBS_EndSuction | 2.5 | 2 | 2.5 | 4 | BranchMin2.5_BranchMax4 | 4 | 3 | 3 | 6 | HeaderMin3_HeaderMax6 | 6 | 4 | 12
679 | 19 | 020-110-4P-5HP | NBS_020-110_4P_5HP_8.11_SS | 273.669 | 273.669 | 821.0071 | 3 | 1 | 4 | F | NBS_EndSuction | 2.5 | 2 | 2.5 | 4 | BranchMin2.5_BranchMax4 | 2.5 | 3 | 3 | 6 | HeaderMin3_HeaderMax6 | 3 | 4 | 12
679 | 19 | 020-110-4P-5HP | NBS_020-110_4P_5HP_8.11_SS | 273.669 | 273.669 | 821.0071 | 3 | 1 | 4 | F | NBS_EndSuction | 2.5 | 2 | 2.5 | 4 | BranchMin2.5_BranchMax4 | 2.5 | 3 | 3 | 6 | HeaderMin3_HeaderMax6 | 4 | 4 | 12
679 | 19 | 020-110-4P-5HP | NBS_020-110_4P_5HP_8.11_SS | 273.669 | 273.669 | 821.0071 | 3 | 1 | 4 | F | NBS_EndSuction | 2.5 | 2 | 2.5 | 4 | BranchMin2.5_BranchMax4 | 2.5 | 3 | 3 | 6 | HeaderMin3_HeaderMax6 | 5 | 4 | 12
679 | 19 | 020-110-4P-5HP | NBS_020-110_4P_5HP_8.11_SS | 273.669 | 273.669 | 821.0071 | 3 | 1 | 4 | F | NBS_EndSuction | 2.5 | 2 | 2.5 | 4 | BranchMin2.5_BranchMax4 | 2.5 | 3 | 3 | 6 | HeaderMin3_HeaderMax6 | 6 | 4 | 12
679 | 19 | 020-110-4P-5HP | NBS_020-110_4P_5HP_8.11_SS | 273.669 | 273.669 | 821.0071 | 3 | 1 | 4 | F | NBS_EndSuction | 2.5 | 2 | 2.5 | 4 | BranchMin2.5_BranchMax4 | 3 | 3 | 3 | 6 | HeaderMin3_HeaderMax6 | 3 | 4 | 12 | [11 empty] | INVALID
679 | 19 | 020-110-4P-5HP | NBS_020-110_4P_5HP_8.11_SS | 273.669 | 273.669 | 821.0071 | 3 | 1 | 4 | F | NBS_EndSuction | 2.5 | 2 | 2.5 | 4 | BranchMin2.5_BranchMax4 | 3 | 3 | 3 | 6 | HeaderMin3_HeaderMax6 | 4 | 4 | 12
679 | 19 | 020-110-4P-5HP | NBS_020-110_4P_5HP_8.11_SS | 273.669 | 273.669 | 821.0071 | 3 | 1 | 4 | F | NBS_EndSuction | 2.5 | 2 | 2.5 | 4 | BranchMin2.5_BranchMax4 | 3 | 3 | 3 | 6 | HeaderMin3_HeaderMax6 | 5 | 4 | 12
679 | 19 | 020-110-4P-5HP | NBS_020-110_4P_5HP_8.11_SS | 273.669 | 273.669 | 821.0071 | 3 | 1 | 4 | F | NBS_EndSuction | 2.5 | 2 | 2.5 | 4 | BranchMin2.5_BranchMax4 | 3 | 3 | 3 | 6 | HeaderMin3_HeaderMax6 | 6 | 4 | 12
679 | 19 | 020-110-4P-5HP | NBS_020-110_4P_5HP_8.11_SS | 273.669 | 273.669 | 821.0071 | 3 | 1 | 4 | F | NBS_EndSuction | 2.5 | 2 | 2.5 | 4 | BranchMin2.5_BranchMax4 | 4 | 3 | 3 | 6 | HeaderMin3_HeaderMax6 | 3 | 4 | 12 | [11 empty] | INVALID
679 | 19 | 020-110-4P-5HP | NBS_020-110_4P_5HP_8.11_SS | 273.669 | 273.669 | 821.0071 | 3 | 1 | 4 | F | NBS_EndSuction | 2.5 | 2 | 2.5 | 4 | BranchMin2.5_BranchMax4 | 4 | 3 | 3 | 6 | HeaderMin3_HeaderMax6 | 4 | 4 | 12 | [11 empty] | INVALID
679 | 19 | 020-110-4P-5HP | NBS_020-110_4P_5HP_8.11_SS | 273.669 | 273.669 | 821.0071 | 3 | 1 | 4 | F | NBS_EndSuction | 2.5 | 2 | 2.5 | 4 | BranchMin2.5_BranchMax4 | 4 | 3 | 3 | 6 | HeaderMin3_HeaderMax6 | 5 | 4 | 12
679 | 19 | 020-110-4P-5HP | NBS_020-110_4P_5HP_8.11_SS | 273.669 | 273.669 | 821.0071 | 3 | 1 | 4 | F | NBS_EndSuction | 2.5 | 2 | 2.5 | 4 | BranchMin2.5_BranchMax4 | 4 | 3 | 3 | 6 | HeaderMin3_HeaderMax6 | 6 | 4 | 12
680 | 20 | 020-110-4P-7pt5HP | NBS_020-110_4P_7.5HP_8.98_SS | 321.881 | 321.881 | 965.6429 | 3 | 1 | 4 | F | NBS_EndSuction | 2.5 | 2 | 2.5 | 4 | BranchMin2.5_BranchMax4 | 2.5 | 3 | 3 | 8 | HeaderMin3_HeaderMax8 | 3 | 5 | 15
680 | 20 | 020-110-4P-7pt5HP | NBS_020-110_4P_7.5HP_8.98_SS | 321.881 | 321.881 | 965.6429 | 3 | 1 | 4 | F | NBS_EndSuction | 2.5 | 2 | 2.5 | 4 | BranchMin2.5_BranchMax4 | 2.5 | 3 | 3 | 8 | HeaderMin3_HeaderMax8 | 4 | 5 | 15
680 | 20 | 020-110-4P-7pt5HP | NBS_020-110_4P_7.5HP_8.98_SS | 321.881 | 321.881 | 965.6429 | 3 | 1 | 4 | F | NBS_EndSuction | 2.5 | 2 | 2.5 | 4 | BranchMin2.5_BranchMax4 | 2.5 | 3 | 3 | 8 | HeaderMin3_HeaderMax8 | 5 | 5 | 15
680 | 20 | 020-110-4P-7pt5HP | NBS_020-110_4P_7.5HP_8.98_SS | 321.881 | 321.881 | 965.6429 | 3 | 1 | 4 | F | NBS_EndSuction | 2.5 | 2 | 2.5 | 4 | BranchMin2.5_BranchMax4 | 2.5 | 3 | 3 | 8 | HeaderMin3_HeaderMax8 | 6 | 5 | 15
680 | 20 | 020-110-4P-7pt5HP | NBS_020-110_4P_7.5HP_8.98_SS | 321.881 | 321.881 | 965.6429 | 3 | 1 | 4 | F | NBS_EndSuction | 2.5 | 2 | 2.5 | 4 | BranchMin2.5_BranchMax4 | 2.5 | 3 | 3 | 8 | HeaderMin3_HeaderMax8 | 8 | 5 | 15
680 | 20 | 020-110-4P-7pt5HP | NBS_020-110_4P_7.5HP_8.98_SS | 321.881 | 321.881 | 965.6429 | 3 | 1 | 4 | F | NBS_EndSuction | 2.5 | 2 | 2.5 | 4 | BranchMin2.5_BranchMax4 | 3 | 3 | 3 | 8 | HeaderMin3_HeaderMax8 | 3 | 5 | 15 | [11 empty] | INVALID
680 | 20 | 020-110-4P-7pt5HP | NBS_020-110_4P_7.5HP_8.98_SS | 321.881 | 321.881 | 965.6429 | 3 | 1 | 4 | F | NBS_EndSuction | 2.5 | 2 | 2.5 | 4 | BranchMin2.5_BranchMax4 | 3 | 3 | 3 | 8 | HeaderMin3_HeaderMax8 | 4 | 5 | 15
680 | 20 | 020-110-4P-7pt5HP | NBS_020-110_4P_7.5HP_8.98_SS | 321.881 | 321.881 | 965.6429 | 3 | 1 | 4 | F | NBS_EndSuction | 2.5 | 2 | 2.5 | 4 | BranchMin2.5_BranchMax4 | 3 | 3 | 3 | 8 | HeaderMin3_HeaderMax8 | 5 | 5 | 15
680 | 20 | 020-110-4P-7pt5HP | NBS_020-110_4P_7.5HP_8.98_SS | 321.881 | 321.881 | 965.6429 | 3 | 1 | 4 | F | NBS_EndSuction | 2.5 | 2 | 2.5 | 4 | BranchMin2.5_BranchMax4 | 3 | 3 | 3 | 8 | HeaderMin3_HeaderMax8 | 6 | 5 | 15
680 | 20 | 020-110-4P-7pt5HP | NBS_020-110_4P_7.5HP_8.98_SS | 321.881 | 321.881 | 965.6429 | 3 | 1 | 4 | F | NBS_EndSuction | 2.5 | 2 | 2.5 | 4 | BranchMin2.5_BranchMax4 | 3 | 3 | 3 | 8 | HeaderMin3_HeaderMax8 | 8 | 5 | 15
680 | 20 | 020-110-4P-7pt5HP | NBS_020-110_4P_7.5HP_8.98_SS | 321.881 | 321.881 | 965.6429 | 3 | 1 | 4 | F | NBS_EndSuction | 2.5 | 2 | 2.5 | 4 | BranchMin2.5_BranchMax4 | 4 | 3 | 3 | 8 | HeaderMin3_HeaderMax8 | 3 | 5 | 15 | [11 empty] | INVALID
680 | 20 | 020-110-4P-7pt5HP | NBS_020-110_4P_7.5HP_8.98_SS | 321.881 | 321.881 | 965.6429 | 3 | 1 | 4 | F | NBS_EndSuction | 2.5 | 2 | 2.5 | 4 | BranchMin2.5_BranchMax4 | 4 | 3 | 3 | 8 | HeaderMin3_HeaderMax8 | 4 | 5 | 15 | [11 empty] | INVALID
680 | 20 | 020-110-4P-7pt5HP | NBS_020-110_4P_7.5HP_8.98_SS | 321.881 | 321.881 | 965.6429 | 3 | 1 | 4 | F | NBS_EndSuction | 2.5 | 2 | 2.5 | 4 | BranchMin2.5_BranchMax4 | 4 | 3 | 3 | 8 | HeaderMin3_HeaderMax8 | 5 | 5 | 15
680 | 20 | 020-110-4P-7pt5HP | NBS_020-110_4P_7.5HP_8.98_SS | 321.881 | 321.881 | 965.6429 | 3 | 1 | 4 | F | NBS_EndSuction | 2.5 | 2 | 2.5 | 4 | BranchMin2.5_BranchMax4 | 4 | 3 | 3 | 8 | HeaderMin3_HeaderMax8 | 6 | 5 | 15
680 | 20 | 020-110-4P-7pt5HP | NBS_020-110_4P_7.5HP_8.98_SS | 321.881 | 321.881 | 965.6429 | 3 | 1 | 4 | F | NBS_EndSuction | 2.5 | 2 | 2.5 | 4 | BranchMin2.5_BranchMax4 | 4 | 3 | 3 | 8 | HeaderMin3_HeaderMax8 | 8 | 5 | 15
681 | 21 | 020-110-4P-10HP | NBS_020-110_4P_10HP_9.92_SS | 360.1978 | 360.1978 | 1080.5933 | 3 | 1 | 4 | F | NBS_EndSuction | 2.5 | 2 | 2.5 | 4 | BranchMin2.5_BranchMax4 | 2.5 | 3 | 3 | 8 | HeaderMin3_HeaderMax8 | 3 | 5 | 15
681 | 21 | 020-110-4P-10HP | NBS_020-110_4P_10HP_9.92_SS | 360.1978 | 360.1978 | 1080.5933 | 3 | 1 | 4 | F | NBS_EndSuction | 2.5 | 2 | 2.5 | 4 | BranchMin2.5_BranchMax4 | 2.5 | 3 | 3 | 8 | HeaderMin3_HeaderMax8 | 4 | 5 | 15
681 | 21 | 020-110-4P-10HP | NBS_020-110_4P_10HP_9.92_SS | 360.1978 | 360.1978 | 1080.5933 | 3 | 1 | 4 | F | NBS_EndSuction | 2.5 | 2 | 2.5 | 4 | BranchMin2.5_BranchMax4 | 2.5 | 3 | 3 | 8 | HeaderMin3_HeaderMax8 | 5 | 5 | 15
681 | 21 | 020-110-4P-10HP | NBS_020-110_4P_10HP_9.92_SS | 360.1978 | 360.1978 | 1080.5933 | 3 | 1 | 4 | F | NBS_EndSuction | 2.5 | 2 | 2.5 | 4 | BranchMin2.5_BranchMax4 | 2.5 | 3 | 3 | 8 | HeaderMin3_HeaderMax8 | 6 | 5 | 15
681 | 21 | 020-110-4P-10HP | NBS_020-110_4P_10HP_9.92_SS | 360.1978 | 360.1978 | 1080.5933 | 3 | 1 | 4 | F | NBS_EndSuction | 2.5 | 2 | 2.5 | 4 | BranchMin2.5_BranchMax4 | 2.5 | 3 | 3 | 8 | HeaderMin3_HeaderMax8 | 8 | 5 | 15
681 | 21 | 020-110-4P-10HP | NBS_020-110_4P_10HP_9.92_SS | 360.1978 | 360.1978 | 1080.5933 | 3 | 1 | 4 | F | NBS_EndSuction | 2.5 | 2 | 2.5 | 4 | BranchMin2.5_BranchMax4 | 3 | 3 | 3 | 8 | HeaderMin3_HeaderMax8 | 3 | 5 | 15 | [11 empty] | INVALID
681 | 21 | 020-110-4P-10HP | NBS_020-110_4P_10HP_9.92_SS | 360.1978 | 360.1978 | 1080.5933 | 3 | 1 | 4 | F | NBS_EndSuction | 2.5 | 2 | 2.5 | 4 | BranchMin2.5_BranchMax4 | 3 | 3 | 3 | 8 | HeaderMin3_HeaderMax8 | 4 | 5 | 15
681 | 21 | 020-110-4P-10HP | NBS_020-110_4P_10HP_9.92_SS | 360.1978 | 360.1978 | 1080.5933 | 3 | 1 | 4 | F | NBS_EndSuction | 2.5 | 2 | 2.5 | 4 | BranchMin2.5_BranchMax4 | 3 | 3 | 3 | 8 | HeaderMin3_HeaderMax8 | 5 | 5 | 15
681 | 21 | 020-110-4P-10HP | NBS_020-110_4P_10HP_9.92_SS | 360.1978 | 360.1978 | 1080.5933 | 3 | 1 | 4 | F | NBS_EndSuction | 2.5 | 2 | 2.5 | 4 | BranchMin2.5_BranchMax4 | 3 | 3 | 3 | 8 | HeaderMin3_HeaderMax8 | 6 | 5 | 15
681 | 21 | 020-110-4P-10HP | NBS_020-110_4P_10HP_9.92_SS | 360.1978 | 360.1978 | 1080.5933 | 3 | 1 | 4 | F | NBS_EndSuction | 2.5 | 2 | 2.5 | 4 | BranchMin2.5_BranchMax4 | 3 | 3 | 3 | 8 | HeaderMin3_HeaderMax8 | 8 | 5 | 15
681 | 21 | 020-110-4P-10HP | NBS_020-110_4P_10HP_9.92_SS | 360.1978 | 360.1978 | 1080.5933 | 3 | 1 | 4 | F | NBS_EndSuction | 2.5 | 2 | 2.5 | 4 | BranchMin2.5_BranchMax4 | 4 | 3 | 3 | 8 | HeaderMin3_HeaderMax8 | 3 | 5 | 15 | [11 empty] | INVALID
681 | 21 | 020-110-4P-10HP | NBS_020-110_4P_10HP_9.92_SS | 360.1978 | 360.1978 | 1080.5933 | 3 | 1 | 4 | F | NBS_EndSuction | 2.5 | 2 | 2.5 | 4 | BranchMin2.5_BranchMax4 | 4 | 3 | 3 | 8 | HeaderMin3_HeaderMax8 | 4 | 5 | 15 | [11 empty] | INVALID
681 | 21 | 020-110-4P-10HP | NBS_020-110_4P_10HP_9.92_SS | 360.1978 | 360.1978 | 1080.5933 | 3 | 1 | 4 | F | NBS_EndSuction | 2.5 | 2 | 2.5 | 4 | BranchMin2.5_BranchMax4 | 4 | 3 | 3 | 8 | HeaderMin3_HeaderMax8 | 5 | 5 | 15
681 | 21 | 020-110-4P-10HP | NBS_020-110_4P_10HP_9.92_SS | 360.1978 | 360.1978 | 1080.5933 | 3 | 1 | 4 | F | NBS_EndSuction | 2.5 | 2 | 2.5 | 4 | BranchMin2.5_BranchMax4 | 4 | 3 | 3 | 8 | HeaderMin3_HeaderMax8 | 6 | 5 | 15
681 | 21 | 020-110-4P-10HP | NBS_020-110_4P_10HP_9.92_SS | 360.1978 | 360.1978 | 1080.5933 | 3 | 1 | 4 | F | NBS_EndSuction | 2.5 | 2 | 2.5 | 4 | BranchMin2.5_BranchMax4 | 4 | 3 | 3 | 8 | HeaderMin3_HeaderMax8 | 8 | 5 | 15
682 | 22 | 020-110-4P-15HP | NBS_020-110_4P_15HP_10.31_SS | 376.0572 | 376.0572 | 1128.1715 | 3 | 1 | 4 | F | NBS_EndSuction | 2.5 | 2 | 2.5 | 4 | BranchMin2.5_BranchMax4 | 2.5 | 3 | 3 | 8 | HeaderMin3_HeaderMax8 | 3 | 5 | 15
682 | 22 | 020-110-4P-15HP | NBS_020-110_4P_15HP_10.31_SS | 376.0572 | 376.0572 | 1128.1715 | 3 | 1 | 4 | F | NBS_EndSuction | 2.5 | 2 | 2.5 | 4 | BranchMin2.5_BranchMax4 | 2.5 | 3 | 3 | 8 | HeaderMin3_HeaderMax8 | 4 | 5 | 15
682 | 22 | 020-110-4P-15HP | NBS_020-110_4P_15HP_10.31_SS | 376.0572 | 376.0572 | 1128.1715 | 3 | 1 | 4 | F | NBS_EndSuction | 2.5 | 2 | 2.5 | 4 | BranchMin2.5_BranchMax4 | 2.5 | 3 | 3 | 8 | HeaderMin3_HeaderMax8 | 5 | 5 | 15
682 | 22 | 020-110-4P-15HP | NBS_020-110_4P_15HP_10.31_SS | 376.0572 | 376.0572 | 1128.1715 | 3 | 1 | 4 | F | NBS_EndSuction | 2.5 | 2 | 2.5 | 4 | BranchMin2.5_BranchMax4 | 2.5 | 3 | 3 | 8 | HeaderMin3_HeaderMax8 | 6 | 5 | 15
682 | 22 | 020-110-4P-15HP | NBS_020-110_4P_15HP_10.31_SS | 376.0572 | 376.0572 | 1128.1715 | 3 | 1 | 4 | F | NBS_EndSuction | 2.5 | 2 | 2.5 | 4 | BranchMin2.5_BranchMax4 | 2.5 | 3 | 3 | 8 | HeaderMin3_HeaderMax8 | 8 | 5 | 15
682 | 22 | 020-110-4P-15HP | NBS_020-110_4P_15HP_10.31_SS | 376.0572 | 376.0572 | 1128.1715 | 3 | 1 | 4 | F | NBS_EndSuction | 2.5 | 2 | 2.5 | 4 | BranchMin2.5_BranchMax4 | 3 | 3 | 3 | 8 | HeaderMin3_HeaderMax8 | 3 | 5 | 15 | [11 empty] | INVALID
682 | 22 | 020-110-4P-15HP | NBS_020-110_4P_15HP_10.31_SS | 376.0572 | 376.0572 | 1128.1715 | 3 | 1 | 4 | F | NBS_EndSuction | 2.5 | 2 | 2.5 | 4 | BranchMin2.5_BranchMax4 | 3 | 3 | 3 | 8 | HeaderMin3_HeaderMax8 | 4 | 5 | 15
682 | 22 | 020-110-4P-15HP | NBS_020-110_4P_15HP_10.31_SS | 376.0572 | 376.0572 | 1128.1715 | 3 | 1 | 4 | F | NBS_EndSuction | 2.5 | 2 | 2.5 | 4 | BranchMin2.5_BranchMax4 | 3 | 3 | 3 | 8 | HeaderMin3_HeaderMax8 | 5 | 5 | 15
682 | 22 | 020-110-4P-15HP | NBS_020-110_4P_15HP_10.31_SS | 376.0572 | 376.0572 | 1128.1715 | 3 | 1 | 4 | F | NBS_EndSuction | 2.5 | 2 | 2.5 | 4 | BranchMin2.5_BranchMax4 | 3 | 3 | 3 | 8 | HeaderMin3_HeaderMax8 | 6 | 5 | 15
682 | 22 | 020-110-4P-15HP | NBS_020-110_4P_15HP_10.31_SS | 376.0572 | 376.0572 | 1128.1715 | 3 | 1 | 4 | F | NBS_EndSuction | 2.5 | 2 | 2.5 | 4 | BranchMin2.5_BranchMax4 | 3 | 3 | 3 | 8 | HeaderMin3_HeaderMax8 | 8 | 5 | 15
682 | 22 | 020-110-4P-15HP | NBS_020-110_4P_15HP_10.31_SS | 376.0572 | 376.0572 | 1128.1715 | 3 | 1 | 4 | F | NBS_EndSuction | 2.5 | 2 | 2.5 | 4 | BranchMin2.5_BranchMax4 | 4 | 3 | 3 | 8 | HeaderMin3_HeaderMax8 | 3 | 5 | 15 | [11 empty] | INVALID
682 | 22 | 020-110-4P-15HP | NBS_020-110_4P_15HP_10.31_SS | 376.0572 | 376.0572 | 1128.1715 | 3 | 1 | 4 | F | NBS_EndSuction | 2.5 | 2 | 2.5 | 4 | BranchMin2.5_BranchMax4 | 4 | 3 | 3 | 8 | HeaderMin3_HeaderMax8 | 4 | 5 | 15 | [11 empty] | INVALID
682 | 22 | 020-110-4P-15HP | NBS_020-110_4P_15HP_10.31_SS | 376.0572 | 376.0572 | 1128.1715 | 3 | 1 | 4 | F | NBS_EndSuction | 2.5 | 2 | 2.5 | 4 | BranchMin2.5_BranchMax4 | 4 | 3 | 3 | 8 | HeaderMin3_HeaderMax8 | 5 | 5 | 15
682 | 22 | 020-110-4P-15HP | NBS_020-110_4P_15HP_10.31_SS | 376.0572 | 376.0572 | 1128.1715 | 3 | 1 | 4 | F | NBS_EndSuction | 2.5 | 2 | 2.5 | 4 | BranchMin2.5_BranchMax4 | 4 | 3 | 3 | 8 | HeaderMin3_HeaderMax8 | 6 | 5 | 15
682 | 22 | 020-110-4P-15HP | NBS_020-110_4P_15HP_10.31_SS | 376.0572 | 376.0572 | 1128.1715 | 3 | 1 | 4 | F | NBS_EndSuction | 2.5 | 2 | 2.5 | 4 | BranchMin2.5_BranchMax4 | 4 | 3 | 3 | 8 | HeaderMin3_HeaderMax8 | 8 | 5 | 15
683 | 23 | 020-135-4P-7pt5HP | NBS_020-135_4P_7.5HP_9.29_SS | 261.6739 | 261.6739 | 785.0216 | 3 | 1 | 4 | F | NBS_EndSuction | 3 | 2 | 3 | 4 | BranchMin3_BranchMax4 | 3 | 2 | 4 | 6 | HeaderMin4_HeaderMax6 | 4 | 3 | 6
683 | 23 | 020-135-4P-7pt5HP | NBS_020-135_4P_7.5HP_9.29_SS | 261.6739 | 261.6739 | 785.0216 | 3 | 1 | 4 | F | NBS_EndSuction | 3 | 2 | 3 | 4 | BranchMin3_BranchMax4 | 3 | 2 | 4 | 6 | HeaderMin4_HeaderMax6 | 5 | 3 | 6
683 | 23 | 020-135-4P-7pt5HP | NBS_020-135_4P_7.5HP_9.29_SS | 261.6739 | 261.6739 | 785.0216 | 3 | 1 | 4 | F | NBS_EndSuction | 3 | 2 | 3 | 4 | BranchMin3_BranchMax4 | 3 | 2 | 4 | 6 | HeaderMin4_HeaderMax6 | 6 | 3 | 6
683 | 23 | 020-135-4P-7pt5HP | NBS_020-135_4P_7.5HP_9.29_SS | 261.6739 | 261.6739 | 785.0216 | 3 | 1 | 4 | F | NBS_EndSuction | 3 | 2 | 3 | 4 | BranchMin3_BranchMax4 | 4 | 2 | 4 | 6 | HeaderMin4_HeaderMax6 | 4 | 3 | 6 | [11 empty] | INVALID
683 | 23 | 020-135-4P-7pt5HP | NBS_020-135_4P_7.5HP_9.29_SS | 261.6739 | 261.6739 | 785.0216 | 3 | 1 | 4 | F | NBS_EndSuction | 3 | 2 | 3 | 4 | BranchMin3_BranchMax4 | 4 | 2 | 4 | 6 | HeaderMin4_HeaderMax6 | 5 | 3 | 6
683 | 23 | 020-135-4P-7pt5HP | NBS_020-135_4P_7.5HP_9.29_SS | 261.6739 | 261.6739 | 785.0216 | 3 | 1 | 4 | F | NBS_EndSuction | 3 | 2 | 3 | 4 | BranchMin3_BranchMax4 | 4 | 2 | 4 | 6 | HeaderMin4_HeaderMax6 | 6 | 3 | 6
684 | 24 | 020-135-4P-10HP | NBS_020-135_4P_10HP_10.16_SS | 299.9456 | 299.9456 | 899.8369 | 3 | 1 | 4 | F | NBS_EndSuction | 3 | 2 | 3 | 4 | BranchMin3_BranchMax4 | 3 | 2 | 4 | 6 | HeaderMin4_HeaderMax6 | 4 | 3 | 6
684 | 24 | 020-135-4P-10HP | NBS_020-135_4P_10HP_10.16_SS | 299.9456 | 299.9456 | 899.8369 | 3 | 1 | 4 | F | NBS_EndSuction | 3 | 2 | 3 | 4 | BranchMin3_BranchMax4 | 3 | 2 | 4 | 6 | HeaderMin4_HeaderMax6 | 5 | 3 | 6
684 | 24 | 020-135-4P-10HP | NBS_020-135_4P_10HP_10.16_SS | 299.9456 | 299.9456 | 899.8369 | 3 | 1 | 4 | F | NBS_EndSuction | 3 | 2 | 3 | 4 | BranchMin3_BranchMax4 | 3 | 2 | 4 | 6 | HeaderMin4_HeaderMax6 | 6 | 3 | 6
684 | 24 | 020-135-4P-10HP | NBS_020-135_4P_10HP_10.16_SS | 299.9456 | 299.9456 | 899.8369 | 3 | 1 | 4 | F | NBS_EndSuction | 3 | 2 | 3 | 4 | BranchMin3_BranchMax4 | 4 | 2 | 4 | 6 | HeaderMin4_HeaderMax6 | 4 | 3 | 6 | [11 empty] | INVALID
684 | 24 | 020-135-4P-10HP | NBS_020-135_4P_10HP_10.16_SS | 299.9456 | 299.9456 | 899.8369 | 3 | 1 | 4 | F | NBS_EndSuction | 3 | 2 | 3 | 4 | BranchMin3_BranchMax4 | 4 | 2 | 4 | 6 | HeaderMin4_HeaderMax6 | 5 | 3 | 6
684 | 24 | 020-135-4P-10HP | NBS_020-135_4P_10HP_10.16_SS | 299.9456 | 299.9456 | 899.8369 | 3 | 1 | 4 | F | NBS_EndSuction | 3 | 2 | 3 | 4 | BranchMin3_BranchMax4 | 4 | 2 | 4 | 6 | HeaderMin4_HeaderMax6 | 6 | 3 | 6
685 | 25 | 020-135-4P-15HP | NBS_020-135_4P_15HP_11.42_SS | 365.149 | 365.149 | 1095.4471 | 3 | 1 | 4 | F | NBS_EndSuction | 3 | 2 | 3 | 4 | BranchMin3_BranchMax4 | 3 | 2 | 4 | 8 | HeaderMin4_HeaderMax8 | 4 | 4 | 8
685 | 25 | 020-135-4P-15HP | NBS_020-135_4P_15HP_11.42_SS | 365.149 | 365.149 | 1095.4471 | 3 | 1 | 4 | F | NBS_EndSuction | 3 | 2 | 3 | 4 | BranchMin3_BranchMax4 | 3 | 2 | 4 | 8 | HeaderMin4_HeaderMax8 | 5 | 4 | 8
685 | 25 | 020-135-4P-15HP | NBS_020-135_4P_15HP_11.42_SS | 365.149 | 365.149 | 1095.4471 | 3 | 1 | 4 | F | NBS_EndSuction | 3 | 2 | 3 | 4 | BranchMin3_BranchMax4 | 3 | 2 | 4 | 8 | HeaderMin4_HeaderMax8 | 6 | 4 | 8
685 | 25 | 020-135-4P-15HP | NBS_020-135_4P_15HP_11.42_SS | 365.149 | 365.149 | 1095.4471 | 3 | 1 | 4 | F | NBS_EndSuction | 3 | 2 | 3 | 4 | BranchMin3_BranchMax4 | 3 | 2 | 4 | 8 | HeaderMin4_HeaderMax8 | 8 | 4 | 8
685 | 25 | 020-135-4P-15HP | NBS_020-135_4P_15HP_11.42_SS | 365.149 | 365.149 | 1095.4471 | 3 | 1 | 4 | F | NBS_EndSuction | 3 | 2 | 3 | 4 | BranchMin3_BranchMax4 | 4 | 2 | 4 | 8 | HeaderMin4_HeaderMax8 | 4 | 4 | 8 | [11 empty] | INVALID
685 | 25 | 020-135-4P-15HP | NBS_020-135_4P_15HP_11.42_SS | 365.149 | 365.149 | 1095.4471 | 3 | 1 | 4 | F | NBS_EndSuction | 3 | 2 | 3 | 4 | BranchMin3_BranchMax4 | 4 | 2 | 4 | 8 | HeaderMin4_HeaderMax8 | 5 | 4 | 8
685 | 25 | 020-135-4P-15HP | NBS_020-135_4P_15HP_11.42_SS | 365.149 | 365.149 | 1095.4471 | 3 | 1 | 4 | F | NBS_EndSuction | 3 | 2 | 3 | 4 | BranchMin3_BranchMax4 | 4 | 2 | 4 | 8 | HeaderMin4_HeaderMax8 | 6 | 4 | 8
685 | 25 | 020-135-4P-15HP | NBS_020-135_4P_15HP_11.42_SS | 365.149 | 365.149 | 1095.4471 | 3 | 1 | 4 | F | NBS_EndSuction | 3 | 2 | 3 | 4 | BranchMin3_BranchMax4 | 4 | 2 | 4 | 8 | HeaderMin4_HeaderMax8 | 8 | 4 | 8
686 | 26 | 020-135-4P-20HP | NBS_020-135_4P_20HP_12.52_SS | 403.7936 | 403.7936 | 1211.3809 | 3 | 1 | 4 | F | NBS_EndSuction | 3 | 2 | 3 | 5 | BranchMin3_BranchMax5 | 3 | 3 | 4 | 8 | HeaderMin4_HeaderMax8 | 4 | 4 | 12
686 | 26 | 020-135-4P-20HP | NBS_020-135_4P_20HP_12.52_SS | 403.7936 | 403.7936 | 1211.3809 | 3 | 1 | 4 | F | NBS_EndSuction | 3 | 2 | 3 | 5 | BranchMin3_BranchMax5 | 3 | 3 | 4 | 8 | HeaderMin4_HeaderMax8 | 5 | 4 | 12
686 | 26 | 020-135-4P-20HP | NBS_020-135_4P_20HP_12.52_SS | 403.7936 | 403.7936 | 1211.3809 | 3 | 1 | 4 | F | NBS_EndSuction | 3 | 2 | 3 | 5 | BranchMin3_BranchMax5 | 3 | 3 | 4 | 8 | HeaderMin4_HeaderMax8 | 6 | 4 | 12
686 | 26 | 020-135-4P-20HP | NBS_020-135_4P_20HP_12.52_SS | 403.7936 | 403.7936 | 1211.3809 | 3 | 1 | 4 | F | NBS_EndSuction | 3 | 2 | 3 | 5 | BranchMin3_BranchMax5 | 3 | 3 | 4 | 8 | HeaderMin4_HeaderMax8 | 8 | 4 | 12
686 | 26 | 020-135-4P-20HP | NBS_020-135_4P_20HP_12.52_SS | 403.7936 | 403.7936 | 1211.3809 | 3 | 1 | 4 | F | NBS_EndSuction | 3 | 2 | 3 | 5 | BranchMin3_BranchMax5 | 4 | 3 | 4 | 8 | HeaderMin4_HeaderMax8 | 4 | 4 | 12 | [11 empty] | INVALID
686 | 26 | 020-135-4P-20HP | NBS_020-135_4P_20HP_12.52_SS | 403.7936 | 403.7936 | 1211.3809 | 3 | 1 | 4 | F | NBS_EndSuction | 3 | 2 | 3 | 5 | BranchMin3_BranchMax5 | 4 | 3 | 4 | 8 | HeaderMin4_HeaderMax8 | 5 | 4 | 12
686 | 26 | 020-135-4P-20HP | NBS_020-135_4P_20HP_12.52_SS | 403.7936 | 403.7936 | 1211.3809 | 3 | 1 | 4 | F | NBS_EndSuction | 3 | 2 | 3 | 5 | BranchMin3_BranchMax5 | 4 | 3 | 4 | 8 | HeaderMin4_HeaderMax8 | 6 | 4 | 12
686 | 26 | 020-135-4P-20HP | NBS_020-135_4P_20HP_12.52_SS | 403.7936 | 403.7936 | 1211.3809 | 3 | 1 | 4 | F | NBS_EndSuction | 3 | 2 | 3 | 5 | BranchMin3_BranchMax5 | 4 | 3 | 4 | 8 | HeaderMin4_HeaderMax8 | 8 | 4 | 12
686 | 26 | 020-135-4P-20HP | NBS_020-135_4P_20HP_12.52_SS | 403.7936 | 403.7936 | 1211.3809 | 3 | 1 | 4 | F | NBS_EndSuction | 3 | 2 | 3 | 5 | BranchMin3_BranchMax5 | 5 | 3 | 4 | 8 | HeaderMin4_HeaderMax8 | 4 | 4 | 12 | [11 empty] | INVALID
686 | 26 | 020-135-4P-20HP | NBS_020-135_4P_20HP_12.52_SS | 403.7936 | 403.7936 | 1211.3809 | 3 | 1 | 4 | F | NBS_EndSuction | 3 | 2 | 3 | 5 | BranchMin3_BranchMax5 | 5 | 3 | 4 | 8 | HeaderMin4_HeaderMax8 | 5 | 4 | 12 | [11 empty] | INVALID
686 | 26 | 020-135-4P-20HP | NBS_020-135_4P_20HP_12.52_SS | 403.7936 | 403.7936 | 1211.3809 | 3 | 1 | 4 | F | NBS_EndSuction | 3 | 2 | 3 | 5 | BranchMin3_BranchMax5 | 5 | 3 | 4 | 8 | HeaderMin4_HeaderMax8 | 6 | 4 | 12
686 | 26 | 020-135-4P-20HP | NBS_020-135_4P_20HP_12.52_SS | 403.7936 | 403.7936 | 1211.3809 | 3 | 1 | 4 | F | NBS_EndSuction | 3 | 2 | 3 | 5 | BranchMin3_BranchMax5 | 5 | 3 | 4 | 8 | HeaderMin4_HeaderMax8 | 8 | 4 | 12
687 | 27 | 020-135-4P-25HP | NBS_020-135_4P_25HP_13.31_SS | 402.7736 | 402.7736 | 1208.3209 | 3 | 1 | 4 | F | NBS_EndSuction | 3 | 2 | 3 | 5 | BranchMin3_BranchMax5 | 3 | 3 | 4 | 8 | HeaderMin4_HeaderMax8 | 4 | 4 | 12
687 | 27 | 020-135-4P-25HP | NBS_020-135_4P_25HP_13.31_SS | 402.7736 | 402.7736 | 1208.3209 | 3 | 1 | 4 | F | NBS_EndSuction | 3 | 2 | 3 | 5 | BranchMin3_BranchMax5 | 3 | 3 | 4 | 8 | HeaderMin4_HeaderMax8 | 5 | 4 | 12
687 | 27 | 020-135-4P-25HP | NBS_020-135_4P_25HP_13.31_SS | 402.7736 | 402.7736 | 1208.3209 | 3 | 1 | 4 | F | NBS_EndSuction | 3 | 2 | 3 | 5 | BranchMin3_BranchMax5 | 3 | 3 | 4 | 8 | HeaderMin4_HeaderMax8 | 6 | 4 | 12
687 | 27 | 020-135-4P-25HP | NBS_020-135_4P_25HP_13.31_SS | 402.7736 | 402.7736 | 1208.3209 | 3 | 1 | 4 | F | NBS_EndSuction | 3 | 2 | 3 | 5 | BranchMin3_BranchMax5 | 3 | 3 | 4 | 8 | HeaderMin4_HeaderMax8 | 8 | 4 | 12
687 | 27 | 020-135-4P-25HP | NBS_020-135_4P_25HP_13.31_SS | 402.7736 | 402.7736 | 1208.3209 | 3 | 1 | 4 | F | NBS_EndSuction | 3 | 2 | 3 | 5 | BranchMin3_BranchMax5 | 4 | 3 | 4 | 8 | HeaderMin4_HeaderMax8 | 4 | 4 | 12 | [11 empty] | INVALID
687 | 27 | 020-135-4P-25HP | NBS_020-135_4P_25HP_13.31_SS | 402.7736 | 402.7736 | 1208.3209 | 3 | 1 | 4 | F | NBS_EndSuction | 3 | 2 | 3 | 5 | BranchMin3_BranchMax5 | 4 | 3 | 4 | 8 | HeaderMin4_HeaderMax8 | 5 | 4 | 12
687 | 27 | 020-135-4P-25HP | NBS_020-135_4P_25HP_13.31_SS | 402.7736 | 402.7736 | 1208.3209 | 3 | 1 | 4 | F | NBS_EndSuction | 3 | 2 | 3 | 5 | BranchMin3_BranchMax5 | 4 | 3 | 4 | 8 | HeaderMin4_HeaderMax8 | 6 | 4 | 12
687 | 27 | 020-135-4P-25HP | NBS_020-135_4P_25HP_13.31_SS | 402.7736 | 402.7736 | 1208.3209 | 3 | 1 | 4 | F | NBS_EndSuction | 3 | 2 | 3 | 5 | BranchMin3_BranchMax5 | 4 | 3 | 4 | 8 | HeaderMin4_HeaderMax8 | 8 | 4 | 12
687 | 27 | 020-135-4P-25HP | NBS_020-135_4P_25HP_13.31_SS | 402.7736 | 402.7736 | 1208.3209 | 3 | 1 | 4 | F | NBS_EndSuction | 3 | 2 | 3 | 5 | BranchMin3_BranchMax5 | 5 | 3 | 4 | 8 | HeaderMin4_HeaderMax8 | 4 | 4 | 12 | [11 empty] | INVALID
687 | 27 | 020-135-4P-25HP | NBS_020-135_4P_25HP_13.31_SS | 402.7736 | 402.7736 | 1208.3209 | 3 | 1 | 4 | F | NBS_EndSuction | 3 | 2 | 3 | 5 | BranchMin3_BranchMax5 | 5 | 3 | 4 | 8 | HeaderMin4_HeaderMax8 | 5 | 4 | 12 | [11 empty] | INVALID
687 | 27 | 020-135-4P-25HP | NBS_020-135_4P_25HP_13.31_SS | 402.7736 | 402.7736 | 1208.3209 | 3 | 1 | 4 | F | NBS_EndSuction | 3 | 2 | 3 | 5 | BranchMin3_BranchMax5 | 5 | 3 | 4 | 8 | HeaderMin4_HeaderMax8 | 6 | 4 | 12
687 | 27 | 020-135-4P-25HP | NBS_020-135_4P_25HP_13.31_SS | 402.7736 | 402.7736 | 1208.3209 | 3 | 1 | 4 | F | NBS_EndSuction | 3 | 2 | 3 | 5 | BranchMin3_BranchMax5 | 5 | 3 | 4 | 8 | HeaderMin4_HeaderMax8 | 8 | 4 | 12
688 | 28 | 025-070-4P-1HP | NBS_025-070_4P_1HP_4.65_SS | 183.5282 | 183.5282 | 550.5845 | 3 | 1 | 4 | F | NBS_EndSuction | 2.5 | 2 | 2.5 | 3 | BranchMin2.5_BranchMax3 | 2.5 | 2 | 3 | 5 | HeaderMin3_HeaderMax5 | 3 | 3 | 6
688 | 28 | 025-070-4P-1HP | NBS_025-070_4P_1HP_4.65_SS | 183.5282 | 183.5282 | 550.5845 | 3 | 1 | 4 | F | NBS_EndSuction | 2.5 | 2 | 2.5 | 3 | BranchMin2.5_BranchMax3 | 2.5 | 2 | 3 | 5 | HeaderMin3_HeaderMax5 | 4 | 3 | 6
688 | 28 | 025-070-4P-1HP | NBS_025-070_4P_1HP_4.65_SS | 183.5282 | 183.5282 | 550.5845 | 3 | 1 | 4 | F | NBS_EndSuction | 2.5 | 2 | 2.5 | 3 | BranchMin2.5_BranchMax3 | 2.5 | 2 | 3 | 5 | HeaderMin3_HeaderMax5 | 5 | 3 | 6
688 | 28 | 025-070-4P-1HP | NBS_025-070_4P_1HP_4.65_SS | 183.5282 | 183.5282 | 550.5845 | 3 | 1 | 4 | F | NBS_EndSuction | 2.5 | 2 | 2.5 | 3 | BranchMin2.5_BranchMax3 | 3 | 2 | 3 | 5 | HeaderMin3_HeaderMax5 | 3 | 3 | 6 | [11 empty] | INVALID
688 | 28 | 025-070-4P-1HP | NBS_025-070_4P_1HP_4.65_SS | 183.5282 | 183.5282 | 550.5845 | 3 | 1 | 4 | F | NBS_EndSuction | 2.5 | 2 | 2.5 | 3 | BranchMin2.5_BranchMax3 | 3 | 2 | 3 | 5 | HeaderMin3_HeaderMax5 | 4 | 3 | 6
688 | 28 | 025-070-4P-1HP | NBS_025-070_4P_1HP_4.65_SS | 183.5282 | 183.5282 | 550.5845 | 3 | 1 | 4 | F | NBS_EndSuction | 2.5 | 2 | 2.5 | 3 | BranchMin2.5_BranchMax3 | 3 | 2 | 3 | 5 | HeaderMin3_HeaderMax5 | 5 | 3 | 6
689 | 29 | 025-070-4P-1pt5HP | NBS_025-070_4P_1.5HP_5.28_SS | 235.9056 | 235.9056 | 707.7169 | 3 | 1 | 4 | F | NBS_EndSuction | 2.5 | 2 | 2.5 | 4 | BranchMin2.5_BranchMax4 | 2.5 | 3 | 3 | 6 | HeaderMin3_HeaderMax6 | 3 | 4 | 12
689 | 29 | 025-070-4P-1pt5HP | NBS_025-070_4P_1.5HP_5.28_SS | 235.9056 | 235.9056 | 707.7169 | 3 | 1 | 4 | F | NBS_EndSuction | 2.5 | 2 | 2.5 | 4 | BranchMin2.5_BranchMax4 | 2.5 | 3 | 3 | 6 | HeaderMin3_HeaderMax6 | 4 | 4 | 12
689 | 29 | 025-070-4P-1pt5HP | NBS_025-070_4P_1.5HP_5.28_SS | 235.9056 | 235.9056 | 707.7169 | 3 | 1 | 4 | F | NBS_EndSuction | 2.5 | 2 | 2.5 | 4 | BranchMin2.5_BranchMax4 | 2.5 | 3 | 3 | 6 | HeaderMin3_HeaderMax6 | 5 | 4 | 12
689 | 29 | 025-070-4P-1pt5HP | NBS_025-070_4P_1.5HP_5.28_SS | 235.9056 | 235.9056 | 707.7169 | 3 | 1 | 4 | F | NBS_EndSuction | 2.5 | 2 | 2.5 | 4 | BranchMin2.5_BranchMax4 | 2.5 | 3 | 3 | 6 | HeaderMin3_HeaderMax6 | 6 | 4 | 12
689 | 29 | 025-070-4P-1pt5HP | NBS_025-070_4P_1.5HP_5.28_SS | 235.9056 | 235.9056 | 707.7169 | 3 | 1 | 4 | F | NBS_EndSuction | 2.5 | 2 | 2.5 | 4 | BranchMin2.5_BranchMax4 | 3 | 3 | 3 | 6 | HeaderMin3_HeaderMax6 | 3 | 4 | 12 | [11 empty] | INVALID
689 | 29 | 025-070-4P-1pt5HP | NBS_025-070_4P_1.5HP_5.28_SS | 235.9056 | 235.9056 | 707.7169 | 3 | 1 | 4 | F | NBS_EndSuction | 2.5 | 2 | 2.5 | 4 | BranchMin2.5_BranchMax4 | 3 | 3 | 3 | 6 | HeaderMin3_HeaderMax6 | 4 | 4 | 12
689 | 29 | 025-070-4P-1pt5HP | NBS_025-070_4P_1.5HP_5.28_SS | 235.9056 | 235.9056 | 707.7169 | 3 | 1 | 4 | F | NBS_EndSuction | 2.5 | 2 | 2.5 | 4 | BranchMin2.5_BranchMax4 | 3 | 3 | 3 | 6 | HeaderMin3_HeaderMax6 | 5 | 4 | 12
689 | 29 | 025-070-4P-1pt5HP | NBS_025-070_4P_1.5HP_5.28_SS | 235.9056 | 235.9056 | 707.7169 | 3 | 1 | 4 | F | NBS_EndSuction | 2.5 | 2 | 2.5 | 4 | BranchMin2.5_BranchMax4 | 3 | 3 | 3 | 6 | HeaderMin3_HeaderMax6 | 6 | 4 | 12
689 | 29 | 025-070-4P-1pt5HP | NBS_025-070_4P_1.5HP_5.28_SS | 235.9056 | 235.9056 | 707.7169 | 3 | 1 | 4 | F | NBS_EndSuction | 2.5 | 2 | 2.5 | 4 | BranchMin2.5_BranchMax4 | 4 | 3 | 3 | 6 | HeaderMin3_HeaderMax6 | 3 | 4 | 12 | [11 empty] | INVALID
689 | 29 | 025-070-4P-1pt5HP | NBS_025-070_4P_1.5HP_5.28_SS | 235.9056 | 235.9056 | 707.7169 | 3 | 1 | 4 | F | NBS_EndSuction | 2.5 | 2 | 2.5 | 4 | BranchMin2.5_BranchMax4 | 4 | 3 | 3 | 6 | HeaderMin3_HeaderMax6 | 4 | 4 | 12 | [11 empty] | INVALID
689 | 29 | 025-070-4P-1pt5HP | NBS_025-070_4P_1.5HP_5.28_SS | 235.9056 | 235.9056 | 707.7169 | 3 | 1 | 4 | F | NBS_EndSuction | 2.5 | 2 | 2.5 | 4 | BranchMin2.5_BranchMax4 | 4 | 3 | 3 | 6 | HeaderMin3_HeaderMax6 | 5 | 4 | 12
689 | 29 | 025-070-4P-1pt5HP | NBS_025-070_4P_1.5HP_5.28_SS | 235.9056 | 235.9056 | 707.7169 | 3 | 1 | 4 | F | NBS_EndSuction | 2.5 | 2 | 2.5 | 4 | BranchMin2.5_BranchMax4 | 4 | 3 | 3 | 6 | HeaderMin3_HeaderMax6 | 6 | 4 | 12
690 | 30 | 025-070-4P-2HP | NBS_025-070_4P_2HP_5.83_SS | 254.5738 | 254.5738 | 763.7214 | 3 | 1 | 4 | F | NBS_EndSuction | 2.5 | 2 | 2.5 | 4 | BranchMin2.5_BranchMax4 | 2.5 | 3 | 3 | 6 | HeaderMin3_HeaderMax6 | 3 | 4 | 12
690 | 30 | 025-070-4P-2HP | NBS_025-070_4P_2HP_5.83_SS | 254.5738 | 254.5738 | 763.7214 | 3 | 1 | 4 | F | NBS_EndSuction | 2.5 | 2 | 2.5 | 4 | BranchMin2.5_BranchMax4 | 2.5 | 3 | 3 | 6 | HeaderMin3_HeaderMax6 | 4 | 4 | 12
690 | 30 | 025-070-4P-2HP | NBS_025-070_4P_2HP_5.83_SS | 254.5738 | 254.5738 | 763.7214 | 3 | 1 | 4 | F | NBS_EndSuction | 2.5 | 2 | 2.5 | 4 | BranchMin2.5_BranchMax4 | 2.5 | 3 | 3 | 6 | HeaderMin3_HeaderMax6 | 5 | 4 | 12
690 | 30 | 025-070-4P-2HP | NBS_025-070_4P_2HP_5.83_SS | 254.5738 | 254.5738 | 763.7214 | 3 | 1 | 4 | F | NBS_EndSuction | 2.5 | 2 | 2.5 | 4 | BranchMin2.5_BranchMax4 | 2.5 | 3 | 3 | 6 | HeaderMin3_HeaderMax6 | 6 | 4 | 12
690 | 30 | 025-070-4P-2HP | NBS_025-070_4P_2HP_5.83_SS | 254.5738 | 254.5738 | 763.7214 | 3 | 1 | 4 | F | NBS_EndSuction | 2.5 | 2 | 2.5 | 4 | BranchMin2.5_BranchMax4 | 3 | 3 | 3 | 6 | HeaderMin3_HeaderMax6 | 3 | 4 | 12 | [11 empty] | INVALID
690 | 30 | 025-070-4P-2HP | NBS_025-070_4P_2HP_5.83_SS | 254.5738 | 254.5738 | 763.7214 | 3 | 1 | 4 | F | NBS_EndSuction | 2.5 | 2 | 2.5 | 4 | BranchMin2.5_BranchMax4 | 3 | 3 | 3 | 6 | HeaderMin3_HeaderMax6 | 4 | 4 | 12
690 | 30 | 025-070-4P-2HP | NBS_025-070_4P_2HP_5.83_SS | 254.5738 | 254.5738 | 763.7214 | 3 | 1 | 4 | F | NBS_EndSuction | 2.5 | 2 | 2.5 | 4 | BranchMin2.5_BranchMax4 | 3 | 3 | 3 | 6 | HeaderMin3_HeaderMax6 | 5 | 4 | 12
690 | 30 | 025-070-4P-2HP | NBS_025-070_4P_2HP_5.83_SS | 254.5738 | 254.5738 | 763.7214 | 3 | 1 | 4 | F | NBS_EndSuction | 2.5 | 2 | 2.5 | 4 | BranchMin2.5_BranchMax4 | 3 | 3 | 3 | 6 | HeaderMin3_HeaderMax6 | 6 | 4 | 12
690 | 30 | 025-070-4P-2HP | NBS_025-070_4P_2HP_5.83_SS | 254.5738 | 254.5738 | 763.7214 | 3 | 1 | 4 | F | NBS_EndSuction | 2.5 | 2 | 2.5 | 4 | BranchMin2.5_BranchMax4 | 4 | 3 | 3 | 6 | HeaderMin3_HeaderMax6 | 3 | 4 | 12 | [11 empty] | INVALID
690 | 30 | 025-070-4P-2HP | NBS_025-070_4P_2HP_5.83_SS | 254.5738 | 254.5738 | 763.7214 | 3 | 1 | 4 | F | NBS_EndSuction | 2.5 | 2 | 2.5 | 4 | BranchMin2.5_BranchMax4 | 4 | 3 | 3 | 6 | HeaderMin3_HeaderMax6 | 4 | 4 | 12 | [11 empty] | INVALID
690 | 30 | 025-070-4P-2HP | NBS_025-070_4P_2HP_5.83_SS | 254.5738 | 254.5738 | 763.7214 | 3 | 1 | 4 | F | NBS_EndSuction | 2.5 | 2 | 2.5 | 4 | BranchMin2.5_BranchMax4 | 4 | 3 | 3 | 6 | HeaderMin3_HeaderMax6 | 5 | 4 | 12
690 | 30 | 025-070-4P-2HP | NBS_025-070_4P_2HP_5.83_SS | 254.5738 | 254.5738 | 763.7214 | 3 | 1 | 4 | F | NBS_EndSuction | 2.5 | 2 | 2.5 | 4 | BranchMin2.5_BranchMax4 | 4 | 3 | 3 | 6 | HeaderMin3_HeaderMax6 | 6 | 4 | 12
691 | 31 | 025-070-4P-3HP | NBS_025-070_4P_3HP_6.61_SS | 278.649 | 278.649 | 835.9471 | 3 | 1 | 4 | F | NBS_EndSuction | 2.5 | 2 | 2.5 | 4 | BranchMin2.5_BranchMax4 | 2.5 | 3 | 3 | 6 | HeaderMin3_HeaderMax6 | 3 | 4 | 12
691 | 31 | 025-070-4P-3HP | NBS_025-070_4P_3HP_6.61_SS | 278.649 | 278.649 | 835.9471 | 3 | 1 | 4 | F | NBS_EndSuction | 2.5 | 2 | 2.5 | 4 | BranchMin2.5_BranchMax4 | 2.5 | 3 | 3 | 6 | HeaderMin3_HeaderMax6 | 4 | 4 | 12
691 | 31 | 025-070-4P-3HP | NBS_025-070_4P_3HP_6.61_SS | 278.649 | 278.649 | 835.9471 | 3 | 1 | 4 | F | NBS_EndSuction | 2.5 | 2 | 2.5 | 4 | BranchMin2.5_BranchMax4 | 2.5 | 3 | 3 | 6 | HeaderMin3_HeaderMax6 | 5 | 4 | 12
691 | 31 | 025-070-4P-3HP | NBS_025-070_4P_3HP_6.61_SS | 278.649 | 278.649 | 835.9471 | 3 | 1 | 4 | F | NBS_EndSuction | 2.5 | 2 | 2.5 | 4 | BranchMin2.5_BranchMax4 | 2.5 | 3 | 3 | 6 | HeaderMin3_HeaderMax6 | 6 | 4 | 12
691 | 31 | 025-070-4P-3HP | NBS_025-070_4P_3HP_6.61_SS | 278.649 | 278.649 | 835.9471 | 3 | 1 | 4 | F | NBS_EndSuction | 2.5 | 2 | 2.5 | 4 | BranchMin2.5_BranchMax4 | 3 | 3 | 3 | 6 | HeaderMin3_HeaderMax6 | 3 | 4 | 12 | [11 empty] | INVALID
691 | 31 | 025-070-4P-3HP | NBS_025-070_4P_3HP_6.61_SS | 278.649 | 278.649 | 835.9471 | 3 | 1 | 4 | F | NBS_EndSuction | 2.5 | 2 | 2.5 | 4 | BranchMin2.5_BranchMax4 | 3 | 3 | 3 | 6 | HeaderMin3_HeaderMax6 | 4 | 4 | 12
691 | 31 | 025-070-4P-3HP | NBS_025-070_4P_3HP_6.61_SS | 278.649 | 278.649 | 835.9471 | 3 | 1 | 4 | F | NBS_EndSuction | 2.5 | 2 | 2.5 | 4 | BranchMin2.5_BranchMax4 | 3 | 3 | 3 | 6 | HeaderMin3_HeaderMax6 | 5 | 4 | 12
691 | 31 | 025-070-4P-3HP | NBS_025-070_4P_3HP_6.61_SS | 278.649 | 278.649 | 835.9471 | 3 | 1 | 4 | F | NBS_EndSuction | 2.5 | 2 | 2.5 | 4 | BranchMin2.5_BranchMax4 | 3 | 3 | 3 | 6 | HeaderMin3_HeaderMax6 | 6 | 4 | 12
691 | 31 | 025-070-4P-3HP | NBS_025-070_4P_3HP_6.61_SS | 278.649 | 278.649 | 835.9471 | 3 | 1 | 4 | F | NBS_EndSuction | 2.5 | 2 | 2.5 | 4 | BranchMin2.5_BranchMax4 | 4 | 3 | 3 | 6 | HeaderMin3_HeaderMax6 | 3 | 4 | 12 | [11 empty] | INVALID
691 | 31 | 025-070-4P-3HP | NBS_025-070_4P_3HP_6.61_SS | 278.649 | 278.649 | 835.9471 | 3 | 1 | 4 | F | NBS_EndSuction | 2.5 | 2 | 2.5 | 4 | BranchMin2.5_BranchMax4 | 4 | 3 | 3 | 6 | HeaderMin3_HeaderMax6 | 4 | 4 | 12 | [11 empty] | INVALID
691 | 31 | 025-070-4P-3HP | NBS_025-070_4P_3HP_6.61_SS | 278.649 | 278.649 | 835.9471 | 3 | 1 | 4 | F | NBS_EndSuction | 2.5 | 2 | 2.5 | 4 | BranchMin2.5_BranchMax4 | 4 | 3 | 3 | 6 | HeaderMin3_HeaderMax6 | 5 | 4 | 12
691 | 31 | 025-070-4P-3HP | NBS_025-070_4P_3HP_6.61_SS | 278.649 | 278.649 | 835.9471 | 3 | 1 | 4 | F | NBS_EndSuction | 2.5 | 2 | 2.5 | 4 | BranchMin2.5_BranchMax4 | 4 | 3 | 3 | 6 | HeaderMin3_HeaderMax6 | 6 | 4 | 12
692 | 32 | 025-070-4P-5HP | NBS_025-070_4P_5HP_6.77_SS | 302.5651 | 302.5651 | 907.6952 | 3 | 1 | 4 | F | NBS_EndSuction | 2.5 | 2 | 2.5 | 4 | BranchMin2.5_BranchMax4 | 2.5 | 3 | 3 | 6 | HeaderMin3_HeaderMax6 | 3 | 4 | 12
692 | 32 | 025-070-4P-5HP | NBS_025-070_4P_5HP_6.77_SS | 302.5651 | 302.5651 | 907.6952 | 3 | 1 | 4 | F | NBS_EndSuction | 2.5 | 2 | 2.5 | 4 | BranchMin2.5_BranchMax4 | 2.5 | 3 | 3 | 6 | HeaderMin3_HeaderMax6 | 4 | 4 | 12
692 | 32 | 025-070-4P-5HP | NBS_025-070_4P_5HP_6.77_SS | 302.5651 | 302.5651 | 907.6952 | 3 | 1 | 4 | F | NBS_EndSuction | 2.5 | 2 | 2.5 | 4 | BranchMin2.5_BranchMax4 | 2.5 | 3 | 3 | 6 | HeaderMin3_HeaderMax6 | 5 | 4 | 12
692 | 32 | 025-070-4P-5HP | NBS_025-070_4P_5HP_6.77_SS | 302.5651 | 302.5651 | 907.6952 | 3 | 1 | 4 | F | NBS_EndSuction | 2.5 | 2 | 2.5 | 4 | BranchMin2.5_BranchMax4 | 2.5 | 3 | 3 | 6 | HeaderMin3_HeaderMax6 | 6 | 4 | 12
692 | 32 | 025-070-4P-5HP | NBS_025-070_4P_5HP_6.77_SS | 302.5651 | 302.5651 | 907.6952 | 3 | 1 | 4 | F | NBS_EndSuction | 2.5 | 2 | 2.5 | 4 | BranchMin2.5_BranchMax4 | 3 | 3 | 3 | 6 | HeaderMin3_HeaderMax6 | 3 | 4 | 12 | [11 empty] | INVALID
692 | 32 | 025-070-4P-5HP | NBS_025-070_4P_5HP_6.77_SS | 302.5651 | 302.5651 | 907.6952 | 3 | 1 | 4 | F | NBS_EndSuction | 2.5 | 2 | 2.5 | 4 | BranchMin2.5_BranchMax4 | 3 | 3 | 3 | 6 | HeaderMin3_HeaderMax6 | 4 | 4 | 12
692 | 32 | 025-070-4P-5HP | NBS_025-070_4P_5HP_6.77_SS | 302.5651 | 302.5651 | 907.6952 | 3 | 1 | 4 | F | NBS_EndSuction | 2.5 | 2 | 2.5 | 4 | BranchMin2.5_BranchMax4 | 3 | 3 | 3 | 6 | HeaderMin3_HeaderMax6 | 5 | 4 | 12
692 | 32 | 025-070-4P-5HP | NBS_025-070_4P_5HP_6.77_SS | 302.5651 | 302.5651 | 907.6952 | 3 | 1 | 4 | F | NBS_EndSuction | 2.5 | 2 | 2.5 | 4 | BranchMin2.5_BranchMax4 | 3 | 3 | 3 | 6 | HeaderMin3_HeaderMax6 | 6 | 4 | 12
692 | 32 | 025-070-4P-5HP | NBS_025-070_4P_5HP_6.77_SS | 302.5651 | 302.5651 | 907.6952 | 3 | 1 | 4 | F | NBS_EndSuction | 2.5 | 2 | 2.5 | 4 | BranchMin2.5_BranchMax4 | 4 | 3 | 3 | 6 | HeaderMin3_HeaderMax6 | 3 | 4 | 12 | [11 empty] | INVALID
692 | 32 | 025-070-4P-5HP | NBS_025-070_4P_5HP_6.77_SS | 302.5651 | 302.5651 | 907.6952 | 3 | 1 | 4 | F | NBS_EndSuction | 2.5 | 2 | 2.5 | 4 | BranchMin2.5_BranchMax4 | 4 | 3 | 3 | 6 | HeaderMin3_HeaderMax6 | 4 | 4 | 12 | [11 empty] | INVALID
692 | 32 | 025-070-4P-5HP | NBS_025-070_4P_5HP_6.77_SS | 302.5651 | 302.5651 | 907.6952 | 3 | 1 | 4 | F | NBS_EndSuction | 2.5 | 2 | 2.5 | 4 | BranchMin2.5_BranchMax4 | 4 | 3 | 3 | 6 | HeaderMin3_HeaderMax6 | 5 | 4 | 12
692 | 32 | 025-070-4P-5HP | NBS_025-070_4P_5HP_6.77_SS | 302.5651 | 302.5651 | 907.6952 | 3 | 1 | 4 | F | NBS_EndSuction | 2.5 | 2 | 2.5 | 4 | BranchMin2.5_BranchMax4 | 4 | 3 | 3 | 6 | HeaderMin3_HeaderMax6 | 6 | 4 | 12
693 | 33 | 025-095-4P-3HP | NBS_025-095_4P_3HP_5.98_SS | 278.138 | 278.138 | 834.4139 | 3 | 1 | 4 | F | NBS_EndSuction | 3 | 2.5 | 3 | 4 | BranchMin3_BranchMax4 | 3 | 2 | 4 | 6 | HeaderMin4_HeaderMax6 | 4 | 3 | 6
693 | 33 | 025-095-4P-3HP | NBS_025-095_4P_3HP_5.98_SS | 278.138 | 278.138 | 834.4139 | 3 | 1 | 4 | F | NBS_EndSuction | 3 | 2.5 | 3 | 4 | BranchMin3_BranchMax4 | 3 | 2 | 4 | 6 | HeaderMin4_HeaderMax6 | 5 | 3 | 6
693 | 33 | 025-095-4P-3HP | NBS_025-095_4P_3HP_5.98_SS | 278.138 | 278.138 | 834.4139 | 3 | 1 | 4 | F | NBS_EndSuction | 3 | 2.5 | 3 | 4 | BranchMin3_BranchMax4 | 3 | 2 | 4 | 6 | HeaderMin4_HeaderMax6 | 6 | 3 | 6
693 | 33 | 025-095-4P-3HP | NBS_025-095_4P_3HP_5.98_SS | 278.138 | 278.138 | 834.4139 | 3 | 1 | 4 | F | NBS_EndSuction | 3 | 2.5 | 3 | 4 | BranchMin3_BranchMax4 | 4 | 2 | 4 | 6 | HeaderMin4_HeaderMax6 | 4 | 3 | 6 | [11 empty] | INVALID
693 | 33 | 025-095-4P-3HP | NBS_025-095_4P_3HP_5.98_SS | 278.138 | 278.138 | 834.4139 | 3 | 1 | 4 | F | NBS_EndSuction | 3 | 2.5 | 3 | 4 | BranchMin3_BranchMax4 | 4 | 2 | 4 | 6 | HeaderMin4_HeaderMax6 | 5 | 3 | 6
693 | 33 | 025-095-4P-3HP | NBS_025-095_4P_3HP_5.98_SS | 278.138 | 278.138 | 834.4139 | 3 | 1 | 4 | F | NBS_EndSuction | 3 | 2.5 | 3 | 4 | BranchMin3_BranchMax4 | 4 | 2 | 4 | 6 | HeaderMin4_HeaderMax6 | 6 | 3 | 6
694 | 34 | 025-095-4P-5HP | NBS_025-095_4P_5HP_7.17_SS | 343.952 | 343.952 | 1031.8561 | 3 | 1 | 4 | F | NBS_EndSuction | 3 | 2.5 | 3 | 4 | BranchMin3_BranchMax4 | 3 | 2 | 4 | 8 | HeaderMin4_HeaderMax8 | 4 | 4 | 8
694 | 34 | 025-095-4P-5HP | NBS_025-095_4P_5HP_7.17_SS | 343.952 | 343.952 | 1031.8561 | 3 | 1 | 4 | F | NBS_EndSuction | 3 | 2.5 | 3 | 4 | BranchMin3_BranchMax4 | 3 | 2 | 4 | 8 | HeaderMin4_HeaderMax8 | 5 | 4 | 8
694 | 34 | 025-095-4P-5HP | NBS_025-095_4P_5HP_7.17_SS | 343.952 | 343.952 | 1031.8561 | 3 | 1 | 4 | F | NBS_EndSuction | 3 | 2.5 | 3 | 4 | BranchMin3_BranchMax4 | 3 | 2 | 4 | 8 | HeaderMin4_HeaderMax8 | 6 | 4 | 8
694 | 34 | 025-095-4P-5HP | NBS_025-095_4P_5HP_7.17_SS | 343.952 | 343.952 | 1031.8561 | 3 | 1 | 4 | F | NBS_EndSuction | 3 | 2.5 | 3 | 4 | BranchMin3_BranchMax4 | 3 | 2 | 4 | 8 | HeaderMin4_HeaderMax8 | 8 | 4 | 8
694 | 34 | 025-095-4P-5HP | NBS_025-095_4P_5HP_7.17_SS | 343.952 | 343.952 | 1031.8561 | 3 | 1 | 4 | F | NBS_EndSuction | 3 | 2.5 | 3 | 4 | BranchMin3_BranchMax4 | 4 | 2 | 4 | 8 | HeaderMin4_HeaderMax8 | 4 | 4 | 8 | [11 empty] | INVALID
694 | 34 | 025-095-4P-5HP | NBS_025-095_4P_5HP_7.17_SS | 343.952 | 343.952 | 1031.8561 | 3 | 1 | 4 | F | NBS_EndSuction | 3 | 2.5 | 3 | 4 | BranchMin3_BranchMax4 | 4 | 2 | 4 | 8 | HeaderMin4_HeaderMax8 | 5 | 4 | 8
694 | 34 | 025-095-4P-5HP | NBS_025-095_4P_5HP_7.17_SS | 343.952 | 343.952 | 1031.8561 | 3 | 1 | 4 | F | NBS_EndSuction | 3 | 2.5 | 3 | 4 | BranchMin3_BranchMax4 | 4 | 2 | 4 | 8 | HeaderMin4_HeaderMax8 | 6 | 4 | 8
694 | 34 | 025-095-4P-5HP | NBS_025-095_4P_5HP_7.17_SS | 343.952 | 343.952 | 1031.8561 | 3 | 1 | 4 | F | NBS_EndSuction | 3 | 2.5 | 3 | 4 | BranchMin3_BranchMax4 | 4 | 2 | 4 | 8 | HeaderMin4_HeaderMax8 | 8 | 4 | 8
695 | 35 | 025-095-4P-7pt5HP | NBS_025-095_4P_7.5HP_8.43_SS | 398.9817 | 398.9817 | 1196.9451 | 3 | 1 | 4 | F | NBS_EndSuction | 3 | 2.5 | 3 | 4 | BranchMin3_BranchMax4 | 3 | 2 | 4 | 8 | HeaderMin4_HeaderMax8 | 4 | 4 | 8
695 | 35 | 025-095-4P-7pt5HP | NBS_025-095_4P_7.5HP_8.43_SS | 398.9817 | 398.9817 | 1196.9451 | 3 | 1 | 4 | F | NBS_EndSuction | 3 | 2.5 | 3 | 4 | BranchMin3_BranchMax4 | 3 | 2 | 4 | 8 | HeaderMin4_HeaderMax8 | 5 | 4 | 8
695 | 35 | 025-095-4P-7pt5HP | NBS_025-095_4P_7.5HP_8.43_SS | 398.9817 | 398.9817 | 1196.9451 | 3 | 1 | 4 | F | NBS_EndSuction | 3 | 2.5 | 3 | 4 | BranchMin3_BranchMax4 | 3 | 2 | 4 | 8 | HeaderMin4_HeaderMax8 | 6 | 4 | 8
695 | 35 | 025-095-4P-7pt5HP | NBS_025-095_4P_7.5HP_8.43_SS | 398.9817 | 398.9817 | 1196.9451 | 3 | 1 | 4 | F | NBS_EndSuction | 3 | 2.5 | 3 | 4 | BranchMin3_BranchMax4 | 3 | 2 | 4 | 8 | HeaderMin4_HeaderMax8 | 8 | 4 | 8
695 | 35 | 025-095-4P-7pt5HP | NBS_025-095_4P_7.5HP_8.43_SS | 398.9817 | 398.9817 | 1196.9451 | 3 | 1 | 4 | F | NBS_EndSuction | 3 | 2.5 | 3 | 4 | BranchMin3_BranchMax4 | 4 | 2 | 4 | 8 | HeaderMin4_HeaderMax8 | 4 | 4 | 8 | [11 empty] | INVALID
695 | 35 | 025-095-4P-7pt5HP | NBS_025-095_4P_7.5HP_8.43_SS | 398.9817 | 398.9817 | 1196.9451 | 3 | 1 | 4 | F | NBS_EndSuction | 3 | 2.5 | 3 | 4 | BranchMin3_BranchMax4 | 4 | 2 | 4 | 8 | HeaderMin4_HeaderMax8 | 5 | 4 | 8
695 | 35 | 025-095-4P-7pt5HP | NBS_025-095_4P_7.5HP_8.43_SS | 398.9817 | 398.9817 | 1196.9451 | 3 | 1 | 4 | F | NBS_EndSuction | 3 | 2.5 | 3 | 4 | BranchMin3_BranchMax4 | 4 | 2 | 4 | 8 | HeaderMin4_HeaderMax8 | 6 | 4 | 8
695 | 35 | 025-095-4P-7pt5HP | NBS_025-095_4P_7.5HP_8.43_SS | 398.9817 | 398.9817 | 1196.9451 | 3 | 1 | 4 | F | NBS_EndSuction | 3 | 2.5 | 3 | 4 | BranchMin3_BranchMax4 | 4 | 2 | 4 | 8 | HeaderMin4_HeaderMax8 | 8 | 4 | 8
696 | 36 | 025-095-4P-10HP | NBS_025-095_4P_10HP_9.53_SS | 427.0782 | 427.0782 | 1281.2345 | 3 | 1 | 4 | F | NBS_EndSuction | 3 | 2.5 | 3 | 5 | BranchMin3_BranchMax5 | 3 | 3 | 4 | 8 | HeaderMin4_HeaderMax8 | 4 | 4 | 12
696 | 36 | 025-095-4P-10HP | NBS_025-095_4P_10HP_9.53_SS | 427.0782 | 427.0782 | 1281.2345 | 3 | 1 | 4 | F | NBS_EndSuction | 3 | 2.5 | 3 | 5 | BranchMin3_BranchMax5 | 3 | 3 | 4 | 8 | HeaderMin4_HeaderMax8 | 5 | 4 | 12
696 | 36 | 025-095-4P-10HP | NBS_025-095_4P_10HP_9.53_SS | 427.0782 | 427.0782 | 1281.2345 | 3 | 1 | 4 | F | NBS_EndSuction | 3 | 2.5 | 3 | 5 | BranchMin3_BranchMax5 | 3 | 3 | 4 | 8 | HeaderMin4_HeaderMax8 | 6 | 4 | 12
696 | 36 | 025-095-4P-10HP | NBS_025-095_4P_10HP_9.53_SS | 427.0782 | 427.0782 | 1281.2345 | 3 | 1 | 4 | F | NBS_EndSuction | 3 | 2.5 | 3 | 5 | BranchMin3_BranchMax5 | 3 | 3 | 4 | 8 | HeaderMin4_HeaderMax8 | 8 | 4 | 12
696 | 36 | 025-095-4P-10HP | NBS_025-095_4P_10HP_9.53_SS | 427.0782 | 427.0782 | 1281.2345 | 3 | 1 | 4 | F | NBS_EndSuction | 3 | 2.5 | 3 | 5 | BranchMin3_BranchMax5 | 4 | 3 | 4 | 8 | HeaderMin4_HeaderMax8 | 4 | 4 | 12 | [11 empty] | INVALID
696 | 36 | 025-095-4P-10HP | NBS_025-095_4P_10HP_9.53_SS | 427.0782 | 427.0782 | 1281.2345 | 3 | 1 | 4 | F | NBS_EndSuction | 3 | 2.5 | 3 | 5 | BranchMin3_BranchMax5 | 4 | 3 | 4 | 8 | HeaderMin4_HeaderMax8 | 5 | 4 | 12
696 | 36 | 025-095-4P-10HP | NBS_025-095_4P_10HP_9.53_SS | 427.0782 | 427.0782 | 1281.2345 | 3 | 1 | 4 | F | NBS_EndSuction | 3 | 2.5 | 3 | 5 | BranchMin3_BranchMax5 | 4 | 3 | 4 | 8 | HeaderMin4_HeaderMax8 | 6 | 4 | 12
696 | 36 | 025-095-4P-10HP | NBS_025-095_4P_10HP_9.53_SS | 427.0782 | 427.0782 | 1281.2345 | 3 | 1 | 4 | F | NBS_EndSuction | 3 | 2.5 | 3 | 5 | BranchMin3_BranchMax5 | 4 | 3 | 4 | 8 | HeaderMin4_HeaderMax8 | 8 | 4 | 12
696 | 36 | 025-095-4P-10HP | NBS_025-095_4P_10HP_9.53_SS | 427.0782 | 427.0782 | 1281.2345 | 3 | 1 | 4 | F | NBS_EndSuction | 3 | 2.5 | 3 | 5 | BranchMin3_BranchMax5 | 5 | 3 | 4 | 8 | HeaderMin4_HeaderMax8 | 4 | 4 | 12 | [11 empty] | INVALID
696 | 36 | 025-095-4P-10HP | NBS_025-095_4P_10HP_9.53_SS | 427.0782 | 427.0782 | 1281.2345 | 3 | 1 | 4 | F | NBS_EndSuction | 3 | 2.5 | 3 | 5 | BranchMin3_BranchMax5 | 5 | 3 | 4 | 8 | HeaderMin4_HeaderMax8 | 5 | 4 | 12 | [11 empty] | INVALID
696 | 36 | 025-095-4P-10HP | NBS_025-095_4P_10HP_9.53_SS | 427.0782 | 427.0782 | 1281.2345 | 3 | 1 | 4 | F | NBS_EndSuction | 3 | 2.5 | 3 | 5 | BranchMin3_BranchMax5 | 5 | 3 | 4 | 8 | HeaderMin4_HeaderMax8 | 6 | 4 | 12
696 | 36 | 025-095-4P-10HP | NBS_025-095_4P_10HP_9.53_SS | 427.0782 | 427.0782 | 1281.2345 | 3 | 1 | 4 | F | NBS_EndSuction | 3 | 2.5 | 3 | 5 | BranchMin3_BranchMax5 | 5 | 3 | 4 | 8 | HeaderMin4_HeaderMax8 | 8 | 4 | 12
697 | 37 | 025-110-4P-7pt5HP | NBS_025-110_4P_7.5HP_8.58_SS | 374.2437 | 374.2437 | 1122.7312 | 3 | 1 | 4 | F | NBS_EndSuction | 3 | 2.5 | 3 | 4 | BranchMin3_BranchMax4 | 3 | 2 | 4 | 8 | HeaderMin4_HeaderMax8 | 4 | 4 | 8
697 | 37 | 025-110-4P-7pt5HP | NBS_025-110_4P_7.5HP_8.58_SS | 374.2437 | 374.2437 | 1122.7312 | 3 | 1 | 4 | F | NBS_EndSuction | 3 | 2.5 | 3 | 4 | BranchMin3_BranchMax4 | 3 | 2 | 4 | 8 | HeaderMin4_HeaderMax8 | 5 | 4 | 8
697 | 37 | 025-110-4P-7pt5HP | NBS_025-110_4P_7.5HP_8.58_SS | 374.2437 | 374.2437 | 1122.7312 | 3 | 1 | 4 | F | NBS_EndSuction | 3 | 2.5 | 3 | 4 | BranchMin3_BranchMax4 | 3 | 2 | 4 | 8 | HeaderMin4_HeaderMax8 | 6 | 4 | 8
697 | 37 | 025-110-4P-7pt5HP | NBS_025-110_4P_7.5HP_8.58_SS | 374.2437 | 374.2437 | 1122.7312 | 3 | 1 | 4 | F | NBS_EndSuction | 3 | 2.5 | 3 | 4 | BranchMin3_BranchMax4 | 3 | 2 | 4 | 8 | HeaderMin4_HeaderMax8 | 8 | 4 | 8
697 | 37 | 025-110-4P-7pt5HP | NBS_025-110_4P_7.5HP_8.58_SS | 374.2437 | 374.2437 | 1122.7312 | 3 | 1 | 4 | F | NBS_EndSuction | 3 | 2.5 | 3 | 4 | BranchMin3_BranchMax4 | 4 | 2 | 4 | 8 | HeaderMin4_HeaderMax8 | 4 | 4 | 8 | [11 empty] | INVALID
697 | 37 | 025-110-4P-7pt5HP | NBS_025-110_4P_7.5HP_8.58_SS | 374.2437 | 374.2437 | 1122.7312 | 3 | 1 | 4 | F | NBS_EndSuction | 3 | 2.5 | 3 | 4 | BranchMin3_BranchMax4 | 4 | 2 | 4 | 8 | HeaderMin4_HeaderMax8 | 5 | 4 | 8
697 | 37 | 025-110-4P-7pt5HP | NBS_025-110_4P_7.5HP_8.58_SS | 374.2437 | 374.2437 | 1122.7312 | 3 | 1 | 4 | F | NBS_EndSuction | 3 | 2.5 | 3 | 4 | BranchMin3_BranchMax4 | 4 | 2 | 4 | 8 | HeaderMin4_HeaderMax8 | 6 | 4 | 8
697 | 37 | 025-110-4P-7pt5HP | NBS_025-110_4P_7.5HP_8.58_SS | 374.2437 | 374.2437 | 1122.7312 | 3 | 1 | 4 | F | NBS_EndSuction | 3 | 2.5 | 3 | 4 | BranchMin3_BranchMax4 | 4 | 2 | 4 | 8 | HeaderMin4_HeaderMax8 | 8 | 4 | 8
698 | 38 | 025-110-4P-10HP | NBS_025-110_4P_10HP_9.45_SS | 422.9151 | 422.9151 | 1268.7454 | 3 | 1 | 4 | F | NBS_EndSuction | 3 | 2.5 | 3 | 5 | BranchMin3_BranchMax5 | 3 | 3 | 4 | 8 | HeaderMin4_HeaderMax8 | 4 | 4 | 12
698 | 38 | 025-110-4P-10HP | NBS_025-110_4P_10HP_9.45_SS | 422.9151 | 422.9151 | 1268.7454 | 3 | 1 | 4 | F | NBS_EndSuction | 3 | 2.5 | 3 | 5 | BranchMin3_BranchMax5 | 3 | 3 | 4 | 8 | HeaderMin4_HeaderMax8 | 5 | 4 | 12
698 | 38 | 025-110-4P-10HP | NBS_025-110_4P_10HP_9.45_SS | 422.9151 | 422.9151 | 1268.7454 | 3 | 1 | 4 | F | NBS_EndSuction | 3 | 2.5 | 3 | 5 | BranchMin3_BranchMax5 | 3 | 3 | 4 | 8 | HeaderMin4_HeaderMax8 | 6 | 4 | 12
698 | 38 | 025-110-4P-10HP | NBS_025-110_4P_10HP_9.45_SS | 422.9151 | 422.9151 | 1268.7454 | 3 | 1 | 4 | F | NBS_EndSuction | 3 | 2.5 | 3 | 5 | BranchMin3_BranchMax5 | 3 | 3 | 4 | 8 | HeaderMin4_HeaderMax8 | 8 | 4 | 12
698 | 38 | 025-110-4P-10HP | NBS_025-110_4P_10HP_9.45_SS | 422.9151 | 422.9151 | 1268.7454 | 3 | 1 | 4 | F | NBS_EndSuction | 3 | 2.5 | 3 | 5 | BranchMin3_BranchMax5 | 4 | 3 | 4 | 8 | HeaderMin4_HeaderMax8 | 4 | 4 | 12 | [11 empty] | INVALID
698 | 38 | 025-110-4P-10HP | NBS_025-110_4P_10HP_9.45_SS | 422.9151 | 422.9151 | 1268.7454 | 3 | 1 | 4 | F | NBS_EndSuction | 3 | 2.5 | 3 | 5 | BranchMin3_BranchMax5 | 4 | 3 | 4 | 8 | HeaderMin4_HeaderMax8 | 5 | 4 | 12
698 | 38 | 025-110-4P-10HP | NBS_025-110_4P_10HP_9.45_SS | 422.9151 | 422.9151 | 1268.7454 | 3 | 1 | 4 | F | NBS_EndSuction | 3 | 2.5 | 3 | 5 | BranchMin3_BranchMax5 | 4 | 3 | 4 | 8 | HeaderMin4_HeaderMax8 | 6 | 4 | 12
698 | 38 | 025-110-4P-10HP | NBS_025-110_4P_10HP_9.45_SS | 422.9151 | 422.9151 | 1268.7454 | 3 | 1 | 4 | F | NBS_EndSuction | 3 | 2.5 | 3 | 5 | BranchMin3_BranchMax5 | 4 | 3 | 4 | 8 | HeaderMin4_HeaderMax8 | 8 | 4 | 12
698 | 38 | 025-110-4P-10HP | NBS_025-110_4P_10HP_9.45_SS | 422.9151 | 422.9151 | 1268.7454 | 3 | 1 | 4 | F | NBS_EndSuction | 3 | 2.5 | 3 | 5 | BranchMin3_BranchMax5 | 5 | 3 | 4 | 8 | HeaderMin4_HeaderMax8 | 4 | 4 | 12 | [11 empty] | INVALID
698 | 38 | 025-110-4P-10HP | NBS_025-110_4P_10HP_9.45_SS | 422.9151 | 422.9151 | 1268.7454 | 3 | 1 | 4 | F | NBS_EndSuction | 3 | 2.5 | 3 | 5 | BranchMin3_BranchMax5 | 5 | 3 | 4 | 8 | HeaderMin4_HeaderMax8 | 5 | 4 | 12 | [11 empty] | INVALID
698 | 38 | 025-110-4P-10HP | NBS_025-110_4P_10HP_9.45_SS | 422.9151 | 422.9151 | 1268.7454 | 3 | 1 | 4 | F | NBS_EndSuction | 3 | 2.5 | 3 | 5 | BranchMin3_BranchMax5 | 5 | 3 | 4 | 8 | HeaderMin4_HeaderMax8 | 6 | 4 | 12
698 | 38 | 025-110-4P-10HP | NBS_025-110_4P_10HP_9.45_SS | 422.9151 | 422.9151 | 1268.7454 | 3 | 1 | 4 | F | NBS_EndSuction | 3 | 2.5 | 3 | 5 | BranchMin3_BranchMax5 | 5 | 3 | 4 | 8 | HeaderMin4_HeaderMax8 | 8 | 4 | 12
699 | 39 | 025-110-4P-15HP | NBS_025-110_4P_15HP_11.02_SS | 479.4087 | 479.4087 | 1438.226 | 3 | 1 | 4 | F | NBS_EndSuction | 3 | 2.5 | 3 | 5 | BranchMin3_BranchMax5 | 3 | 3 | 4 | 8 | HeaderMin4_HeaderMax8 | 4 | 4 | 12
699 | 39 | 025-110-4P-15HP | NBS_025-110_4P_15HP_11.02_SS | 479.4087 | 479.4087 | 1438.226 | 3 | 1 | 4 | F | NBS_EndSuction | 3 | 2.5 | 3 | 5 | BranchMin3_BranchMax5 | 3 | 3 | 4 | 8 | HeaderMin4_HeaderMax8 | 5 | 4 | 12
699 | 39 | 025-110-4P-15HP | NBS_025-110_4P_15HP_11.02_SS | 479.4087 | 479.4087 | 1438.226 | 3 | 1 | 4 | F | NBS_EndSuction | 3 | 2.5 | 3 | 5 | BranchMin3_BranchMax5 | 3 | 3 | 4 | 8 | HeaderMin4_HeaderMax8 | 6 | 4 | 12
699 | 39 | 025-110-4P-15HP | NBS_025-110_4P_15HP_11.02_SS | 479.4087 | 479.4087 | 1438.226 | 3 | 1 | 4 | F | NBS_EndSuction | 3 | 2.5 | 3 | 5 | BranchMin3_BranchMax5 | 3 | 3 | 4 | 8 | HeaderMin4_HeaderMax8 | 8 | 4 | 12
699 | 39 | 025-110-4P-15HP | NBS_025-110_4P_15HP_11.02_SS | 479.4087 | 479.4087 | 1438.226 | 3 | 1 | 4 | F | NBS_EndSuction | 3 | 2.5 | 3 | 5 | BranchMin3_BranchMax5 | 4 | 3 | 4 | 8 | HeaderMin4_HeaderMax8 | 4 | 4 | 12 | [11 empty] | INVALID
699 | 39 | 025-110-4P-15HP | NBS_025-110_4P_15HP_11.02_SS | 479.4087 | 479.4087 | 1438.226 | 3 | 1 | 4 | F | NBS_EndSuction | 3 | 2.5 | 3 | 5 | BranchMin3_BranchMax5 | 4 | 3 | 4 | 8 | HeaderMin4_HeaderMax8 | 5 | 4 | 12
699 | 39 | 025-110-4P-15HP | NBS_025-110_4P_15HP_11.02_SS | 479.4087 | 479.4087 | 1438.226 | 3 | 1 | 4 | F | NBS_EndSuction | 3 | 2.5 | 3 | 5 | BranchMin3_BranchMax5 | 4 | 3 | 4 | 8 | HeaderMin4_HeaderMax8 | 6 | 4 | 12
699 | 39 | 025-110-4P-15HP | NBS_025-110_4P_15HP_11.02_SS | 479.4087 | 479.4087 | 1438.226 | 3 | 1 | 4 | F | NBS_EndSuction | 3 | 2.5 | 3 | 5 | BranchMin3_BranchMax5 | 4 | 3 | 4 | 8 | HeaderMin4_HeaderMax8 | 8 | 4 | 12
699 | 39 | 025-110-4P-15HP | NBS_025-110_4P_15HP_11.02_SS | 479.4087 | 479.4087 | 1438.226 | 3 | 1 | 4 | F | NBS_EndSuction | 3 | 2.5 | 3 | 5 | BranchMin3_BranchMax5 | 5 | 3 | 4 | 8 | HeaderMin4_HeaderMax8 | 4 | 4 | 12 | [11 empty] | INVALID
699 | 39 | 025-110-4P-15HP | NBS_025-110_4P_15HP_11.02_SS | 479.4087 | 479.4087 | 1438.226 | 3 | 1 | 4 | F | NBS_EndSuction | 3 | 2.5 | 3 | 5 | BranchMin3_BranchMax5 | 5 | 3 | 4 | 8 | HeaderMin4_HeaderMax8 | 5 | 4 | 12 | [11 empty] | INVALID
699 | 39 | 025-110-4P-15HP | NBS_025-110_4P_15HP_11.02_SS | 479.4087 | 479.4087 | 1438.226 | 3 | 1 | 4 | F | NBS_EndSuction | 3 | 2.5 | 3 | 5 | BranchMin3_BranchMax5 | 5 | 3 | 4 | 8 | HeaderMin4_HeaderMax8 | 6 | 4 | 12
699 | 39 | 025-110-4P-15HP | NBS_025-110_4P_15HP_11.02_SS | 479.4087 | 479.4087 | 1438.226 | 3 | 1 | 4 | F | NBS_EndSuction | 3 | 2.5 | 3 | 5 | BranchMin3_BranchMax5 | 5 | 3 | 4 | 8 | HeaderMin4_HeaderMax8 | 8 | 4 | 12
700 | 40 | 030-070-4P-1pt5HP | NBS_030-070_4P_1.5HP_4.72_SS | 318.8997 | 318.8997 | 956.6991 | 3 | 1 | 4 | F | NBS_EndSuction | 3 | 2.5 | 3 | 4 | BranchMin3_BranchMax4 | 3 | 2 | 4 | 8 | HeaderMin4_HeaderMax8 | 4 | 4 | 8
700 | 40 | 030-070-4P-1pt5HP | NBS_030-070_4P_1.5HP_4.72_SS | 318.8997 | 318.8997 | 956.6991 | 3 | 1 | 4 | F | NBS_EndSuction | 3 | 2.5 | 3 | 4 | BranchMin3_BranchMax4 | 3 | 2 | 4 | 8 | HeaderMin4_HeaderMax8 | 5 | 4 | 8
700 | 40 | 030-070-4P-1pt5HP | NBS_030-070_4P_1.5HP_4.72_SS | 318.8997 | 318.8997 | 956.6991 | 3 | 1 | 4 | F | NBS_EndSuction | 3 | 2.5 | 3 | 4 | BranchMin3_BranchMax4 | 3 | 2 | 4 | 8 | HeaderMin4_HeaderMax8 | 6 | 4 | 8
700 | 40 | 030-070-4P-1pt5HP | NBS_030-070_4P_1.5HP_4.72_SS | 318.8997 | 318.8997 | 956.6991 | 3 | 1 | 4 | F | NBS_EndSuction | 3 | 2.5 | 3 | 4 | BranchMin3_BranchMax4 | 3 | 2 | 4 | 8 | HeaderMin4_HeaderMax8 | 8 | 4 | 8
700 | 40 | 030-070-4P-1pt5HP | NBS_030-070_4P_1.5HP_4.72_SS | 318.8997 | 318.8997 | 956.6991 | 3 | 1 | 4 | F | NBS_EndSuction | 3 | 2.5 | 3 | 4 | BranchMin3_BranchMax4 | 4 | 2 | 4 | 8 | HeaderMin4_HeaderMax8 | 4 | 4 | 8 | [11 empty] | INVALID
700 | 40 | 030-070-4P-1pt5HP | NBS_030-070_4P_1.5HP_4.72_SS | 318.8997 | 318.8997 | 956.6991 | 3 | 1 | 4 | F | NBS_EndSuction | 3 | 2.5 | 3 | 4 | BranchMin3_BranchMax4 | 4 | 2 | 4 | 8 | HeaderMin4_HeaderMax8 | 5 | 4 | 8
700 | 40 | 030-070-4P-1pt5HP | NBS_030-070_4P_1.5HP_4.72_SS | 318.8997 | 318.8997 | 956.6991 | 3 | 1 | 4 | F | NBS_EndSuction | 3 | 2.5 | 3 | 4 | BranchMin3_BranchMax4 | 4 | 2 | 4 | 8 | HeaderMin4_HeaderMax8 | 6 | 4 | 8
700 | 40 | 030-070-4P-1pt5HP | NBS_030-070_4P_1.5HP_4.72_SS | 318.8997 | 318.8997 | 956.6991 | 3 | 1 | 4 | F | NBS_EndSuction | 3 | 2.5 | 3 | 4 | BranchMin3_BranchMax4 | 4 | 2 | 4 | 8 | HeaderMin4_HeaderMax8 | 8 | 4 | 8
701 | 41 | 030-070-4P-2HP | NBS_030-070_4P_2HP_5.20_SS | 359.467 | 359.467 | 1078.4011 | 3 | 1 | 4 | F | NBS_EndSuction | 3 | 2.5 | 3 | 4 | BranchMin3_BranchMax4 | 3 | 2 | 4 | 8 | HeaderMin4_HeaderMax8 | 4 | 4 | 8
701 | 41 | 030-070-4P-2HP | NBS_030-070_4P_2HP_5.20_SS | 359.467 | 359.467 | 1078.4011 | 3 | 1 | 4 | F | NBS_EndSuction | 3 | 2.5 | 3 | 4 | BranchMin3_BranchMax4 | 3 | 2 | 4 | 8 | HeaderMin4_HeaderMax8 | 5 | 4 | 8
701 | 41 | 030-070-4P-2HP | NBS_030-070_4P_2HP_5.20_SS | 359.467 | 359.467 | 1078.4011 | 3 | 1 | 4 | F | NBS_EndSuction | 3 | 2.5 | 3 | 4 | BranchMin3_BranchMax4 | 3 | 2 | 4 | 8 | HeaderMin4_HeaderMax8 | 6 | 4 | 8
701 | 41 | 030-070-4P-2HP | NBS_030-070_4P_2HP_5.20_SS | 359.467 | 359.467 | 1078.4011 | 3 | 1 | 4 | F | NBS_EndSuction | 3 | 2.5 | 3 | 4 | BranchMin3_BranchMax4 | 3 | 2 | 4 | 8 | HeaderMin4_HeaderMax8 | 8 | 4 | 8
701 | 41 | 030-070-4P-2HP | NBS_030-070_4P_2HP_5.20_SS | 359.467 | 359.467 | 1078.4011 | 3 | 1 | 4 | F | NBS_EndSuction | 3 | 2.5 | 3 | 4 | BranchMin3_BranchMax4 | 4 | 2 | 4 | 8 | HeaderMin4_HeaderMax8 | 4 | 4 | 8 | [11 empty] | INVALID
701 | 41 | 030-070-4P-2HP | NBS_030-070_4P_2HP_5.20_SS | 359.467 | 359.467 | 1078.4011 | 3 | 1 | 4 | F | NBS_EndSuction | 3 | 2.5 | 3 | 4 | BranchMin3_BranchMax4 | 4 | 2 | 4 | 8 | HeaderMin4_HeaderMax8 | 5 | 4 | 8
701 | 41 | 030-070-4P-2HP | NBS_030-070_4P_2HP_5.20_SS | 359.467 | 359.467 | 1078.4011 | 3 | 1 | 4 | F | NBS_EndSuction | 3 | 2.5 | 3 | 4 | BranchMin3_BranchMax4 | 4 | 2 | 4 | 8 | HeaderMin4_HeaderMax8 | 6 | 4 | 8
701 | 41 | 030-070-4P-2HP | NBS_030-070_4P_2HP_5.20_SS | 359.467 | 359.467 | 1078.4011 | 3 | 1 | 4 | F | NBS_EndSuction | 3 | 2.5 | 3 | 4 | BranchMin3_BranchMax4 | 4 | 2 | 4 | 8 | HeaderMin4_HeaderMax8 | 8 | 4 | 8
702 | 42 | 030-070-4P-3HP | NBS_030-070_4P_3HP_5.83_SS | 413.6934 | 413.6934 | 1241.0803 | 3 | 1 | 4 | F | NBS_EndSuction | 3 | 2.5 | 3 | 5 | BranchMin3_BranchMax5 | 3 | 3 | 4 | 8 | HeaderMin4_HeaderMax8 | 4 | 4 | 12
702 | 42 | 030-070-4P-3HP | NBS_030-070_4P_3HP_5.83_SS | 413.6934 | 413.6934 | 1241.0803 | 3 | 1 | 4 | F | NBS_EndSuction | 3 | 2.5 | 3 | 5 | BranchMin3_BranchMax5 | 3 | 3 | 4 | 8 | HeaderMin4_HeaderMax8 | 5 | 4 | 12
702 | 42 | 030-070-4P-3HP | NBS_030-070_4P_3HP_5.83_SS | 413.6934 | 413.6934 | 1241.0803 | 3 | 1 | 4 | F | NBS_EndSuction | 3 | 2.5 | 3 | 5 | BranchMin3_BranchMax5 | 3 | 3 | 4 | 8 | HeaderMin4_HeaderMax8 | 6 | 4 | 12
702 | 42 | 030-070-4P-3HP | NBS_030-070_4P_3HP_5.83_SS | 413.6934 | 413.6934 | 1241.0803 | 3 | 1 | 4 | F | NBS_EndSuction | 3 | 2.5 | 3 | 5 | BranchMin3_BranchMax5 | 3 | 3 | 4 | 8 | HeaderMin4_HeaderMax8 | 8 | 4 | 12
702 | 42 | 030-070-4P-3HP | NBS_030-070_4P_3HP_5.83_SS | 413.6934 | 413.6934 | 1241.0803 | 3 | 1 | 4 | F | NBS_EndSuction | 3 | 2.5 | 3 | 5 | BranchMin3_BranchMax5 | 4 | 3 | 4 | 8 | HeaderMin4_HeaderMax8 | 4 | 4 | 12 | [11 empty] | INVALID
702 | 42 | 030-070-4P-3HP | NBS_030-070_4P_3HP_5.83_SS | 413.6934 | 413.6934 | 1241.0803 | 3 | 1 | 4 | F | NBS_EndSuction | 3 | 2.5 | 3 | 5 | BranchMin3_BranchMax5 | 4 | 3 | 4 | 8 | HeaderMin4_HeaderMax8 | 5 | 4 | 12
702 | 42 | 030-070-4P-3HP | NBS_030-070_4P_3HP_5.83_SS | 413.6934 | 413.6934 | 1241.0803 | 3 | 1 | 4 | F | NBS_EndSuction | 3 | 2.5 | 3 | 5 | BranchMin3_BranchMax5 | 4 | 3 | 4 | 8 | HeaderMin4_HeaderMax8 | 6 | 4 | 12
702 | 42 | 030-070-4P-3HP | NBS_030-070_4P_3HP_5.83_SS | 413.6934 | 413.6934 | 1241.0803 | 3 | 1 | 4 | F | NBS_EndSuction | 3 | 2.5 | 3 | 5 | BranchMin3_BranchMax5 | 4 | 3 | 4 | 8 | HeaderMin4_HeaderMax8 | 8 | 4 | 12
702 | 42 | 030-070-4P-3HP | NBS_030-070_4P_3HP_5.83_SS | 413.6934 | 413.6934 | 1241.0803 | 3 | 1 | 4 | F | NBS_EndSuction | 3 | 2.5 | 3 | 5 | BranchMin3_BranchMax5 | 5 | 3 | 4 | 8 | HeaderMin4_HeaderMax8 | 4 | 4 | 12 | [11 empty] | INVALID
702 | 42 | 030-070-4P-3HP | NBS_030-070_4P_3HP_5.83_SS | 413.6934 | 413.6934 | 1241.0803 | 3 | 1 | 4 | F | NBS_EndSuction | 3 | 2.5 | 3 | 5 | BranchMin3_BranchMax5 | 5 | 3 | 4 | 8 | HeaderMin4_HeaderMax8 | 5 | 4 | 12 | [11 empty] | INVALID
702 | 42 | 030-070-4P-3HP | NBS_030-070_4P_3HP_5.83_SS | 413.6934 | 413.6934 | 1241.0803 | 3 | 1 | 4 | F | NBS_EndSuction | 3 | 2.5 | 3 | 5 | BranchMin3_BranchMax5 | 5 | 3 | 4 | 8 | HeaderMin4_HeaderMax8 | 6 | 4 | 12
702 | 42 | 030-070-4P-3HP | NBS_030-070_4P_3HP_5.83_SS | 413.6934 | 413.6934 | 1241.0803 | 3 | 1 | 4 | F | NBS_EndSuction | 3 | 2.5 | 3 | 5 | BranchMin3_BranchMax5 | 5 | 3 | 4 | 8 | HeaderMin4_HeaderMax8 | 8 | 4 | 12
703 | 43 | 030-070-4P-5HP | NBS_030-070_4P_5HP_6.85_SS | 469.9181 | 469.9181 | 1409.7542 | 3 | 1 | 4 | F | NBS_EndSuction | 3 | 2.5 | 3 | 5 | BranchMin3_BranchMax5 | 3 | 3 | 4 | 8 | HeaderMin4_HeaderMax8 | 4 | 4 | 12
703 | 43 | 030-070-4P-5HP | NBS_030-070_4P_5HP_6.85_SS | 469.9181 | 469.9181 | 1409.7542 | 3 | 1 | 4 | F | NBS_EndSuction | 3 | 2.5 | 3 | 5 | BranchMin3_BranchMax5 | 3 | 3 | 4 | 8 | HeaderMin4_HeaderMax8 | 5 | 4 | 12
703 | 43 | 030-070-4P-5HP | NBS_030-070_4P_5HP_6.85_SS | 469.9181 | 469.9181 | 1409.7542 | 3 | 1 | 4 | F | NBS_EndSuction | 3 | 2.5 | 3 | 5 | BranchMin3_BranchMax5 | 3 | 3 | 4 | 8 | HeaderMin4_HeaderMax8 | 6 | 4 | 12
703 | 43 | 030-070-4P-5HP | NBS_030-070_4P_5HP_6.85_SS | 469.9181 | 469.9181 | 1409.7542 | 3 | 1 | 4 | F | NBS_EndSuction | 3 | 2.5 | 3 | 5 | BranchMin3_BranchMax5 | 3 | 3 | 4 | 8 | HeaderMin4_HeaderMax8 | 8 | 4 | 12
703 | 43 | 030-070-4P-5HP | NBS_030-070_4P_5HP_6.85_SS | 469.9181 | 469.9181 | 1409.7542 | 3 | 1 | 4 | F | NBS_EndSuction | 3 | 2.5 | 3 | 5 | BranchMin3_BranchMax5 | 4 | 3 | 4 | 8 | HeaderMin4_HeaderMax8 | 4 | 4 | 12 | [11 empty] | INVALID
703 | 43 | 030-070-4P-5HP | NBS_030-070_4P_5HP_6.85_SS | 469.9181 | 469.9181 | 1409.7542 | 3 | 1 | 4 | F | NBS_EndSuction | 3 | 2.5 | 3 | 5 | BranchMin3_BranchMax5 | 4 | 3 | 4 | 8 | HeaderMin4_HeaderMax8 | 5 | 4 | 12
703 | 43 | 030-070-4P-5HP | NBS_030-070_4P_5HP_6.85_SS | 469.9181 | 469.9181 | 1409.7542 | 3 | 1 | 4 | F | NBS_EndSuction | 3 | 2.5 | 3 | 5 | BranchMin3_BranchMax5 | 4 | 3 | 4 | 8 | HeaderMin4_HeaderMax8 | 6 | 4 | 12
703 | 43 | 030-070-4P-5HP | NBS_030-070_4P_5HP_6.85_SS | 469.9181 | 469.9181 | 1409.7542 | 3 | 1 | 4 | F | NBS_EndSuction | 3 | 2.5 | 3 | 5 | BranchMin3_BranchMax5 | 4 | 3 | 4 | 8 | HeaderMin4_HeaderMax8 | 8 | 4 | 12
703 | 43 | 030-070-4P-5HP | NBS_030-070_4P_5HP_6.85_SS | 469.9181 | 469.9181 | 1409.7542 | 3 | 1 | 4 | F | NBS_EndSuction | 3 | 2.5 | 3 | 5 | BranchMin3_BranchMax5 | 5 | 3 | 4 | 8 | HeaderMin4_HeaderMax8 | 4 | 4 | 12 | [11 empty] | INVALID
703 | 43 | 030-070-4P-5HP | NBS_030-070_4P_5HP_6.85_SS | 469.9181 | 469.9181 | 1409.7542 | 3 | 1 | 4 | F | NBS_EndSuction | 3 | 2.5 | 3 | 5 | BranchMin3_BranchMax5 | 5 | 3 | 4 | 8 | HeaderMin4_HeaderMax8 | 5 | 4 | 12 | [11 empty] | INVALID
703 | 43 | 030-070-4P-5HP | NBS_030-070_4P_5HP_6.85_SS | 469.9181 | 469.9181 | 1409.7542 | 3 | 1 | 4 | F | NBS_EndSuction | 3 | 2.5 | 3 | 5 | BranchMin3_BranchMax5 | 5 | 3 | 4 | 8 | HeaderMin4_HeaderMax8 | 6 | 4 | 12
703 | 43 | 030-070-4P-5HP | NBS_030-070_4P_5HP_6.85_SS | 469.9181 | 469.9181 | 1409.7542 | 3 | 1 | 4 | F | NBS_EndSuction | 3 | 2.5 | 3 | 5 | BranchMin3_BranchMax5 | 5 | 3 | 4 | 8 | HeaderMin4_HeaderMax8 | 8 | 4 | 12
704 | 44 | 030-095-4P-5HP | NBS_030-095_4P_5HP_6.10_SS | 576.7129 | 576.7129 | 1730.1386 | 3 | 1 | 4 | F | NBS_EndSuction | 4 | 3 | 4 | 5 | BranchMin4_BranchMax5 | 4 | 2 | 5 | 10 | HeaderMin5_HeaderMax10 | 5 | 4 | 8
704 | 44 | 030-095-4P-5HP | NBS_030-095_4P_5HP_6.10_SS | 576.7129 | 576.7129 | 1730.1386 | 3 | 1 | 4 | F | NBS_EndSuction | 4 | 3 | 4 | 5 | BranchMin4_BranchMax5 | 4 | 2 | 5 | 10 | HeaderMin5_HeaderMax10 | 6 | 4 | 8
704 | 44 | 030-095-4P-5HP | NBS_030-095_4P_5HP_6.10_SS | 576.7129 | 576.7129 | 1730.1386 | 3 | 1 | 4 | F | NBS_EndSuction | 4 | 3 | 4 | 5 | BranchMin4_BranchMax5 | 4 | 2 | 5 | 10 | HeaderMin5_HeaderMax10 | 8 | 4 | 8
704 | 44 | 030-095-4P-5HP | NBS_030-095_4P_5HP_6.10_SS | 576.7129 | 576.7129 | 1730.1386 | 3 | 1 | 4 | F | NBS_EndSuction | 4 | 3 | 4 | 5 | BranchMin4_BranchMax5 | 4 | 2 | 5 | 10 | HeaderMin5_HeaderMax10 | 10 | 4 | 8
704 | 44 | 030-095-4P-5HP | NBS_030-095_4P_5HP_6.10_SS | 576.7129 | 576.7129 | 1730.1386 | 3 | 1 | 4 | F | NBS_EndSuction | 4 | 3 | 4 | 5 | BranchMin4_BranchMax5 | 5 | 2 | 5 | 10 | HeaderMin5_HeaderMax10 | 5 | 4 | 8 | [11 empty] | INVALID
704 | 44 | 030-095-4P-5HP | NBS_030-095_4P_5HP_6.10_SS | 576.7129 | 576.7129 | 1730.1386 | 3 | 1 | 4 | F | NBS_EndSuction | 4 | 3 | 4 | 5 | BranchMin4_BranchMax5 | 5 | 2 | 5 | 10 | HeaderMin5_HeaderMax10 | 6 | 4 | 8
704 | 44 | 030-095-4P-5HP | NBS_030-095_4P_5HP_6.10_SS | 576.7129 | 576.7129 | 1730.1386 | 3 | 1 | 4 | F | NBS_EndSuction | 4 | 3 | 4 | 5 | BranchMin4_BranchMax5 | 5 | 2 | 5 | 10 | HeaderMin5_HeaderMax10 | 8 | 4 | 8
704 | 44 | 030-095-4P-5HP | NBS_030-095_4P_5HP_6.10_SS | 576.7129 | 576.7129 | 1730.1386 | 3 | 1 | 4 | F | NBS_EndSuction | 4 | 3 | 4 | 5 | BranchMin4_BranchMax5 | 5 | 2 | 5 | 10 | HeaderMin5_HeaderMax10 | 10 | 4 | 8
705 | 45 | 030-095-4P-7pt5HP | NBS_030-095_4P_7.5HP_6.73_SS | 637.6666 | 637.6666 | 1912.9998 | 3 | 1 | 4 | F | NBS_EndSuction | 4 | 3 | 4 | 5 | BranchMin4_BranchMax5 | 4 | 2 | 5 | 10 | HeaderMin5_HeaderMax10 | 5 | 4 | 8
705 | 45 | 030-095-4P-7pt5HP | NBS_030-095_4P_7.5HP_6.73_SS | 637.6666 | 637.6666 | 1912.9998 | 3 | 1 | 4 | F | NBS_EndSuction | 4 | 3 | 4 | 5 | BranchMin4_BranchMax5 | 4 | 2 | 5 | 10 | HeaderMin5_HeaderMax10 | 6 | 4 | 8
705 | 45 | 030-095-4P-7pt5HP | NBS_030-095_4P_7.5HP_6.73_SS | 637.6666 | 637.6666 | 1912.9998 | 3 | 1 | 4 | F | NBS_EndSuction | 4 | 3 | 4 | 5 | BranchMin4_BranchMax5 | 4 | 2 | 5 | 10 | HeaderMin5_HeaderMax10 | 8 | 4 | 8
705 | 45 | 030-095-4P-7pt5HP | NBS_030-095_4P_7.5HP_6.73_SS | 637.6666 | 637.6666 | 1912.9998 | 3 | 1 | 4 | F | NBS_EndSuction | 4 | 3 | 4 | 5 | BranchMin4_BranchMax5 | 4 | 2 | 5 | 10 | HeaderMin5_HeaderMax10 | 10 | 4 | 8
705 | 45 | 030-095-4P-7pt5HP | NBS_030-095_4P_7.5HP_6.73_SS | 637.6666 | 637.6666 | 1912.9998 | 3 | 1 | 4 | F | NBS_EndSuction | 4 | 3 | 4 | 5 | BranchMin4_BranchMax5 | 5 | 2 | 5 | 10 | HeaderMin5_HeaderMax10 | 5 | 4 | 8 | [11 empty] | INVALID
705 | 45 | 030-095-4P-7pt5HP | NBS_030-095_4P_7.5HP_6.73_SS | 637.6666 | 637.6666 | 1912.9998 | 3 | 1 | 4 | F | NBS_EndSuction | 4 | 3 | 4 | 5 | BranchMin4_BranchMax5 | 5 | 2 | 5 | 10 | HeaderMin5_HeaderMax10 | 6 | 4 | 8
705 | 45 | 030-095-4P-7pt5HP | NBS_030-095_4P_7.5HP_6.73_SS | 637.6666 | 637.6666 | 1912.9998 | 3 | 1 | 4 | F | NBS_EndSuction | 4 | 3 | 4 | 5 | BranchMin4_BranchMax5 | 5 | 2 | 5 | 10 | HeaderMin5_HeaderMax10 | 8 | 4 | 8
705 | 45 | 030-095-4P-7pt5HP | NBS_030-095_4P_7.5HP_6.73_SS | 637.6666 | 637.6666 | 1912.9998 | 3 | 1 | 4 | F | NBS_EndSuction | 4 | 3 | 4 | 5 | BranchMin4_BranchMax5 | 5 | 2 | 5 | 10 | HeaderMin5_HeaderMax10 | 10 | 4 | 8
706 | 46 | 030-095-4P-10HP | NBS_030-095_4P_10HP_7.52_SS | 669.3599 | 669.3599 | 2008.0797 | 3 | 1 | 4 | F | NBS_EndSuction | 4 | 3 | 4 | 6 | BranchMin4_BranchMax6 | 4 | 3 | 5 | 10 | HeaderMin5_HeaderMax10 | 5 | 4 | 12
706 | 46 | 030-095-4P-10HP | NBS_030-095_4P_10HP_7.52_SS | 669.3599 | 669.3599 | 2008.0797 | 3 | 1 | 4 | F | NBS_EndSuction | 4 | 3 | 4 | 6 | BranchMin4_BranchMax6 | 4 | 3 | 5 | 10 | HeaderMin5_HeaderMax10 | 6 | 4 | 12
706 | 46 | 030-095-4P-10HP | NBS_030-095_4P_10HP_7.52_SS | 669.3599 | 669.3599 | 2008.0797 | 3 | 1 | 4 | F | NBS_EndSuction | 4 | 3 | 4 | 6 | BranchMin4_BranchMax6 | 4 | 3 | 5 | 10 | HeaderMin5_HeaderMax10 | 8 | 4 | 12
706 | 46 | 030-095-4P-10HP | NBS_030-095_4P_10HP_7.52_SS | 669.3599 | 669.3599 | 2008.0797 | 3 | 1 | 4 | F | NBS_EndSuction | 4 | 3 | 4 | 6 | BranchMin4_BranchMax6 | 4 | 3 | 5 | 10 | HeaderMin5_HeaderMax10 | 10 | 4 | 12
706 | 46 | 030-095-4P-10HP | NBS_030-095_4P_10HP_7.52_SS | 669.3599 | 669.3599 | 2008.0797 | 3 | 1 | 4 | F | NBS_EndSuction | 4 | 3 | 4 | 6 | BranchMin4_BranchMax6 | 5 | 3 | 5 | 10 | HeaderMin5_HeaderMax10 | 5 | 4 | 12 | [11 empty] | INVALID
706 | 46 | 030-095-4P-10HP | NBS_030-095_4P_10HP_7.52_SS | 669.3599 | 669.3599 | 2008.0797 | 3 | 1 | 4 | F | NBS_EndSuction | 4 | 3 | 4 | 6 | BranchMin4_BranchMax6 | 5 | 3 | 5 | 10 | HeaderMin5_HeaderMax10 | 6 | 4 | 12
706 | 46 | 030-095-4P-10HP | NBS_030-095_4P_10HP_7.52_SS | 669.3599 | 669.3599 | 2008.0797 | 3 | 1 | 4 | F | NBS_EndSuction | 4 | 3 | 4 | 6 | BranchMin4_BranchMax6 | 5 | 3 | 5 | 10 | HeaderMin5_HeaderMax10 | 8 | 4 | 12
706 | 46 | 030-095-4P-10HP | NBS_030-095_4P_10HP_7.52_SS | 669.3599 | 669.3599 | 2008.0797 | 3 | 1 | 4 | F | NBS_EndSuction | 4 | 3 | 4 | 6 | BranchMin4_BranchMax6 | 5 | 3 | 5 | 10 | HeaderMin5_HeaderMax10 | 10 | 4 | 12
706 | 46 | 030-095-4P-10HP | NBS_030-095_4P_10HP_7.52_SS | 669.3599 | 669.3599 | 2008.0797 | 3 | 1 | 4 | F | NBS_EndSuction | 4 | 3 | 4 | 6 | BranchMin4_BranchMax6 | 6 | 3 | 5 | 10 | HeaderMin5_HeaderMax10 | 5 | 4 | 12 | [11 empty] | INVALID
706 | 46 | 030-095-4P-10HP | NBS_030-095_4P_10HP_7.52_SS | 669.3599 | 669.3599 | 2008.0797 | 3 | 1 | 4 | F | NBS_EndSuction | 4 | 3 | 4 | 6 | BranchMin4_BranchMax6 | 6 | 3 | 5 | 10 | HeaderMin5_HeaderMax10 | 6 | 4 | 12 | [11 empty] | INVALID
706 | 46 | 030-095-4P-10HP | NBS_030-095_4P_10HP_7.52_SS | 669.3599 | 669.3599 | 2008.0797 | 3 | 1 | 4 | F | NBS_EndSuction | 4 | 3 | 4 | 6 | BranchMin4_BranchMax6 | 6 | 3 | 5 | 10 | HeaderMin5_HeaderMax10 | 8 | 4 | 12
706 | 46 | 030-095-4P-10HP | NBS_030-095_4P_10HP_7.52_SS | 669.3599 | 669.3599 | 2008.0797 | 3 | 1 | 4 | F | NBS_EndSuction | 4 | 3 | 4 | 6 | BranchMin4_BranchMax6 | 6 | 3 | 5 | 10 | HeaderMin5_HeaderMax10 | 10 | 4 | 12
707 | 47 | 030-095-4P-15HP | NBS_030-095_4P_15HP_8.86_SS | 685.5374 | 685.5374 | 2056.6121 | 3 | 1 | 4 | F | NBS_EndSuction | 4 | 3 | 4 | 6 | BranchMin4_BranchMax6 | 4 | 3 | 5 | 10 | HeaderMin5_HeaderMax10 | 5 | 4 | 12
707 | 47 | 030-095-4P-15HP | NBS_030-095_4P_15HP_8.86_SS | 685.5374 | 685.5374 | 2056.6121 | 3 | 1 | 4 | F | NBS_EndSuction | 4 | 3 | 4 | 6 | BranchMin4_BranchMax6 | 4 | 3 | 5 | 10 | HeaderMin5_HeaderMax10 | 6 | 4 | 12
707 | 47 | 030-095-4P-15HP | NBS_030-095_4P_15HP_8.86_SS | 685.5374 | 685.5374 | 2056.6121 | 3 | 1 | 4 | F | NBS_EndSuction | 4 | 3 | 4 | 6 | BranchMin4_BranchMax6 | 4 | 3 | 5 | 10 | HeaderMin5_HeaderMax10 | 8 | 4 | 12
707 | 47 | 030-095-4P-15HP | NBS_030-095_4P_15HP_8.86_SS | 685.5374 | 685.5374 | 2056.6121 | 3 | 1 | 4 | F | NBS_EndSuction | 4 | 3 | 4 | 6 | BranchMin4_BranchMax6 | 4 | 3 | 5 | 10 | HeaderMin5_HeaderMax10 | 10 | 4 | 12
707 | 47 | 030-095-4P-15HP | NBS_030-095_4P_15HP_8.86_SS | 685.5374 | 685.5374 | 2056.6121 | 3 | 1 | 4 | F | NBS_EndSuction | 4 | 3 | 4 | 6 | BranchMin4_BranchMax6 | 5 | 3 | 5 | 10 | HeaderMin5_HeaderMax10 | 5 | 4 | 12 | [11 empty] | INVALID
707 | 47 | 030-095-4P-15HP | NBS_030-095_4P_15HP_8.86_SS | 685.5374 | 685.5374 | 2056.6121 | 3 | 1 | 4 | F | NBS_EndSuction | 4 | 3 | 4 | 6 | BranchMin4_BranchMax6 | 5 | 3 | 5 | 10 | HeaderMin5_HeaderMax10 | 6 | 4 | 12
707 | 47 | 030-095-4P-15HP | NBS_030-095_4P_15HP_8.86_SS | 685.5374 | 685.5374 | 2056.6121 | 3 | 1 | 4 | F | NBS_EndSuction | 4 | 3 | 4 | 6 | BranchMin4_BranchMax6 | 5 | 3 | 5 | 10 | HeaderMin5_HeaderMax10 | 8 | 4 | 12
707 | 47 | 030-095-4P-15HP | NBS_030-095_4P_15HP_8.86_SS | 685.5374 | 685.5374 | 2056.6121 | 3 | 1 | 4 | F | NBS_EndSuction | 4 | 3 | 4 | 6 | BranchMin4_BranchMax6 | 5 | 3 | 5 | 10 | HeaderMin5_HeaderMax10 | 10 | 4 | 12
707 | 47 | 030-095-4P-15HP | NBS_030-095_4P_15HP_8.86_SS | 685.5374 | 685.5374 | 2056.6121 | 3 | 1 | 4 | F | NBS_EndSuction | 4 | 3 | 4 | 6 | BranchMin4_BranchMax6 | 6 | 3 | 5 | 10 | HeaderMin5_HeaderMax10 | 5 | 4 | 12 | [11 empty] | INVALID
707 | 47 | 030-095-4P-15HP | NBS_030-095_4P_15HP_8.86_SS | 685.5374 | 685.5374 | 2056.6121 | 3 | 1 | 4 | F | NBS_EndSuction | 4 | 3 | 4 | 6 | BranchMin4_BranchMax6 | 6 | 3 | 5 | 10 | HeaderMin5_HeaderMax10 | 6 | 4 | 12 | [11 empty] | INVALID
707 | 47 | 030-095-4P-15HP | NBS_030-095_4P_15HP_8.86_SS | 685.5374 | 685.5374 | 2056.6121 | 3 | 1 | 4 | F | NBS_EndSuction | 4 | 3 | 4 | 6 | BranchMin4_BranchMax6 | 6 | 3 | 5 | 10 | HeaderMin5_HeaderMax10 | 8 | 4 | 12
707 | 47 | 030-095-4P-15HP | NBS_030-095_4P_15HP_8.86_SS | 685.5374 | 685.5374 | 2056.6121 | 3 | 1 | 4 | F | NBS_EndSuction | 4 | 3 | 4 | 6 | BranchMin4_BranchMax6 | 6 | 3 | 5 | 10 | HeaderMin5_HeaderMax10 | 10 | 4 | 12
708 | 48 | 030-110-4P-10HP | NBS_030-110_4P_10HP_8.35_SS | 487.2856 | 487.2856 | 1461.8568 | 3 | 1 | 4 | F | NBS_EndSuction | 4 | 3 | 4 | 5 | BranchMin4_BranchMax5 | 4 | 2 | 5 | 8 | HeaderMin5_HeaderMax8 | 5 | 3 | 6
708 | 48 | 030-110-4P-10HP | NBS_030-110_4P_10HP_8.35_SS | 487.2856 | 487.2856 | 1461.8568 | 3 | 1 | 4 | F | NBS_EndSuction | 4 | 3 | 4 | 5 | BranchMin4_BranchMax5 | 4 | 2 | 5 | 8 | HeaderMin5_HeaderMax8 | 6 | 3 | 6
708 | 48 | 030-110-4P-10HP | NBS_030-110_4P_10HP_8.35_SS | 487.2856 | 487.2856 | 1461.8568 | 3 | 1 | 4 | F | NBS_EndSuction | 4 | 3 | 4 | 5 | BranchMin4_BranchMax5 | 4 | 2 | 5 | 8 | HeaderMin5_HeaderMax8 | 8 | 3 | 6
708 | 48 | 030-110-4P-10HP | NBS_030-110_4P_10HP_8.35_SS | 487.2856 | 487.2856 | 1461.8568 | 3 | 1 | 4 | F | NBS_EndSuction | 4 | 3 | 4 | 5 | BranchMin4_BranchMax5 | 5 | 2 | 5 | 8 | HeaderMin5_HeaderMax8 | 5 | 3 | 6 | [11 empty] | INVALID
708 | 48 | 030-110-4P-10HP | NBS_030-110_4P_10HP_8.35_SS | 487.2856 | 487.2856 | 1461.8568 | 3 | 1 | 4 | F | NBS_EndSuction | 4 | 3 | 4 | 5 | BranchMin4_BranchMax5 | 5 | 2 | 5 | 8 | HeaderMin5_HeaderMax8 | 6 | 3 | 6
708 | 48 | 030-110-4P-10HP | NBS_030-110_4P_10HP_8.35_SS | 487.2856 | 487.2856 | 1461.8568 | 3 | 1 | 4 | F | NBS_EndSuction | 4 | 3 | 4 | 5 | BranchMin4_BranchMax5 | 5 | 2 | 5 | 8 | HeaderMin5_HeaderMax8 | 8 | 3 | 6
709 | 49 | 030-110-4P-15HP | NBS_030-110_4P_15HP_9.61_SS | 573.2974 | 573.2974 | 1719.8922 | 3 | 1 | 4 | F | NBS_EndSuction | 4 | 3 | 4 | 5 | BranchMin4_BranchMax5 | 4 | 2 | 5 | 10 | HeaderMin5_HeaderMax10 | 5 | 4 | 8
709 | 49 | 030-110-4P-15HP | NBS_030-110_4P_15HP_9.61_SS | 573.2974 | 573.2974 | 1719.8922 | 3 | 1 | 4 | F | NBS_EndSuction | 4 | 3 | 4 | 5 | BranchMin4_BranchMax5 | 4 | 2 | 5 | 10 | HeaderMin5_HeaderMax10 | 6 | 4 | 8
709 | 49 | 030-110-4P-15HP | NBS_030-110_4P_15HP_9.61_SS | 573.2974 | 573.2974 | 1719.8922 | 3 | 1 | 4 | F | NBS_EndSuction | 4 | 3 | 4 | 5 | BranchMin4_BranchMax5 | 4 | 2 | 5 | 10 | HeaderMin5_HeaderMax10 | 8 | 4 | 8
709 | 49 | 030-110-4P-15HP | NBS_030-110_4P_15HP_9.61_SS | 573.2974 | 573.2974 | 1719.8922 | 3 | 1 | 4 | F | NBS_EndSuction | 4 | 3 | 4 | 5 | BranchMin4_BranchMax5 | 4 | 2 | 5 | 10 | HeaderMin5_HeaderMax10 | 10 | 4 | 8
709 | 49 | 030-110-4P-15HP | NBS_030-110_4P_15HP_9.61_SS | 573.2974 | 573.2974 | 1719.8922 | 3 | 1 | 4 | F | NBS_EndSuction | 4 | 3 | 4 | 5 | BranchMin4_BranchMax5 | 5 | 2 | 5 | 10 | HeaderMin5_HeaderMax10 | 5 | 4 | 8 | [11 empty] | INVALID
709 | 49 | 030-110-4P-15HP | NBS_030-110_4P_15HP_9.61_SS | 573.2974 | 573.2974 | 1719.8922 | 3 | 1 | 4 | F | NBS_EndSuction | 4 | 3 | 4 | 5 | BranchMin4_BranchMax5 | 5 | 2 | 5 | 10 | HeaderMin5_HeaderMax10 | 6 | 4 | 8
709 | 49 | 030-110-4P-15HP | NBS_030-110_4P_15HP_9.61_SS | 573.2974 | 573.2974 | 1719.8922 | 3 | 1 | 4 | F | NBS_EndSuction | 4 | 3 | 4 | 5 | BranchMin4_BranchMax5 | 5 | 2 | 5 | 10 | HeaderMin5_HeaderMax10 | 8 | 4 | 8
709 | 49 | 030-110-4P-15HP | NBS_030-110_4P_15HP_9.61_SS | 573.2974 | 573.2974 | 1719.8922 | 3 | 1 | 4 | F | NBS_EndSuction | 4 | 3 | 4 | 5 | BranchMin4_BranchMax5 | 5 | 2 | 5 | 10 | HeaderMin5_HeaderMax10 | 10 | 4 | 8
710 | 50 | 030-110-4P-20HP | NBS_030-110_4P_20HP_10.79_SS | 666.5942 | 666.5942 | 1999.7825 | 3 | 1 | 4 | F | NBS_EndSuction | 4 | 3 | 4 | 6 | BranchMin4_BranchMax6 | 4 | 3 | 5 | 10 | HeaderMin5_HeaderMax10 | 5 | 4 | 12
710 | 50 | 030-110-4P-20HP | NBS_030-110_4P_20HP_10.79_SS | 666.5942 | 666.5942 | 1999.7825 | 3 | 1 | 4 | F | NBS_EndSuction | 4 | 3 | 4 | 6 | BranchMin4_BranchMax6 | 4 | 3 | 5 | 10 | HeaderMin5_HeaderMax10 | 6 | 4 | 12
710 | 50 | 030-110-4P-20HP | NBS_030-110_4P_20HP_10.79_SS | 666.5942 | 666.5942 | 1999.7825 | 3 | 1 | 4 | F | NBS_EndSuction | 4 | 3 | 4 | 6 | BranchMin4_BranchMax6 | 4 | 3 | 5 | 10 | HeaderMin5_HeaderMax10 | 8 | 4 | 12
710 | 50 | 030-110-4P-20HP | NBS_030-110_4P_20HP_10.79_SS | 666.5942 | 666.5942 | 1999.7825 | 3 | 1 | 4 | F | NBS_EndSuction | 4 | 3 | 4 | 6 | BranchMin4_BranchMax6 | 4 | 3 | 5 | 10 | HeaderMin5_HeaderMax10 | 10 | 4 | 12
710 | 50 | 030-110-4P-20HP | NBS_030-110_4P_20HP_10.79_SS | 666.5942 | 666.5942 | 1999.7825 | 3 | 1 | 4 | F | NBS_EndSuction | 4 | 3 | 4 | 6 | BranchMin4_BranchMax6 | 5 | 3 | 5 | 10 | HeaderMin5_HeaderMax10 | 5 | 4 | 12 | [11 empty] | INVALID
710 | 50 | 030-110-4P-20HP | NBS_030-110_4P_20HP_10.79_SS | 666.5942 | 666.5942 | 1999.7825 | 3 | 1 | 4 | F | NBS_EndSuction | 4 | 3 | 4 | 6 | BranchMin4_BranchMax6 | 5 | 3 | 5 | 10 | HeaderMin5_HeaderMax10 | 6 | 4 | 12
710 | 50 | 030-110-4P-20HP | NBS_030-110_4P_20HP_10.79_SS | 666.5942 | 666.5942 | 1999.7825 | 3 | 1 | 4 | F | NBS_EndSuction | 4 | 3 | 4 | 6 | BranchMin4_BranchMax6 | 5 | 3 | 5 | 10 | HeaderMin5_HeaderMax10 | 8 | 4 | 12
710 | 50 | 030-110-4P-20HP | NBS_030-110_4P_20HP_10.79_SS | 666.5942 | 666.5942 | 1999.7825 | 3 | 1 | 4 | F | NBS_EndSuction | 4 | 3 | 4 | 6 | BranchMin4_BranchMax6 | 5 | 3 | 5 | 10 | HeaderMin5_HeaderMax10 | 10 | 4 | 12
710 | 50 | 030-110-4P-20HP | NBS_030-110_4P_20HP_10.79_SS | 666.5942 | 666.5942 | 1999.7825 | 3 | 1 | 4 | F | NBS_EndSuction | 4 | 3 | 4 | 6 | BranchMin4_BranchMax6 | 6 | 3 | 5 | 10 | HeaderMin5_HeaderMax10 | 5 | 4 | 12 | [11 empty] | INVALID
710 | 50 | 030-110-4P-20HP | NBS_030-110_4P_20HP_10.79_SS | 666.5942 | 666.5942 | 1999.7825 | 3 | 1 | 4 | F | NBS_EndSuction | 4 | 3 | 4 | 6 | BranchMin4_BranchMax6 | 6 | 3 | 5 | 10 | HeaderMin5_HeaderMax10 | 6 | 4 | 12 | [11 empty] | INVALID
710 | 50 | 030-110-4P-20HP | NBS_030-110_4P_20HP_10.79_SS | 666.5942 | 666.5942 | 1999.7825 | 3 | 1 | 4 | F | NBS_EndSuction | 4 | 3 | 4 | 6 | BranchMin4_BranchMax6 | 6 | 3 | 5 | 10 | HeaderMin5_HeaderMax10 | 8 | 4 | 12
710 | 50 | 030-110-4P-20HP | NBS_030-110_4P_20HP_10.79_SS | 666.5942 | 666.5942 | 1999.7825 | 3 | 1 | 4 | F | NBS_EndSuction | 4 | 3 | 4 | 6 | BranchMin4_BranchMax6 | 6 | 3 | 5 | 10 | HeaderMin5_HeaderMax10 | 10 | 4 | 12
711 | 51 | 030-135-4P-15HP | NBS_030-135_4P_15HP_8.98_SS | 598.5182 | 598.5182 | 1795.5546 | 3 | 1 | 4 | F | NBS_EndSuction | 4 | 3 | 4 | 5 | BranchMin4_BranchMax5 | 4 | 2 | 5 | 10 | HeaderMin5_HeaderMax10 | 5 | 4 | 8
711 | 51 | 030-135-4P-15HP | NBS_030-135_4P_15HP_8.98_SS | 598.5182 | 598.5182 | 1795.5546 | 3 | 1 | 4 | F | NBS_EndSuction | 4 | 3 | 4 | 5 | BranchMin4_BranchMax5 | 4 | 2 | 5 | 10 | HeaderMin5_HeaderMax10 | 6 | 4 | 8
711 | 51 | 030-135-4P-15HP | NBS_030-135_4P_15HP_8.98_SS | 598.5182 | 598.5182 | 1795.5546 | 3 | 1 | 4 | F | NBS_EndSuction | 4 | 3 | 4 | 5 | BranchMin4_BranchMax5 | 4 | 2 | 5 | 10 | HeaderMin5_HeaderMax10 | 8 | 4 | 8
711 | 51 | 030-135-4P-15HP | NBS_030-135_4P_15HP_8.98_SS | 598.5182 | 598.5182 | 1795.5546 | 3 | 1 | 4 | F | NBS_EndSuction | 4 | 3 | 4 | 5 | BranchMin4_BranchMax5 | 4 | 2 | 5 | 10 | HeaderMin5_HeaderMax10 | 10 | 4 | 8
711 | 51 | 030-135-4P-15HP | NBS_030-135_4P_15HP_8.98_SS | 598.5182 | 598.5182 | 1795.5546 | 3 | 1 | 4 | F | NBS_EndSuction | 4 | 3 | 4 | 5 | BranchMin4_BranchMax5 | 5 | 2 | 5 | 10 | HeaderMin5_HeaderMax10 | 5 | 4 | 8 | [11 empty] | INVALID
711 | 51 | 030-135-4P-15HP | NBS_030-135_4P_15HP_8.98_SS | 598.5182 | 598.5182 | 1795.5546 | 3 | 1 | 4 | F | NBS_EndSuction | 4 | 3 | 4 | 5 | BranchMin4_BranchMax5 | 5 | 2 | 5 | 10 | HeaderMin5_HeaderMax10 | 6 | 4 | 8
711 | 51 | 030-135-4P-15HP | NBS_030-135_4P_15HP_8.98_SS | 598.5182 | 598.5182 | 1795.5546 | 3 | 1 | 4 | F | NBS_EndSuction | 4 | 3 | 4 | 5 | BranchMin4_BranchMax5 | 5 | 2 | 5 | 10 | HeaderMin5_HeaderMax10 | 8 | 4 | 8
711 | 51 | 030-135-4P-15HP | NBS_030-135_4P_15HP_8.98_SS | 598.5182 | 598.5182 | 1795.5546 | 3 | 1 | 4 | F | NBS_EndSuction | 4 | 3 | 4 | 5 | BranchMin4_BranchMax5 | 5 | 2 | 5 | 10 | HeaderMin5_HeaderMax10 | 10 | 4 | 8
712 | 52 | 030-135-4P-20HP | NBS_030-135_4P_20HP_9.92_SS | 672.8213 | 672.8213 | 2018.4638 | 3 | 1 | 4 | F | NBS_EndSuction | 4 | 3 | 4 | 6 | BranchMin4_BranchMax6 | 4 | 3 | 5 | 10 | HeaderMin5_HeaderMax10 | 5 | 4 | 12
712 | 52 | 030-135-4P-20HP | NBS_030-135_4P_20HP_9.92_SS | 672.8213 | 672.8213 | 2018.4638 | 3 | 1 | 4 | F | NBS_EndSuction | 4 | 3 | 4 | 6 | BranchMin4_BranchMax6 | 4 | 3 | 5 | 10 | HeaderMin5_HeaderMax10 | 6 | 4 | 12
712 | 52 | 030-135-4P-20HP | NBS_030-135_4P_20HP_9.92_SS | 672.8213 | 672.8213 | 2018.4638 | 3 | 1 | 4 | F | NBS_EndSuction | 4 | 3 | 4 | 6 | BranchMin4_BranchMax6 | 4 | 3 | 5 | 10 | HeaderMin5_HeaderMax10 | 8 | 4 | 12
712 | 52 | 030-135-4P-20HP | NBS_030-135_4P_20HP_9.92_SS | 672.8213 | 672.8213 | 2018.4638 | 3 | 1 | 4 | F | NBS_EndSuction | 4 | 3 | 4 | 6 | BranchMin4_BranchMax6 | 4 | 3 | 5 | 10 | HeaderMin5_HeaderMax10 | 10 | 4 | 12
712 | 52 | 030-135-4P-20HP | NBS_030-135_4P_20HP_9.92_SS | 672.8213 | 672.8213 | 2018.4638 | 3 | 1 | 4 | F | NBS_EndSuction | 4 | 3 | 4 | 6 | BranchMin4_BranchMax6 | 5 | 3 | 5 | 10 | HeaderMin5_HeaderMax10 | 5 | 4 | 12 | [11 empty] | INVALID
712 | 52 | 030-135-4P-20HP | NBS_030-135_4P_20HP_9.92_SS | 672.8213 | 672.8213 | 2018.4638 | 3 | 1 | 4 | F | NBS_EndSuction | 4 | 3 | 4 | 6 | BranchMin4_BranchMax6 | 5 | 3 | 5 | 10 | HeaderMin5_HeaderMax10 | 6 | 4 | 12
712 | 52 | 030-135-4P-20HP | NBS_030-135_4P_20HP_9.92_SS | 672.8213 | 672.8213 | 2018.4638 | 3 | 1 | 4 | F | NBS_EndSuction | 4 | 3 | 4 | 6 | BranchMin4_BranchMax6 | 5 | 3 | 5 | 10 | HeaderMin5_HeaderMax10 | 8 | 4 | 12
712 | 52 | 030-135-4P-20HP | NBS_030-135_4P_20HP_9.92_SS | 672.8213 | 672.8213 | 2018.4638 | 3 | 1 | 4 | F | NBS_EndSuction | 4 | 3 | 4 | 6 | BranchMin4_BranchMax6 | 5 | 3 | 5 | 10 | HeaderMin5_HeaderMax10 | 10 | 4 | 12
712 | 52 | 030-135-4P-20HP | NBS_030-135_4P_20HP_9.92_SS | 672.8213 | 672.8213 | 2018.4638 | 3 | 1 | 4 | F | NBS_EndSuction | 4 | 3 | 4 | 6 | BranchMin4_BranchMax6 | 6 | 3 | 5 | 10 | HeaderMin5_HeaderMax10 | 5 | 4 | 12 | [11 empty] | INVALID
712 | 52 | 030-135-4P-20HP | NBS_030-135_4P_20HP_9.92_SS | 672.8213 | 672.8213 | 2018.4638 | 3 | 1 | 4 | F | NBS_EndSuction | 4 | 3 | 4 | 6 | BranchMin4_BranchMax6 | 6 | 3 | 5 | 10 | HeaderMin5_HeaderMax10 | 6 | 4 | 12 | [11 empty] | INVALID
712 | 52 | 030-135-4P-20HP | NBS_030-135_4P_20HP_9.92_SS | 672.8213 | 672.8213 | 2018.4638 | 3 | 1 | 4 | F | NBS_EndSuction | 4 | 3 | 4 | 6 | BranchMin4_BranchMax6 | 6 | 3 | 5 | 10 | HeaderMin5_HeaderMax10 | 8 | 4 | 12
712 | 52 | 030-135-4P-20HP | NBS_030-135_4P_20HP_9.92_SS | 672.8213 | 672.8213 | 2018.4638 | 3 | 1 | 4 | F | NBS_EndSuction | 4 | 3 | 4 | 6 | BranchMin4_BranchMax6 | 6 | 3 | 5 | 10 | HeaderMin5_HeaderMax10 | 10 | 4 | 12
713 | 53 | 030-135-4P-25HP | NBS_030-135_4P_25HP_10.63_SS | 735.3325 | 735.3325 | 2205.9974 | 3 | 1 | 4 | F | NBS_EndSuction | 4 | 3 | 4 | 6 | BranchMin4_BranchMax6 | 4 | 3 | 5 | 10 | HeaderMin5_HeaderMax10 | 5 | 4 | 12
713 | 53 | 030-135-4P-25HP | NBS_030-135_4P_25HP_10.63_SS | 735.3325 | 735.3325 | 2205.9974 | 3 | 1 | 4 | F | NBS_EndSuction | 4 | 3 | 4 | 6 | BranchMin4_BranchMax6 | 4 | 3 | 5 | 10 | HeaderMin5_HeaderMax10 | 6 | 4 | 12
713 | 53 | 030-135-4P-25HP | NBS_030-135_4P_25HP_10.63_SS | 735.3325 | 735.3325 | 2205.9974 | 3 | 1 | 4 | F | NBS_EndSuction | 4 | 3 | 4 | 6 | BranchMin4_BranchMax6 | 4 | 3 | 5 | 10 | HeaderMin5_HeaderMax10 | 8 | 4 | 12
713 | 53 | 030-135-4P-25HP | NBS_030-135_4P_25HP_10.63_SS | 735.3325 | 735.3325 | 2205.9974 | 3 | 1 | 4 | F | NBS_EndSuction | 4 | 3 | 4 | 6 | BranchMin4_BranchMax6 | 4 | 3 | 5 | 10 | HeaderMin5_HeaderMax10 | 10 | 4 | 12
713 | 53 | 030-135-4P-25HP | NBS_030-135_4P_25HP_10.63_SS | 735.3325 | 735.3325 | 2205.9974 | 3 | 1 | 4 | F | NBS_EndSuction | 4 | 3 | 4 | 6 | BranchMin4_BranchMax6 | 5 | 3 | 5 | 10 | HeaderMin5_HeaderMax10 | 5 | 4 | 12 | [11 empty] | INVALID
713 | 53 | 030-135-4P-25HP | NBS_030-135_4P_25HP_10.63_SS | 735.3325 | 735.3325 | 2205.9974 | 3 | 1 | 4 | F | NBS_EndSuction | 4 | 3 | 4 | 6 | BranchMin4_BranchMax6 | 5 | 3 | 5 | 10 | HeaderMin5_HeaderMax10 | 6 | 4 | 12
713 | 53 | 030-135-4P-25HP | NBS_030-135_4P_25HP_10.63_SS | 735.3325 | 735.3325 | 2205.9974 | 3 | 1 | 4 | F | NBS_EndSuction | 4 | 3 | 4 | 6 | BranchMin4_BranchMax6 | 5 | 3 | 5 | 10 | HeaderMin5_HeaderMax10 | 8 | 4 | 12
713 | 53 | 030-135-4P-25HP | NBS_030-135_4P_25HP_10.63_SS | 735.3325 | 735.3325 | 2205.9974 | 3 | 1 | 4 | F | NBS_EndSuction | 4 | 3 | 4 | 6 | BranchMin4_BranchMax6 | 5 | 3 | 5 | 10 | HeaderMin5_HeaderMax10 | 10 | 4 | 12
713 | 53 | 030-135-4P-25HP | NBS_030-135_4P_25HP_10.63_SS | 735.3325 | 735.3325 | 2205.9974 | 3 | 1 | 4 | F | NBS_EndSuction | 4 | 3 | 4 | 6 | BranchMin4_BranchMax6 | 6 | 3 | 5 | 10 | HeaderMin5_HeaderMax10 | 5 | 4 | 12 | [11 empty] | INVALID
713 | 53 | 030-135-4P-25HP | NBS_030-135_4P_25HP_10.63_SS | 735.3325 | 735.3325 | 2205.9974 | 3 | 1 | 4 | F | NBS_EndSuction | 4 | 3 | 4 | 6 | BranchMin4_BranchMax6 | 6 | 3 | 5 | 10 | HeaderMin5_HeaderMax10 | 6 | 4 | 12 | [11 empty] | INVALID
713 | 53 | 030-135-4P-25HP | NBS_030-135_4P_25HP_10.63_SS | 735.3325 | 735.3325 | 2205.9974 | 3 | 1 | 4 | F | NBS_EndSuction | 4 | 3 | 4 | 6 | BranchMin4_BranchMax6 | 6 | 3 | 5 | 10 | HeaderMin5_HeaderMax10 | 8 | 4 | 12
713 | 53 | 030-135-4P-25HP | NBS_030-135_4P_25HP_10.63_SS | 735.3325 | 735.3325 | 2205.9974 | 3 | 1 | 4 | F | NBS_EndSuction | 4 | 3 | 4 | 6 | BranchMin4_BranchMax6 | 6 | 3 | 5 | 10 | HeaderMin5_HeaderMax10 | 10 | 4 | 12
714 | 54 | 030-135-4P-30HP | NBS_030-135_4P_30HP_11.26_SS | 787.4175 | 787.4175 | 2362.2524 | 3 | 1 | 4 | F | NBS_EndSuction | 4 | 3 | 4 | 6 | BranchMin4_BranchMax6 | 4 | 3 | 5 | 10 | HeaderMin5_HeaderMax10 | 5 | 4 | 12
714 | 54 | 030-135-4P-30HP | NBS_030-135_4P_30HP_11.26_SS | 787.4175 | 787.4175 | 2362.2524 | 3 | 1 | 4 | F | NBS_EndSuction | 4 | 3 | 4 | 6 | BranchMin4_BranchMax6 | 4 | 3 | 5 | 10 | HeaderMin5_HeaderMax10 | 6 | 4 | 12
714 | 54 | 030-135-4P-30HP | NBS_030-135_4P_30HP_11.26_SS | 787.4175 | 787.4175 | 2362.2524 | 3 | 1 | 4 | F | NBS_EndSuction | 4 | 3 | 4 | 6 | BranchMin4_BranchMax6 | 4 | 3 | 5 | 10 | HeaderMin5_HeaderMax10 | 8 | 4 | 12
714 | 54 | 030-135-4P-30HP | NBS_030-135_4P_30HP_11.26_SS | 787.4175 | 787.4175 | 2362.2524 | 3 | 1 | 4 | F | NBS_EndSuction | 4 | 3 | 4 | 6 | BranchMin4_BranchMax6 | 4 | 3 | 5 | 10 | HeaderMin5_HeaderMax10 | 10 | 4 | 12
714 | 54 | 030-135-4P-30HP | NBS_030-135_4P_30HP_11.26_SS | 787.4175 | 787.4175 | 2362.2524 | 3 | 1 | 4 | F | NBS_EndSuction | 4 | 3 | 4 | 6 | BranchMin4_BranchMax6 | 5 | 3 | 5 | 10 | HeaderMin5_HeaderMax10 | 5 | 4 | 12 | [11 empty] | INVALID
714 | 54 | 030-135-4P-30HP | NBS_030-135_4P_30HP_11.26_SS | 787.4175 | 787.4175 | 2362.2524 | 3 | 1 | 4 | F | NBS_EndSuction | 4 | 3 | 4 | 6 | BranchMin4_BranchMax6 | 5 | 3 | 5 | 10 | HeaderMin5_HeaderMax10 | 6 | 4 | 12
714 | 54 | 030-135-4P-30HP | NBS_030-135_4P_30HP_11.26_SS | 787.4175 | 787.4175 | 2362.2524 | 3 | 1 | 4 | F | NBS_EndSuction | 4 | 3 | 4 | 6 | BranchMin4_BranchMax6 | 5 | 3 | 5 | 10 | HeaderMin5_HeaderMax10 | 8 | 4 | 12
714 | 54 | 030-135-4P-30HP | NBS_030-135_4P_30HP_11.26_SS | 787.4175 | 787.4175 | 2362.2524 | 3 | 1 | 4 | F | NBS_EndSuction | 4 | 3 | 4 | 6 | BranchMin4_BranchMax6 | 5 | 3 | 5 | 10 | HeaderMin5_HeaderMax10 | 10 | 4 | 12
714 | 54 | 030-135-4P-30HP | NBS_030-135_4P_30HP_11.26_SS | 787.4175 | 787.4175 | 2362.2524 | 3 | 1 | 4 | F | NBS_EndSuction | 4 | 3 | 4 | 6 | BranchMin4_BranchMax6 | 6 | 3 | 5 | 10 | HeaderMin5_HeaderMax10 | 5 | 4 | 12 | [11 empty] | INVALID
714 | 54 | 030-135-4P-30HP | NBS_030-135_4P_30HP_11.26_SS | 787.4175 | 787.4175 | 2362.2524 | 3 | 1 | 4 | F | NBS_EndSuction | 4 | 3 | 4 | 6 | BranchMin4_BranchMax6 | 6 | 3 | 5 | 10 | HeaderMin5_HeaderMax10 | 6 | 4 | 12 | [11 empty] | INVALID
714 | 54 | 030-135-4P-30HP | NBS_030-135_4P_30HP_11.26_SS | 787.4175 | 787.4175 | 2362.2524 | 3 | 1 | 4 | F | NBS_EndSuction | 4 | 3 | 4 | 6 | BranchMin4_BranchMax6 | 6 | 3 | 5 | 10 | HeaderMin5_HeaderMax10 | 8 | 4 | 12
714 | 54 | 030-135-4P-30HP | NBS_030-135_4P_30HP_11.26_SS | 787.4175 | 787.4175 | 2362.2524 | 3 | 1 | 4 | F | NBS_EndSuction | 4 | 3 | 4 | 6 | BranchMin4_BranchMax6 | 6 | 3 | 5 | 10 | HeaderMin5_HeaderMax10 | 10 | 4 | 12
715 | 55 | 030-135-4P-40HP | NBS_030-135_4P_40HP_12.91_SS | 832.83 | 832.83 | 2498.4899 | 3 | 1 | 4 | F | NBS_EndSuction | 4 | 3 | 4 | 6 | BranchMin4_BranchMax6 | 4 | 3 | 5 | 10 | HeaderMin5_HeaderMax10 | 5 | 4 | 12
715 | 55 | 030-135-4P-40HP | NBS_030-135_4P_40HP_12.91_SS | 832.83 | 832.83 | 2498.4899 | 3 | 1 | 4 | F | NBS_EndSuction | 4 | 3 | 4 | 6 | BranchMin4_BranchMax6 | 4 | 3 | 5 | 10 | HeaderMin5_HeaderMax10 | 6 | 4 | 12
715 | 55 | 030-135-4P-40HP | NBS_030-135_4P_40HP_12.91_SS | 832.83 | 832.83 | 2498.4899 | 3 | 1 | 4 | F | NBS_EndSuction | 4 | 3 | 4 | 6 | BranchMin4_BranchMax6 | 4 | 3 | 5 | 10 | HeaderMin5_HeaderMax10 | 8 | 4 | 12
715 | 55 | 030-135-4P-40HP | NBS_030-135_4P_40HP_12.91_SS | 832.83 | 832.83 | 2498.4899 | 3 | 1 | 4 | F | NBS_EndSuction | 4 | 3 | 4 | 6 | BranchMin4_BranchMax6 | 4 | 3 | 5 | 10 | HeaderMin5_HeaderMax10 | 10 | 4 | 12
715 | 55 | 030-135-4P-40HP | NBS_030-135_4P_40HP_12.91_SS | 832.83 | 832.83 | 2498.4899 | 3 | 1 | 4 | F | NBS_EndSuction | 4 | 3 | 4 | 6 | BranchMin4_BranchMax6 | 5 | 3 | 5 | 10 | HeaderMin5_HeaderMax10 | 5 | 4 | 12 | [11 empty] | INVALID
715 | 55 | 030-135-4P-40HP | NBS_030-135_4P_40HP_12.91_SS | 832.83 | 832.83 | 2498.4899 | 3 | 1 | 4 | F | NBS_EndSuction | 4 | 3 | 4 | 6 | BranchMin4_BranchMax6 | 5 | 3 | 5 | 10 | HeaderMin5_HeaderMax10 | 6 | 4 | 12
715 | 55 | 030-135-4P-40HP | NBS_030-135_4P_40HP_12.91_SS | 832.83 | 832.83 | 2498.4899 | 3 | 1 | 4 | F | NBS_EndSuction | 4 | 3 | 4 | 6 | BranchMin4_BranchMax6 | 5 | 3 | 5 | 10 | HeaderMin5_HeaderMax10 | 8 | 4 | 12
715 | 55 | 030-135-4P-40HP | NBS_030-135_4P_40HP_12.91_SS | 832.83 | 832.83 | 2498.4899 | 3 | 1 | 4 | F | NBS_EndSuction | 4 | 3 | 4 | 6 | BranchMin4_BranchMax6 | 5 | 3 | 5 | 10 | HeaderMin5_HeaderMax10 | 10 | 4 | 12
715 | 55 | 030-135-4P-40HP | NBS_030-135_4P_40HP_12.91_SS | 832.83 | 832.83 | 2498.4899 | 3 | 1 | 4 | F | NBS_EndSuction | 4 | 3 | 4 | 6 | BranchMin4_BranchMax6 | 6 | 3 | 5 | 10 | HeaderMin5_HeaderMax10 | 5 | 4 | 12 | [11 empty] | INVALID
715 | 55 | 030-135-4P-40HP | NBS_030-135_4P_40HP_12.91_SS | 832.83 | 832.83 | 2498.4899 | 3 | 1 | 4 | F | NBS_EndSuction | 4 | 3 | 4 | 6 | BranchMin4_BranchMax6 | 6 | 3 | 5 | 10 | HeaderMin5_HeaderMax10 | 6 | 4 | 12 | [11 empty] | INVALID
715 | 55 | 030-135-4P-40HP | NBS_030-135_4P_40HP_12.91_SS | 832.83 | 832.83 | 2498.4899 | 3 | 1 | 4 | F | NBS_EndSuction | 4 | 3 | 4 | 6 | BranchMin4_BranchMax6 | 6 | 3 | 5 | 10 | HeaderMin5_HeaderMax10 | 8 | 4 | 12
715 | 55 | 030-135-4P-40HP | NBS_030-135_4P_40HP_12.91_SS | 832.83 | 832.83 | 2498.4899 | 3 | 1 | 4 | F | NBS_EndSuction | 4 | 3 | 4 | 6 | BranchMin4_BranchMax6 | 6 | 3 | 5 | 10 | HeaderMin5_HeaderMax10 | 10 | 4 | 12
716 | 56 | 040-070-4P-2HP | NBS_040-070_4P_2HP_4.72_SS | 541.7729 | 541.7729 | 1625.3186 | 3 | 1 | 4 | F | NBS_EndSuction | 4 | 3 | 4 | 5 | BranchMin4_BranchMax5 | 4 | 2 | 5 | 10 | HeaderMin5_HeaderMax10 | 5 | 4 | 8
716 | 56 | 040-070-4P-2HP | NBS_040-070_4P_2HP_4.72_SS | 541.7729 | 541.7729 | 1625.3186 | 3 | 1 | 4 | F | NBS_EndSuction | 4 | 3 | 4 | 5 | BranchMin4_BranchMax5 | 4 | 2 | 5 | 10 | HeaderMin5_HeaderMax10 | 6 | 4 | 8
716 | 56 | 040-070-4P-2HP | NBS_040-070_4P_2HP_4.72_SS | 541.7729 | 541.7729 | 1625.3186 | 3 | 1 | 4 | F | NBS_EndSuction | 4 | 3 | 4 | 5 | BranchMin4_BranchMax5 | 4 | 2 | 5 | 10 | HeaderMin5_HeaderMax10 | 8 | 4 | 8
716 | 56 | 040-070-4P-2HP | NBS_040-070_4P_2HP_4.72_SS | 541.7729 | 541.7729 | 1625.3186 | 3 | 1 | 4 | F | NBS_EndSuction | 4 | 3 | 4 | 5 | BranchMin4_BranchMax5 | 4 | 2 | 5 | 10 | HeaderMin5_HeaderMax10 | 10 | 4 | 8
716 | 56 | 040-070-4P-2HP | NBS_040-070_4P_2HP_4.72_SS | 541.7729 | 541.7729 | 1625.3186 | 3 | 1 | 4 | F | NBS_EndSuction | 4 | 3 | 4 | 5 | BranchMin4_BranchMax5 | 5 | 2 | 5 | 10 | HeaderMin5_HeaderMax10 | 5 | 4 | 8 | [11 empty] | INVALID
716 | 56 | 040-070-4P-2HP | NBS_040-070_4P_2HP_4.72_SS | 541.7729 | 541.7729 | 1625.3186 | 3 | 1 | 4 | F | NBS_EndSuction | 4 | 3 | 4 | 5 | BranchMin4_BranchMax5 | 5 | 2 | 5 | 10 | HeaderMin5_HeaderMax10 | 6 | 4 | 8
716 | 56 | 040-070-4P-2HP | NBS_040-070_4P_2HP_4.72_SS | 541.7729 | 541.7729 | 1625.3186 | 3 | 1 | 4 | F | NBS_EndSuction | 4 | 3 | 4 | 5 | BranchMin4_BranchMax5 | 5 | 2 | 5 | 10 | HeaderMin5_HeaderMax10 | 8 | 4 | 8
716 | 56 | 040-070-4P-2HP | NBS_040-070_4P_2HP_4.72_SS | 541.7729 | 541.7729 | 1625.3186 | 3 | 1 | 4 | F | NBS_EndSuction | 4 | 3 | 4 | 5 | BranchMin4_BranchMax5 | 5 | 2 | 5 | 10 | HeaderMin5_HeaderMax10 | 10 | 4 | 8
717 | 57 | 040-070-4P-3HP | NBS_040-070_4P_3HP_5.43_SS | 534.0678 | 534.0678 | 1602.2035 | 3 | 1 | 4 | F | NBS_EndSuction | 4 | 3 | 4 | 5 | BranchMin4_BranchMax5 | 4 | 2 | 5 | 10 | HeaderMin5_HeaderMax10 | 5 | 4 | 8
717 | 57 | 040-070-4P-3HP | NBS_040-070_4P_3HP_5.43_SS | 534.0678 | 534.0678 | 1602.2035 | 3 | 1 | 4 | F | NBS_EndSuction | 4 | 3 | 4 | 5 | BranchMin4_BranchMax5 | 4 | 2 | 5 | 10 | HeaderMin5_HeaderMax10 | 6 | 4 | 8
717 | 57 | 040-070-4P-3HP | NBS_040-070_4P_3HP_5.43_SS | 534.0678 | 534.0678 | 1602.2035 | 3 | 1 | 4 | F | NBS_EndSuction | 4 | 3 | 4 | 5 | BranchMin4_BranchMax5 | 4 | 2 | 5 | 10 | HeaderMin5_HeaderMax10 | 8 | 4 | 8
717 | 57 | 040-070-4P-3HP | NBS_040-070_4P_3HP_5.43_SS | 534.0678 | 534.0678 | 1602.2035 | 3 | 1 | 4 | F | NBS_EndSuction | 4 | 3 | 4 | 5 | BranchMin4_BranchMax5 | 4 | 2 | 5 | 10 | HeaderMin5_HeaderMax10 | 10 | 4 | 8
717 | 57 | 040-070-4P-3HP | NBS_040-070_4P_3HP_5.43_SS | 534.0678 | 534.0678 | 1602.2035 | 3 | 1 | 4 | F | NBS_EndSuction | 4 | 3 | 4 | 5 | BranchMin4_BranchMax5 | 5 | 2 | 5 | 10 | HeaderMin5_HeaderMax10 | 5 | 4 | 8 | [11 empty] | INVALID
717 | 57 | 040-070-4P-3HP | NBS_040-070_4P_3HP_5.43_SS | 534.0678 | 534.0678 | 1602.2035 | 3 | 1 | 4 | F | NBS_EndSuction | 4 | 3 | 4 | 5 | BranchMin4_BranchMax5 | 5 | 2 | 5 | 10 | HeaderMin5_HeaderMax10 | 6 | 4 | 8
717 | 57 | 040-070-4P-3HP | NBS_040-070_4P_3HP_5.43_SS | 534.0678 | 534.0678 | 1602.2035 | 3 | 1 | 4 | F | NBS_EndSuction | 4 | 3 | 4 | 5 | BranchMin4_BranchMax5 | 5 | 2 | 5 | 10 | HeaderMin5_HeaderMax10 | 8 | 4 | 8
717 | 57 | 040-070-4P-3HP | NBS_040-070_4P_3HP_5.43_SS | 534.0678 | 534.0678 | 1602.2035 | 3 | 1 | 4 | F | NBS_EndSuction | 4 | 3 | 4 | 5 | BranchMin4_BranchMax5 | 5 | 2 | 5 | 10 | HeaderMin5_HeaderMax10 | 10 | 4 | 8
718 | 58 | 040-070-4P-5HP | NBS_040-070_4P_5HP_6.30_SS | 695.2568 | 695.2568 | 2085.7705 | 3 | 1 | 4 | F | NBS_EndSuction | 4 | 3 | 4 | 6 | BranchMin4_BranchMax6 | 4 | 3 | 5 | 10 | HeaderMin5_HeaderMax10 | 5 | 4 | 12
718 | 58 | 040-070-4P-5HP | NBS_040-070_4P_5HP_6.30_SS | 695.2568 | 695.2568 | 2085.7705 | 3 | 1 | 4 | F | NBS_EndSuction | 4 | 3 | 4 | 6 | BranchMin4_BranchMax6 | 4 | 3 | 5 | 10 | HeaderMin5_HeaderMax10 | 6 | 4 | 12
718 | 58 | 040-070-4P-5HP | NBS_040-070_4P_5HP_6.30_SS | 695.2568 | 695.2568 | 2085.7705 | 3 | 1 | 4 | F | NBS_EndSuction | 4 | 3 | 4 | 6 | BranchMin4_BranchMax6 | 4 | 3 | 5 | 10 | HeaderMin5_HeaderMax10 | 8 | 4 | 12
718 | 58 | 040-070-4P-5HP | NBS_040-070_4P_5HP_6.30_SS | 695.2568 | 695.2568 | 2085.7705 | 3 | 1 | 4 | F | NBS_EndSuction | 4 | 3 | 4 | 6 | BranchMin4_BranchMax6 | 4 | 3 | 5 | 10 | HeaderMin5_HeaderMax10 | 10 | 4 | 12
718 | 58 | 040-070-4P-5HP | NBS_040-070_4P_5HP_6.30_SS | 695.2568 | 695.2568 | 2085.7705 | 3 | 1 | 4 | F | NBS_EndSuction | 4 | 3 | 4 | 6 | BranchMin4_BranchMax6 | 5 | 3 | 5 | 10 | HeaderMin5_HeaderMax10 | 5 | 4 | 12 | [11 empty] | INVALID
718 | 58 | 040-070-4P-5HP | NBS_040-070_4P_5HP_6.30_SS | 695.2568 | 695.2568 | 2085.7705 | 3 | 1 | 4 | F | NBS_EndSuction | 4 | 3 | 4 | 6 | BranchMin4_BranchMax6 | 5 | 3 | 5 | 10 | HeaderMin5_HeaderMax10 | 6 | 4 | 12
718 | 58 | 040-070-4P-5HP | NBS_040-070_4P_5HP_6.30_SS | 695.2568 | 695.2568 | 2085.7705 | 3 | 1 | 4 | F | NBS_EndSuction | 4 | 3 | 4 | 6 | BranchMin4_BranchMax6 | 5 | 3 | 5 | 10 | HeaderMin5_HeaderMax10 | 8 | 4 | 12
718 | 58 | 040-070-4P-5HP | NBS_040-070_4P_5HP_6.30_SS | 695.2568 | 695.2568 | 2085.7705 | 3 | 1 | 4 | F | NBS_EndSuction | 4 | 3 | 4 | 6 | BranchMin4_BranchMax6 | 5 | 3 | 5 | 10 | HeaderMin5_HeaderMax10 | 10 | 4 | 12
718 | 58 | 040-070-4P-5HP | NBS_040-070_4P_5HP_6.30_SS | 695.2568 | 695.2568 | 2085.7705 | 3 | 1 | 4 | F | NBS_EndSuction | 4 | 3 | 4 | 6 | BranchMin4_BranchMax6 | 6 | 3 | 5 | 10 | HeaderMin5_HeaderMax10 | 5 | 4 | 12 | [11 empty] | INVALID
718 | 58 | 040-070-4P-5HP | NBS_040-070_4P_5HP_6.30_SS | 695.2568 | 695.2568 | 2085.7705 | 3 | 1 | 4 | F | NBS_EndSuction | 4 | 3 | 4 | 6 | BranchMin4_BranchMax6 | 6 | 3 | 5 | 10 | HeaderMin5_HeaderMax10 | 6 | 4 | 12 | [11 empty] | INVALID
718 | 58 | 040-070-4P-5HP | NBS_040-070_4P_5HP_6.30_SS | 695.2568 | 695.2568 | 2085.7705 | 3 | 1 | 4 | F | NBS_EndSuction | 4 | 3 | 4 | 6 | BranchMin4_BranchMax6 | 6 | 3 | 5 | 10 | HeaderMin5_HeaderMax10 | 8 | 4 | 12
718 | 58 | 040-070-4P-5HP | NBS_040-070_4P_5HP_6.30_SS | 695.2568 | 695.2568 | 2085.7705 | 3 | 1 | 4 | F | NBS_EndSuction | 4 | 3 | 4 | 6 | BranchMin4_BranchMax6 | 6 | 3 | 5 | 10 | HeaderMin5_HeaderMax10 | 10 | 4 | 12
719 | 59 | 040-070-4P-7pt5HP | NBS_040-070_4P_7.5HP_6.85_SS | 724.1837 | 724.1837 | 2172.551 | 3 | 1 | 4 | F | NBS_EndSuction | 4 | 3 | 4 | 6 | BranchMin4_BranchMax6 | 4 | 3 | 5 | 10 | HeaderMin5_HeaderMax10 | 5 | 4 | 12
719 | 59 | 040-070-4P-7pt5HP | NBS_040-070_4P_7.5HP_6.85_SS | 724.1837 | 724.1837 | 2172.551 | 3 | 1 | 4 | F | NBS_EndSuction | 4 | 3 | 4 | 6 | BranchMin4_BranchMax6 | 4 | 3 | 5 | 10 | HeaderMin5_HeaderMax10 | 6 | 4 | 12
719 | 59 | 040-070-4P-7pt5HP | NBS_040-070_4P_7.5HP_6.85_SS | 724.1837 | 724.1837 | 2172.551 | 3 | 1 | 4 | F | NBS_EndSuction | 4 | 3 | 4 | 6 | BranchMin4_BranchMax6 | 4 | 3 | 5 | 10 | HeaderMin5_HeaderMax10 | 8 | 4 | 12
719 | 59 | 040-070-4P-7pt5HP | NBS_040-070_4P_7.5HP_6.85_SS | 724.1837 | 724.1837 | 2172.551 | 3 | 1 | 4 | F | NBS_EndSuction | 4 | 3 | 4 | 6 | BranchMin4_BranchMax6 | 4 | 3 | 5 | 10 | HeaderMin5_HeaderMax10 | 10 | 4 | 12
719 | 59 | 040-070-4P-7pt5HP | NBS_040-070_4P_7.5HP_6.85_SS | 724.1837 | 724.1837 | 2172.551 | 3 | 1 | 4 | F | NBS_EndSuction | 4 | 3 | 4 | 6 | BranchMin4_BranchMax6 | 5 | 3 | 5 | 10 | HeaderMin5_HeaderMax10 | 5 | 4 | 12 | [11 empty] | INVALID
719 | 59 | 040-070-4P-7pt5HP | NBS_040-070_4P_7.5HP_6.85_SS | 724.1837 | 724.1837 | 2172.551 | 3 | 1 | 4 | F | NBS_EndSuction | 4 | 3 | 4 | 6 | BranchMin4_BranchMax6 | 5 | 3 | 5 | 10 | HeaderMin5_HeaderMax10 | 6 | 4 | 12
719 | 59 | 040-070-4P-7pt5HP | NBS_040-070_4P_7.5HP_6.85_SS | 724.1837 | 724.1837 | 2172.551 | 3 | 1 | 4 | F | NBS_EndSuction | 4 | 3 | 4 | 6 | BranchMin4_BranchMax6 | 5 | 3 | 5 | 10 | HeaderMin5_HeaderMax10 | 8 | 4 | 12
719 | 59 | 040-070-4P-7pt5HP | NBS_040-070_4P_7.5HP_6.85_SS | 724.1837 | 724.1837 | 2172.551 | 3 | 1 | 4 | F | NBS_EndSuction | 4 | 3 | 4 | 6 | BranchMin4_BranchMax6 | 5 | 3 | 5 | 10 | HeaderMin5_HeaderMax10 | 10 | 4 | 12
719 | 59 | 040-070-4P-7pt5HP | NBS_040-070_4P_7.5HP_6.85_SS | 724.1837 | 724.1837 | 2172.551 | 3 | 1 | 4 | F | NBS_EndSuction | 4 | 3 | 4 | 6 | BranchMin4_BranchMax6 | 6 | 3 | 5 | 10 | HeaderMin5_HeaderMax10 | 5 | 4 | 12 | [11 empty] | INVALID
719 | 59 | 040-070-4P-7pt5HP | NBS_040-070_4P_7.5HP_6.85_SS | 724.1837 | 724.1837 | 2172.551 | 3 | 1 | 4 | F | NBS_EndSuction | 4 | 3 | 4 | 6 | BranchMin4_BranchMax6 | 6 | 3 | 5 | 10 | HeaderMin5_HeaderMax10 | 6 | 4 | 12 | [11 empty] | INVALID
719 | 59 | 040-070-4P-7pt5HP | NBS_040-070_4P_7.5HP_6.85_SS | 724.1837 | 724.1837 | 2172.551 | 3 | 1 | 4 | F | NBS_EndSuction | 4 | 3 | 4 | 6 | BranchMin4_BranchMax6 | 6 | 3 | 5 | 10 | HeaderMin5_HeaderMax10 | 8 | 4 | 12
719 | 59 | 040-070-4P-7pt5HP | NBS_040-070_4P_7.5HP_6.85_SS | 724.1837 | 724.1837 | 2172.551 | 3 | 1 | 4 | F | NBS_EndSuction | 4 | 3 | 4 | 6 | BranchMin4_BranchMax6 | 6 | 3 | 5 | 10 | HeaderMin5_HeaderMax10 | 10 | 4 | 12
720 | 60 | 040-095-4P-7pt5HP | NBS_040-095_4P_7.5HP_6.38_SS | 864.0628 | 864.0628 | 2592.1883 | 3 | 1 | 4 | F | NBS_EndSuction | 5 | 4 | 5 | 6 | BranchMin5_BranchMax6 | 5 | 2 | 6 | 12 | HeaderMin6_HeaderMax12 | 6 | 4 | 8
720 | 60 | 040-095-4P-7pt5HP | NBS_040-095_4P_7.5HP_6.38_SS | 864.0628 | 864.0628 | 2592.1883 | 3 | 1 | 4 | F | NBS_EndSuction | 5 | 4 | 5 | 6 | BranchMin5_BranchMax6 | 5 | 2 | 6 | 12 | HeaderMin6_HeaderMax12 | 8 | 4 | 8
720 | 60 | 040-095-4P-7pt5HP | NBS_040-095_4P_7.5HP_6.38_SS | 864.0628 | 864.0628 | 2592.1883 | 3 | 1 | 4 | F | NBS_EndSuction | 5 | 4 | 5 | 6 | BranchMin5_BranchMax6 | 5 | 2 | 6 | 12 | HeaderMin6_HeaderMax12 | 10 | 4 | 8
720 | 60 | 040-095-4P-7pt5HP | NBS_040-095_4P_7.5HP_6.38_SS | 864.0628 | 864.0628 | 2592.1883 | 3 | 1 | 4 | F | NBS_EndSuction | 5 | 4 | 5 | 6 | BranchMin5_BranchMax6 | 5 | 2 | 6 | 12 | HeaderMin6_HeaderMax12 | 12 | 4 | 8
720 | 60 | 040-095-4P-7pt5HP | NBS_040-095_4P_7.5HP_6.38_SS | 864.0628 | 864.0628 | 2592.1883 | 3 | 1 | 4 | F | NBS_EndSuction | 5 | 4 | 5 | 6 | BranchMin5_BranchMax6 | 6 | 2 | 6 | 12 | HeaderMin6_HeaderMax12 | 6 | 4 | 8 | [11 empty] | INVALID
720 | 60 | 040-095-4P-7pt5HP | NBS_040-095_4P_7.5HP_6.38_SS | 864.0628 | 864.0628 | 2592.1883 | 3 | 1 | 4 | F | NBS_EndSuction | 5 | 4 | 5 | 6 | BranchMin5_BranchMax6 | 6 | 2 | 6 | 12 | HeaderMin6_HeaderMax12 | 8 | 4 | 8
720 | 60 | 040-095-4P-7pt5HP | NBS_040-095_4P_7.5HP_6.38_SS | 864.0628 | 864.0628 | 2592.1883 | 3 | 1 | 4 | F | NBS_EndSuction | 5 | 4 | 5 | 6 | BranchMin5_BranchMax6 | 6 | 2 | 6 | 12 | HeaderMin6_HeaderMax12 | 10 | 4 | 8
720 | 60 | 040-095-4P-7pt5HP | NBS_040-095_4P_7.5HP_6.38_SS | 864.0628 | 864.0628 | 2592.1883 | 3 | 1 | 4 | F | NBS_EndSuction | 5 | 4 | 5 | 6 | BranchMin5_BranchMax6 | 6 | 2 | 6 | 12 | HeaderMin6_HeaderMax12 | 12 | 4 | 8
721 | 61 | 040-095-4P-10HP | NBS_040-095_4P_10HP_7.09_SS | 924.6022 | 924.6022 | 2773.8066 | 3 | 1 | 4 | F | NBS_EndSuction | 5 | 4 | 5 | 6 | BranchMin5_BranchMax6 | 5 | 2 | 6 | 12 | HeaderMin6_HeaderMax12 | 6 | 4 | 8
721 | 61 | 040-095-4P-10HP | NBS_040-095_4P_10HP_7.09_SS | 924.6022 | 924.6022 | 2773.8066 | 3 | 1 | 4 | F | NBS_EndSuction | 5 | 4 | 5 | 6 | BranchMin5_BranchMax6 | 5 | 2 | 6 | 12 | HeaderMin6_HeaderMax12 | 8 | 4 | 8
721 | 61 | 040-095-4P-10HP | NBS_040-095_4P_10HP_7.09_SS | 924.6022 | 924.6022 | 2773.8066 | 3 | 1 | 4 | F | NBS_EndSuction | 5 | 4 | 5 | 6 | BranchMin5_BranchMax6 | 5 | 2 | 6 | 12 | HeaderMin6_HeaderMax12 | 10 | 4 | 8
721 | 61 | 040-095-4P-10HP | NBS_040-095_4P_10HP_7.09_SS | 924.6022 | 924.6022 | 2773.8066 | 3 | 1 | 4 | F | NBS_EndSuction | 5 | 4 | 5 | 6 | BranchMin5_BranchMax6 | 5 | 2 | 6 | 12 | HeaderMin6_HeaderMax12 | 12 | 4 | 8
721 | 61 | 040-095-4P-10HP | NBS_040-095_4P_10HP_7.09_SS | 924.6022 | 924.6022 | 2773.8066 | 3 | 1 | 4 | F | NBS_EndSuction | 5 | 4 | 5 | 6 | BranchMin5_BranchMax6 | 6 | 2 | 6 | 12 | HeaderMin6_HeaderMax12 | 6 | 4 | 8 | [11 empty] | INVALID
721 | 61 | 040-095-4P-10HP | NBS_040-095_4P_10HP_7.09_SS | 924.6022 | 924.6022 | 2773.8066 | 3 | 1 | 4 | F | NBS_EndSuction | 5 | 4 | 5 | 6 | BranchMin5_BranchMax6 | 6 | 2 | 6 | 12 | HeaderMin6_HeaderMax12 | 8 | 4 | 8
721 | 61 | 040-095-4P-10HP | NBS_040-095_4P_10HP_7.09_SS | 924.6022 | 924.6022 | 2773.8066 | 3 | 1 | 4 | F | NBS_EndSuction | 5 | 4 | 5 | 6 | BranchMin5_BranchMax6 | 6 | 2 | 6 | 12 | HeaderMin6_HeaderMax12 | 10 | 4 | 8
721 | 61 | 040-095-4P-10HP | NBS_040-095_4P_10HP_7.09_SS | 924.6022 | 924.6022 | 2773.8066 | 3 | 1 | 4 | F | NBS_EndSuction | 5 | 4 | 5 | 6 | BranchMin5_BranchMax6 | 6 | 2 | 6 | 12 | HeaderMin6_HeaderMax12 | 12 | 4 | 8
722 | 62 | 040-095-4P-15HP | NBS_040-095_4P_15HP_8.35_SS | 1036.8753 | 1036.8753 | 3110.626 | 3 | 1 | 4 | F | NBS_EndSuction | 5 | 4 | 5 | 8 | BranchMin5_BranchMax8 | 5 | 3 | 6 | 12 | HeaderMin6_HeaderMax12 | 6 | 4 | 12
722 | 62 | 040-095-4P-15HP | NBS_040-095_4P_15HP_8.35_SS | 1036.8753 | 1036.8753 | 3110.626 | 3 | 1 | 4 | F | NBS_EndSuction | 5 | 4 | 5 | 8 | BranchMin5_BranchMax8 | 5 | 3 | 6 | 12 | HeaderMin6_HeaderMax12 | 8 | 4 | 12
722 | 62 | 040-095-4P-15HP | NBS_040-095_4P_15HP_8.35_SS | 1036.8753 | 1036.8753 | 3110.626 | 3 | 1 | 4 | F | NBS_EndSuction | 5 | 4 | 5 | 8 | BranchMin5_BranchMax8 | 5 | 3 | 6 | 12 | HeaderMin6_HeaderMax12 | 10 | 4 | 12
722 | 62 | 040-095-4P-15HP | NBS_040-095_4P_15HP_8.35_SS | 1036.8753 | 1036.8753 | 3110.626 | 3 | 1 | 4 | F | NBS_EndSuction | 5 | 4 | 5 | 8 | BranchMin5_BranchMax8 | 5 | 3 | 6 | 12 | HeaderMin6_HeaderMax12 | 12 | 4 | 12
722 | 62 | 040-095-4P-15HP | NBS_040-095_4P_15HP_8.35_SS | 1036.8753 | 1036.8753 | 3110.626 | 3 | 1 | 4 | F | NBS_EndSuction | 5 | 4 | 5 | 8 | BranchMin5_BranchMax8 | 6 | 3 | 6 | 12 | HeaderMin6_HeaderMax12 | 6 | 4 | 12 | [11 empty] | INVALID
722 | 62 | 040-095-4P-15HP | NBS_040-095_4P_15HP_8.35_SS | 1036.8753 | 1036.8753 | 3110.626 | 3 | 1 | 4 | F | NBS_EndSuction | 5 | 4 | 5 | 8 | BranchMin5_BranchMax8 | 6 | 3 | 6 | 12 | HeaderMin6_HeaderMax12 | 8 | 4 | 12
722 | 62 | 040-095-4P-15HP | NBS_040-095_4P_15HP_8.35_SS | 1036.8753 | 1036.8753 | 3110.626 | 3 | 1 | 4 | F | NBS_EndSuction | 5 | 4 | 5 | 8 | BranchMin5_BranchMax8 | 6 | 3 | 6 | 12 | HeaderMin6_HeaderMax12 | 10 | 4 | 12
722 | 62 | 040-095-4P-15HP | NBS_040-095_4P_15HP_8.35_SS | 1036.8753 | 1036.8753 | 3110.626 | 3 | 1 | 4 | F | NBS_EndSuction | 5 | 4 | 5 | 8 | BranchMin5_BranchMax8 | 6 | 3 | 6 | 12 | HeaderMin6_HeaderMax12 | 12 | 4 | 12
722 | 62 | 040-095-4P-15HP | NBS_040-095_4P_15HP_8.35_SS | 1036.8753 | 1036.8753 | 3110.626 | 3 | 1 | 4 | F | NBS_EndSuction | 5 | 4 | 5 | 8 | BranchMin5_BranchMax8 | 8 | 3 | 6 | 12 | HeaderMin6_HeaderMax12 | 6 | 4 | 12 | [11 empty] | INVALID
722 | 62 | 040-095-4P-15HP | NBS_040-095_4P_15HP_8.35_SS | 1036.8753 | 1036.8753 | 3110.626 | 3 | 1 | 4 | F | NBS_EndSuction | 5 | 4 | 5 | 8 | BranchMin5_BranchMax8 | 8 | 3 | 6 | 12 | HeaderMin6_HeaderMax12 | 8 | 4 | 12 | [11 empty] | INVALID
722 | 62 | 040-095-4P-15HP | NBS_040-095_4P_15HP_8.35_SS | 1036.8753 | 1036.8753 | 3110.626 | 3 | 1 | 4 | F | NBS_EndSuction | 5 | 4 | 5 | 8 | BranchMin5_BranchMax8 | 8 | 3 | 6 | 12 | HeaderMin6_HeaderMax12 | 10 | 4 | 12
722 | 62 | 040-095-4P-15HP | NBS_040-095_4P_15HP_8.35_SS | 1036.8753 | 1036.8753 | 3110.626 | 3 | 1 | 4 | F | NBS_EndSuction | 5 | 4 | 5 | 8 | BranchMin5_BranchMax8 | 8 | 3 | 6 | 12 | HeaderMin6_HeaderMax12 | 12 | 4 | 12
723 | 63 | 040-095-4P-20HP | NBS_040-095_4P_20HP_9.37_SS | 1098.4714 | 1098.4714 | 3295.4143 | 3 | 1 | 4 | F | NBS_EndSuction | 5 | 4 | 5 | 8 | BranchMin5_BranchMax8 | 5 | 3 | 6 | 12 | HeaderMin6_HeaderMax12 | 6 | 4 | 12
723 | 63 | 040-095-4P-20HP | NBS_040-095_4P_20HP_9.37_SS | 1098.4714 | 1098.4714 | 3295.4143 | 3 | 1 | 4 | F | NBS_EndSuction | 5 | 4 | 5 | 8 | BranchMin5_BranchMax8 | 5 | 3 | 6 | 12 | HeaderMin6_HeaderMax12 | 8 | 4 | 12
723 | 63 | 040-095-4P-20HP | NBS_040-095_4P_20HP_9.37_SS | 1098.4714 | 1098.4714 | 3295.4143 | 3 | 1 | 4 | F | NBS_EndSuction | 5 | 4 | 5 | 8 | BranchMin5_BranchMax8 | 5 | 3 | 6 | 12 | HeaderMin6_HeaderMax12 | 10 | 4 | 12
723 | 63 | 040-095-4P-20HP | NBS_040-095_4P_20HP_9.37_SS | 1098.4714 | 1098.4714 | 3295.4143 | 3 | 1 | 4 | F | NBS_EndSuction | 5 | 4 | 5 | 8 | BranchMin5_BranchMax8 | 5 | 3 | 6 | 12 | HeaderMin6_HeaderMax12 | 12 | 4 | 12
723 | 63 | 040-095-4P-20HP | NBS_040-095_4P_20HP_9.37_SS | 1098.4714 | 1098.4714 | 3295.4143 | 3 | 1 | 4 | F | NBS_EndSuction | 5 | 4 | 5 | 8 | BranchMin5_BranchMax8 | 6 | 3 | 6 | 12 | HeaderMin6_HeaderMax12 | 6 | 4 | 12 | [11 empty] | INVALID
723 | 63 | 040-095-4P-20HP | NBS_040-095_4P_20HP_9.37_SS | 1098.4714 | 1098.4714 | 3295.4143 | 3 | 1 | 4 | F | NBS_EndSuction | 5 | 4 | 5 | 8 | BranchMin5_BranchMax8 | 6 | 3 | 6 | 12 | HeaderMin6_HeaderMax12 | 8 | 4 | 12
723 | 63 | 040-095-4P-20HP | NBS_040-095_4P_20HP_9.37_SS | 1098.4714 | 1098.4714 | 3295.4143 | 3 | 1 | 4 | F | NBS_EndSuction | 5 | 4 | 5 | 8 | BranchMin5_BranchMax8 | 6 | 3 | 6 | 12 | HeaderMin6_HeaderMax12 | 10 | 4 | 12
723 | 63 | 040-095-4P-20HP | NBS_040-095_4P_20HP_9.37_SS | 1098.4714 | 1098.4714 | 3295.4143 | 3 | 1 | 4 | F | NBS_EndSuction | 5 | 4 | 5 | 8 | BranchMin5_BranchMax8 | 6 | 3 | 6 | 12 | HeaderMin6_HeaderMax12 | 12 | 4 | 12
723 | 63 | 040-095-4P-20HP | NBS_040-095_4P_20HP_9.37_SS | 1098.4714 | 1098.4714 | 3295.4143 | 3 | 1 | 4 | F | NBS_EndSuction | 5 | 4 | 5 | 8 | BranchMin5_BranchMax8 | 8 | 3 | 6 | 12 | HeaderMin6_HeaderMax12 | 6 | 4 | 12 | [11 empty] | INVALID
723 | 63 | 040-095-4P-20HP | NBS_040-095_4P_20HP_9.37_SS | 1098.4714 | 1098.4714 | 3295.4143 | 3 | 1 | 4 | F | NBS_EndSuction | 5 | 4 | 5 | 8 | BranchMin5_BranchMax8 | 8 | 3 | 6 | 12 | HeaderMin6_HeaderMax12 | 8 | 4 | 12 | [11 empty] | INVALID
723 | 63 | 040-095-4P-20HP | NBS_040-095_4P_20HP_9.37_SS | 1098.4714 | 1098.4714 | 3295.4143 | 3 | 1 | 4 | F | NBS_EndSuction | 5 | 4 | 5 | 8 | BranchMin5_BranchMax8 | 8 | 3 | 6 | 12 | HeaderMin6_HeaderMax12 | 10 | 4 | 12
723 | 63 | 040-095-4P-20HP | NBS_040-095_4P_20HP_9.37_SS | 1098.4714 | 1098.4714 | 3295.4143 | 3 | 1 | 4 | F | NBS_EndSuction | 5 | 4 | 5 | 8 | BranchMin5_BranchMax8 | 8 | 3 | 6 | 12 | HeaderMin6_HeaderMax12 | 12 | 4 | 12
724 | 64 | 040-110-4P-15HP | NBS_040-110_4P_15HP_8.11_SS | 877.0156 | 877.0156 | 2631.0468 | 3 | 1 | 4 | F | NBS_EndSuction | 5 | 4 | 5 | 6 | BranchMin5_BranchMax6 | 5 | 2 | 6 | 12 | HeaderMin6_HeaderMax12 | 6 | 4 | 8
724 | 64 | 040-110-4P-15HP | NBS_040-110_4P_15HP_8.11_SS | 877.0156 | 877.0156 | 2631.0468 | 3 | 1 | 4 | F | NBS_EndSuction | 5 | 4 | 5 | 6 | BranchMin5_BranchMax6 | 5 | 2 | 6 | 12 | HeaderMin6_HeaderMax12 | 8 | 4 | 8
724 | 64 | 040-110-4P-15HP | NBS_040-110_4P_15HP_8.11_SS | 877.0156 | 877.0156 | 2631.0468 | 3 | 1 | 4 | F | NBS_EndSuction | 5 | 4 | 5 | 6 | BranchMin5_BranchMax6 | 5 | 2 | 6 | 12 | HeaderMin6_HeaderMax12 | 10 | 4 | 8
724 | 64 | 040-110-4P-15HP | NBS_040-110_4P_15HP_8.11_SS | 877.0156 | 877.0156 | 2631.0468 | 3 | 1 | 4 | F | NBS_EndSuction | 5 | 4 | 5 | 6 | BranchMin5_BranchMax6 | 5 | 2 | 6 | 12 | HeaderMin6_HeaderMax12 | 12 | 4 | 8
724 | 64 | 040-110-4P-15HP | NBS_040-110_4P_15HP_8.11_SS | 877.0156 | 877.0156 | 2631.0468 | 3 | 1 | 4 | F | NBS_EndSuction | 5 | 4 | 5 | 6 | BranchMin5_BranchMax6 | 6 | 2 | 6 | 12 | HeaderMin6_HeaderMax12 | 6 | 4 | 8 | [11 empty] | INVALID
724 | 64 | 040-110-4P-15HP | NBS_040-110_4P_15HP_8.11_SS | 877.0156 | 877.0156 | 2631.0468 | 3 | 1 | 4 | F | NBS_EndSuction | 5 | 4 | 5 | 6 | BranchMin5_BranchMax6 | 6 | 2 | 6 | 12 | HeaderMin6_HeaderMax12 | 8 | 4 | 8
724 | 64 | 040-110-4P-15HP | NBS_040-110_4P_15HP_8.11_SS | 877.0156 | 877.0156 | 2631.0468 | 3 | 1 | 4 | F | NBS_EndSuction | 5 | 4 | 5 | 6 | BranchMin5_BranchMax6 | 6 | 2 | 6 | 12 | HeaderMin6_HeaderMax12 | 10 | 4 | 8
724 | 64 | 040-110-4P-15HP | NBS_040-110_4P_15HP_8.11_SS | 877.0156 | 877.0156 | 2631.0468 | 3 | 1 | 4 | F | NBS_EndSuction | 5 | 4 | 5 | 6 | BranchMin5_BranchMax6 | 6 | 2 | 6 | 12 | HeaderMin6_HeaderMax12 | 12 | 4 | 8
725 | 65 | 040-110-4P-20HP | NBS_040-110_4P_20HP_8.74_SS | 948.7162 | 948.7162 | 2846.1487 | 3 | 1 | 4 | F | NBS_EndSuction | 5 | 4 | 5 | 6 | BranchMin5_BranchMax6 | 5 | 2 | 6 | 12 | HeaderMin6_HeaderMax12 | 6 | 4 | 8
725 | 65 | 040-110-4P-20HP | NBS_040-110_4P_20HP_8.74_SS | 948.7162 | 948.7162 | 2846.1487 | 3 | 1 | 4 | F | NBS_EndSuction | 5 | 4 | 5 | 6 | BranchMin5_BranchMax6 | 5 | 2 | 6 | 12 | HeaderMin6_HeaderMax12 | 8 | 4 | 8
725 | 65 | 040-110-4P-20HP | NBS_040-110_4P_20HP_8.74_SS | 948.7162 | 948.7162 | 2846.1487 | 3 | 1 | 4 | F | NBS_EndSuction | 5 | 4 | 5 | 6 | BranchMin5_BranchMax6 | 5 | 2 | 6 | 12 | HeaderMin6_HeaderMax12 | 10 | 4 | 8
725 | 65 | 040-110-4P-20HP | NBS_040-110_4P_20HP_8.74_SS | 948.7162 | 948.7162 | 2846.1487 | 3 | 1 | 4 | F | NBS_EndSuction | 5 | 4 | 5 | 6 | BranchMin5_BranchMax6 | 5 | 2 | 6 | 12 | HeaderMin6_HeaderMax12 | 12 | 4 | 8
725 | 65 | 040-110-4P-20HP | NBS_040-110_4P_20HP_8.74_SS | 948.7162 | 948.7162 | 2846.1487 | 3 | 1 | 4 | F | NBS_EndSuction | 5 | 4 | 5 | 6 | BranchMin5_BranchMax6 | 6 | 2 | 6 | 12 | HeaderMin6_HeaderMax12 | 6 | 4 | 8 | [11 empty] | INVALID
725 | 65 | 040-110-4P-20HP | NBS_040-110_4P_20HP_8.74_SS | 948.7162 | 948.7162 | 2846.1487 | 3 | 1 | 4 | F | NBS_EndSuction | 5 | 4 | 5 | 6 | BranchMin5_BranchMax6 | 6 | 2 | 6 | 12 | HeaderMin6_HeaderMax12 | 8 | 4 | 8
725 | 65 | 040-110-4P-20HP | NBS_040-110_4P_20HP_8.74_SS | 948.7162 | 948.7162 | 2846.1487 | 3 | 1 | 4 | F | NBS_EndSuction | 5 | 4 | 5 | 6 | BranchMin5_BranchMax6 | 6 | 2 | 6 | 12 | HeaderMin6_HeaderMax12 | 10 | 4 | 8
725 | 65 | 040-110-4P-20HP | NBS_040-110_4P_20HP_8.74_SS | 948.7162 | 948.7162 | 2846.1487 | 3 | 1 | 4 | F | NBS_EndSuction | 5 | 4 | 5 | 6 | BranchMin5_BranchMax6 | 6 | 2 | 6 | 12 | HeaderMin6_HeaderMax12 | 12 | 4 | 8
726 | 66 | 040-110-4P-25HP | NBS_040-110_4P_25HP_9.45_SS | 981.9574 | 981.9574 | 2945.8722 | 3 | 1 | 4 | F | NBS_EndSuction | 5 | 4 | 5 | 8 | BranchMin5_BranchMax8 | 5 | 3 | 6 | 12 | HeaderMin6_HeaderMax12 | 6 | 4 | 12
726 | 66 | 040-110-4P-25HP | NBS_040-110_4P_25HP_9.45_SS | 981.9574 | 981.9574 | 2945.8722 | 3 | 1 | 4 | F | NBS_EndSuction | 5 | 4 | 5 | 8 | BranchMin5_BranchMax8 | 5 | 3 | 6 | 12 | HeaderMin6_HeaderMax12 | 8 | 4 | 12
726 | 66 | 040-110-4P-25HP | NBS_040-110_4P_25HP_9.45_SS | 981.9574 | 981.9574 | 2945.8722 | 3 | 1 | 4 | F | NBS_EndSuction | 5 | 4 | 5 | 8 | BranchMin5_BranchMax8 | 5 | 3 | 6 | 12 | HeaderMin6_HeaderMax12 | 10 | 4 | 12
726 | 66 | 040-110-4P-25HP | NBS_040-110_4P_25HP_9.45_SS | 981.9574 | 981.9574 | 2945.8722 | 3 | 1 | 4 | F | NBS_EndSuction | 5 | 4 | 5 | 8 | BranchMin5_BranchMax8 | 5 | 3 | 6 | 12 | HeaderMin6_HeaderMax12 | 12 | 4 | 12
726 | 66 | 040-110-4P-25HP | NBS_040-110_4P_25HP_9.45_SS | 981.9574 | 981.9574 | 2945.8722 | 3 | 1 | 4 | F | NBS_EndSuction | 5 | 4 | 5 | 8 | BranchMin5_BranchMax8 | 6 | 3 | 6 | 12 | HeaderMin6_HeaderMax12 | 6 | 4 | 12 | [11 empty] | INVALID
726 | 66 | 040-110-4P-25HP | NBS_040-110_4P_25HP_9.45_SS | 981.9574 | 981.9574 | 2945.8722 | 3 | 1 | 4 | F | NBS_EndSuction | 5 | 4 | 5 | 8 | BranchMin5_BranchMax8 | 6 | 3 | 6 | 12 | HeaderMin6_HeaderMax12 | 8 | 4 | 12
726 | 66 | 040-110-4P-25HP | NBS_040-110_4P_25HP_9.45_SS | 981.9574 | 981.9574 | 2945.8722 | 3 | 1 | 4 | F | NBS_EndSuction | 5 | 4 | 5 | 8 | BranchMin5_BranchMax8 | 6 | 3 | 6 | 12 | HeaderMin6_HeaderMax12 | 10 | 4 | 12
726 | 66 | 040-110-4P-25HP | NBS_040-110_4P_25HP_9.45_SS | 981.9574 | 981.9574 | 2945.8722 | 3 | 1 | 4 | F | NBS_EndSuction | 5 | 4 | 5 | 8 | BranchMin5_BranchMax8 | 6 | 3 | 6 | 12 | HeaderMin6_HeaderMax12 | 12 | 4 | 12
726 | 66 | 040-110-4P-25HP | NBS_040-110_4P_25HP_9.45_SS | 981.9574 | 981.9574 | 2945.8722 | 3 | 1 | 4 | F | NBS_EndSuction | 5 | 4 | 5 | 8 | BranchMin5_BranchMax8 | 8 | 3 | 6 | 12 | HeaderMin6_HeaderMax12 | 6 | 4 | 12 | [11 empty] | INVALID
726 | 66 | 040-110-4P-25HP | NBS_040-110_4P_25HP_9.45_SS | 981.9574 | 981.9574 | 2945.8722 | 3 | 1 | 4 | F | NBS_EndSuction | 5 | 4 | 5 | 8 | BranchMin5_BranchMax8 | 8 | 3 | 6 | 12 | HeaderMin6_HeaderMax12 | 8 | 4 | 12 | [11 empty] | INVALID
726 | 66 | 040-110-4P-25HP | NBS_040-110_4P_25HP_9.45_SS | 981.9574 | 981.9574 | 2945.8722 | 3 | 1 | 4 | F | NBS_EndSuction | 5 | 4 | 5 | 8 | BranchMin5_BranchMax8 | 8 | 3 | 6 | 12 | HeaderMin6_HeaderMax12 | 10 | 4 | 12
726 | 66 | 040-110-4P-25HP | NBS_040-110_4P_25HP_9.45_SS | 981.9574 | 981.9574 | 2945.8722 | 3 | 1 | 4 | F | NBS_EndSuction | 5 | 4 | 5 | 8 | BranchMin5_BranchMax8 | 8 | 3 | 6 | 12 | HeaderMin6_HeaderMax12 | 12 | 4 | 12
727 | 67 | 040-110-4P-30HP | NBS_040-110_4P_30HP_10.08_SS | 1058.92 | 1058.92 | 3176.7601 | 3 | 1 | 4 | F | NBS_EndSuction | 5 | 4 | 5 | 8 | BranchMin5_BranchMax8 | 5 | 3 | 6 | 12 | HeaderMin6_HeaderMax12 | 6 | 4 | 12
727 | 67 | 040-110-4P-30HP | NBS_040-110_4P_30HP_10.08_SS | 1058.92 | 1058.92 | 3176.7601 | 3 | 1 | 4 | F | NBS_EndSuction | 5 | 4 | 5 | 8 | BranchMin5_BranchMax8 | 5 | 3 | 6 | 12 | HeaderMin6_HeaderMax12 | 8 | 4 | 12
727 | 67 | 040-110-4P-30HP | NBS_040-110_4P_30HP_10.08_SS | 1058.92 | 1058.92 | 3176.7601 | 3 | 1 | 4 | F | NBS_EndSuction | 5 | 4 | 5 | 8 | BranchMin5_BranchMax8 | 5 | 3 | 6 | 12 | HeaderMin6_HeaderMax12 | 10 | 4 | 12
727 | 67 | 040-110-4P-30HP | NBS_040-110_4P_30HP_10.08_SS | 1058.92 | 1058.92 | 3176.7601 | 3 | 1 | 4 | F | NBS_EndSuction | 5 | 4 | 5 | 8 | BranchMin5_BranchMax8 | 5 | 3 | 6 | 12 | HeaderMin6_HeaderMax12 | 12 | 4 | 12
727 | 67 | 040-110-4P-30HP | NBS_040-110_4P_30HP_10.08_SS | 1058.92 | 1058.92 | 3176.7601 | 3 | 1 | 4 | F | NBS_EndSuction | 5 | 4 | 5 | 8 | BranchMin5_BranchMax8 | 6 | 3 | 6 | 12 | HeaderMin6_HeaderMax12 | 6 | 4 | 12 | [11 empty] | INVALID
727 | 67 | 040-110-4P-30HP | NBS_040-110_4P_30HP_10.08_SS | 1058.92 | 1058.92 | 3176.7601 | 3 | 1 | 4 | F | NBS_EndSuction | 5 | 4 | 5 | 8 | BranchMin5_BranchMax8 | 6 | 3 | 6 | 12 | HeaderMin6_HeaderMax12 | 8 | 4 | 12
727 | 67 | 040-110-4P-30HP | NBS_040-110_4P_30HP_10.08_SS | 1058.92 | 1058.92 | 3176.7601 | 3 | 1 | 4 | F | NBS_EndSuction | 5 | 4 | 5 | 8 | BranchMin5_BranchMax8 | 6 | 3 | 6 | 12 | HeaderMin6_HeaderMax12 | 10 | 4 | 12
727 | 67 | 040-110-4P-30HP | NBS_040-110_4P_30HP_10.08_SS | 1058.92 | 1058.92 | 3176.7601 | 3 | 1 | 4 | F | NBS_EndSuction | 5 | 4 | 5 | 8 | BranchMin5_BranchMax8 | 6 | 3 | 6 | 12 | HeaderMin6_HeaderMax12 | 12 | 4 | 12
727 | 67 | 040-110-4P-30HP | NBS_040-110_4P_30HP_10.08_SS | 1058.92 | 1058.92 | 3176.7601 | 3 | 1 | 4 | F | NBS_EndSuction | 5 | 4 | 5 | 8 | BranchMin5_BranchMax8 | 8 | 3 | 6 | 12 | HeaderMin6_HeaderMax12 | 6 | 4 | 12 | [11 empty] | INVALID
727 | 67 | 040-110-4P-30HP | NBS_040-110_4P_30HP_10.08_SS | 1058.92 | 1058.92 | 3176.7601 | 3 | 1 | 4 | F | NBS_EndSuction | 5 | 4 | 5 | 8 | BranchMin5_BranchMax8 | 8 | 3 | 6 | 12 | HeaderMin6_HeaderMax12 | 8 | 4 | 12 | [11 empty] | INVALID
727 | 67 | 040-110-4P-30HP | NBS_040-110_4P_30HP_10.08_SS | 1058.92 | 1058.92 | 3176.7601 | 3 | 1 | 4 | F | NBS_EndSuction | 5 | 4 | 5 | 8 | BranchMin5_BranchMax8 | 8 | 3 | 6 | 12 | HeaderMin6_HeaderMax12 | 10 | 4 | 12
727 | 67 | 040-110-4P-30HP | NBS_040-110_4P_30HP_10.08_SS | 1058.92 | 1058.92 | 3176.7601 | 3 | 1 | 4 | F | NBS_EndSuction | 5 | 4 | 5 | 8 | BranchMin5_BranchMax8 | 8 | 3 | 6 | 12 | HeaderMin6_HeaderMax12 | 12 | 4 | 12
728 | 68 | 040-135-4P-20HP | NBS_040-135_4P_20HP_9.29_SS | 812.9455 | 812.9455 | 2438.8364 | 3 | 1 | 4 | F | NBS_EndSuction | 5 | 4 | 5 | 6 | BranchMin5_BranchMax6 | 5 | 2 | 6 | 10 | HeaderMin6_HeaderMax10 | 6 | 3 | 6
728 | 68 | 040-135-4P-20HP | NBS_040-135_4P_20HP_9.29_SS | 812.9455 | 812.9455 | 2438.8364 | 3 | 1 | 4 | F | NBS_EndSuction | 5 | 4 | 5 | 6 | BranchMin5_BranchMax6 | 5 | 2 | 6 | 10 | HeaderMin6_HeaderMax10 | 8 | 3 | 6
728 | 68 | 040-135-4P-20HP | NBS_040-135_4P_20HP_9.29_SS | 812.9455 | 812.9455 | 2438.8364 | 3 | 1 | 4 | F | NBS_EndSuction | 5 | 4 | 5 | 6 | BranchMin5_BranchMax6 | 5 | 2 | 6 | 10 | HeaderMin6_HeaderMax10 | 10 | 3 | 6
728 | 68 | 040-135-4P-20HP | NBS_040-135_4P_20HP_9.29_SS | 812.9455 | 812.9455 | 2438.8364 | 3 | 1 | 4 | F | NBS_EndSuction | 5 | 4 | 5 | 6 | BranchMin5_BranchMax6 | 6 | 2 | 6 | 10 | HeaderMin6_HeaderMax10 | 6 | 3 | 6 | [11 empty] | INVALID
728 | 68 | 040-135-4P-20HP | NBS_040-135_4P_20HP_9.29_SS | 812.9455 | 812.9455 | 2438.8364 | 3 | 1 | 4 | F | NBS_EndSuction | 5 | 4 | 5 | 6 | BranchMin5_BranchMax6 | 6 | 2 | 6 | 10 | HeaderMin6_HeaderMax10 | 8 | 3 | 6
728 | 68 | 040-135-4P-20HP | NBS_040-135_4P_20HP_9.29_SS | 812.9455 | 812.9455 | 2438.8364 | 3 | 1 | 4 | F | NBS_EndSuction | 5 | 4 | 5 | 6 | BranchMin5_BranchMax6 | 6 | 2 | 6 | 10 | HeaderMin6_HeaderMax10 | 10 | 3 | 6
729 | 69 | 040-135-4P-25HP | NBS_040-135_4P_25HP_10.24_SS | 894.4426 | 894.4426 | 2683.3277 | 3 | 1 | 4 | F | NBS_EndSuction | 5 | 4 | 5 | 6 | BranchMin5_BranchMax6 | 5 | 2 | 6 | 12 | HeaderMin6_HeaderMax12 | 6 | 4 | 8
729 | 69 | 040-135-4P-25HP | NBS_040-135_4P_25HP_10.24_SS | 894.4426 | 894.4426 | 2683.3277 | 3 | 1 | 4 | F | NBS_EndSuction | 5 | 4 | 5 | 6 | BranchMin5_BranchMax6 | 5 | 2 | 6 | 12 | HeaderMin6_HeaderMax12 | 8 | 4 | 8
729 | 69 | 040-135-4P-25HP | NBS_040-135_4P_25HP_10.24_SS | 894.4426 | 894.4426 | 2683.3277 | 3 | 1 | 4 | F | NBS_EndSuction | 5 | 4 | 5 | 6 | BranchMin5_BranchMax6 | 5 | 2 | 6 | 12 | HeaderMin6_HeaderMax12 | 10 | 4 | 8
729 | 69 | 040-135-4P-25HP | NBS_040-135_4P_25HP_10.24_SS | 894.4426 | 894.4426 | 2683.3277 | 3 | 1 | 4 | F | NBS_EndSuction | 5 | 4 | 5 | 6 | BranchMin5_BranchMax6 | 5 | 2 | 6 | 12 | HeaderMin6_HeaderMax12 | 12 | 4 | 8
729 | 69 | 040-135-4P-25HP | NBS_040-135_4P_25HP_10.24_SS | 894.4426 | 894.4426 | 2683.3277 | 3 | 1 | 4 | F | NBS_EndSuction | 5 | 4 | 5 | 6 | BranchMin5_BranchMax6 | 6 | 2 | 6 | 12 | HeaderMin6_HeaderMax12 | 6 | 4 | 8 | [11 empty] | INVALID
729 | 69 | 040-135-4P-25HP | NBS_040-135_4P_25HP_10.24_SS | 894.4426 | 894.4426 | 2683.3277 | 3 | 1 | 4 | F | NBS_EndSuction | 5 | 4 | 5 | 6 | BranchMin5_BranchMax6 | 6 | 2 | 6 | 12 | HeaderMin6_HeaderMax12 | 8 | 4 | 8
729 | 69 | 040-135-4P-25HP | NBS_040-135_4P_25HP_10.24_SS | 894.4426 | 894.4426 | 2683.3277 | 3 | 1 | 4 | F | NBS_EndSuction | 5 | 4 | 5 | 6 | BranchMin5_BranchMax6 | 6 | 2 | 6 | 12 | HeaderMin6_HeaderMax12 | 10 | 4 | 8
729 | 69 | 040-135-4P-25HP | NBS_040-135_4P_25HP_10.24_SS | 894.4426 | 894.4426 | 2683.3277 | 3 | 1 | 4 | F | NBS_EndSuction | 5 | 4 | 5 | 6 | BranchMin5_BranchMax6 | 6 | 2 | 6 | 12 | HeaderMin6_HeaderMax12 | 12 | 4 | 8
730 | 70 | 040-135-4P-30HP | NBS_040-135_4P_30HP_10.94_SS | 958.5264 | 958.5264 | 2875.5792 | 3 | 1 | 4 | F | NBS_EndSuction | 5 | 4 | 5 | 8 | BranchMin5_BranchMax8 | 5 | 3 | 6 | 12 | HeaderMin6_HeaderMax12 | 6 | 4 | 12
730 | 70 | 040-135-4P-30HP | NBS_040-135_4P_30HP_10.94_SS | 958.5264 | 958.5264 | 2875.5792 | 3 | 1 | 4 | F | NBS_EndSuction | 5 | 4 | 5 | 8 | BranchMin5_BranchMax8 | 5 | 3 | 6 | 12 | HeaderMin6_HeaderMax12 | 8 | 4 | 12
730 | 70 | 040-135-4P-30HP | NBS_040-135_4P_30HP_10.94_SS | 958.5264 | 958.5264 | 2875.5792 | 3 | 1 | 4 | F | NBS_EndSuction | 5 | 4 | 5 | 8 | BranchMin5_BranchMax8 | 5 | 3 | 6 | 12 | HeaderMin6_HeaderMax12 | 10 | 4 | 12
730 | 70 | 040-135-4P-30HP | NBS_040-135_4P_30HP_10.94_SS | 958.5264 | 958.5264 | 2875.5792 | 3 | 1 | 4 | F | NBS_EndSuction | 5 | 4 | 5 | 8 | BranchMin5_BranchMax8 | 5 | 3 | 6 | 12 | HeaderMin6_HeaderMax12 | 12 | 4 | 12
730 | 70 | 040-135-4P-30HP | NBS_040-135_4P_30HP_10.94_SS | 958.5264 | 958.5264 | 2875.5792 | 3 | 1 | 4 | F | NBS_EndSuction | 5 | 4 | 5 | 8 | BranchMin5_BranchMax8 | 6 | 3 | 6 | 12 | HeaderMin6_HeaderMax12 | 6 | 4 | 12 | [11 empty] | INVALID
730 | 70 | 040-135-4P-30HP | NBS_040-135_4P_30HP_10.94_SS | 958.5264 | 958.5264 | 2875.5792 | 3 | 1 | 4 | F | NBS_EndSuction | 5 | 4 | 5 | 8 | BranchMin5_BranchMax8 | 6 | 3 | 6 | 12 | HeaderMin6_HeaderMax12 | 8 | 4 | 12
730 | 70 | 040-135-4P-30HP | NBS_040-135_4P_30HP_10.94_SS | 958.5264 | 958.5264 | 2875.5792 | 3 | 1 | 4 | F | NBS_EndSuction | 5 | 4 | 5 | 8 | BranchMin5_BranchMax8 | 6 | 3 | 6 | 12 | HeaderMin6_HeaderMax12 | 10 | 4 | 12
730 | 70 | 040-135-4P-30HP | NBS_040-135_4P_30HP_10.94_SS | 958.5264 | 958.5264 | 2875.5792 | 3 | 1 | 4 | F | NBS_EndSuction | 5 | 4 | 5 | 8 | BranchMin5_BranchMax8 | 6 | 3 | 6 | 12 | HeaderMin6_HeaderMax12 | 12 | 4 | 12
730 | 70 | 040-135-4P-30HP | NBS_040-135_4P_30HP_10.94_SS | 958.5264 | 958.5264 | 2875.5792 | 3 | 1 | 4 | F | NBS_EndSuction | 5 | 4 | 5 | 8 | BranchMin5_BranchMax8 | 8 | 3 | 6 | 12 | HeaderMin6_HeaderMax12 | 6 | 4 | 12 | [11 empty] | INVALID
730 | 70 | 040-135-4P-30HP | NBS_040-135_4P_30HP_10.94_SS | 958.5264 | 958.5264 | 2875.5792 | 3 | 1 | 4 | F | NBS_EndSuction | 5 | 4 | 5 | 8 | BranchMin5_BranchMax8 | 8 | 3 | 6 | 12 | HeaderMin6_HeaderMax12 | 8 | 4 | 12 | [11 empty] | INVALID
730 | 70 | 040-135-4P-30HP | NBS_040-135_4P_30HP_10.94_SS | 958.5264 | 958.5264 | 2875.5792 | 3 | 1 | 4 | F | NBS_EndSuction | 5 | 4 | 5 | 8 | BranchMin5_BranchMax8 | 8 | 3 | 6 | 12 | HeaderMin6_HeaderMax12 | 10 | 4 | 12
730 | 70 | 040-135-4P-30HP | NBS_040-135_4P_30HP_10.94_SS | 958.5264 | 958.5264 | 2875.5792 | 3 | 1 | 4 | F | NBS_EndSuction | 5 | 4 | 5 | 8 | BranchMin5_BranchMax8 | 8 | 3 | 6 | 12 | HeaderMin6_HeaderMax12 | 12 | 4 | 12
731 | 71 | 040-135-4P-40HP | NBS_040-135_4P_40HP_11.81_SS | 1092.3955 | 1092.3955 | 3277.1865 | 3 | 1 | 4 | F | NBS_EndSuction | 5 | 4 | 5 | 8 | BranchMin5_BranchMax8 | 5 | 3 | 6 | 12 | HeaderMin6_HeaderMax12 | 6 | 4 | 12
731 | 71 | 040-135-4P-40HP | NBS_040-135_4P_40HP_11.81_SS | 1092.3955 | 1092.3955 | 3277.1865 | 3 | 1 | 4 | F | NBS_EndSuction | 5 | 4 | 5 | 8 | BranchMin5_BranchMax8 | 5 | 3 | 6 | 12 | HeaderMin6_HeaderMax12 | 8 | 4 | 12
731 | 71 | 040-135-4P-40HP | NBS_040-135_4P_40HP_11.81_SS | 1092.3955 | 1092.3955 | 3277.1865 | 3 | 1 | 4 | F | NBS_EndSuction | 5 | 4 | 5 | 8 | BranchMin5_BranchMax8 | 5 | 3 | 6 | 12 | HeaderMin6_HeaderMax12 | 10 | 4 | 12
731 | 71 | 040-135-4P-40HP | NBS_040-135_4P_40HP_11.81_SS | 1092.3955 | 1092.3955 | 3277.1865 | 3 | 1 | 4 | F | NBS_EndSuction | 5 | 4 | 5 | 8 | BranchMin5_BranchMax8 | 5 | 3 | 6 | 12 | HeaderMin6_HeaderMax12 | 12 | 4 | 12
731 | 71 | 040-135-4P-40HP | NBS_040-135_4P_40HP_11.81_SS | 1092.3955 | 1092.3955 | 3277.1865 | 3 | 1 | 4 | F | NBS_EndSuction | 5 | 4 | 5 | 8 | BranchMin5_BranchMax8 | 6 | 3 | 6 | 12 | HeaderMin6_HeaderMax12 | 6 | 4 | 12 | [11 empty] | INVALID
731 | 71 | 040-135-4P-40HP | NBS_040-135_4P_40HP_11.81_SS | 1092.3955 | 1092.3955 | 3277.1865 | 3 | 1 | 4 | F | NBS_EndSuction | 5 | 4 | 5 | 8 | BranchMin5_BranchMax8 | 6 | 3 | 6 | 12 | HeaderMin6_HeaderMax12 | 8 | 4 | 12
731 | 71 | 040-135-4P-40HP | NBS_040-135_4P_40HP_11.81_SS | 1092.3955 | 1092.3955 | 3277.1865 | 3 | 1 | 4 | F | NBS_EndSuction | 5 | 4 | 5 | 8 | BranchMin5_BranchMax8 | 6 | 3 | 6 | 12 | HeaderMin6_HeaderMax12 | 10 | 4 | 12
731 | 71 | 040-135-4P-40HP | NBS_040-135_4P_40HP_11.81_SS | 1092.3955 | 1092.3955 | 3277.1865 | 3 | 1 | 4 | F | NBS_EndSuction | 5 | 4 | 5 | 8 | BranchMin5_BranchMax8 | 6 | 3 | 6 | 12 | HeaderMin6_HeaderMax12 | 12 | 4 | 12
731 | 71 | 040-135-4P-40HP | NBS_040-135_4P_40HP_11.81_SS | 1092.3955 | 1092.3955 | 3277.1865 | 3 | 1 | 4 | F | NBS_EndSuction | 5 | 4 | 5 | 8 | BranchMin5_BranchMax8 | 8 | 3 | 6 | 12 | HeaderMin6_HeaderMax12 | 6 | 4 | 12 | [11 empty] | INVALID
731 | 71 | 040-135-4P-40HP | NBS_040-135_4P_40HP_11.81_SS | 1092.3955 | 1092.3955 | 3277.1865 | 3 | 1 | 4 | F | NBS_EndSuction | 5 | 4 | 5 | 8 | BranchMin5_BranchMax8 | 8 | 3 | 6 | 12 | HeaderMin6_HeaderMax12 | 8 | 4 | 12 | [11 empty] | INVALID
731 | 71 | 040-135-4P-40HP | NBS_040-135_4P_40HP_11.81_SS | 1092.3955 | 1092.3955 | 3277.1865 | 3 | 1 | 4 | F | NBS_EndSuction | 5 | 4 | 5 | 8 | BranchMin5_BranchMax8 | 8 | 3 | 6 | 12 | HeaderMin6_HeaderMax12 | 10 | 4 | 12
731 | 71 | 040-135-4P-40HP | NBS_040-135_4P_40HP_11.81_SS | 1092.3955 | 1092.3955 | 3277.1865 | 3 | 1 | 4 | F | NBS_EndSuction | 5 | 4 | 5 | 8 | BranchMin5_BranchMax8 | 8 | 3 | 6 | 12 | HeaderMin6_HeaderMax12 | 12 | 4 | 12
732 | 72 | 040-135-4P-50HP | NBS_040-135_4P_50HP_12.83_SS | 1108.1578 | 1108.1578 | 3324.4733 | 3 | 1 | 4 | F | NBS_EndSuction | 5 | 4 | 5 | 8 | BranchMin5_BranchMax8 | 5 | 3 | 6 | 12 | HeaderMin6_HeaderMax12 | 6 | 4 | 12
732 | 72 | 040-135-4P-50HP | NBS_040-135_4P_50HP_12.83_SS | 1108.1578 | 1108.1578 | 3324.4733 | 3 | 1 | 4 | F | NBS_EndSuction | 5 | 4 | 5 | 8 | BranchMin5_BranchMax8 | 5 | 3 | 6 | 12 | HeaderMin6_HeaderMax12 | 8 | 4 | 12
732 | 72 | 040-135-4P-50HP | NBS_040-135_4P_50HP_12.83_SS | 1108.1578 | 1108.1578 | 3324.4733 | 3 | 1 | 4 | F | NBS_EndSuction | 5 | 4 | 5 | 8 | BranchMin5_BranchMax8 | 5 | 3 | 6 | 12 | HeaderMin6_HeaderMax12 | 10 | 4 | 12
732 | 72 | 040-135-4P-50HP | NBS_040-135_4P_50HP_12.83_SS | 1108.1578 | 1108.1578 | 3324.4733 | 3 | 1 | 4 | F | NBS_EndSuction | 5 | 4 | 5 | 8 | BranchMin5_BranchMax8 | 5 | 3 | 6 | 12 | HeaderMin6_HeaderMax12 | 12 | 4 | 12
732 | 72 | 040-135-4P-50HP | NBS_040-135_4P_50HP_12.83_SS | 1108.1578 | 1108.1578 | 3324.4733 | 3 | 1 | 4 | F | NBS_EndSuction | 5 | 4 | 5 | 8 | BranchMin5_BranchMax8 | 6 | 3 | 6 | 12 | HeaderMin6_HeaderMax12 | 6 | 4 | 12 | [11 empty] | INVALID
732 | 72 | 040-135-4P-50HP | NBS_040-135_4P_50HP_12.83_SS | 1108.1578 | 1108.1578 | 3324.4733 | 3 | 1 | 4 | F | NBS_EndSuction | 5 | 4 | 5 | 8 | BranchMin5_BranchMax8 | 6 | 3 | 6 | 12 | HeaderMin6_HeaderMax12 | 8 | 4 | 12
732 | 72 | 040-135-4P-50HP | NBS_040-135_4P_50HP_12.83_SS | 1108.1578 | 1108.1578 | 3324.4733 | 3 | 1 | 4 | F | NBS_EndSuction | 5 | 4 | 5 | 8 | BranchMin5_BranchMax8 | 6 | 3 | 6 | 12 | HeaderMin6_HeaderMax12 | 10 | 4 | 12
732 | 72 | 040-135-4P-50HP | NBS_040-135_4P_50HP_12.83_SS | 1108.1578 | 1108.1578 | 3324.4733 | 3 | 1 | 4 | F | NBS_EndSuction | 5 | 4 | 5 | 8 | BranchMin5_BranchMax8 | 6 | 3 | 6 | 12 | HeaderMin6_HeaderMax12 | 12 | 4 | 12
732 | 72 | 040-135-4P-50HP | NBS_040-135_4P_50HP_12.83_SS | 1108.1578 | 1108.1578 | 3324.4733 | 3 | 1 | 4 | F | NBS_EndSuction | 5 | 4 | 5 | 8 | BranchMin5_BranchMax8 | 8 | 3 | 6 | 12 | HeaderMin6_HeaderMax12 | 6 | 4 | 12 | [11 empty] | INVALID
732 | 72 | 040-135-4P-50HP | NBS_040-135_4P_50HP_12.83_SS | 1108.1578 | 1108.1578 | 3324.4733 | 3 | 1 | 4 | F | NBS_EndSuction | 5 | 4 | 5 | 8 | BranchMin5_BranchMax8 | 8 | 3 | 6 | 12 | HeaderMin6_HeaderMax12 | 8 | 4 | 12 | [11 empty] | INVALID
732 | 72 | 040-135-4P-50HP | NBS_040-135_4P_50HP_12.83_SS | 1108.1578 | 1108.1578 | 3324.4733 | 3 | 1 | 4 | F | NBS_EndSuction | 5 | 4 | 5 | 8 | BranchMin5_BranchMax8 | 8 | 3 | 6 | 12 | HeaderMin6_HeaderMax12 | 10 | 4 | 12
732 | 72 | 040-135-4P-50HP | NBS_040-135_4P_50HP_12.83_SS | 1108.1578 | 1108.1578 | 3324.4733 | 3 | 1 | 4 | F | NBS_EndSuction | 5 | 4 | 5 | 8 | BranchMin5_BranchMax8 | 8 | 3 | 6 | 12 | HeaderMin6_HeaderMax12 | 12 | 4 | 12
733 | 73 | 040-150-4P-50HP | NBS_040-150_4P_50HP_12.36_SS | 1179.7044 | 1179.7044 | 3539.1131 | 3 | 1 | 4 | F | NBS_EndSuction | 5 | 4 | 5 | 8 | BranchMin5_BranchMax8 | 5 | 3 | 6 | 12 | HeaderMin6_HeaderMax12 | 6 | 4 | 12
733 | 73 | 040-150-4P-50HP | NBS_040-150_4P_50HP_12.36_SS | 1179.7044 | 1179.7044 | 3539.1131 | 3 | 1 | 4 | F | NBS_EndSuction | 5 | 4 | 5 | 8 | BranchMin5_BranchMax8 | 5 | 3 | 6 | 12 | HeaderMin6_HeaderMax12 | 8 | 4 | 12
733 | 73 | 040-150-4P-50HP | NBS_040-150_4P_50HP_12.36_SS | 1179.7044 | 1179.7044 | 3539.1131 | 3 | 1 | 4 | F | NBS_EndSuction | 5 | 4 | 5 | 8 | BranchMin5_BranchMax8 | 5 | 3 | 6 | 12 | HeaderMin6_HeaderMax12 | 10 | 4 | 12
733 | 73 | 040-150-4P-50HP | NBS_040-150_4P_50HP_12.36_SS | 1179.7044 | 1179.7044 | 3539.1131 | 3 | 1 | 4 | F | NBS_EndSuction | 5 | 4 | 5 | 8 | BranchMin5_BranchMax8 | 5 | 3 | 6 | 12 | HeaderMin6_HeaderMax12 | 12 | 4 | 12
733 | 73 | 040-150-4P-50HP | NBS_040-150_4P_50HP_12.36_SS | 1179.7044 | 1179.7044 | 3539.1131 | 3 | 1 | 4 | F | NBS_EndSuction | 5 | 4 | 5 | 8 | BranchMin5_BranchMax8 | 6 | 3 | 6 | 12 | HeaderMin6_HeaderMax12 | 6 | 4 | 12 | [11 empty] | INVALID
733 | 73 | 040-150-4P-50HP | NBS_040-150_4P_50HP_12.36_SS | 1179.7044 | 1179.7044 | 3539.1131 | 3 | 1 | 4 | F | NBS_EndSuction | 5 | 4 | 5 | 8 | BranchMin5_BranchMax8 | 6 | 3 | 6 | 12 | HeaderMin6_HeaderMax12 | 8 | 4 | 12
733 | 73 | 040-150-4P-50HP | NBS_040-150_4P_50HP_12.36_SS | 1179.7044 | 1179.7044 | 3539.1131 | 3 | 1 | 4 | F | NBS_EndSuction | 5 | 4 | 5 | 8 | BranchMin5_BranchMax8 | 6 | 3 | 6 | 12 | HeaderMin6_HeaderMax12 | 10 | 4 | 12
733 | 73 | 040-150-4P-50HP | NBS_040-150_4P_50HP_12.36_SS | 1179.7044 | 1179.7044 | 3539.1131 | 3 | 1 | 4 | F | NBS_EndSuction | 5 | 4 | 5 | 8 | BranchMin5_BranchMax8 | 6 | 3 | 6 | 12 | HeaderMin6_HeaderMax12 | 12 | 4 | 12
733 | 73 | 040-150-4P-50HP | NBS_040-150_4P_50HP_12.36_SS | 1179.7044 | 1179.7044 | 3539.1131 | 3 | 1 | 4 | F | NBS_EndSuction | 5 | 4 | 5 | 8 | BranchMin5_BranchMax8 | 8 | 3 | 6 | 12 | HeaderMin6_HeaderMax12 | 6 | 4 | 12 | [11 empty] | INVALID
733 | 73 | 040-150-4P-50HP | NBS_040-150_4P_50HP_12.36_SS | 1179.7044 | 1179.7044 | 3539.1131 | 3 | 1 | 4 | F | NBS_EndSuction | 5 | 4 | 5 | 8 | BranchMin5_BranchMax8 | 8 | 3 | 6 | 12 | HeaderMin6_HeaderMax12 | 8 | 4 | 12 | [11 empty] | INVALID
733 | 73 | 040-150-4P-50HP | NBS_040-150_4P_50HP_12.36_SS | 1179.7044 | 1179.7044 | 3539.1131 | 3 | 1 | 4 | F | NBS_EndSuction | 5 | 4 | 5 | 8 | BranchMin5_BranchMax8 | 8 | 3 | 6 | 12 | HeaderMin6_HeaderMax12 | 10 | 4 | 12
733 | 73 | 040-150-4P-50HP | NBS_040-150_4P_50HP_12.36_SS | 1179.7044 | 1179.7044 | 3539.1131 | 3 | 1 | 4 | F | NBS_EndSuction | 5 | 4 | 5 | 8 | BranchMin5_BranchMax8 | 8 | 3 | 6 | 12 | HeaderMin6_HeaderMax12 | 12 | 4 | 12
734 | 74 | 040-150-4P-60HP | NBS_040-150_4P_60HP_13.07_SS | 1257.8884 | 1257.8884 | 3773.6651 | 3 | 1 | 4 | F | NBS_EndSuction | 5 | 4 | 5 | 8 | BranchMin5_BranchMax8 | 5 | 3 | 6 | 14 | HeaderMin6_HeaderMax14 | 6 | 5 | 15
734 | 74 | 040-150-4P-60HP | NBS_040-150_4P_60HP_13.07_SS | 1257.8884 | 1257.8884 | 3773.6651 | 3 | 1 | 4 | F | NBS_EndSuction | 5 | 4 | 5 | 8 | BranchMin5_BranchMax8 | 5 | 3 | 6 | 14 | HeaderMin6_HeaderMax14 | 8 | 5 | 15
734 | 74 | 040-150-4P-60HP | NBS_040-150_4P_60HP_13.07_SS | 1257.8884 | 1257.8884 | 3773.6651 | 3 | 1 | 4 | F | NBS_EndSuction | 5 | 4 | 5 | 8 | BranchMin5_BranchMax8 | 5 | 3 | 6 | 14 | HeaderMin6_HeaderMax14 | 10 | 5 | 15
734 | 74 | 040-150-4P-60HP | NBS_040-150_4P_60HP_13.07_SS | 1257.8884 | 1257.8884 | 3773.6651 | 3 | 1 | 4 | F | NBS_EndSuction | 5 | 4 | 5 | 8 | BranchMin5_BranchMax8 | 5 | 3 | 6 | 14 | HeaderMin6_HeaderMax14 | 12 | 5 | 15
734 | 74 | 040-150-4P-60HP | NBS_040-150_4P_60HP_13.07_SS | 1257.8884 | 1257.8884 | 3773.6651 | 3 | 1 | 4 | F | NBS_EndSuction | 5 | 4 | 5 | 8 | BranchMin5_BranchMax8 | 5 | 3 | 6 | 14 | HeaderMin6_HeaderMax14 | 14 | 5 | 15
734 | 74 | 040-150-4P-60HP | NBS_040-150_4P_60HP_13.07_SS | 1257.8884 | 1257.8884 | 3773.6651 | 3 | 1 | 4 | F | NBS_EndSuction | 5 | 4 | 5 | 8 | BranchMin5_BranchMax8 | 6 | 3 | 6 | 14 | HeaderMin6_HeaderMax14 | 6 | 5 | 15 | [11 empty] | INVALID
734 | 74 | 040-150-4P-60HP | NBS_040-150_4P_60HP_13.07_SS | 1257.8884 | 1257.8884 | 3773.6651 | 3 | 1 | 4 | F | NBS_EndSuction | 5 | 4 | 5 | 8 | BranchMin5_BranchMax8 | 6 | 3 | 6 | 14 | HeaderMin6_HeaderMax14 | 8 | 5 | 15
734 | 74 | 040-150-4P-60HP | NBS_040-150_4P_60HP_13.07_SS | 1257.8884 | 1257.8884 | 3773.6651 | 3 | 1 | 4 | F | NBS_EndSuction | 5 | 4 | 5 | 8 | BranchMin5_BranchMax8 | 6 | 3 | 6 | 14 | HeaderMin6_HeaderMax14 | 10 | 5 | 15
734 | 74 | 040-150-4P-60HP | NBS_040-150_4P_60HP_13.07_SS | 1257.8884 | 1257.8884 | 3773.6651 | 3 | 1 | 4 | F | NBS_EndSuction | 5 | 4 | 5 | 8 | BranchMin5_BranchMax8 | 6 | 3 | 6 | 14 | HeaderMin6_HeaderMax14 | 12 | 5 | 15
734 | 74 | 040-150-4P-60HP | NBS_040-150_4P_60HP_13.07_SS | 1257.8884 | 1257.8884 | 3773.6651 | 3 | 1 | 4 | F | NBS_EndSuction | 5 | 4 | 5 | 8 | BranchMin5_BranchMax8 | 6 | 3 | 6 | 14 | HeaderMin6_HeaderMax14 | 14 | 5 | 15
734 | 74 | 040-150-4P-60HP | NBS_040-150_4P_60HP_13.07_SS | 1257.8884 | 1257.8884 | 3773.6651 | 3 | 1 | 4 | F | NBS_EndSuction | 5 | 4 | 5 | 8 | BranchMin5_BranchMax8 | 8 | 3 | 6 | 14 | HeaderMin6_HeaderMax14 | 6 | 5 | 15 | [11 empty] | INVALID
734 | 74 | 040-150-4P-60HP | NBS_040-150_4P_60HP_13.07_SS | 1257.8884 | 1257.8884 | 3773.6651 | 3 | 1 | 4 | F | NBS_EndSuction | 5 | 4 | 5 | 8 | BranchMin5_BranchMax8 | 8 | 3 | 6 | 14 | HeaderMin6_HeaderMax14 | 8 | 5 | 15 | [11 empty] | INVALID
734 | 74 | 040-150-4P-60HP | NBS_040-150_4P_60HP_13.07_SS | 1257.8884 | 1257.8884 | 3773.6651 | 3 | 1 | 4 | F | NBS_EndSuction | 5 | 4 | 5 | 8 | BranchMin5_BranchMax8 | 8 | 3 | 6 | 14 | HeaderMin6_HeaderMax14 | 10 | 5 | 15
734 | 74 | 040-150-4P-60HP | NBS_040-150_4P_60HP_13.07_SS | 1257.8884 | 1257.8884 | 3773.6651 | 3 | 1 | 4 | F | NBS_EndSuction | 5 | 4 | 5 | 8 | BranchMin5_BranchMax8 | 8 | 3 | 6 | 14 | HeaderMin6_HeaderMax14 | 12 | 5 | 15
734 | 74 | 040-150-4P-60HP | NBS_040-150_4P_60HP_13.07_SS | 1257.8884 | 1257.8884 | 3773.6651 | 3 | 1 | 4 | F | NBS_EndSuction | 5 | 4 | 5 | 8 | BranchMin5_BranchMax8 | 8 | 3 | 6 | 14 | HeaderMin6_HeaderMax14 | 14 | 5 | 15
735 | 75 | 040-150-4P-75HP | NBS_040-150_4P_75HP_14.02_SS | 1397.6463 | 1397.6463 | 4192.9389 | 3 | 1 | 4 | F | NBS_EndSuction | 5 | 4 | 5 | 8 | BranchMin5_BranchMax8 | 5 | 3 | 6 | 14 | HeaderMin6_HeaderMax14 | 6 | 5 | 15
735 | 75 | 040-150-4P-75HP | NBS_040-150_4P_75HP_14.02_SS | 1397.6463 | 1397.6463 | 4192.9389 | 3 | 1 | 4 | F | NBS_EndSuction | 5 | 4 | 5 | 8 | BranchMin5_BranchMax8 | 5 | 3 | 6 | 14 | HeaderMin6_HeaderMax14 | 8 | 5 | 15
735 | 75 | 040-150-4P-75HP | NBS_040-150_4P_75HP_14.02_SS | 1397.6463 | 1397.6463 | 4192.9389 | 3 | 1 | 4 | F | NBS_EndSuction | 5 | 4 | 5 | 8 | BranchMin5_BranchMax8 | 5 | 3 | 6 | 14 | HeaderMin6_HeaderMax14 | 10 | 5 | 15
735 | 75 | 040-150-4P-75HP | NBS_040-150_4P_75HP_14.02_SS | 1397.6463 | 1397.6463 | 4192.9389 | 3 | 1 | 4 | F | NBS_EndSuction | 5 | 4 | 5 | 8 | BranchMin5_BranchMax8 | 5 | 3 | 6 | 14 | HeaderMin6_HeaderMax14 | 12 | 5 | 15
735 | 75 | 040-150-4P-75HP | NBS_040-150_4P_75HP_14.02_SS | 1397.6463 | 1397.6463 | 4192.9389 | 3 | 1 | 4 | F | NBS_EndSuction | 5 | 4 | 5 | 8 | BranchMin5_BranchMax8 | 5 | 3 | 6 | 14 | HeaderMin6_HeaderMax14 | 14 | 5 | 15
735 | 75 | 040-150-4P-75HP | NBS_040-150_4P_75HP_14.02_SS | 1397.6463 | 1397.6463 | 4192.9389 | 3 | 1 | 4 | F | NBS_EndSuction | 5 | 4 | 5 | 8 | BranchMin5_BranchMax8 | 6 | 3 | 6 | 14 | HeaderMin6_HeaderMax14 | 6 | 5 | 15 | [11 empty] | INVALID
735 | 75 | 040-150-4P-75HP | NBS_040-150_4P_75HP_14.02_SS | 1397.6463 | 1397.6463 | 4192.9389 | 3 | 1 | 4 | F | NBS_EndSuction | 5 | 4 | 5 | 8 | BranchMin5_BranchMax8 | 6 | 3 | 6 | 14 | HeaderMin6_HeaderMax14 | 8 | 5 | 15
735 | 75 | 040-150-4P-75HP | NBS_040-150_4P_75HP_14.02_SS | 1397.6463 | 1397.6463 | 4192.9389 | 3 | 1 | 4 | F | NBS_EndSuction | 5 | 4 | 5 | 8 | BranchMin5_BranchMax8 | 6 | 3 | 6 | 14 | HeaderMin6_HeaderMax14 | 10 | 5 | 15
735 | 75 | 040-150-4P-75HP | NBS_040-150_4P_75HP_14.02_SS | 1397.6463 | 1397.6463 | 4192.9389 | 3 | 1 | 4 | F | NBS_EndSuction | 5 | 4 | 5 | 8 | BranchMin5_BranchMax8 | 6 | 3 | 6 | 14 | HeaderMin6_HeaderMax14 | 12 | 5 | 15
735 | 75 | 040-150-4P-75HP | NBS_040-150_4P_75HP_14.02_SS | 1397.6463 | 1397.6463 | 4192.9389 | 3 | 1 | 4 | F | NBS_EndSuction | 5 | 4 | 5 | 8 | BranchMin5_BranchMax8 | 6 | 3 | 6 | 14 | HeaderMin6_HeaderMax14 | 14 | 5 | 15
735 | 75 | 040-150-4P-75HP | NBS_040-150_4P_75HP_14.02_SS | 1397.6463 | 1397.6463 | 4192.9389 | 3 | 1 | 4 | F | NBS_EndSuction | 5 | 4 | 5 | 8 | BranchMin5_BranchMax8 | 8 | 3 | 6 | 14 | HeaderMin6_HeaderMax14 | 6 | 5 | 15 | [11 empty] | INVALID
735 | 75 | 040-150-4P-75HP | NBS_040-150_4P_75HP_14.02_SS | 1397.6463 | 1397.6463 | 4192.9389 | 3 | 1 | 4 | F | NBS_EndSuction | 5 | 4 | 5 | 8 | BranchMin5_BranchMax8 | 8 | 3 | 6 | 14 | HeaderMin6_HeaderMax14 | 8 | 5 | 15 | [11 empty] | INVALID
735 | 75 | 040-150-4P-75HP | NBS_040-150_4P_75HP_14.02_SS | 1397.6463 | 1397.6463 | 4192.9389 | 3 | 1 | 4 | F | NBS_EndSuction | 5 | 4 | 5 | 8 | BranchMin5_BranchMax8 | 8 | 3 | 6 | 14 | HeaderMin6_HeaderMax14 | 10 | 5 | 15
735 | 75 | 040-150-4P-75HP | NBS_040-150_4P_75HP_14.02_SS | 1397.6463 | 1397.6463 | 4192.9389 | 3 | 1 | 4 | F | NBS_EndSuction | 5 | 4 | 5 | 8 | BranchMin5_BranchMax8 | 8 | 3 | 6 | 14 | HeaderMin6_HeaderMax14 | 12 | 5 | 15
735 | 75 | 040-150-4P-75HP | NBS_040-150_4P_75HP_14.02_SS | 1397.6463 | 1397.6463 | 4192.9389 | 3 | 1 | 4 | F | NBS_EndSuction | 5 | 4 | 5 | 8 | BranchMin5_BranchMax8 | 8 | 3 | 6 | 14 | HeaderMin6_HeaderMax14 | 14 | 5 | 15
736 | 76 | 040-150-4P-100HP | NBS_040-150_4P_100HP_15.28_SS | 1556.5458 | 1556.5458 | 4669.6374 | 3 | 1 | 4 | F | NBS_EndSuction | 5 | 4 | 5 | 8 | BranchMin5_BranchMax8 | 5 | 3 | 6 | 16 | HeaderMin6_HeaderMax16 | 6 | 6 | 18
736 | 76 | 040-150-4P-100HP | NBS_040-150_4P_100HP_15.28_SS | 1556.5458 | 1556.5458 | 4669.6374 | 3 | 1 | 4 | F | NBS_EndSuction | 5 | 4 | 5 | 8 | BranchMin5_BranchMax8 | 5 | 3 | 6 | 16 | HeaderMin6_HeaderMax16 | 8 | 6 | 18
736 | 76 | 040-150-4P-100HP | NBS_040-150_4P_100HP_15.28_SS | 1556.5458 | 1556.5458 | 4669.6374 | 3 | 1 | 4 | F | NBS_EndSuction | 5 | 4 | 5 | 8 | BranchMin5_BranchMax8 | 5 | 3 | 6 | 16 | HeaderMin6_HeaderMax16 | 10 | 6 | 18
736 | 76 | 040-150-4P-100HP | NBS_040-150_4P_100HP_15.28_SS | 1556.5458 | 1556.5458 | 4669.6374 | 3 | 1 | 4 | F | NBS_EndSuction | 5 | 4 | 5 | 8 | BranchMin5_BranchMax8 | 5 | 3 | 6 | 16 | HeaderMin6_HeaderMax16 | 12 | 6 | 18
736 | 76 | 040-150-4P-100HP | NBS_040-150_4P_100HP_15.28_SS | 1556.5458 | 1556.5458 | 4669.6374 | 3 | 1 | 4 | F | NBS_EndSuction | 5 | 4 | 5 | 8 | BranchMin5_BranchMax8 | 5 | 3 | 6 | 16 | HeaderMin6_HeaderMax16 | 14 | 6 | 18
736 | 76 | 040-150-4P-100HP | NBS_040-150_4P_100HP_15.28_SS | 1556.5458 | 1556.5458 | 4669.6374 | 3 | 1 | 4 | F | NBS_EndSuction | 5 | 4 | 5 | 8 | BranchMin5_BranchMax8 | 5 | 3 | 6 | 16 | HeaderMin6_HeaderMax16 | 16 | 6 | 18
736 | 76 | 040-150-4P-100HP | NBS_040-150_4P_100HP_15.28_SS | 1556.5458 | 1556.5458 | 4669.6374 | 3 | 1 | 4 | F | NBS_EndSuction | 5 | 4 | 5 | 8 | BranchMin5_BranchMax8 | 6 | 3 | 6 | 16 | HeaderMin6_HeaderMax16 | 6 | 6 | 18 | [11 empty] | INVALID
736 | 76 | 040-150-4P-100HP | NBS_040-150_4P_100HP_15.28_SS | 1556.5458 | 1556.5458 | 4669.6374 | 3 | 1 | 4 | F | NBS_EndSuction | 5 | 4 | 5 | 8 | BranchMin5_BranchMax8 | 6 | 3 | 6 | 16 | HeaderMin6_HeaderMax16 | 8 | 6 | 18
736 | 76 | 040-150-4P-100HP | NBS_040-150_4P_100HP_15.28_SS | 1556.5458 | 1556.5458 | 4669.6374 | 3 | 1 | 4 | F | NBS_EndSuction | 5 | 4 | 5 | 8 | BranchMin5_BranchMax8 | 6 | 3 | 6 | 16 | HeaderMin6_HeaderMax16 | 10 | 6 | 18
736 | 76 | 040-150-4P-100HP | NBS_040-150_4P_100HP_15.28_SS | 1556.5458 | 1556.5458 | 4669.6374 | 3 | 1 | 4 | F | NBS_EndSuction | 5 | 4 | 5 | 8 | BranchMin5_BranchMax8 | 6 | 3 | 6 | 16 | HeaderMin6_HeaderMax16 | 12 | 6 | 18
736 | 76 | 040-150-4P-100HP | NBS_040-150_4P_100HP_15.28_SS | 1556.5458 | 1556.5458 | 4669.6374 | 3 | 1 | 4 | F | NBS_EndSuction | 5 | 4 | 5 | 8 | BranchMin5_BranchMax8 | 6 | 3 | 6 | 16 | HeaderMin6_HeaderMax16 | 14 | 6 | 18
736 | 76 | 040-150-4P-100HP | NBS_040-150_4P_100HP_15.28_SS | 1556.5458 | 1556.5458 | 4669.6374 | 3 | 1 | 4 | F | NBS_EndSuction | 5 | 4 | 5 | 8 | BranchMin5_BranchMax8 | 6 | 3 | 6 | 16 | HeaderMin6_HeaderMax16 | 16 | 6 | 18
736 | 76 | 040-150-4P-100HP | NBS_040-150_4P_100HP_15.28_SS | 1556.5458 | 1556.5458 | 4669.6374 | 3 | 1 | 4 | F | NBS_EndSuction | 5 | 4 | 5 | 8 | BranchMin5_BranchMax8 | 8 | 3 | 6 | 16 | HeaderMin6_HeaderMax16 | 6 | 6 | 18 | [11 empty] | INVALID
736 | 76 | 040-150-4P-100HP | NBS_040-150_4P_100HP_15.28_SS | 1556.5458 | 1556.5458 | 4669.6374 | 3 | 1 | 4 | F | NBS_EndSuction | 5 | 4 | 5 | 8 | BranchMin5_BranchMax8 | 8 | 3 | 6 | 16 | HeaderMin6_HeaderMax16 | 8 | 6 | 18 | [11 empty] | INVALID
736 | 76 | 040-150-4P-100HP | NBS_040-150_4P_100HP_15.28_SS | 1556.5458 | 1556.5458 | 4669.6374 | 3 | 1 | 4 | F | NBS_EndSuction | 5 | 4 | 5 | 8 | BranchMin5_BranchMax8 | 8 | 3 | 6 | 16 | HeaderMin6_HeaderMax16 | 10 | 6 | 18
736 | 76 | 040-150-4P-100HP | NBS_040-150_4P_100HP_15.28_SS | 1556.5458 | 1556.5458 | 4669.6374 | 3 | 1 | 4 | F | NBS_EndSuction | 5 | 4 | 5 | 8 | BranchMin5_BranchMax8 | 8 | 3 | 6 | 16 | HeaderMin6_HeaderMax16 | 12 | 6 | 18
736 | 76 | 040-150-4P-100HP | NBS_040-150_4P_100HP_15.28_SS | 1556.5458 | 1556.5458 | 4669.6374 | 3 | 1 | 4 | F | NBS_EndSuction | 5 | 4 | 5 | 8 | BranchMin5_BranchMax8 | 8 | 3 | 6 | 16 | HeaderMin6_HeaderMax16 | 14 | 6 | 18
736 | 76 | 040-150-4P-100HP | NBS_040-150_4P_100HP_15.28_SS | 1556.5458 | 1556.5458 | 4669.6374 | 3 | 1 | 4 | F | NBS_EndSuction | 5 | 4 | 5 | 8 | BranchMin5_BranchMax8 | 8 | 3 | 6 | 16 | HeaderMin6_HeaderMax16 | 16 | 6 | 18
737 | 77 | 040-150-4P-125HP | NBS_040-150_4P_125HP_16.14_SS | 1658.4722 | 1658.4722 | 4975.4165 | 3 | 1 | 4 | F | NBS_EndSuction | 5 | 4 | 5 | 10 | BranchMin5_BranchMax10 | 5 | 4 | 6 | 16 | HeaderMin6_HeaderMax16 | 6 | 6 | 24
737 | 77 | 040-150-4P-125HP | NBS_040-150_4P_125HP_16.14_SS | 1658.4722 | 1658.4722 | 4975.4165 | 3 | 1 | 4 | F | NBS_EndSuction | 5 | 4 | 5 | 10 | BranchMin5_BranchMax10 | 5 | 4 | 6 | 16 | HeaderMin6_HeaderMax16 | 8 | 6 | 24
737 | 77 | 040-150-4P-125HP | NBS_040-150_4P_125HP_16.14_SS | 1658.4722 | 1658.4722 | 4975.4165 | 3 | 1 | 4 | F | NBS_EndSuction | 5 | 4 | 5 | 10 | BranchMin5_BranchMax10 | 5 | 4 | 6 | 16 | HeaderMin6_HeaderMax16 | 10 | 6 | 24
737 | 77 | 040-150-4P-125HP | NBS_040-150_4P_125HP_16.14_SS | 1658.4722 | 1658.4722 | 4975.4165 | 3 | 1 | 4 | F | NBS_EndSuction | 5 | 4 | 5 | 10 | BranchMin5_BranchMax10 | 5 | 4 | 6 | 16 | HeaderMin6_HeaderMax16 | 12 | 6 | 24
737 | 77 | 040-150-4P-125HP | NBS_040-150_4P_125HP_16.14_SS | 1658.4722 | 1658.4722 | 4975.4165 | 3 | 1 | 4 | F | NBS_EndSuction | 5 | 4 | 5 | 10 | BranchMin5_BranchMax10 | 5 | 4 | 6 | 16 | HeaderMin6_HeaderMax16 | 14 | 6 | 24
737 | 77 | 040-150-4P-125HP | NBS_040-150_4P_125HP_16.14_SS | 1658.4722 | 1658.4722 | 4975.4165 | 3 | 1 | 4 | F | NBS_EndSuction | 5 | 4 | 5 | 10 | BranchMin5_BranchMax10 | 5 | 4 | 6 | 16 | HeaderMin6_HeaderMax16 | 16 | 6 | 24
737 | 77 | 040-150-4P-125HP | NBS_040-150_4P_125HP_16.14_SS | 1658.4722 | 1658.4722 | 4975.4165 | 3 | 1 | 4 | F | NBS_EndSuction | 5 | 4 | 5 | 10 | BranchMin5_BranchMax10 | 6 | 4 | 6 | 16 | HeaderMin6_HeaderMax16 | 6 | 6 | 24 | [11 empty] | INVALID
737 | 77 | 040-150-4P-125HP | NBS_040-150_4P_125HP_16.14_SS | 1658.4722 | 1658.4722 | 4975.4165 | 3 | 1 | 4 | F | NBS_EndSuction | 5 | 4 | 5 | 10 | BranchMin5_BranchMax10 | 6 | 4 | 6 | 16 | HeaderMin6_HeaderMax16 | 8 | 6 | 24
737 | 77 | 040-150-4P-125HP | NBS_040-150_4P_125HP_16.14_SS | 1658.4722 | 1658.4722 | 4975.4165 | 3 | 1 | 4 | F | NBS_EndSuction | 5 | 4 | 5 | 10 | BranchMin5_BranchMax10 | 6 | 4 | 6 | 16 | HeaderMin6_HeaderMax16 | 10 | 6 | 24
737 | 77 | 040-150-4P-125HP | NBS_040-150_4P_125HP_16.14_SS | 1658.4722 | 1658.4722 | 4975.4165 | 3 | 1 | 4 | F | NBS_EndSuction | 5 | 4 | 5 | 10 | BranchMin5_BranchMax10 | 6 | 4 | 6 | 16 | HeaderMin6_HeaderMax16 | 12 | 6 | 24
737 | 77 | 040-150-4P-125HP | NBS_040-150_4P_125HP_16.14_SS | 1658.4722 | 1658.4722 | 4975.4165 | 3 | 1 | 4 | F | NBS_EndSuction | 5 | 4 | 5 | 10 | BranchMin5_BranchMax10 | 6 | 4 | 6 | 16 | HeaderMin6_HeaderMax16 | 14 | 6 | 24
737 | 77 | 040-150-4P-125HP | NBS_040-150_4P_125HP_16.14_SS | 1658.4722 | 1658.4722 | 4975.4165 | 3 | 1 | 4 | F | NBS_EndSuction | 5 | 4 | 5 | 10 | BranchMin5_BranchMax10 | 6 | 4 | 6 | 16 | HeaderMin6_HeaderMax16 | 16 | 6 | 24
737 | 77 | 040-150-4P-125HP | NBS_040-150_4P_125HP_16.14_SS | 1658.4722 | 1658.4722 | 4975.4165 | 3 | 1 | 4 | F | NBS_EndSuction | 5 | 4 | 5 | 10 | BranchMin5_BranchMax10 | 8 | 4 | 6 | 16 | HeaderMin6_HeaderMax16 | 6 | 6 | 24 | [11 empty] | INVALID
737 | 77 | 040-150-4P-125HP | NBS_040-150_4P_125HP_16.14_SS | 1658.4722 | 1658.4722 | 4975.4165 | 3 | 1 | 4 | F | NBS_EndSuction | 5 | 4 | 5 | 10 | BranchMin5_BranchMax10 | 8 | 4 | 6 | 16 | HeaderMin6_HeaderMax16 | 8 | 6 | 24 | [11 empty] | INVALID
737 | 77 | 040-150-4P-125HP | NBS_040-150_4P_125HP_16.14_SS | 1658.4722 | 1658.4722 | 4975.4165 | 3 | 1 | 4 | F | NBS_EndSuction | 5 | 4 | 5 | 10 | BranchMin5_BranchMax10 | 8 | 4 | 6 | 16 | HeaderMin6_HeaderMax16 | 10 | 6 | 24
737 | 77 | 040-150-4P-125HP | NBS_040-150_4P_125HP_16.14_SS | 1658.4722 | 1658.4722 | 4975.4165 | 3 | 1 | 4 | F | NBS_EndSuction | 5 | 4 | 5 | 10 | BranchMin5_BranchMax10 | 8 | 4 | 6 | 16 | HeaderMin6_HeaderMax16 | 12 | 6 | 24
737 | 77 | 040-150-4P-125HP | NBS_040-150_4P_125HP_16.14_SS | 1658.4722 | 1658.4722 | 4975.4165 | 3 | 1 | 4 | F | NBS_EndSuction | 5 | 4 | 5 | 10 | BranchMin5_BranchMax10 | 8 | 4 | 6 | 16 | HeaderMin6_HeaderMax16 | 14 | 6 | 24
737 | 77 | 040-150-4P-125HP | NBS_040-150_4P_125HP_16.14_SS | 1658.4722 | 1658.4722 | 4975.4165 | 3 | 1 | 4 | F | NBS_EndSuction | 5 | 4 | 5 | 10 | BranchMin5_BranchMax10 | 8 | 4 | 6 | 16 | HeaderMin6_HeaderMax16 | 16 | 6 | 24
737 | 77 | 040-150-4P-125HP | NBS_040-150_4P_125HP_16.14_SS | 1658.4722 | 1658.4722 | 4975.4165 | 3 | 1 | 4 | F | NBS_EndSuction | 5 | 4 | 5 | 10 | BranchMin5_BranchMax10 | 10 | 4 | 6 | 16 | HeaderMin6_HeaderMax16 | 6 | 6 | 24 | [11 empty] | INVALID
737 | 77 | 040-150-4P-125HP | NBS_040-150_4P_125HP_16.14_SS | 1658.4722 | 1658.4722 | 4975.4165 | 3 | 1 | 4 | F | NBS_EndSuction | 5 | 4 | 5 | 10 | BranchMin5_BranchMax10 | 10 | 4 | 6 | 16 | HeaderMin6_HeaderMax16 | 8 | 6 | 24 | [11 empty] | INVALID
737 | 77 | 040-150-4P-125HP | NBS_040-150_4P_125HP_16.14_SS | 1658.4722 | 1658.4722 | 4975.4165 | 3 | 1 | 4 | F | NBS_EndSuction | 5 | 4 | 5 | 10 | BranchMin5_BranchMax10 | 10 | 4 | 6 | 16 | HeaderMin6_HeaderMax16 | 10 | 6 | 24 | [11 empty] | INVALID
737 | 77 | 040-150-4P-125HP | NBS_040-150_4P_125HP_16.14_SS | 1658.4722 | 1658.4722 | 4975.4165 | 3 | 1 | 4 | F | NBS_EndSuction | 5 | 4 | 5 | 10 | BranchMin5_BranchMax10 | 10 | 4 | 6 | 16 | HeaderMin6_HeaderMax16 | 12 | 6 | 24
737 | 77 | 040-150-4P-125HP | NBS_040-150_4P_125HP_16.14_SS | 1658.4722 | 1658.4722 | 4975.4165 | 3 | 1 | 4 | F | NBS_EndSuction | 5 | 4 | 5 | 10 | BranchMin5_BranchMax10 | 10 | 4 | 6 | 16 | HeaderMin6_HeaderMax16 | 14 | 6 | 24
737 | 77 | 040-150-4P-125HP | NBS_040-150_4P_125HP_16.14_SS | 1658.4722 | 1658.4722 | 4975.4165 | 3 | 1 | 4 | F | NBS_EndSuction | 5 | 4 | 5 | 10 | BranchMin5_BranchMax10 | 10 | 4 | 6 | 16 | HeaderMin6_HeaderMax16 | 16 | 6 | 24
738 | 78 | 040-150-4P-150HP | NBS_040-150_4P_150HP_16.77_SS | 1749.9638 | 1749.9638 | 5249.8913 | 3 | 1 | 4 | F | NBS_EndSuction | 5 | 4 | 5 | 10 | BranchMin5_BranchMax10 | 5 | 4 | 6 | 16 | HeaderMin6_HeaderMax16 | 6 | 6 | 24
738 | 78 | 040-150-4P-150HP | NBS_040-150_4P_150HP_16.77_SS | 1749.9638 | 1749.9638 | 5249.8913 | 3 | 1 | 4 | F | NBS_EndSuction | 5 | 4 | 5 | 10 | BranchMin5_BranchMax10 | 5 | 4 | 6 | 16 | HeaderMin6_HeaderMax16 | 8 | 6 | 24
738 | 78 | 040-150-4P-150HP | NBS_040-150_4P_150HP_16.77_SS | 1749.9638 | 1749.9638 | 5249.8913 | 3 | 1 | 4 | F | NBS_EndSuction | 5 | 4 | 5 | 10 | BranchMin5_BranchMax10 | 5 | 4 | 6 | 16 | HeaderMin6_HeaderMax16 | 10 | 6 | 24
738 | 78 | 040-150-4P-150HP | NBS_040-150_4P_150HP_16.77_SS | 1749.9638 | 1749.9638 | 5249.8913 | 3 | 1 | 4 | F | NBS_EndSuction | 5 | 4 | 5 | 10 | BranchMin5_BranchMax10 | 5 | 4 | 6 | 16 | HeaderMin6_HeaderMax16 | 12 | 6 | 24
738 | 78 | 040-150-4P-150HP | NBS_040-150_4P_150HP_16.77_SS | 1749.9638 | 1749.9638 | 5249.8913 | 3 | 1 | 4 | F | NBS_EndSuction | 5 | 4 | 5 | 10 | BranchMin5_BranchMax10 | 5 | 4 | 6 | 16 | HeaderMin6_HeaderMax16 | 14 | 6 | 24
738 | 78 | 040-150-4P-150HP | NBS_040-150_4P_150HP_16.77_SS | 1749.9638 | 1749.9638 | 5249.8913 | 3 | 1 | 4 | F | NBS_EndSuction | 5 | 4 | 5 | 10 | BranchMin5_BranchMax10 | 5 | 4 | 6 | 16 | HeaderMin6_HeaderMax16 | 16 | 6 | 24
738 | 78 | 040-150-4P-150HP | NBS_040-150_4P_150HP_16.77_SS | 1749.9638 | 1749.9638 | 5249.8913 | 3 | 1 | 4 | F | NBS_EndSuction | 5 | 4 | 5 | 10 | BranchMin5_BranchMax10 | 6 | 4 | 6 | 16 | HeaderMin6_HeaderMax16 | 6 | 6 | 24 | [11 empty] | INVALID
738 | 78 | 040-150-4P-150HP | NBS_040-150_4P_150HP_16.77_SS | 1749.9638 | 1749.9638 | 5249.8913 | 3 | 1 | 4 | F | NBS_EndSuction | 5 | 4 | 5 | 10 | BranchMin5_BranchMax10 | 6 | 4 | 6 | 16 | HeaderMin6_HeaderMax16 | 8 | 6 | 24
738 | 78 | 040-150-4P-150HP | NBS_040-150_4P_150HP_16.77_SS | 1749.9638 | 1749.9638 | 5249.8913 | 3 | 1 | 4 | F | NBS_EndSuction | 5 | 4 | 5 | 10 | BranchMin5_BranchMax10 | 6 | 4 | 6 | 16 | HeaderMin6_HeaderMax16 | 10 | 6 | 24
738 | 78 | 040-150-4P-150HP | NBS_040-150_4P_150HP_16.77_SS | 1749.9638 | 1749.9638 | 5249.8913 | 3 | 1 | 4 | F | NBS_EndSuction | 5 | 4 | 5 | 10 | BranchMin5_BranchMax10 | 6 | 4 | 6 | 16 | HeaderMin6_HeaderMax16 | 12 | 6 | 24
738 | 78 | 040-150-4P-150HP | NBS_040-150_4P_150HP_16.77_SS | 1749.9638 | 1749.9638 | 5249.8913 | 3 | 1 | 4 | F | NBS_EndSuction | 5 | 4 | 5 | 10 | BranchMin5_BranchMax10 | 6 | 4 | 6 | 16 | HeaderMin6_HeaderMax16 | 14 | 6 | 24
738 | 78 | 040-150-4P-150HP | NBS_040-150_4P_150HP_16.77_SS | 1749.9638 | 1749.9638 | 5249.8913 | 3 | 1 | 4 | F | NBS_EndSuction | 5 | 4 | 5 | 10 | BranchMin5_BranchMax10 | 6 | 4 | 6 | 16 | HeaderMin6_HeaderMax16 | 16 | 6 | 24
738 | 78 | 040-150-4P-150HP | NBS_040-150_4P_150HP_16.77_SS | 1749.9638 | 1749.9638 | 5249.8913 | 3 | 1 | 4 | F | NBS_EndSuction | 5 | 4 | 5 | 10 | BranchMin5_BranchMax10 | 8 | 4 | 6 | 16 | HeaderMin6_HeaderMax16 | 6 | 6 | 24 | [11 empty] | INVALID
738 | 78 | 040-150-4P-150HP | NBS_040-150_4P_150HP_16.77_SS | 1749.9638 | 1749.9638 | 5249.8913 | 3 | 1 | 4 | F | NBS_EndSuction | 5 | 4 | 5 | 10 | BranchMin5_BranchMax10 | 8 | 4 | 6 | 16 | HeaderMin6_HeaderMax16 | 8 | 6 | 24 | [11 empty] | INVALID
738 | 78 | 040-150-4P-150HP | NBS_040-150_4P_150HP_16.77_SS | 1749.9638 | 1749.9638 | 5249.8913 | 3 | 1 | 4 | F | NBS_EndSuction | 5 | 4 | 5 | 10 | BranchMin5_BranchMax10 | 8 | 4 | 6 | 16 | HeaderMin6_HeaderMax16 | 10 | 6 | 24
738 | 78 | 040-150-4P-150HP | NBS_040-150_4P_150HP_16.77_SS | 1749.9638 | 1749.9638 | 5249.8913 | 3 | 1 | 4 | F | NBS_EndSuction | 5 | 4 | 5 | 10 | BranchMin5_BranchMax10 | 8 | 4 | 6 | 16 | HeaderMin6_HeaderMax16 | 12 | 6 | 24
738 | 78 | 040-150-4P-150HP | NBS_040-150_4P_150HP_16.77_SS | 1749.9638 | 1749.9638 | 5249.8913 | 3 | 1 | 4 | F | NBS_EndSuction | 5 | 4 | 5 | 10 | BranchMin5_BranchMax10 | 8 | 4 | 6 | 16 | HeaderMin6_HeaderMax16 | 14 | 6 | 24
738 | 78 | 040-150-4P-150HP | NBS_040-150_4P_150HP_16.77_SS | 1749.9638 | 1749.9638 | 5249.8913 | 3 | 1 | 4 | F | NBS_EndSuction | 5 | 4 | 5 | 10 | BranchMin5_BranchMax10 | 8 | 4 | 6 | 16 | HeaderMin6_HeaderMax16 | 16 | 6 | 24
738 | 78 | 040-150-4P-150HP | NBS_040-150_4P_150HP_16.77_SS | 1749.9638 | 1749.9638 | 5249.8913 | 3 | 1 | 4 | F | NBS_EndSuction | 5 | 4 | 5 | 10 | BranchMin5_BranchMax10 | 10 | 4 | 6 | 16 | HeaderMin6_HeaderMax16 | 6 | 6 | 24 | [11 empty] | INVALID
738 | 78 | 040-150-4P-150HP | NBS_040-150_4P_150HP_16.77_SS | 1749.9638 | 1749.9638 | 5249.8913 | 3 | 1 | 4 | F | NBS_EndSuction | 5 | 4 | 5 | 10 | BranchMin5_BranchMax10 | 10 | 4 | 6 | 16 | HeaderMin6_HeaderMax16 | 8 | 6 | 24 | [11 empty] | INVALID
738 | 78 | 040-150-4P-150HP | NBS_040-150_4P_150HP_16.77_SS | 1749.9638 | 1749.9638 | 5249.8913 | 3 | 1 | 4 | F | NBS_EndSuction | 5 | 4 | 5 | 10 | BranchMin5_BranchMax10 | 10 | 4 | 6 | 16 | HeaderMin6_HeaderMax16 | 10 | 6 | 24 | [11 empty] | INVALID
738 | 78 | 040-150-4P-150HP | NBS_040-150_4P_150HP_16.77_SS | 1749.9638 | 1749.9638 | 5249.8913 | 3 | 1 | 4 | F | NBS_EndSuction | 5 | 4 | 5 | 10 | BranchMin5_BranchMax10 | 10 | 4 | 6 | 16 | HeaderMin6_HeaderMax16 | 12 | 6 | 24
738 | 78 | 040-150-4P-150HP | NBS_040-150_4P_150HP_16.77_SS | 1749.9638 | 1749.9638 | 5249.8913 | 3 | 1 | 4 | F | NBS_EndSuction | 5 | 4 | 5 | 10 | BranchMin5_BranchMax10 | 10 | 4 | 6 | 16 | HeaderMin6_HeaderMax16 | 14 | 6 | 24
738 | 78 | 040-150-4P-150HP | NBS_040-150_4P_150HP_16.77_SS | 1749.9638 | 1749.9638 | 5249.8913 | 3 | 1 | 4 | F | NBS_EndSuction | 5 | 4 | 5 | 10 | BranchMin5_BranchMax10 | 10 | 4 | 6 | 16 | HeaderMin6_HeaderMax16 | 16 | 6 | 24
739 | 79 | 050-070-4P-3HP | NBS_050-070_4P_3HP_4.88_SS | 840.0118 | 840.0118 | 2520.0353 | 3 | 1 | 4 | F | NBS_EndSuction | 5 | 4 | 5 | 6 | BranchMin5_BranchMax6 | 5 | 2 | 6 | 12 | HeaderMin6_HeaderMax12 | 6 | 4 | 8
739 | 79 | 050-070-4P-3HP | NBS_050-070_4P_3HP_4.88_SS | 840.0118 | 840.0118 | 2520.0353 | 3 | 1 | 4 | F | NBS_EndSuction | 5 | 4 | 5 | 6 | BranchMin5_BranchMax6 | 5 | 2 | 6 | 12 | HeaderMin6_HeaderMax12 | 8 | 4 | 8
739 | 79 | 050-070-4P-3HP | NBS_050-070_4P_3HP_4.88_SS | 840.0118 | 840.0118 | 2520.0353 | 3 | 1 | 4 | F | NBS_EndSuction | 5 | 4 | 5 | 6 | BranchMin5_BranchMax6 | 5 | 2 | 6 | 12 | HeaderMin6_HeaderMax12 | 10 | 4 | 8
739 | 79 | 050-070-4P-3HP | NBS_050-070_4P_3HP_4.88_SS | 840.0118 | 840.0118 | 2520.0353 | 3 | 1 | 4 | F | NBS_EndSuction | 5 | 4 | 5 | 6 | BranchMin5_BranchMax6 | 5 | 2 | 6 | 12 | HeaderMin6_HeaderMax12 | 12 | 4 | 8
739 | 79 | 050-070-4P-3HP | NBS_050-070_4P_3HP_4.88_SS | 840.0118 | 840.0118 | 2520.0353 | 3 | 1 | 4 | F | NBS_EndSuction | 5 | 4 | 5 | 6 | BranchMin5_BranchMax6 | 6 | 2 | 6 | 12 | HeaderMin6_HeaderMax12 | 6 | 4 | 8 | [11 empty] | INVALID
739 | 79 | 050-070-4P-3HP | NBS_050-070_4P_3HP_4.88_SS | 840.0118 | 840.0118 | 2520.0353 | 3 | 1 | 4 | F | NBS_EndSuction | 5 | 4 | 5 | 6 | BranchMin5_BranchMax6 | 6 | 2 | 6 | 12 | HeaderMin6_HeaderMax12 | 8 | 4 | 8
739 | 79 | 050-070-4P-3HP | NBS_050-070_4P_3HP_4.88_SS | 840.0118 | 840.0118 | 2520.0353 | 3 | 1 | 4 | F | NBS_EndSuction | 5 | 4 | 5 | 6 | BranchMin5_BranchMax6 | 6 | 2 | 6 | 12 | HeaderMin6_HeaderMax12 | 10 | 4 | 8
739 | 79 | 050-070-4P-3HP | NBS_050-070_4P_3HP_4.88_SS | 840.0118 | 840.0118 | 2520.0353 | 3 | 1 | 4 | F | NBS_EndSuction | 5 | 4 | 5 | 6 | BranchMin5_BranchMax6 | 6 | 2 | 6 | 12 | HeaderMin6_HeaderMax12 | 12 | 4 | 8
740 | 80 | 050-070-4P-5HP | NBS_050-070_4P_5HP_6.06_SS | 912.3919 | 912.3919 | 2737.1757 | 3 | 1 | 4 | F | NBS_EndSuction | 5 | 4 | 5 | 6 | BranchMin5_BranchMax6 | 5 | 2 | 6 | 12 | HeaderMin6_HeaderMax12 | 6 | 4 | 8
740 | 80 | 050-070-4P-5HP | NBS_050-070_4P_5HP_6.06_SS | 912.3919 | 912.3919 | 2737.1757 | 3 | 1 | 4 | F | NBS_EndSuction | 5 | 4 | 5 | 6 | BranchMin5_BranchMax6 | 5 | 2 | 6 | 12 | HeaderMin6_HeaderMax12 | 8 | 4 | 8
740 | 80 | 050-070-4P-5HP | NBS_050-070_4P_5HP_6.06_SS | 912.3919 | 912.3919 | 2737.1757 | 3 | 1 | 4 | F | NBS_EndSuction | 5 | 4 | 5 | 6 | BranchMin5_BranchMax6 | 5 | 2 | 6 | 12 | HeaderMin6_HeaderMax12 | 10 | 4 | 8
740 | 80 | 050-070-4P-5HP | NBS_050-070_4P_5HP_6.06_SS | 912.3919 | 912.3919 | 2737.1757 | 3 | 1 | 4 | F | NBS_EndSuction | 5 | 4 | 5 | 6 | BranchMin5_BranchMax6 | 5 | 2 | 6 | 12 | HeaderMin6_HeaderMax12 | 12 | 4 | 8
740 | 80 | 050-070-4P-5HP | NBS_050-070_4P_5HP_6.06_SS | 912.3919 | 912.3919 | 2737.1757 | 3 | 1 | 4 | F | NBS_EndSuction | 5 | 4 | 5 | 6 | BranchMin5_BranchMax6 | 6 | 2 | 6 | 12 | HeaderMin6_HeaderMax12 | 6 | 4 | 8 | [11 empty] | INVALID
740 | 80 | 050-070-4P-5HP | NBS_050-070_4P_5HP_6.06_SS | 912.3919 | 912.3919 | 2737.1757 | 3 | 1 | 4 | F | NBS_EndSuction | 5 | 4 | 5 | 6 | BranchMin5_BranchMax6 | 6 | 2 | 6 | 12 | HeaderMin6_HeaderMax12 | 8 | 4 | 8
740 | 80 | 050-070-4P-5HP | NBS_050-070_4P_5HP_6.06_SS | 912.3919 | 912.3919 | 2737.1757 | 3 | 1 | 4 | F | NBS_EndSuction | 5 | 4 | 5 | 6 | BranchMin5_BranchMax6 | 6 | 2 | 6 | 12 | HeaderMin6_HeaderMax12 | 10 | 4 | 8
740 | 80 | 050-070-4P-5HP | NBS_050-070_4P_5HP_6.06_SS | 912.3919 | 912.3919 | 2737.1757 | 3 | 1 | 4 | F | NBS_EndSuction | 5 | 4 | 5 | 6 | BranchMin5_BranchMax6 | 6 | 2 | 6 | 12 | HeaderMin6_HeaderMax12 | 12 | 4 | 8
741 | 81 | 050-070-4P-7pt5HP | NBS_050-070_4P_7.5HP_6.61_SS | 963.4895 | 963.4895 | 2890.4686 | 3 | 1 | 4 | F | NBS_EndSuction | 5 | 4 | 5 | 8 | BranchMin5_BranchMax8 | 5 | 3 | 6 | 12 | HeaderMin6_HeaderMax12 | 6 | 4 | 12
741 | 81 | 050-070-4P-7pt5HP | NBS_050-070_4P_7.5HP_6.61_SS | 963.4895 | 963.4895 | 2890.4686 | 3 | 1 | 4 | F | NBS_EndSuction | 5 | 4 | 5 | 8 | BranchMin5_BranchMax8 | 5 | 3 | 6 | 12 | HeaderMin6_HeaderMax12 | 8 | 4 | 12
741 | 81 | 050-070-4P-7pt5HP | NBS_050-070_4P_7.5HP_6.61_SS | 963.4895 | 963.4895 | 2890.4686 | 3 | 1 | 4 | F | NBS_EndSuction | 5 | 4 | 5 | 8 | BranchMin5_BranchMax8 | 5 | 3 | 6 | 12 | HeaderMin6_HeaderMax12 | 10 | 4 | 12
741 | 81 | 050-070-4P-7pt5HP | NBS_050-070_4P_7.5HP_6.61_SS | 963.4895 | 963.4895 | 2890.4686 | 3 | 1 | 4 | F | NBS_EndSuction | 5 | 4 | 5 | 8 | BranchMin5_BranchMax8 | 5 | 3 | 6 | 12 | HeaderMin6_HeaderMax12 | 12 | 4 | 12
741 | 81 | 050-070-4P-7pt5HP | NBS_050-070_4P_7.5HP_6.61_SS | 963.4895 | 963.4895 | 2890.4686 | 3 | 1 | 4 | F | NBS_EndSuction | 5 | 4 | 5 | 8 | BranchMin5_BranchMax8 | 6 | 3 | 6 | 12 | HeaderMin6_HeaderMax12 | 6 | 4 | 12 | [11 empty] | INVALID
741 | 81 | 050-070-4P-7pt5HP | NBS_050-070_4P_7.5HP_6.61_SS | 963.4895 | 963.4895 | 2890.4686 | 3 | 1 | 4 | F | NBS_EndSuction | 5 | 4 | 5 | 8 | BranchMin5_BranchMax8 | 6 | 3 | 6 | 12 | HeaderMin6_HeaderMax12 | 8 | 4 | 12
741 | 81 | 050-070-4P-7pt5HP | NBS_050-070_4P_7.5HP_6.61_SS | 963.4895 | 963.4895 | 2890.4686 | 3 | 1 | 4 | F | NBS_EndSuction | 5 | 4 | 5 | 8 | BranchMin5_BranchMax8 | 6 | 3 | 6 | 12 | HeaderMin6_HeaderMax12 | 10 | 4 | 12
741 | 81 | 050-070-4P-7pt5HP | NBS_050-070_4P_7.5HP_6.61_SS | 963.4895 | 963.4895 | 2890.4686 | 3 | 1 | 4 | F | NBS_EndSuction | 5 | 4 | 5 | 8 | BranchMin5_BranchMax8 | 6 | 3 | 6 | 12 | HeaderMin6_HeaderMax12 | 12 | 4 | 12
741 | 81 | 050-070-4P-7pt5HP | NBS_050-070_4P_7.5HP_6.61_SS | 963.4895 | 963.4895 | 2890.4686 | 3 | 1 | 4 | F | NBS_EndSuction | 5 | 4 | 5 | 8 | BranchMin5_BranchMax8 | 8 | 3 | 6 | 12 | HeaderMin6_HeaderMax12 | 6 | 4 | 12 | [11 empty] | INVALID
741 | 81 | 050-070-4P-7pt5HP | NBS_050-070_4P_7.5HP_6.61_SS | 963.4895 | 963.4895 | 2890.4686 | 3 | 1 | 4 | F | NBS_EndSuction | 5 | 4 | 5 | 8 | BranchMin5_BranchMax8 | 8 | 3 | 6 | 12 | HeaderMin6_HeaderMax12 | 8 | 4 | 12 | [11 empty] | INVALID
741 | 81 | 050-070-4P-7pt5HP | NBS_050-070_4P_7.5HP_6.61_SS | 963.4895 | 963.4895 | 2890.4686 | 3 | 1 | 4 | F | NBS_EndSuction | 5 | 4 | 5 | 8 | BranchMin5_BranchMax8 | 8 | 3 | 6 | 12 | HeaderMin6_HeaderMax12 | 10 | 4 | 12
741 | 81 | 050-070-4P-7pt5HP | NBS_050-070_4P_7.5HP_6.61_SS | 963.4895 | 963.4895 | 2890.4686 | 3 | 1 | 4 | F | NBS_EndSuction | 5 | 4 | 5 | 8 | BranchMin5_BranchMax8 | 8 | 3 | 6 | 12 | HeaderMin6_HeaderMax12 | 12 | 4 | 12
742 | 82 | 050-070-4P-10HP | NBS_050-070_4P_10HP_6.93_SS | 1003.339 | 1003.339 | 3010.017 | 3 | 1 | 4 | F | NBS_EndSuction | 5 | 4 | 5 | 8 | BranchMin5_BranchMax8 | 5 | 3 | 6 | 12 | HeaderMin6_HeaderMax12 | 6 | 4 | 12
742 | 82 | 050-070-4P-10HP | NBS_050-070_4P_10HP_6.93_SS | 1003.339 | 1003.339 | 3010.017 | 3 | 1 | 4 | F | NBS_EndSuction | 5 | 4 | 5 | 8 | BranchMin5_BranchMax8 | 5 | 3 | 6 | 12 | HeaderMin6_HeaderMax12 | 8 | 4 | 12
742 | 82 | 050-070-4P-10HP | NBS_050-070_4P_10HP_6.93_SS | 1003.339 | 1003.339 | 3010.017 | 3 | 1 | 4 | F | NBS_EndSuction | 5 | 4 | 5 | 8 | BranchMin5_BranchMax8 | 5 | 3 | 6 | 12 | HeaderMin6_HeaderMax12 | 10 | 4 | 12
742 | 82 | 050-070-4P-10HP | NBS_050-070_4P_10HP_6.93_SS | 1003.339 | 1003.339 | 3010.017 | 3 | 1 | 4 | F | NBS_EndSuction | 5 | 4 | 5 | 8 | BranchMin5_BranchMax8 | 5 | 3 | 6 | 12 | HeaderMin6_HeaderMax12 | 12 | 4 | 12
742 | 82 | 050-070-4P-10HP | NBS_050-070_4P_10HP_6.93_SS | 1003.339 | 1003.339 | 3010.017 | 3 | 1 | 4 | F | NBS_EndSuction | 5 | 4 | 5 | 8 | BranchMin5_BranchMax8 | 6 | 3 | 6 | 12 | HeaderMin6_HeaderMax12 | 6 | 4 | 12 | [11 empty] | INVALID
742 | 82 | 050-070-4P-10HP | NBS_050-070_4P_10HP_6.93_SS | 1003.339 | 1003.339 | 3010.017 | 3 | 1 | 4 | F | NBS_EndSuction | 5 | 4 | 5 | 8 | BranchMin5_BranchMax8 | 6 | 3 | 6 | 12 | HeaderMin6_HeaderMax12 | 8 | 4 | 12
742 | 82 | 050-070-4P-10HP | NBS_050-070_4P_10HP_6.93_SS | 1003.339 | 1003.339 | 3010.017 | 3 | 1 | 4 | F | NBS_EndSuction | 5 | 4 | 5 | 8 | BranchMin5_BranchMax8 | 6 | 3 | 6 | 12 | HeaderMin6_HeaderMax12 | 10 | 4 | 12
742 | 82 | 050-070-4P-10HP | NBS_050-070_4P_10HP_6.93_SS | 1003.339 | 1003.339 | 3010.017 | 3 | 1 | 4 | F | NBS_EndSuction | 5 | 4 | 5 | 8 | BranchMin5_BranchMax8 | 6 | 3 | 6 | 12 | HeaderMin6_HeaderMax12 | 12 | 4 | 12
742 | 82 | 050-070-4P-10HP | NBS_050-070_4P_10HP_6.93_SS | 1003.339 | 1003.339 | 3010.017 | 3 | 1 | 4 | F | NBS_EndSuction | 5 | 4 | 5 | 8 | BranchMin5_BranchMax8 | 8 | 3 | 6 | 12 | HeaderMin6_HeaderMax12 | 6 | 4 | 12 | [11 empty] | INVALID
742 | 82 | 050-070-4P-10HP | NBS_050-070_4P_10HP_6.93_SS | 1003.339 | 1003.339 | 3010.017 | 3 | 1 | 4 | F | NBS_EndSuction | 5 | 4 | 5 | 8 | BranchMin5_BranchMax8 | 8 | 3 | 6 | 12 | HeaderMin6_HeaderMax12 | 8 | 4 | 12 | [11 empty] | INVALID
742 | 82 | 050-070-4P-10HP | NBS_050-070_4P_10HP_6.93_SS | 1003.339 | 1003.339 | 3010.017 | 3 | 1 | 4 | F | NBS_EndSuction | 5 | 4 | 5 | 8 | BranchMin5_BranchMax8 | 8 | 3 | 6 | 12 | HeaderMin6_HeaderMax12 | 10 | 4 | 12
742 | 82 | 050-070-4P-10HP | NBS_050-070_4P_10HP_6.93_SS | 1003.339 | 1003.339 | 3010.017 | 3 | 1 | 4 | F | NBS_EndSuction | 5 | 4 | 5 | 8 | BranchMin5_BranchMax8 | 8 | 3 | 6 | 12 | HeaderMin6_HeaderMax12 | 12 | 4 | 12
743 | 83 | 050-095-4P-10HP | NBS_050-095_4P_10HP_6.46_SS | 1234.2559 | 1234.2559 | 3702.7677 | 3 | 1 | 4 | F | NBS_EndSuction | 6 | 5 | 6 | 8 | BranchMin6_BranchMax8 | 6 | 2 | 8 | 14 | HeaderMin8_HeaderMax14 | 8 | 4 | 8
743 | 83 | 050-095-4P-10HP | NBS_050-095_4P_10HP_6.46_SS | 1234.2559 | 1234.2559 | 3702.7677 | 3 | 1 | 4 | F | NBS_EndSuction | 6 | 5 | 6 | 8 | BranchMin6_BranchMax8 | 6 | 2 | 8 | 14 | HeaderMin8_HeaderMax14 | 10 | 4 | 8
743 | 83 | 050-095-4P-10HP | NBS_050-095_4P_10HP_6.46_SS | 1234.2559 | 1234.2559 | 3702.7677 | 3 | 1 | 4 | F | NBS_EndSuction | 6 | 5 | 6 | 8 | BranchMin6_BranchMax8 | 6 | 2 | 8 | 14 | HeaderMin8_HeaderMax14 | 12 | 4 | 8
743 | 83 | 050-095-4P-10HP | NBS_050-095_4P_10HP_6.46_SS | 1234.2559 | 1234.2559 | 3702.7677 | 3 | 1 | 4 | F | NBS_EndSuction | 6 | 5 | 6 | 8 | BranchMin6_BranchMax8 | 6 | 2 | 8 | 14 | HeaderMin8_HeaderMax14 | 14 | 4 | 8
743 | 83 | 050-095-4P-10HP | NBS_050-095_4P_10HP_6.46_SS | 1234.2559 | 1234.2559 | 3702.7677 | 3 | 1 | 4 | F | NBS_EndSuction | 6 | 5 | 6 | 8 | BranchMin6_BranchMax8 | 8 | 2 | 8 | 14 | HeaderMin8_HeaderMax14 | 8 | 4 | 8 | [11 empty] | INVALID
743 | 83 | 050-095-4P-10HP | NBS_050-095_4P_10HP_6.46_SS | 1234.2559 | 1234.2559 | 3702.7677 | 3 | 1 | 4 | F | NBS_EndSuction | 6 | 5 | 6 | 8 | BranchMin6_BranchMax8 | 8 | 2 | 8 | 14 | HeaderMin8_HeaderMax14 | 10 | 4 | 8
743 | 83 | 050-095-4P-10HP | NBS_050-095_4P_10HP_6.46_SS | 1234.2559 | 1234.2559 | 3702.7677 | 3 | 1 | 4 | F | NBS_EndSuction | 6 | 5 | 6 | 8 | BranchMin6_BranchMax8 | 8 | 2 | 8 | 14 | HeaderMin8_HeaderMax14 | 12 | 4 | 8
743 | 83 | 050-095-4P-10HP | NBS_050-095_4P_10HP_6.46_SS | 1234.2559 | 1234.2559 | 3702.7677 | 3 | 1 | 4 | F | NBS_EndSuction | 6 | 5 | 6 | 8 | BranchMin6_BranchMax8 | 8 | 2 | 8 | 14 | HeaderMin8_HeaderMax14 | 14 | 4 | 8
744 | 84 | 050-095-4P-15HP | NBS_050-095_4P_15HP_7.40_SS | 1338.3397 | 1338.3397 | 4015.019 | 3 | 1 | 4 | F | NBS_EndSuction | 6 | 5 | 6 | 8 | BranchMin6_BranchMax8 | 6 | 2 | 8 | 14 | HeaderMin8_HeaderMax14 | 8 | 4 | 8
744 | 84 | 050-095-4P-15HP | NBS_050-095_4P_15HP_7.40_SS | 1338.3397 | 1338.3397 | 4015.019 | 3 | 1 | 4 | F | NBS_EndSuction | 6 | 5 | 6 | 8 | BranchMin6_BranchMax8 | 6 | 2 | 8 | 14 | HeaderMin8_HeaderMax14 | 10 | 4 | 8
744 | 84 | 050-095-4P-15HP | NBS_050-095_4P_15HP_7.40_SS | 1338.3397 | 1338.3397 | 4015.019 | 3 | 1 | 4 | F | NBS_EndSuction | 6 | 5 | 6 | 8 | BranchMin6_BranchMax8 | 6 | 2 | 8 | 14 | HeaderMin8_HeaderMax14 | 12 | 4 | 8
744 | 84 | 050-095-4P-15HP | NBS_050-095_4P_15HP_7.40_SS | 1338.3397 | 1338.3397 | 4015.019 | 3 | 1 | 4 | F | NBS_EndSuction | 6 | 5 | 6 | 8 | BranchMin6_BranchMax8 | 6 | 2 | 8 | 14 | HeaderMin8_HeaderMax14 | 14 | 4 | 8
744 | 84 | 050-095-4P-15HP | NBS_050-095_4P_15HP_7.40_SS | 1338.3397 | 1338.3397 | 4015.019 | 3 | 1 | 4 | F | NBS_EndSuction | 6 | 5 | 6 | 8 | BranchMin6_BranchMax8 | 8 | 2 | 8 | 14 | HeaderMin8_HeaderMax14 | 8 | 4 | 8 | [11 empty] | INVALID
744 | 84 | 050-095-4P-15HP | NBS_050-095_4P_15HP_7.40_SS | 1338.3397 | 1338.3397 | 4015.019 | 3 | 1 | 4 | F | NBS_EndSuction | 6 | 5 | 6 | 8 | BranchMin6_BranchMax8 | 8 | 2 | 8 | 14 | HeaderMin8_HeaderMax14 | 10 | 4 | 8
744 | 84 | 050-095-4P-15HP | NBS_050-095_4P_15HP_7.40_SS | 1338.3397 | 1338.3397 | 4015.019 | 3 | 1 | 4 | F | NBS_EndSuction | 6 | 5 | 6 | 8 | BranchMin6_BranchMax8 | 8 | 2 | 8 | 14 | HeaderMin8_HeaderMax14 | 12 | 4 | 8
744 | 84 | 050-095-4P-15HP | NBS_050-095_4P_15HP_7.40_SS | 1338.3397 | 1338.3397 | 4015.019 | 3 | 1 | 4 | F | NBS_EndSuction | 6 | 5 | 6 | 8 | BranchMin6_BranchMax8 | 8 | 2 | 8 | 14 | HeaderMin8_HeaderMax14 | 14 | 4 | 8
745 | 85 | 050-095-4P-20HP | NBS_050-095_4P_20HP_8.19_SS | 1409.7542 | 1409.7542 | 4229.2626 | 3 | 1 | 4 | F | NBS_EndSuction | 6 | 5 | 6 | 8 | BranchMin6_BranchMax8 | 6 | 2 | 8 | 14 | HeaderMin8_HeaderMax14 | 8 | 4 | 8
745 | 85 | 050-095-4P-20HP | NBS_050-095_4P_20HP_8.19_SS | 1409.7542 | 1409.7542 | 4229.2626 | 3 | 1 | 4 | F | NBS_EndSuction | 6 | 5 | 6 | 8 | BranchMin6_BranchMax8 | 6 | 2 | 8 | 14 | HeaderMin8_HeaderMax14 | 10 | 4 | 8
745 | 85 | 050-095-4P-20HP | NBS_050-095_4P_20HP_8.19_SS | 1409.7542 | 1409.7542 | 4229.2626 | 3 | 1 | 4 | F | NBS_EndSuction | 6 | 5 | 6 | 8 | BranchMin6_BranchMax8 | 6 | 2 | 8 | 14 | HeaderMin8_HeaderMax14 | 12 | 4 | 8
745 | 85 | 050-095-4P-20HP | NBS_050-095_4P_20HP_8.19_SS | 1409.7542 | 1409.7542 | 4229.2626 | 3 | 1 | 4 | F | NBS_EndSuction | 6 | 5 | 6 | 8 | BranchMin6_BranchMax8 | 6 | 2 | 8 | 14 | HeaderMin8_HeaderMax14 | 14 | 4 | 8
745 | 85 | 050-095-4P-20HP | NBS_050-095_4P_20HP_8.19_SS | 1409.7542 | 1409.7542 | 4229.2626 | 3 | 1 | 4 | F | NBS_EndSuction | 6 | 5 | 6 | 8 | BranchMin6_BranchMax8 | 8 | 2 | 8 | 14 | HeaderMin8_HeaderMax14 | 8 | 4 | 8 | [11 empty] | INVALID
745 | 85 | 050-095-4P-20HP | NBS_050-095_4P_20HP_8.19_SS | 1409.7542 | 1409.7542 | 4229.2626 | 3 | 1 | 4 | F | NBS_EndSuction | 6 | 5 | 6 | 8 | BranchMin6_BranchMax8 | 8 | 2 | 8 | 14 | HeaderMin8_HeaderMax14 | 10 | 4 | 8
745 | 85 | 050-095-4P-20HP | NBS_050-095_4P_20HP_8.19_SS | 1409.7542 | 1409.7542 | 4229.2626 | 3 | 1 | 4 | F | NBS_EndSuction | 6 | 5 | 6 | 8 | BranchMin6_BranchMax8 | 8 | 2 | 8 | 14 | HeaderMin8_HeaderMax14 | 12 | 4 | 8
745 | 85 | 050-095-4P-20HP | NBS_050-095_4P_20HP_8.19_SS | 1409.7542 | 1409.7542 | 4229.2626 | 3 | 1 | 4 | F | NBS_EndSuction | 6 | 5 | 6 | 8 | BranchMin6_BranchMax8 | 8 | 2 | 8 | 14 | HeaderMin8_HeaderMax14 | 14 | 4 | 8
746 | 86 | 050-095-4P-25HP | NBS_050-095_4P_25HP_8.74_SS | 1493.981 | 1493.981 | 4481.9431 | 3 | 1 | 4 | F | NBS_EndSuction | 6 | 5 | 6 | 8 | BranchMin6_BranchMax8 | 6 | 2 | 8 | 16 | HeaderMin8_HeaderMax16 | 8 | 5 | 10
746 | 86 | 050-095-4P-25HP | NBS_050-095_4P_25HP_8.74_SS | 1493.981 | 1493.981 | 4481.9431 | 3 | 1 | 4 | F | NBS_EndSuction | 6 | 5 | 6 | 8 | BranchMin6_BranchMax8 | 6 | 2 | 8 | 16 | HeaderMin8_HeaderMax16 | 10 | 5 | 10
746 | 86 | 050-095-4P-25HP | NBS_050-095_4P_25HP_8.74_SS | 1493.981 | 1493.981 | 4481.9431 | 3 | 1 | 4 | F | NBS_EndSuction | 6 | 5 | 6 | 8 | BranchMin6_BranchMax8 | 6 | 2 | 8 | 16 | HeaderMin8_HeaderMax16 | 12 | 5 | 10
746 | 86 | 050-095-4P-25HP | NBS_050-095_4P_25HP_8.74_SS | 1493.981 | 1493.981 | 4481.9431 | 3 | 1 | 4 | F | NBS_EndSuction | 6 | 5 | 6 | 8 | BranchMin6_BranchMax8 | 6 | 2 | 8 | 16 | HeaderMin8_HeaderMax16 | 14 | 5 | 10
746 | 86 | 050-095-4P-25HP | NBS_050-095_4P_25HP_8.74_SS | 1493.981 | 1493.981 | 4481.9431 | 3 | 1 | 4 | F | NBS_EndSuction | 6 | 5 | 6 | 8 | BranchMin6_BranchMax8 | 6 | 2 | 8 | 16 | HeaderMin8_HeaderMax16 | 16 | 5 | 10
746 | 86 | 050-095-4P-25HP | NBS_050-095_4P_25HP_8.74_SS | 1493.981 | 1493.981 | 4481.9431 | 3 | 1 | 4 | F | NBS_EndSuction | 6 | 5 | 6 | 8 | BranchMin6_BranchMax8 | 8 | 2 | 8 | 16 | HeaderMin8_HeaderMax16 | 8 | 5 | 10 | [11 empty] | INVALID
746 | 86 | 050-095-4P-25HP | NBS_050-095_4P_25HP_8.74_SS | 1493.981 | 1493.981 | 4481.9431 | 3 | 1 | 4 | F | NBS_EndSuction | 6 | 5 | 6 | 8 | BranchMin6_BranchMax8 | 8 | 2 | 8 | 16 | HeaderMin8_HeaderMax16 | 10 | 5 | 10
746 | 86 | 050-095-4P-25HP | NBS_050-095_4P_25HP_8.74_SS | 1493.981 | 1493.981 | 4481.9431 | 3 | 1 | 4 | F | NBS_EndSuction | 6 | 5 | 6 | 8 | BranchMin6_BranchMax8 | 8 | 2 | 8 | 16 | HeaderMin8_HeaderMax16 | 12 | 5 | 10
746 | 86 | 050-095-4P-25HP | NBS_050-095_4P_25HP_8.74_SS | 1493.981 | 1493.981 | 4481.9431 | 3 | 1 | 4 | F | NBS_EndSuction | 6 | 5 | 6 | 8 | BranchMin6_BranchMax8 | 8 | 2 | 8 | 16 | HeaderMin8_HeaderMax16 | 14 | 5 | 10
746 | 86 | 050-095-4P-25HP | NBS_050-095_4P_25HP_8.74_SS | 1493.981 | 1493.981 | 4481.9431 | 3 | 1 | 4 | F | NBS_EndSuction | 6 | 5 | 6 | 8 | BranchMin6_BranchMax8 | 8 | 2 | 8 | 16 | HeaderMin8_HeaderMax16 | 16 | 5 | 10
747 | 87 | 050-095-4P-30HP | NBS_050-095_4P_30HP_9.13_SS | 1550.69 | 1550.69 | 4652.0699 | 3 | 1 | 4 | F | NBS_EndSuction | 6 | 5 | 6 | 8 | BranchMin6_BranchMax8 | 6 | 2 | 8 | 16 | HeaderMin8_HeaderMax16 | 8 | 5 | 10
747 | 87 | 050-095-4P-30HP | NBS_050-095_4P_30HP_9.13_SS | 1550.69 | 1550.69 | 4652.0699 | 3 | 1 | 4 | F | NBS_EndSuction | 6 | 5 | 6 | 8 | BranchMin6_BranchMax8 | 6 | 2 | 8 | 16 | HeaderMin8_HeaderMax16 | 10 | 5 | 10
747 | 87 | 050-095-4P-30HP | NBS_050-095_4P_30HP_9.13_SS | 1550.69 | 1550.69 | 4652.0699 | 3 | 1 | 4 | F | NBS_EndSuction | 6 | 5 | 6 | 8 | BranchMin6_BranchMax8 | 6 | 2 | 8 | 16 | HeaderMin8_HeaderMax16 | 12 | 5 | 10
747 | 87 | 050-095-4P-30HP | NBS_050-095_4P_30HP_9.13_SS | 1550.69 | 1550.69 | 4652.0699 | 3 | 1 | 4 | F | NBS_EndSuction | 6 | 5 | 6 | 8 | BranchMin6_BranchMax8 | 6 | 2 | 8 | 16 | HeaderMin8_HeaderMax16 | 14 | 5 | 10
747 | 87 | 050-095-4P-30HP | NBS_050-095_4P_30HP_9.13_SS | 1550.69 | 1550.69 | 4652.0699 | 3 | 1 | 4 | F | NBS_EndSuction | 6 | 5 | 6 | 8 | BranchMin6_BranchMax8 | 6 | 2 | 8 | 16 | HeaderMin8_HeaderMax16 | 16 | 5 | 10
747 | 87 | 050-095-4P-30HP | NBS_050-095_4P_30HP_9.13_SS | 1550.69 | 1550.69 | 4652.0699 | 3 | 1 | 4 | F | NBS_EndSuction | 6 | 5 | 6 | 8 | BranchMin6_BranchMax8 | 8 | 2 | 8 | 16 | HeaderMin8_HeaderMax16 | 8 | 5 | 10 | [11 empty] | INVALID
747 | 87 | 050-095-4P-30HP | NBS_050-095_4P_30HP_9.13_SS | 1550.69 | 1550.69 | 4652.0699 | 3 | 1 | 4 | F | NBS_EndSuction | 6 | 5 | 6 | 8 | BranchMin6_BranchMax8 | 8 | 2 | 8 | 16 | HeaderMin8_HeaderMax16 | 10 | 5 | 10
747 | 87 | 050-095-4P-30HP | NBS_050-095_4P_30HP_9.13_SS | 1550.69 | 1550.69 | 4652.0699 | 3 | 1 | 4 | F | NBS_EndSuction | 6 | 5 | 6 | 8 | BranchMin6_BranchMax8 | 8 | 2 | 8 | 16 | HeaderMin8_HeaderMax16 | 12 | 5 | 10
747 | 87 | 050-095-4P-30HP | NBS_050-095_4P_30HP_9.13_SS | 1550.69 | 1550.69 | 4652.0699 | 3 | 1 | 4 | F | NBS_EndSuction | 6 | 5 | 6 | 8 | BranchMin6_BranchMax8 | 8 | 2 | 8 | 16 | HeaderMin8_HeaderMax16 | 14 | 5 | 10
747 | 87 | 050-095-4P-30HP | NBS_050-095_4P_30HP_9.13_SS | 1550.69 | 1550.69 | 4652.0699 | 3 | 1 | 4 | F | NBS_EndSuction | 6 | 5 | 6 | 8 | BranchMin6_BranchMax8 | 8 | 2 | 8 | 16 | HeaderMin8_HeaderMax16 | 16 | 5 | 10
748 | 88 | 050-110-4P-20HP | NBS_050-110_4P_20HP_8.35_SS | 1352.693 | 1352.693 | 4058.0791 | 3 | 1 | 4 | F | NBS_EndSuction | 6 | 5 | 6 | 8 | BranchMin6_BranchMax8 | 6 | 2 | 8 | 14 | HeaderMin8_HeaderMax14 | 8 | 4 | 8
748 | 88 | 050-110-4P-20HP | NBS_050-110_4P_20HP_8.35_SS | 1352.693 | 1352.693 | 4058.0791 | 3 | 1 | 4 | F | NBS_EndSuction | 6 | 5 | 6 | 8 | BranchMin6_BranchMax8 | 6 | 2 | 8 | 14 | HeaderMin8_HeaderMax14 | 10 | 4 | 8
748 | 88 | 050-110-4P-20HP | NBS_050-110_4P_20HP_8.35_SS | 1352.693 | 1352.693 | 4058.0791 | 3 | 1 | 4 | F | NBS_EndSuction | 6 | 5 | 6 | 8 | BranchMin6_BranchMax8 | 6 | 2 | 8 | 14 | HeaderMin8_HeaderMax14 | 12 | 4 | 8
748 | 88 | 050-110-4P-20HP | NBS_050-110_4P_20HP_8.35_SS | 1352.693 | 1352.693 | 4058.0791 | 3 | 1 | 4 | F | NBS_EndSuction | 6 | 5 | 6 | 8 | BranchMin6_BranchMax8 | 6 | 2 | 8 | 14 | HeaderMin8_HeaderMax14 | 14 | 4 | 8
748 | 88 | 050-110-4P-20HP | NBS_050-110_4P_20HP_8.35_SS | 1352.693 | 1352.693 | 4058.0791 | 3 | 1 | 4 | F | NBS_EndSuction | 6 | 5 | 6 | 8 | BranchMin6_BranchMax8 | 8 | 2 | 8 | 14 | HeaderMin8_HeaderMax14 | 8 | 4 | 8 | [11 empty] | INVALID
748 | 88 | 050-110-4P-20HP | NBS_050-110_4P_20HP_8.35_SS | 1352.693 | 1352.693 | 4058.0791 | 3 | 1 | 4 | F | NBS_EndSuction | 6 | 5 | 6 | 8 | BranchMin6_BranchMax8 | 8 | 2 | 8 | 14 | HeaderMin8_HeaderMax14 | 10 | 4 | 8
748 | 88 | 050-110-4P-20HP | NBS_050-110_4P_20HP_8.35_SS | 1352.693 | 1352.693 | 4058.0791 | 3 | 1 | 4 | F | NBS_EndSuction | 6 | 5 | 6 | 8 | BranchMin6_BranchMax8 | 8 | 2 | 8 | 14 | HeaderMin8_HeaderMax14 | 12 | 4 | 8
748 | 88 | 050-110-4P-20HP | NBS_050-110_4P_20HP_8.35_SS | 1352.693 | 1352.693 | 4058.0791 | 3 | 1 | 4 | F | NBS_EndSuction | 6 | 5 | 6 | 8 | BranchMin6_BranchMax8 | 8 | 2 | 8 | 14 | HeaderMin8_HeaderMax14 | 14 | 4 | 8
749 | 89 | 050-110-4P-25HP | NBS_050-110_4P_25HP_9.06_SS | 1398.703 | 1398.703 | 4196.109 | 3 | 1 | 4 | F | NBS_EndSuction | 6 | 5 | 6 | 8 | BranchMin6_BranchMax8 | 6 | 2 | 8 | 14 | HeaderMin8_HeaderMax14 | 8 | 4 | 8
749 | 89 | 050-110-4P-25HP | NBS_050-110_4P_25HP_9.06_SS | 1398.703 | 1398.703 | 4196.109 | 3 | 1 | 4 | F | NBS_EndSuction | 6 | 5 | 6 | 8 | BranchMin6_BranchMax8 | 6 | 2 | 8 | 14 | HeaderMin8_HeaderMax14 | 10 | 4 | 8
749 | 89 | 050-110-4P-25HP | NBS_050-110_4P_25HP_9.06_SS | 1398.703 | 1398.703 | 4196.109 | 3 | 1 | 4 | F | NBS_EndSuction | 6 | 5 | 6 | 8 | BranchMin6_BranchMax8 | 6 | 2 | 8 | 14 | HeaderMin8_HeaderMax14 | 12 | 4 | 8
749 | 89 | 050-110-4P-25HP | NBS_050-110_4P_25HP_9.06_SS | 1398.703 | 1398.703 | 4196.109 | 3 | 1 | 4 | F | NBS_EndSuction | 6 | 5 | 6 | 8 | BranchMin6_BranchMax8 | 6 | 2 | 8 | 14 | HeaderMin8_HeaderMax14 | 14 | 4 | 8
749 | 89 | 050-110-4P-25HP | NBS_050-110_4P_25HP_9.06_SS | 1398.703 | 1398.703 | 4196.109 | 3 | 1 | 4 | F | NBS_EndSuction | 6 | 5 | 6 | 8 | BranchMin6_BranchMax8 | 8 | 2 | 8 | 14 | HeaderMin8_HeaderMax14 | 8 | 4 | 8 | [11 empty] | INVALID
749 | 89 | 050-110-4P-25HP | NBS_050-110_4P_25HP_9.06_SS | 1398.703 | 1398.703 | 4196.109 | 3 | 1 | 4 | F | NBS_EndSuction | 6 | 5 | 6 | 8 | BranchMin6_BranchMax8 | 8 | 2 | 8 | 14 | HeaderMin8_HeaderMax14 | 10 | 4 | 8
749 | 89 | 050-110-4P-25HP | NBS_050-110_4P_25HP_9.06_SS | 1398.703 | 1398.703 | 4196.109 | 3 | 1 | 4 | F | NBS_EndSuction | 6 | 5 | 6 | 8 | BranchMin6_BranchMax8 | 8 | 2 | 8 | 14 | HeaderMin8_HeaderMax14 | 12 | 4 | 8
749 | 89 | 050-110-4P-25HP | NBS_050-110_4P_25HP_9.06_SS | 1398.703 | 1398.703 | 4196.109 | 3 | 1 | 4 | F | NBS_EndSuction | 6 | 5 | 6 | 8 | BranchMin6_BranchMax8 | 8 | 2 | 8 | 14 | HeaderMin8_HeaderMax14 | 14 | 4 | 8
750 | 90 | 050-110-4P-30HP | NBS_050-110_4P_30HP_9.61_SS | 1508.9068 | 1508.9068 | 4526.7203 | 3 | 1 | 4 | F | NBS_EndSuction | 6 | 5 | 6 | 8 | BranchMin6_BranchMax8 | 6 | 2 | 8 | 16 | HeaderMin8_HeaderMax16 | 8 | 5 | 10
750 | 90 | 050-110-4P-30HP | NBS_050-110_4P_30HP_9.61_SS | 1508.9068 | 1508.9068 | 4526.7203 | 3 | 1 | 4 | F | NBS_EndSuction | 6 | 5 | 6 | 8 | BranchMin6_BranchMax8 | 6 | 2 | 8 | 16 | HeaderMin8_HeaderMax16 | 10 | 5 | 10
750 | 90 | 050-110-4P-30HP | NBS_050-110_4P_30HP_9.61_SS | 1508.9068 | 1508.9068 | 4526.7203 | 3 | 1 | 4 | F | NBS_EndSuction | 6 | 5 | 6 | 8 | BranchMin6_BranchMax8 | 6 | 2 | 8 | 16 | HeaderMin8_HeaderMax16 | 12 | 5 | 10
750 | 90 | 050-110-4P-30HP | NBS_050-110_4P_30HP_9.61_SS | 1508.9068 | 1508.9068 | 4526.7203 | 3 | 1 | 4 | F | NBS_EndSuction | 6 | 5 | 6 | 8 | BranchMin6_BranchMax8 | 6 | 2 | 8 | 16 | HeaderMin8_HeaderMax16 | 14 | 5 | 10
750 | 90 | 050-110-4P-30HP | NBS_050-110_4P_30HP_9.61_SS | 1508.9068 | 1508.9068 | 4526.7203 | 3 | 1 | 4 | F | NBS_EndSuction | 6 | 5 | 6 | 8 | BranchMin6_BranchMax8 | 6 | 2 | 8 | 16 | HeaderMin8_HeaderMax16 | 16 | 5 | 10
750 | 90 | 050-110-4P-30HP | NBS_050-110_4P_30HP_9.61_SS | 1508.9068 | 1508.9068 | 4526.7203 | 3 | 1 | 4 | F | NBS_EndSuction | 6 | 5 | 6 | 8 | BranchMin6_BranchMax8 | 8 | 2 | 8 | 16 | HeaderMin8_HeaderMax16 | 8 | 5 | 10 | [11 empty] | INVALID
750 | 90 | 050-110-4P-30HP | NBS_050-110_4P_30HP_9.61_SS | 1508.9068 | 1508.9068 | 4526.7203 | 3 | 1 | 4 | F | NBS_EndSuction | 6 | 5 | 6 | 8 | BranchMin6_BranchMax8 | 8 | 2 | 8 | 16 | HeaderMin8_HeaderMax16 | 10 | 5 | 10
750 | 90 | 050-110-4P-30HP | NBS_050-110_4P_30HP_9.61_SS | 1508.9068 | 1508.9068 | 4526.7203 | 3 | 1 | 4 | F | NBS_EndSuction | 6 | 5 | 6 | 8 | BranchMin6_BranchMax8 | 8 | 2 | 8 | 16 | HeaderMin8_HeaderMax16 | 12 | 5 | 10
750 | 90 | 050-110-4P-30HP | NBS_050-110_4P_30HP_9.61_SS | 1508.9068 | 1508.9068 | 4526.7203 | 3 | 1 | 4 | F | NBS_EndSuction | 6 | 5 | 6 | 8 | BranchMin6_BranchMax8 | 8 | 2 | 8 | 16 | HeaderMin8_HeaderMax16 | 14 | 5 | 10
750 | 90 | 050-110-4P-30HP | NBS_050-110_4P_30HP_9.61_SS | 1508.9068 | 1508.9068 | 4526.7203 | 3 | 1 | 4 | F | NBS_EndSuction | 6 | 5 | 6 | 8 | BranchMin6_BranchMax8 | 8 | 2 | 8 | 16 | HeaderMin8_HeaderMax16 | 16 | 5 | 10
751 | 91 | 050-110-4P-40HP | NBS_050-110_4P_40HP_10.63_SS | 1674.3665 | 1674.3665 | 5023.0996 | 3 | 1 | 4 | F | NBS_EndSuction | 6 | 5 | 6 | 10 | BranchMin6_BranchMax10 | 6 | 3 | 8 | 16 | HeaderMin8_HeaderMax16 | 8 | 5 | 15
751 | 91 | 050-110-4P-40HP | NBS_050-110_4P_40HP_10.63_SS | 1674.3665 | 1674.3665 | 5023.0996 | 3 | 1 | 4 | F | NBS_EndSuction | 6 | 5 | 6 | 10 | BranchMin6_BranchMax10 | 6 | 3 | 8 | 16 | HeaderMin8_HeaderMax16 | 10 | 5 | 15
751 | 91 | 050-110-4P-40HP | NBS_050-110_4P_40HP_10.63_SS | 1674.3665 | 1674.3665 | 5023.0996 | 3 | 1 | 4 | F | NBS_EndSuction | 6 | 5 | 6 | 10 | BranchMin6_BranchMax10 | 6 | 3 | 8 | 16 | HeaderMin8_HeaderMax16 | 12 | 5 | 15
751 | 91 | 050-110-4P-40HP | NBS_050-110_4P_40HP_10.63_SS | 1674.3665 | 1674.3665 | 5023.0996 | 3 | 1 | 4 | F | NBS_EndSuction | 6 | 5 | 6 | 10 | BranchMin6_BranchMax10 | 6 | 3 | 8 | 16 | HeaderMin8_HeaderMax16 | 14 | 5 | 15
751 | 91 | 050-110-4P-40HP | NBS_050-110_4P_40HP_10.63_SS | 1674.3665 | 1674.3665 | 5023.0996 | 3 | 1 | 4 | F | NBS_EndSuction | 6 | 5 | 6 | 10 | BranchMin6_BranchMax10 | 6 | 3 | 8 | 16 | HeaderMin8_HeaderMax16 | 16 | 5 | 15
751 | 91 | 050-110-4P-40HP | NBS_050-110_4P_40HP_10.63_SS | 1674.3665 | 1674.3665 | 5023.0996 | 3 | 1 | 4 | F | NBS_EndSuction | 6 | 5 | 6 | 10 | BranchMin6_BranchMax10 | 8 | 3 | 8 | 16 | HeaderMin8_HeaderMax16 | 8 | 5 | 15 | [11 empty] | INVALID
751 | 91 | 050-110-4P-40HP | NBS_050-110_4P_40HP_10.63_SS | 1674.3665 | 1674.3665 | 5023.0996 | 3 | 1 | 4 | F | NBS_EndSuction | 6 | 5 | 6 | 10 | BranchMin6_BranchMax10 | 8 | 3 | 8 | 16 | HeaderMin8_HeaderMax16 | 10 | 5 | 15
751 | 91 | 050-110-4P-40HP | NBS_050-110_4P_40HP_10.63_SS | 1674.3665 | 1674.3665 | 5023.0996 | 3 | 1 | 4 | F | NBS_EndSuction | 6 | 5 | 6 | 10 | BranchMin6_BranchMax10 | 8 | 3 | 8 | 16 | HeaderMin8_HeaderMax16 | 12 | 5 | 15
751 | 91 | 050-110-4P-40HP | NBS_050-110_4P_40HP_10.63_SS | 1674.3665 | 1674.3665 | 5023.0996 | 3 | 1 | 4 | F | NBS_EndSuction | 6 | 5 | 6 | 10 | BranchMin6_BranchMax10 | 8 | 3 | 8 | 16 | HeaderMin8_HeaderMax16 | 14 | 5 | 15
751 | 91 | 050-110-4P-40HP | NBS_050-110_4P_40HP_10.63_SS | 1674.3665 | 1674.3665 | 5023.0996 | 3 | 1 | 4 | F | NBS_EndSuction | 6 | 5 | 6 | 10 | BranchMin6_BranchMax10 | 8 | 3 | 8 | 16 | HeaderMin8_HeaderMax16 | 16 | 5 | 15
751 | 91 | 050-110-4P-40HP | NBS_050-110_4P_40HP_10.63_SS | 1674.3665 | 1674.3665 | 5023.0996 | 3 | 1 | 4 | F | NBS_EndSuction | 6 | 5 | 6 | 10 | BranchMin6_BranchMax10 | 10 | 3 | 8 | 16 | HeaderMin8_HeaderMax16 | 8 | 5 | 15 | [11 empty] | INVALID
751 | 91 | 050-110-4P-40HP | NBS_050-110_4P_40HP_10.63_SS | 1674.3665 | 1674.3665 | 5023.0996 | 3 | 1 | 4 | F | NBS_EndSuction | 6 | 5 | 6 | 10 | BranchMin6_BranchMax10 | 10 | 3 | 8 | 16 | HeaderMin8_HeaderMax16 | 10 | 5 | 15 | [11 empty] | INVALID
751 | 91 | 050-110-4P-40HP | NBS_050-110_4P_40HP_10.63_SS | 1674.3665 | 1674.3665 | 5023.0996 | 3 | 1 | 4 | F | NBS_EndSuction | 6 | 5 | 6 | 10 | BranchMin6_BranchMax10 | 10 | 3 | 8 | 16 | HeaderMin8_HeaderMax16 | 12 | 5 | 15
751 | 91 | 050-110-4P-40HP | NBS_050-110_4P_40HP_10.63_SS | 1674.3665 | 1674.3665 | 5023.0996 | 3 | 1 | 4 | F | NBS_EndSuction | 6 | 5 | 6 | 10 | BranchMin6_BranchMax10 | 10 | 3 | 8 | 16 | HeaderMin8_HeaderMax16 | 14 | 5 | 15
751 | 91 | 050-110-4P-40HP | NBS_050-110_4P_40HP_10.63_SS | 1674.3665 | 1674.3665 | 5023.0996 | 3 | 1 | 4 | F | NBS_EndSuction | 6 | 5 | 6 | 10 | BranchMin6_BranchMax10 | 10 | 3 | 8 | 16 | HeaderMin8_HeaderMax16 | 16 | 5 | 15
752 | 92 | 050-135-4P-25HP | NBS_050-135_4P_25HP_8.86_SS | 1200.4144 | 1200.4144 | 3601.2433 | 3 | 1 | 4 | F | NBS_EndSuction | 6 | 5 | 6 | 8 | BranchMin6_BranchMax8 | 6 | 2 | 8 | 14 | HeaderMin8_HeaderMax14 | 8 | 4 | 8
752 | 92 | 050-135-4P-25HP | NBS_050-135_4P_25HP_8.86_SS | 1200.4144 | 1200.4144 | 3601.2433 | 3 | 1 | 4 | F | NBS_EndSuction | 6 | 5 | 6 | 8 | BranchMin6_BranchMax8 | 6 | 2 | 8 | 14 | HeaderMin8_HeaderMax14 | 10 | 4 | 8
752 | 92 | 050-135-4P-25HP | NBS_050-135_4P_25HP_8.86_SS | 1200.4144 | 1200.4144 | 3601.2433 | 3 | 1 | 4 | F | NBS_EndSuction | 6 | 5 | 6 | 8 | BranchMin6_BranchMax8 | 6 | 2 | 8 | 14 | HeaderMin8_HeaderMax14 | 12 | 4 | 8
752 | 92 | 050-135-4P-25HP | NBS_050-135_4P_25HP_8.86_SS | 1200.4144 | 1200.4144 | 3601.2433 | 3 | 1 | 4 | F | NBS_EndSuction | 6 | 5 | 6 | 8 | BranchMin6_BranchMax8 | 6 | 2 | 8 | 14 | HeaderMin8_HeaderMax14 | 14 | 4 | 8
752 | 92 | 050-135-4P-25HP | NBS_050-135_4P_25HP_8.86_SS | 1200.4144 | 1200.4144 | 3601.2433 | 3 | 1 | 4 | F | NBS_EndSuction | 6 | 5 | 6 | 8 | BranchMin6_BranchMax8 | 8 | 2 | 8 | 14 | HeaderMin8_HeaderMax14 | 8 | 4 | 8 | [11 empty] | INVALID
752 | 92 | 050-135-4P-25HP | NBS_050-135_4P_25HP_8.86_SS | 1200.4144 | 1200.4144 | 3601.2433 | 3 | 1 | 4 | F | NBS_EndSuction | 6 | 5 | 6 | 8 | BranchMin6_BranchMax8 | 8 | 2 | 8 | 14 | HeaderMin8_HeaderMax14 | 10 | 4 | 8
752 | 92 | 050-135-4P-25HP | NBS_050-135_4P_25HP_8.86_SS | 1200.4144 | 1200.4144 | 3601.2433 | 3 | 1 | 4 | F | NBS_EndSuction | 6 | 5 | 6 | 8 | BranchMin6_BranchMax8 | 8 | 2 | 8 | 14 | HeaderMin8_HeaderMax14 | 12 | 4 | 8
752 | 92 | 050-135-4P-25HP | NBS_050-135_4P_25HP_8.86_SS | 1200.4144 | 1200.4144 | 3601.2433 | 3 | 1 | 4 | F | NBS_EndSuction | 6 | 5 | 6 | 8 | BranchMin6_BranchMax8 | 8 | 2 | 8 | 14 | HeaderMin8_HeaderMax14 | 14 | 4 | 8
753 | 93 | 050-135-4P-30HP | NBS_050-135_4P_30HP_9.49_SS | 1283.8269 | 1283.8269 | 3851.4807 | 3 | 1 | 4 | F | NBS_EndSuction | 6 | 5 | 6 | 8 | BranchMin6_BranchMax8 | 6 | 2 | 8 | 14 | HeaderMin8_HeaderMax14 | 8 | 4 | 8
753 | 93 | 050-135-4P-30HP | NBS_050-135_4P_30HP_9.49_SS | 1283.8269 | 1283.8269 | 3851.4807 | 3 | 1 | 4 | F | NBS_EndSuction | 6 | 5 | 6 | 8 | BranchMin6_BranchMax8 | 6 | 2 | 8 | 14 | HeaderMin8_HeaderMax14 | 10 | 4 | 8
753 | 93 | 050-135-4P-30HP | NBS_050-135_4P_30HP_9.49_SS | 1283.8269 | 1283.8269 | 3851.4807 | 3 | 1 | 4 | F | NBS_EndSuction | 6 | 5 | 6 | 8 | BranchMin6_BranchMax8 | 6 | 2 | 8 | 14 | HeaderMin8_HeaderMax14 | 12 | 4 | 8
753 | 93 | 050-135-4P-30HP | NBS_050-135_4P_30HP_9.49_SS | 1283.8269 | 1283.8269 | 3851.4807 | 3 | 1 | 4 | F | NBS_EndSuction | 6 | 5 | 6 | 8 | BranchMin6_BranchMax8 | 6 | 2 | 8 | 14 | HeaderMin8_HeaderMax14 | 14 | 4 | 8
753 | 93 | 050-135-4P-30HP | NBS_050-135_4P_30HP_9.49_SS | 1283.8269 | 1283.8269 | 3851.4807 | 3 | 1 | 4 | F | NBS_EndSuction | 6 | 5 | 6 | 8 | BranchMin6_BranchMax8 | 8 | 2 | 8 | 14 | HeaderMin8_HeaderMax14 | 8 | 4 | 8 | [11 empty] | INVALID
753 | 93 | 050-135-4P-30HP | NBS_050-135_4P_30HP_9.49_SS | 1283.8269 | 1283.8269 | 3851.4807 | 3 | 1 | 4 | F | NBS_EndSuction | 6 | 5 | 6 | 8 | BranchMin6_BranchMax8 | 8 | 2 | 8 | 14 | HeaderMin8_HeaderMax14 | 10 | 4 | 8
753 | 93 | 050-135-4P-30HP | NBS_050-135_4P_30HP_9.49_SS | 1283.8269 | 1283.8269 | 3851.4807 | 3 | 1 | 4 | F | NBS_EndSuction | 6 | 5 | 6 | 8 | BranchMin6_BranchMax8 | 8 | 2 | 8 | 14 | HeaderMin8_HeaderMax14 | 12 | 4 | 8
753 | 93 | 050-135-4P-30HP | NBS_050-135_4P_30HP_9.49_SS | 1283.8269 | 1283.8269 | 3851.4807 | 3 | 1 | 4 | F | NBS_EndSuction | 6 | 5 | 6 | 8 | BranchMin6_BranchMax8 | 8 | 2 | 8 | 14 | HeaderMin8_HeaderMax14 | 14 | 4 | 8
754 | 94 | 050-135-4P-40HP | NBS_050-135_4P_40HP_10.59_SS | 1416.7849 | 1416.7849 | 4250.3547 | 3 | 1 | 4 | F | NBS_EndSuction | 6 | 5 | 6 | 8 | BranchMin6_BranchMax8 | 6 | 2 | 8 | 16 | HeaderMin8_HeaderMax16 | 8 | 5 | 10
754 | 94 | 050-135-4P-40HP | NBS_050-135_4P_40HP_10.59_SS | 1416.7849 | 1416.7849 | 4250.3547 | 3 | 1 | 4 | F | NBS_EndSuction | 6 | 5 | 6 | 8 | BranchMin6_BranchMax8 | 6 | 2 | 8 | 16 | HeaderMin8_HeaderMax16 | 10 | 5 | 10
754 | 94 | 050-135-4P-40HP | NBS_050-135_4P_40HP_10.59_SS | 1416.7849 | 1416.7849 | 4250.3547 | 3 | 1 | 4 | F | NBS_EndSuction | 6 | 5 | 6 | 8 | BranchMin6_BranchMax8 | 6 | 2 | 8 | 16 | HeaderMin8_HeaderMax16 | 12 | 5 | 10
754 | 94 | 050-135-4P-40HP | NBS_050-135_4P_40HP_10.59_SS | 1416.7849 | 1416.7849 | 4250.3547 | 3 | 1 | 4 | F | NBS_EndSuction | 6 | 5 | 6 | 8 | BranchMin6_BranchMax8 | 6 | 2 | 8 | 16 | HeaderMin8_HeaderMax16 | 14 | 5 | 10
754 | 94 | 050-135-4P-40HP | NBS_050-135_4P_40HP_10.59_SS | 1416.7849 | 1416.7849 | 4250.3547 | 3 | 1 | 4 | F | NBS_EndSuction | 6 | 5 | 6 | 8 | BranchMin6_BranchMax8 | 6 | 2 | 8 | 16 | HeaderMin8_HeaderMax16 | 16 | 5 | 10
754 | 94 | 050-135-4P-40HP | NBS_050-135_4P_40HP_10.59_SS | 1416.7849 | 1416.7849 | 4250.3547 | 3 | 1 | 4 | F | NBS_EndSuction | 6 | 5 | 6 | 8 | BranchMin6_BranchMax8 | 8 | 2 | 8 | 16 | HeaderMin8_HeaderMax16 | 8 | 5 | 10 | [11 empty] | INVALID
754 | 94 | 050-135-4P-40HP | NBS_050-135_4P_40HP_10.59_SS | 1416.7849 | 1416.7849 | 4250.3547 | 3 | 1 | 4 | F | NBS_EndSuction | 6 | 5 | 6 | 8 | BranchMin6_BranchMax8 | 8 | 2 | 8 | 16 | HeaderMin8_HeaderMax16 | 10 | 5 | 10
754 | 94 | 050-135-4P-40HP | NBS_050-135_4P_40HP_10.59_SS | 1416.7849 | 1416.7849 | 4250.3547 | 3 | 1 | 4 | F | NBS_EndSuction | 6 | 5 | 6 | 8 | BranchMin6_BranchMax8 | 8 | 2 | 8 | 16 | HeaderMin8_HeaderMax16 | 12 | 5 | 10
754 | 94 | 050-135-4P-40HP | NBS_050-135_4P_40HP_10.59_SS | 1416.7849 | 1416.7849 | 4250.3547 | 3 | 1 | 4 | F | NBS_EndSuction | 6 | 5 | 6 | 8 | BranchMin6_BranchMax8 | 8 | 2 | 8 | 16 | HeaderMin8_HeaderMax16 | 14 | 5 | 10
754 | 94 | 050-135-4P-40HP | NBS_050-135_4P_40HP_10.59_SS | 1416.7849 | 1416.7849 | 4250.3547 | 3 | 1 | 4 | F | NBS_EndSuction | 6 | 5 | 6 | 8 | BranchMin6_BranchMax8 | 8 | 2 | 8 | 16 | HeaderMin8_HeaderMax16 | 16 | 5 | 10
755 | 95 | 050-135-4P-50HP | NBS_050-135_4P_50HP_11.30_SS | 1508.8665 | 1508.8665 | 4526.5994 | 3 | 1 | 4 | F | NBS_EndSuction | 6 | 5 | 6 | 8 | BranchMin6_BranchMax8 | 6 | 2 | 8 | 16 | HeaderMin8_HeaderMax16 | 8 | 5 | 10
755 | 95 | 050-135-4P-50HP | NBS_050-135_4P_50HP_11.30_SS | 1508.8665 | 1508.8665 | 4526.5994 | 3 | 1 | 4 | F | NBS_EndSuction | 6 | 5 | 6 | 8 | BranchMin6_BranchMax8 | 6 | 2 | 8 | 16 | HeaderMin8_HeaderMax16 | 10 | 5 | 10
755 | 95 | 050-135-4P-50HP | NBS_050-135_4P_50HP_11.30_SS | 1508.8665 | 1508.8665 | 4526.5994 | 3 | 1 | 4 | F | NBS_EndSuction | 6 | 5 | 6 | 8 | BranchMin6_BranchMax8 | 6 | 2 | 8 | 16 | HeaderMin8_HeaderMax16 | 12 | 5 | 10
755 | 95 | 050-135-4P-50HP | NBS_050-135_4P_50HP_11.30_SS | 1508.8665 | 1508.8665 | 4526.5994 | 3 | 1 | 4 | F | NBS_EndSuction | 6 | 5 | 6 | 8 | BranchMin6_BranchMax8 | 6 | 2 | 8 | 16 | HeaderMin8_HeaderMax16 | 14 | 5 | 10
755 | 95 | 050-135-4P-50HP | NBS_050-135_4P_50HP_11.30_SS | 1508.8665 | 1508.8665 | 4526.5994 | 3 | 1 | 4 | F | NBS_EndSuction | 6 | 5 | 6 | 8 | BranchMin6_BranchMax8 | 6 | 2 | 8 | 16 | HeaderMin8_HeaderMax16 | 16 | 5 | 10
755 | 95 | 050-135-4P-50HP | NBS_050-135_4P_50HP_11.30_SS | 1508.8665 | 1508.8665 | 4526.5994 | 3 | 1 | 4 | F | NBS_EndSuction | 6 | 5 | 6 | 8 | BranchMin6_BranchMax8 | 8 | 2 | 8 | 16 | HeaderMin8_HeaderMax16 | 8 | 5 | 10 | [11 empty] | INVALID
755 | 95 | 050-135-4P-50HP | NBS_050-135_4P_50HP_11.30_SS | 1508.8665 | 1508.8665 | 4526.5994 | 3 | 1 | 4 | F | NBS_EndSuction | 6 | 5 | 6 | 8 | BranchMin6_BranchMax8 | 8 | 2 | 8 | 16 | HeaderMin8_HeaderMax16 | 10 | 5 | 10
755 | 95 | 050-135-4P-50HP | NBS_050-135_4P_50HP_11.30_SS | 1508.8665 | 1508.8665 | 4526.5994 | 3 | 1 | 4 | F | NBS_EndSuction | 6 | 5 | 6 | 8 | BranchMin6_BranchMax8 | 8 | 2 | 8 | 16 | HeaderMin8_HeaderMax16 | 12 | 5 | 10
755 | 95 | 050-135-4P-50HP | NBS_050-135_4P_50HP_11.30_SS | 1508.8665 | 1508.8665 | 4526.5994 | 3 | 1 | 4 | F | NBS_EndSuction | 6 | 5 | 6 | 8 | BranchMin6_BranchMax8 | 8 | 2 | 8 | 16 | HeaderMin8_HeaderMax16 | 14 | 5 | 10
755 | 95 | 050-135-4P-50HP | NBS_050-135_4P_50HP_11.30_SS | 1508.8665 | 1508.8665 | 4526.5994 | 3 | 1 | 4 | F | NBS_EndSuction | 6 | 5 | 6 | 8 | BranchMin6_BranchMax8 | 8 | 2 | 8 | 16 | HeaderMin8_HeaderMax16 | 16 | 5 | 10
756 | 96 | 050-135-4P-60HP | NBS_050-135_4P_60HP_12.01_SS | 1598.8017 | 1598.8017 | 4796.4052 | 3 | 1 | 4 | F | NBS_EndSuction | 6 | 5 | 6 | 8 | BranchMin6_BranchMax8 | 6 | 2 | 8 | 16 | HeaderMin8_HeaderMax16 | 8 | 5 | 10
756 | 96 | 050-135-4P-60HP | NBS_050-135_4P_60HP_12.01_SS | 1598.8017 | 1598.8017 | 4796.4052 | 3 | 1 | 4 | F | NBS_EndSuction | 6 | 5 | 6 | 8 | BranchMin6_BranchMax8 | 6 | 2 | 8 | 16 | HeaderMin8_HeaderMax16 | 10 | 5 | 10
756 | 96 | 050-135-4P-60HP | NBS_050-135_4P_60HP_12.01_SS | 1598.8017 | 1598.8017 | 4796.4052 | 3 | 1 | 4 | F | NBS_EndSuction | 6 | 5 | 6 | 8 | BranchMin6_BranchMax8 | 6 | 2 | 8 | 16 | HeaderMin8_HeaderMax16 | 12 | 5 | 10
756 | 96 | 050-135-4P-60HP | NBS_050-135_4P_60HP_12.01_SS | 1598.8017 | 1598.8017 | 4796.4052 | 3 | 1 | 4 | F | NBS_EndSuction | 6 | 5 | 6 | 8 | BranchMin6_BranchMax8 | 6 | 2 | 8 | 16 | HeaderMin8_HeaderMax16 | 14 | 5 | 10
756 | 96 | 050-135-4P-60HP | NBS_050-135_4P_60HP_12.01_SS | 1598.8017 | 1598.8017 | 4796.4052 | 3 | 1 | 4 | F | NBS_EndSuction | 6 | 5 | 6 | 8 | BranchMin6_BranchMax8 | 6 | 2 | 8 | 16 | HeaderMin8_HeaderMax16 | 16 | 5 | 10
756 | 96 | 050-135-4P-60HP | NBS_050-135_4P_60HP_12.01_SS | 1598.8017 | 1598.8017 | 4796.4052 | 3 | 1 | 4 | F | NBS_EndSuction | 6 | 5 | 6 | 8 | BranchMin6_BranchMax8 | 8 | 2 | 8 | 16 | HeaderMin8_HeaderMax16 | 8 | 5 | 10 | [11 empty] | INVALID
756 | 96 | 050-135-4P-60HP | NBS_050-135_4P_60HP_12.01_SS | 1598.8017 | 1598.8017 | 4796.4052 | 3 | 1 | 4 | F | NBS_EndSuction | 6 | 5 | 6 | 8 | BranchMin6_BranchMax8 | 8 | 2 | 8 | 16 | HeaderMin8_HeaderMax16 | 10 | 5 | 10
756 | 96 | 050-135-4P-60HP | NBS_050-135_4P_60HP_12.01_SS | 1598.8017 | 1598.8017 | 4796.4052 | 3 | 1 | 4 | F | NBS_EndSuction | 6 | 5 | 6 | 8 | BranchMin6_BranchMax8 | 8 | 2 | 8 | 16 | HeaderMin8_HeaderMax16 | 12 | 5 | 10
756 | 96 | 050-135-4P-60HP | NBS_050-135_4P_60HP_12.01_SS | 1598.8017 | 1598.8017 | 4796.4052 | 3 | 1 | 4 | F | NBS_EndSuction | 6 | 5 | 6 | 8 | BranchMin6_BranchMax8 | 8 | 2 | 8 | 16 | HeaderMin8_HeaderMax16 | 14 | 5 | 10
756 | 96 | 050-135-4P-60HP | NBS_050-135_4P_60HP_12.01_SS | 1598.8017 | 1598.8017 | 4796.4052 | 3 | 1 | 4 | F | NBS_EndSuction | 6 | 5 | 6 | 8 | BranchMin6_BranchMax8 | 8 | 2 | 8 | 16 | HeaderMin8_HeaderMax16 | 16 | 5 | 10
757 | 97 | 050-135-4P-75HP | NBS_050-135_4P_75HP_13.03_SS | 1689.4197 | 1689.4197 | 5068.259 | 3 | 1 | 4 | F | NBS_EndSuction | 6 | 5 | 6 | 10 | BranchMin6_BranchMax10 | 6 | 3 | 8 | 16 | HeaderMin8_HeaderMax16 | 8 | 5 | 15
757 | 97 | 050-135-4P-75HP | NBS_050-135_4P_75HP_13.03_SS | 1689.4197 | 1689.4197 | 5068.259 | 3 | 1 | 4 | F | NBS_EndSuction | 6 | 5 | 6 | 10 | BranchMin6_BranchMax10 | 6 | 3 | 8 | 16 | HeaderMin8_HeaderMax16 | 10 | 5 | 15
757 | 97 | 050-135-4P-75HP | NBS_050-135_4P_75HP_13.03_SS | 1689.4197 | 1689.4197 | 5068.259 | 3 | 1 | 4 | F | NBS_EndSuction | 6 | 5 | 6 | 10 | BranchMin6_BranchMax10 | 6 | 3 | 8 | 16 | HeaderMin8_HeaderMax16 | 12 | 5 | 15
757 | 97 | 050-135-4P-75HP | NBS_050-135_4P_75HP_13.03_SS | 1689.4197 | 1689.4197 | 5068.259 | 3 | 1 | 4 | F | NBS_EndSuction | 6 | 5 | 6 | 10 | BranchMin6_BranchMax10 | 6 | 3 | 8 | 16 | HeaderMin8_HeaderMax16 | 14 | 5 | 15
757 | 97 | 050-135-4P-75HP | NBS_050-135_4P_75HP_13.03_SS | 1689.4197 | 1689.4197 | 5068.259 | 3 | 1 | 4 | F | NBS_EndSuction | 6 | 5 | 6 | 10 | BranchMin6_BranchMax10 | 6 | 3 | 8 | 16 | HeaderMin8_HeaderMax16 | 16 | 5 | 15
757 | 97 | 050-135-4P-75HP | NBS_050-135_4P_75HP_13.03_SS | 1689.4197 | 1689.4197 | 5068.259 | 3 | 1 | 4 | F | NBS_EndSuction | 6 | 5 | 6 | 10 | BranchMin6_BranchMax10 | 8 | 3 | 8 | 16 | HeaderMin8_HeaderMax16 | 8 | 5 | 15 | [11 empty] | INVALID
757 | 97 | 050-135-4P-75HP | NBS_050-135_4P_75HP_13.03_SS | 1689.4197 | 1689.4197 | 5068.259 | 3 | 1 | 4 | F | NBS_EndSuction | 6 | 5 | 6 | 10 | BranchMin6_BranchMax10 | 8 | 3 | 8 | 16 | HeaderMin8_HeaderMax16 | 10 | 5 | 15
757 | 97 | 050-135-4P-75HP | NBS_050-135_4P_75HP_13.03_SS | 1689.4197 | 1689.4197 | 5068.259 | 3 | 1 | 4 | F | NBS_EndSuction | 6 | 5 | 6 | 10 | BranchMin6_BranchMax10 | 8 | 3 | 8 | 16 | HeaderMin8_HeaderMax16 | 12 | 5 | 15
757 | 97 | 050-135-4P-75HP | NBS_050-135_4P_75HP_13.03_SS | 1689.4197 | 1689.4197 | 5068.259 | 3 | 1 | 4 | F | NBS_EndSuction | 6 | 5 | 6 | 10 | BranchMin6_BranchMax10 | 8 | 3 | 8 | 16 | HeaderMin8_HeaderMax16 | 14 | 5 | 15
757 | 97 | 050-135-4P-75HP | NBS_050-135_4P_75HP_13.03_SS | 1689.4197 | 1689.4197 | 5068.259 | 3 | 1 | 4 | F | NBS_EndSuction | 6 | 5 | 6 | 10 | BranchMin6_BranchMax10 | 8 | 3 | 8 | 16 | HeaderMin8_HeaderMax16 | 16 | 5 | 15
757 | 97 | 050-135-4P-75HP | NBS_050-135_4P_75HP_13.03_SS | 1689.4197 | 1689.4197 | 5068.259 | 3 | 1 | 4 | F | NBS_EndSuction | 6 | 5 | 6 | 10 | BranchMin6_BranchMax10 | 10 | 3 | 8 | 16 | HeaderMin8_HeaderMax16 | 8 | 5 | 15 | [11 empty] | INVALID
757 | 97 | 050-135-4P-75HP | NBS_050-135_4P_75HP_13.03_SS | 1689.4197 | 1689.4197 | 5068.259 | 3 | 1 | 4 | F | NBS_EndSuction | 6 | 5 | 6 | 10 | BranchMin6_BranchMax10 | 10 | 3 | 8 | 16 | HeaderMin8_HeaderMax16 | 10 | 5 | 15 | [11 empty] | INVALID
757 | 97 | 050-135-4P-75HP | NBS_050-135_4P_75HP_13.03_SS | 1689.4197 | 1689.4197 | 5068.259 | 3 | 1 | 4 | F | NBS_EndSuction | 6 | 5 | 6 | 10 | BranchMin6_BranchMax10 | 10 | 3 | 8 | 16 | HeaderMin8_HeaderMax16 | 12 | 5 | 15
757 | 97 | 050-135-4P-75HP | NBS_050-135_4P_75HP_13.03_SS | 1689.4197 | 1689.4197 | 5068.259 | 3 | 1 | 4 | F | NBS_EndSuction | 6 | 5 | 6 | 10 | BranchMin6_BranchMax10 | 10 | 3 | 8 | 16 | HeaderMin8_HeaderMax16 | 14 | 5 | 15
757 | 97 | 050-135-4P-75HP | NBS_050-135_4P_75HP_13.03_SS | 1689.4197 | 1689.4197 | 5068.259 | 3 | 1 | 4 | F | NBS_EndSuction | 6 | 5 | 6 | 10 | BranchMin6_BranchMax10 | 10 | 3 | 8 | 16 | HeaderMin8_HeaderMax16 | 16 | 5 | 15
758 | 98 | 050-150-4P-75HP | NBS_050-150_4P_75HP_11.73_SS | 2092.9884 | 2092.9884 | 6278.9651 | 3 | 1 | 4 | F | NBS_EndSuction | 6 | 5 | 6 | 10 | BranchMin6_BranchMax10 | 6 | 3 | 8 | 18 | HeaderMin8_HeaderMax18 | 8 | 6 | 18
758 | 98 | 050-150-4P-75HP | NBS_050-150_4P_75HP_11.73_SS | 2092.9884 | 2092.9884 | 6278.9651 | 3 | 1 | 4 | F | NBS_EndSuction | 6 | 5 | 6 | 10 | BranchMin6_BranchMax10 | 6 | 3 | 8 | 18 | HeaderMin8_HeaderMax18 | 10 | 6 | 18
758 | 98 | 050-150-4P-75HP | NBS_050-150_4P_75HP_11.73_SS | 2092.9884 | 2092.9884 | 6278.9651 | 3 | 1 | 4 | F | NBS_EndSuction | 6 | 5 | 6 | 10 | BranchMin6_BranchMax10 | 6 | 3 | 8 | 18 | HeaderMin8_HeaderMax18 | 12 | 6 | 18
758 | 98 | 050-150-4P-75HP | NBS_050-150_4P_75HP_11.73_SS | 2092.9884 | 2092.9884 | 6278.9651 | 3 | 1 | 4 | F | NBS_EndSuction | 6 | 5 | 6 | 10 | BranchMin6_BranchMax10 | 6 | 3 | 8 | 18 | HeaderMin8_HeaderMax18 | 14 | 6 | 18
758 | 98 | 050-150-4P-75HP | NBS_050-150_4P_75HP_11.73_SS | 2092.9884 | 2092.9884 | 6278.9651 | 3 | 1 | 4 | F | NBS_EndSuction | 6 | 5 | 6 | 10 | BranchMin6_BranchMax10 | 6 | 3 | 8 | 18 | HeaderMin8_HeaderMax18 | 16 | 6 | 18
758 | 98 | 050-150-4P-75HP | NBS_050-150_4P_75HP_11.73_SS | 2092.9884 | 2092.9884 | 6278.9651 | 3 | 1 | 4 | F | NBS_EndSuction | 6 | 5 | 6 | 10 | BranchMin6_BranchMax10 | 6 | 3 | 8 | 18 | HeaderMin8_HeaderMax18 | 18 | 6 | 18
758 | 98 | 050-150-4P-75HP | NBS_050-150_4P_75HP_11.73_SS | 2092.9884 | 2092.9884 | 6278.9651 | 3 | 1 | 4 | F | NBS_EndSuction | 6 | 5 | 6 | 10 | BranchMin6_BranchMax10 | 8 | 3 | 8 | 18 | HeaderMin8_HeaderMax18 | 8 | 6 | 18 | [11 empty] | INVALID
758 | 98 | 050-150-4P-75HP | NBS_050-150_4P_75HP_11.73_SS | 2092.9884 | 2092.9884 | 6278.9651 | 3 | 1 | 4 | F | NBS_EndSuction | 6 | 5 | 6 | 10 | BranchMin6_BranchMax10 | 8 | 3 | 8 | 18 | HeaderMin8_HeaderMax18 | 10 | 6 | 18
758 | 98 | 050-150-4P-75HP | NBS_050-150_4P_75HP_11.73_SS | 2092.9884 | 2092.9884 | 6278.9651 | 3 | 1 | 4 | F | NBS_EndSuction | 6 | 5 | 6 | 10 | BranchMin6_BranchMax10 | 8 | 3 | 8 | 18 | HeaderMin8_HeaderMax18 | 12 | 6 | 18
758 | 98 | 050-150-4P-75HP | NBS_050-150_4P_75HP_11.73_SS | 2092.9884 | 2092.9884 | 6278.9651 | 3 | 1 | 4 | F | NBS_EndSuction | 6 | 5 | 6 | 10 | BranchMin6_BranchMax10 | 8 | 3 | 8 | 18 | HeaderMin8_HeaderMax18 | 14 | 6 | 18
758 | 98 | 050-150-4P-75HP | NBS_050-150_4P_75HP_11.73_SS | 2092.9884 | 2092.9884 | 6278.9651 | 3 | 1 | 4 | F | NBS_EndSuction | 6 | 5 | 6 | 10 | BranchMin6_BranchMax10 | 8 | 3 | 8 | 18 | HeaderMin8_HeaderMax18 | 16 | 6 | 18
758 | 98 | 050-150-4P-75HP | NBS_050-150_4P_75HP_11.73_SS | 2092.9884 | 2092.9884 | 6278.9651 | 3 | 1 | 4 | F | NBS_EndSuction | 6 | 5 | 6 | 10 | BranchMin6_BranchMax10 | 8 | 3 | 8 | 18 | HeaderMin8_HeaderMax18 | 18 | 6 | 18
758 | 98 | 050-150-4P-75HP | NBS_050-150_4P_75HP_11.73_SS | 2092.9884 | 2092.9884 | 6278.9651 | 3 | 1 | 4 | F | NBS_EndSuction | 6 | 5 | 6 | 10 | BranchMin6_BranchMax10 | 10 | 3 | 8 | 18 | HeaderMin8_HeaderMax18 | 8 | 6 | 18 | [11 empty] | INVALID
758 | 98 | 050-150-4P-75HP | NBS_050-150_4P_75HP_11.73_SS | 2092.9884 | 2092.9884 | 6278.9651 | 3 | 1 | 4 | F | NBS_EndSuction | 6 | 5 | 6 | 10 | BranchMin6_BranchMax10 | 10 | 3 | 8 | 18 | HeaderMin8_HeaderMax18 | 10 | 6 | 18 | [11 empty] | INVALID
758 | 98 | 050-150-4P-75HP | NBS_050-150_4P_75HP_11.73_SS | 2092.9884 | 2092.9884 | 6278.9651 | 3 | 1 | 4 | F | NBS_EndSuction | 6 | 5 | 6 | 10 | BranchMin6_BranchMax10 | 10 | 3 | 8 | 18 | HeaderMin8_HeaderMax18 | 12 | 6 | 18
758 | 98 | 050-150-4P-75HP | NBS_050-150_4P_75HP_11.73_SS | 2092.9884 | 2092.9884 | 6278.9651 | 3 | 1 | 4 | F | NBS_EndSuction | 6 | 5 | 6 | 10 | BranchMin6_BranchMax10 | 10 | 3 | 8 | 18 | HeaderMin8_HeaderMax18 | 14 | 6 | 18
758 | 98 | 050-150-4P-75HP | NBS_050-150_4P_75HP_11.73_SS | 2092.9884 | 2092.9884 | 6278.9651 | 3 | 1 | 4 | F | NBS_EndSuction | 6 | 5 | 6 | 10 | BranchMin6_BranchMax10 | 10 | 3 | 8 | 18 | HeaderMin8_HeaderMax18 | 16 | 6 | 18
758 | 98 | 050-150-4P-75HP | NBS_050-150_4P_75HP_11.73_SS | 2092.9884 | 2092.9884 | 6278.9651 | 3 | 1 | 4 | F | NBS_EndSuction | 6 | 5 | 6 | 10 | BranchMin6_BranchMax10 | 10 | 3 | 8 | 18 | HeaderMin8_HeaderMax18 | 18 | 6 | 18
759 | 99 | 050-150-4P-100HP | NBS_050-150_4P_100HP_12.99_SS | 2346.9884 | 2346.9884 | 7040.9653 | 3 | 1 | 4 | F | NBS_EndSuction | 6 | 5 | 6 | 10 | BranchMin6_BranchMax10 | 6 | 3 | 8 | 18 | HeaderMin8_HeaderMax18 | 8 | 6 | 18
759 | 99 | 050-150-4P-100HP | NBS_050-150_4P_100HP_12.99_SS | 2346.9884 | 2346.9884 | 7040.9653 | 3 | 1 | 4 | F | NBS_EndSuction | 6 | 5 | 6 | 10 | BranchMin6_BranchMax10 | 6 | 3 | 8 | 18 | HeaderMin8_HeaderMax18 | 10 | 6 | 18
759 | 99 | 050-150-4P-100HP | NBS_050-150_4P_100HP_12.99_SS | 2346.9884 | 2346.9884 | 7040.9653 | 3 | 1 | 4 | F | NBS_EndSuction | 6 | 5 | 6 | 10 | BranchMin6_BranchMax10 | 6 | 3 | 8 | 18 | HeaderMin8_HeaderMax18 | 12 | 6 | 18
759 | 99 | 050-150-4P-100HP | NBS_050-150_4P_100HP_12.99_SS | 2346.9884 | 2346.9884 | 7040.9653 | 3 | 1 | 4 | F | NBS_EndSuction | 6 | 5 | 6 | 10 | BranchMin6_BranchMax10 | 6 | 3 | 8 | 18 | HeaderMin8_HeaderMax18 | 14 | 6 | 18
759 | 99 | 050-150-4P-100HP | NBS_050-150_4P_100HP_12.99_SS | 2346.9884 | 2346.9884 | 7040.9653 | 3 | 1 | 4 | F | NBS_EndSuction | 6 | 5 | 6 | 10 | BranchMin6_BranchMax10 | 6 | 3 | 8 | 18 | HeaderMin8_HeaderMax18 | 16 | 6 | 18
759 | 99 | 050-150-4P-100HP | NBS_050-150_4P_100HP_12.99_SS | 2346.9884 | 2346.9884 | 7040.9653 | 3 | 1 | 4 | F | NBS_EndSuction | 6 | 5 | 6 | 10 | BranchMin6_BranchMax10 | 6 | 3 | 8 | 18 | HeaderMin8_HeaderMax18 | 18 | 6 | 18
759 | 99 | 050-150-4P-100HP | NBS_050-150_4P_100HP_12.99_SS | 2346.9884 | 2346.9884 | 7040.9653 | 3 | 1 | 4 | F | NBS_EndSuction | 6 | 5 | 6 | 10 | BranchMin6_BranchMax10 | 8 | 3 | 8 | 18 | HeaderMin8_HeaderMax18 | 8 | 6 | 18 | [11 empty] | INVALID
759 | 99 | 050-150-4P-100HP | NBS_050-150_4P_100HP_12.99_SS | 2346.9884 | 2346.9884 | 7040.9653 | 3 | 1 | 4 | F | NBS_EndSuction | 6 | 5 | 6 | 10 | BranchMin6_BranchMax10 | 8 | 3 | 8 | 18 | HeaderMin8_HeaderMax18 | 10 | 6 | 18
759 | 99 | 050-150-4P-100HP | NBS_050-150_4P_100HP_12.99_SS | 2346.9884 | 2346.9884 | 7040.9653 | 3 | 1 | 4 | F | NBS_EndSuction | 6 | 5 | 6 | 10 | BranchMin6_BranchMax10 | 8 | 3 | 8 | 18 | HeaderMin8_HeaderMax18 | 12 | 6 | 18
759 | 99 | 050-150-4P-100HP | NBS_050-150_4P_100HP_12.99_SS | 2346.9884 | 2346.9884 | 7040.9653 | 3 | 1 | 4 | F | NBS_EndSuction | 6 | 5 | 6 | 10 | BranchMin6_BranchMax10 | 8 | 3 | 8 | 18 | HeaderMin8_HeaderMax18 | 14 | 6 | 18
759 | 99 | 050-150-4P-100HP | NBS_050-150_4P_100HP_12.99_SS | 2346.9884 | 2346.9884 | 7040.9653 | 3 | 1 | 4 | F | NBS_EndSuction | 6 | 5 | 6 | 10 | BranchMin6_BranchMax10 | 8 | 3 | 8 | 18 | HeaderMin8_HeaderMax18 | 16 | 6 | 18
759 | 99 | 050-150-4P-100HP | NBS_050-150_4P_100HP_12.99_SS | 2346.9884 | 2346.9884 | 7040.9653 | 3 | 1 | 4 | F | NBS_EndSuction | 6 | 5 | 6 | 10 | BranchMin6_BranchMax10 | 8 | 3 | 8 | 18 | HeaderMin8_HeaderMax18 | 18 | 6 | 18
759 | 99 | 050-150-4P-100HP | NBS_050-150_4P_100HP_12.99_SS | 2346.9884 | 2346.9884 | 7040.9653 | 3 | 1 | 4 | F | NBS_EndSuction | 6 | 5 | 6 | 10 | BranchMin6_BranchMax10 | 10 | 3 | 8 | 18 | HeaderMin8_HeaderMax18 | 8 | 6 | 18 | [11 empty] | INVALID
759 | 99 | 050-150-4P-100HP | NBS_050-150_4P_100HP_12.99_SS | 2346.9884 | 2346.9884 | 7040.9653 | 3 | 1 | 4 | F | NBS_EndSuction | 6 | 5 | 6 | 10 | BranchMin6_BranchMax10 | 10 | 3 | 8 | 18 | HeaderMin8_HeaderMax18 | 10 | 6 | 18 | [11 empty] | INVALID
759 | 99 | 050-150-4P-100HP | NBS_050-150_4P_100HP_12.99_SS | 2346.9884 | 2346.9884 | 7040.9653 | 3 | 1 | 4 | F | NBS_EndSuction | 6 | 5 | 6 | 10 | BranchMin6_BranchMax10 | 10 | 3 | 8 | 18 | HeaderMin8_HeaderMax18 | 12 | 6 | 18
759 | 99 | 050-150-4P-100HP | NBS_050-150_4P_100HP_12.99_SS | 2346.9884 | 2346.9884 | 7040.9653 | 3 | 1 | 4 | F | NBS_EndSuction | 6 | 5 | 6 | 10 | BranchMin6_BranchMax10 | 10 | 3 | 8 | 18 | HeaderMin8_HeaderMax18 | 14 | 6 | 18
759 | 99 | 050-150-4P-100HP | NBS_050-150_4P_100HP_12.99_SS | 2346.9884 | 2346.9884 | 7040.9653 | 3 | 1 | 4 | F | NBS_EndSuction | 6 | 5 | 6 | 10 | BranchMin6_BranchMax10 | 10 | 3 | 8 | 18 | HeaderMin8_HeaderMax18 | 16 | 6 | 18
759 | 99 | 050-150-4P-100HP | NBS_050-150_4P_100HP_12.99_SS | 2346.9884 | 2346.9884 | 7040.9653 | 3 | 1 | 4 | F | NBS_EndSuction | 6 | 5 | 6 | 10 | BranchMin6_BranchMax10 | 10 | 3 | 8 | 18 | HeaderMin8_HeaderMax18 | 18 | 6 | 18
760 | 100 | 050-150-4P-125HP | NBS_050-150_4P_125HP_14.09_SS | 2529.5219 | 2529.5219 | 7588.5656 | 3 | 1 | 4 | F | NBS_EndSuction | 6 | 5 | 6 | 12 | BranchMin6_BranchMax12 | 6 | 4 | 8 | 20 | HeaderMin8_HeaderMax20 | 8 | 7 | 28
760 | 100 | 050-150-4P-125HP | NBS_050-150_4P_125HP_14.09_SS | 2529.5219 | 2529.5219 | 7588.5656 | 3 | 1 | 4 | F | NBS_EndSuction | 6 | 5 | 6 | 12 | BranchMin6_BranchMax12 | 6 | 4 | 8 | 20 | HeaderMin8_HeaderMax20 | 10 | 7 | 28
760 | 100 | 050-150-4P-125HP | NBS_050-150_4P_125HP_14.09_SS | 2529.5219 | 2529.5219 | 7588.5656 | 3 | 1 | 4 | F | NBS_EndSuction | 6 | 5 | 6 | 12 | BranchMin6_BranchMax12 | 6 | 4 | 8 | 20 | HeaderMin8_HeaderMax20 | 12 | 7 | 28
760 | 100 | 050-150-4P-125HP | NBS_050-150_4P_125HP_14.09_SS | 2529.5219 | 2529.5219 | 7588.5656 | 3 | 1 | 4 | F | NBS_EndSuction | 6 | 5 | 6 | 12 | BranchMin6_BranchMax12 | 6 | 4 | 8 | 20 | HeaderMin8_HeaderMax20 | 14 | 7 | 28
760 | 100 | 050-150-4P-125HP | NBS_050-150_4P_125HP_14.09_SS | 2529.5219 | 2529.5219 | 7588.5656 | 3 | 1 | 4 | F | NBS_EndSuction | 6 | 5 | 6 | 12 | BranchMin6_BranchMax12 | 6 | 4 | 8 | 20 | HeaderMin8_HeaderMax20 | 16 | 7 | 28
760 | 100 | 050-150-4P-125HP | NBS_050-150_4P_125HP_14.09_SS | 2529.5219 | 2529.5219 | 7588.5656 | 3 | 1 | 4 | F | NBS_EndSuction | 6 | 5 | 6 | 12 | BranchMin6_BranchMax12 | 6 | 4 | 8 | 20 | HeaderMin8_HeaderMax20 | 18 | 7 | 28
760 | 100 | 050-150-4P-125HP | NBS_050-150_4P_125HP_14.09_SS | 2529.5219 | 2529.5219 | 7588.5656 | 3 | 1 | 4 | F | NBS_EndSuction | 6 | 5 | 6 | 12 | BranchMin6_BranchMax12 | 6 | 4 | 8 | 20 | HeaderMin8_HeaderMax20 | 20 | 7 | 28
760 | 100 | 050-150-4P-125HP | NBS_050-150_4P_125HP_14.09_SS | 2529.5219 | 2529.5219 | 7588.5656 | 3 | 1 | 4 | F | NBS_EndSuction | 6 | 5 | 6 | 12 | BranchMin6_BranchMax12 | 8 | 4 | 8 | 20 | HeaderMin8_HeaderMax20 | 8 | 7 | 28 | [11 empty] | INVALID
760 | 100 | 050-150-4P-125HP | NBS_050-150_4P_125HP_14.09_SS | 2529.5219 | 2529.5219 | 7588.5656 | 3 | 1 | 4 | F | NBS_EndSuction | 6 | 5 | 6 | 12 | BranchMin6_BranchMax12 | 8 | 4 | 8 | 20 | HeaderMin8_HeaderMax20 | 10 | 7 | 28
760 | 100 | 050-150-4P-125HP | NBS_050-150_4P_125HP_14.09_SS | 2529.5219 | 2529.5219 | 7588.5656 | 3 | 1 | 4 | F | NBS_EndSuction | 6 | 5 | 6 | 12 | BranchMin6_BranchMax12 | 8 | 4 | 8 | 20 | HeaderMin8_HeaderMax20 | 12 | 7 | 28
760 | 100 | 050-150-4P-125HP | NBS_050-150_4P_125HP_14.09_SS | 2529.5219 | 2529.5219 | 7588.5656 | 3 | 1 | 4 | F | NBS_EndSuction | 6 | 5 | 6 | 12 | BranchMin6_BranchMax12 | 8 | 4 | 8 | 20 | HeaderMin8_HeaderMax20 | 14 | 7 | 28
760 | 100 | 050-150-4P-125HP | NBS_050-150_4P_125HP_14.09_SS | 2529.5219 | 2529.5219 | 7588.5656 | 3 | 1 | 4 | F | NBS_EndSuction | 6 | 5 | 6 | 12 | BranchMin6_BranchMax12 | 8 | 4 | 8 | 20 | HeaderMin8_HeaderMax20 | 16 | 7 | 28
760 | 100 | 050-150-4P-125HP | NBS_050-150_4P_125HP_14.09_SS | 2529.5219 | 2529.5219 | 7588.5656 | 3 | 1 | 4 | F | NBS_EndSuction | 6 | 5 | 6 | 12 | BranchMin6_BranchMax12 | 8 | 4 | 8 | 20 | HeaderMin8_HeaderMax20 | 18 | 7 | 28
760 | 100 | 050-150-4P-125HP | NBS_050-150_4P_125HP_14.09_SS | 2529.5219 | 2529.5219 | 7588.5656 | 3 | 1 | 4 | F | NBS_EndSuction | 6 | 5 | 6 | 12 | BranchMin6_BranchMax12 | 8 | 4 | 8 | 20 | HeaderMin8_HeaderMax20 | 20 | 7 | 28
760 | 100 | 050-150-4P-125HP | NBS_050-150_4P_125HP_14.09_SS | 2529.5219 | 2529.5219 | 7588.5656 | 3 | 1 | 4 | F | NBS_EndSuction | 6 | 5 | 6 | 12 | BranchMin6_BranchMax12 | 10 | 4 | 8 | 20 | HeaderMin8_HeaderMax20 | 8 | 7 | 28 | [11 empty] | INVALID
760 | 100 | 050-150-4P-125HP | NBS_050-150_4P_125HP_14.09_SS | 2529.5219 | 2529.5219 | 7588.5656 | 3 | 1 | 4 | F | NBS_EndSuction | 6 | 5 | 6 | 12 | BranchMin6_BranchMax12 | 10 | 4 | 8 | 20 | HeaderMin8_HeaderMax20 | 10 | 7 | 28 | [11 empty] | INVALID
760 | 100 | 050-150-4P-125HP | NBS_050-150_4P_125HP_14.09_SS | 2529.5219 | 2529.5219 | 7588.5656 | 3 | 1 | 4 | F | NBS_EndSuction | 6 | 5 | 6 | 12 | BranchMin6_BranchMax12 | 10 | 4 | 8 | 20 | HeaderMin8_HeaderMax20 | 12 | 7 | 28
760 | 100 | 050-150-4P-125HP | NBS_050-150_4P_125HP_14.09_SS | 2529.5219 | 2529.5219 | 7588.5656 | 3 | 1 | 4 | F | NBS_EndSuction | 6 | 5 | 6 | 12 | BranchMin6_BranchMax12 | 10 | 4 | 8 | 20 | HeaderMin8_HeaderMax20 | 14 | 7 | 28
760 | 100 | 050-150-4P-125HP | NBS_050-150_4P_125HP_14.09_SS | 2529.5219 | 2529.5219 | 7588.5656 | 3 | 1 | 4 | F | NBS_EndSuction | 6 | 5 | 6 | 12 | BranchMin6_BranchMax12 | 10 | 4 | 8 | 20 | HeaderMin8_HeaderMax20 | 16 | 7 | 28
760 | 100 | 050-150-4P-125HP | NBS_050-150_4P_125HP_14.09_SS | 2529.5219 | 2529.5219 | 7588.5656 | 3 | 1 | 4 | F | NBS_EndSuction | 6 | 5 | 6 | 12 | BranchMin6_BranchMax12 | 10 | 4 | 8 | 20 | HeaderMin8_HeaderMax20 | 18 | 7 | 28
760 | 100 | 050-150-4P-125HP | NBS_050-150_4P_125HP_14.09_SS | 2529.5219 | 2529.5219 | 7588.5656 | 3 | 1 | 4 | F | NBS_EndSuction | 6 | 5 | 6 | 12 | BranchMin6_BranchMax12 | 10 | 4 | 8 | 20 | HeaderMin8_HeaderMax20 | 20 | 7 | 28
760 | 100 | 050-150-4P-125HP | NBS_050-150_4P_125HP_14.09_SS | 2529.5219 | 2529.5219 | 7588.5656 | 3 | 1 | 4 | F | NBS_EndSuction | 6 | 5 | 6 | 12 | BranchMin6_BranchMax12 | 12 | 4 | 8 | 20 | HeaderMin8_HeaderMax20 | 8 | 7 | 28 | [11 empty] | INVALID
760 | 100 | 050-150-4P-125HP | NBS_050-150_4P_125HP_14.09_SS | 2529.5219 | 2529.5219 | 7588.5656 | 3 | 1 | 4 | F | NBS_EndSuction | 6 | 5 | 6 | 12 | BranchMin6_BranchMax12 | 12 | 4 | 8 | 20 | HeaderMin8_HeaderMax20 | 10 | 7 | 28 | [11 empty] | INVALID
760 | 100 | 050-150-4P-125HP | NBS_050-150_4P_125HP_14.09_SS | 2529.5219 | 2529.5219 | 7588.5656 | 3 | 1 | 4 | F | NBS_EndSuction | 6 | 5 | 6 | 12 | BranchMin6_BranchMax12 | 12 | 4 | 8 | 20 | HeaderMin8_HeaderMax20 | 12 | 7 | 28 | [11 empty] | INVALID
760 | 100 | 050-150-4P-125HP | NBS_050-150_4P_125HP_14.09_SS | 2529.5219 | 2529.5219 | 7588.5656 | 3 | 1 | 4 | F | NBS_EndSuction | 6 | 5 | 6 | 12 | BranchMin6_BranchMax12 | 12 | 4 | 8 | 20 | HeaderMin8_HeaderMax20 | 14 | 7 | 28
760 | 100 | 050-150-4P-125HP | NBS_050-150_4P_125HP_14.09_SS | 2529.5219 | 2529.5219 | 7588.5656 | 3 | 1 | 4 | F | NBS_EndSuction | 6 | 5 | 6 | 12 | BranchMin6_BranchMax12 | 12 | 4 | 8 | 20 | HeaderMin8_HeaderMax20 | 16 | 7 | 28
760 | 100 | 050-150-4P-125HP | NBS_050-150_4P_125HP_14.09_SS | 2529.5219 | 2529.5219 | 7588.5656 | 3 | 1 | 4 | F | NBS_EndSuction | 6 | 5 | 6 | 12 | BranchMin6_BranchMax12 | 12 | 4 | 8 | 20 | HeaderMin8_HeaderMax20 | 18 | 7 | 28
760 | 100 | 050-150-4P-125HP | NBS_050-150_4P_125HP_14.09_SS | 2529.5219 | 2529.5219 | 7588.5656 | 3 | 1 | 4 | F | NBS_EndSuction | 6 | 5 | 6 | 12 | BranchMin6_BranchMax12 | 12 | 4 | 8 | 20 | HeaderMin8_HeaderMax20 | 20 | 7 | 28
761 | 101 | 050-150-4P-150HP | NBS_050-150_4P_150HP_14.96_SS | 2703.7978 | 2703.7978 | 8111.3933 | 3 | 1 | 4 | F | NBS_EndSuction | 6 | 5 | 6 | 12 | BranchMin6_BranchMax12 | 6 | 4 | 8 | 20 | HeaderMin8_HeaderMax20 | 8 | 7 | 28
761 | 101 | 050-150-4P-150HP | NBS_050-150_4P_150HP_14.96_SS | 2703.7978 | 2703.7978 | 8111.3933 | 3 | 1 | 4 | F | NBS_EndSuction | 6 | 5 | 6 | 12 | BranchMin6_BranchMax12 | 6 | 4 | 8 | 20 | HeaderMin8_HeaderMax20 | 10 | 7 | 28
761 | 101 | 050-150-4P-150HP | NBS_050-150_4P_150HP_14.96_SS | 2703.7978 | 2703.7978 | 8111.3933 | 3 | 1 | 4 | F | NBS_EndSuction | 6 | 5 | 6 | 12 | BranchMin6_BranchMax12 | 6 | 4 | 8 | 20 | HeaderMin8_HeaderMax20 | 12 | 7 | 28
761 | 101 | 050-150-4P-150HP | NBS_050-150_4P_150HP_14.96_SS | 2703.7978 | 2703.7978 | 8111.3933 | 3 | 1 | 4 | F | NBS_EndSuction | 6 | 5 | 6 | 12 | BranchMin6_BranchMax12 | 6 | 4 | 8 | 20 | HeaderMin8_HeaderMax20 | 14 | 7 | 28
761 | 101 | 050-150-4P-150HP | NBS_050-150_4P_150HP_14.96_SS | 2703.7978 | 2703.7978 | 8111.3933 | 3 | 1 | 4 | F | NBS_EndSuction | 6 | 5 | 6 | 12 | BranchMin6_BranchMax12 | 6 | 4 | 8 | 20 | HeaderMin8_HeaderMax20 | 16 | 7 | 28
761 | 101 | 050-150-4P-150HP | NBS_050-150_4P_150HP_14.96_SS | 2703.7978 | 2703.7978 | 8111.3933 | 3 | 1 | 4 | F | NBS_EndSuction | 6 | 5 | 6 | 12 | BranchMin6_BranchMax12 | 6 | 4 | 8 | 20 | HeaderMin8_HeaderMax20 | 18 | 7 | 28
761 | 101 | 050-150-4P-150HP | NBS_050-150_4P_150HP_14.96_SS | 2703.7978 | 2703.7978 | 8111.3933 | 3 | 1 | 4 | F | NBS_EndSuction | 6 | 5 | 6 | 12 | BranchMin6_BranchMax12 | 6 | 4 | 8 | 20 | HeaderMin8_HeaderMax20 | 20 | 7 | 28
761 | 101 | 050-150-4P-150HP | NBS_050-150_4P_150HP_14.96_SS | 2703.7978 | 2703.7978 | 8111.3933 | 3 | 1 | 4 | F | NBS_EndSuction | 6 | 5 | 6 | 12 | BranchMin6_BranchMax12 | 8 | 4 | 8 | 20 | HeaderMin8_HeaderMax20 | 8 | 7 | 28 | [11 empty] | INVALID
761 | 101 | 050-150-4P-150HP | NBS_050-150_4P_150HP_14.96_SS | 2703.7978 | 2703.7978 | 8111.3933 | 3 | 1 | 4 | F | NBS_EndSuction | 6 | 5 | 6 | 12 | BranchMin6_BranchMax12 | 8 | 4 | 8 | 20 | HeaderMin8_HeaderMax20 | 10 | 7 | 28
761 | 101 | 050-150-4P-150HP | NBS_050-150_4P_150HP_14.96_SS | 2703.7978 | 2703.7978 | 8111.3933 | 3 | 1 | 4 | F | NBS_EndSuction | 6 | 5 | 6 | 12 | BranchMin6_BranchMax12 | 8 | 4 | 8 | 20 | HeaderMin8_HeaderMax20 | 12 | 7 | 28
761 | 101 | 050-150-4P-150HP | NBS_050-150_4P_150HP_14.96_SS | 2703.7978 | 2703.7978 | 8111.3933 | 3 | 1 | 4 | F | NBS_EndSuction | 6 | 5 | 6 | 12 | BranchMin6_BranchMax12 | 8 | 4 | 8 | 20 | HeaderMin8_HeaderMax20 | 14 | 7 | 28
761 | 101 | 050-150-4P-150HP | NBS_050-150_4P_150HP_14.96_SS | 2703.7978 | 2703.7978 | 8111.3933 | 3 | 1 | 4 | F | NBS_EndSuction | 6 | 5 | 6 | 12 | BranchMin6_BranchMax12 | 8 | 4 | 8 | 20 | HeaderMin8_HeaderMax20 | 16 | 7 | 28
761 | 101 | 050-150-4P-150HP | NBS_050-150_4P_150HP_14.96_SS | 2703.7978 | 2703.7978 | 8111.3933 | 3 | 1 | 4 | F | NBS_EndSuction | 6 | 5 | 6 | 12 | BranchMin6_BranchMax12 | 8 | 4 | 8 | 20 | HeaderMin8_HeaderMax20 | 18 | 7 | 28
761 | 101 | 050-150-4P-150HP | NBS_050-150_4P_150HP_14.96_SS | 2703.7978 | 2703.7978 | 8111.3933 | 3 | 1 | 4 | F | NBS_EndSuction | 6 | 5 | 6 | 12 | BranchMin6_BranchMax12 | 8 | 4 | 8 | 20 | HeaderMin8_HeaderMax20 | 20 | 7 | 28
761 | 101 | 050-150-4P-150HP | NBS_050-150_4P_150HP_14.96_SS | 2703.7978 | 2703.7978 | 8111.3933 | 3 | 1 | 4 | F | NBS_EndSuction | 6 | 5 | 6 | 12 | BranchMin6_BranchMax12 | 10 | 4 | 8 | 20 | HeaderMin8_HeaderMax20 | 8 | 7 | 28 | [11 empty] | INVALID
761 | 101 | 050-150-4P-150HP | NBS_050-150_4P_150HP_14.96_SS | 2703.7978 | 2703.7978 | 8111.3933 | 3 | 1 | 4 | F | NBS_EndSuction | 6 | 5 | 6 | 12 | BranchMin6_BranchMax12 | 10 | 4 | 8 | 20 | HeaderMin8_HeaderMax20 | 10 | 7 | 28 | [11 empty] | INVALID
761 | 101 | 050-150-4P-150HP | NBS_050-150_4P_150HP_14.96_SS | 2703.7978 | 2703.7978 | 8111.3933 | 3 | 1 | 4 | F | NBS_EndSuction | 6 | 5 | 6 | 12 | BranchMin6_BranchMax12 | 10 | 4 | 8 | 20 | HeaderMin8_HeaderMax20 | 12 | 7 | 28
761 | 101 | 050-150-4P-150HP | NBS_050-150_4P_150HP_14.96_SS | 2703.7978 | 2703.7978 | 8111.3933 | 3 | 1 | 4 | F | NBS_EndSuction | 6 | 5 | 6 | 12 | BranchMin6_BranchMax12 | 10 | 4 | 8 | 20 | HeaderMin8_HeaderMax20 | 14 | 7 | 28
761 | 101 | 050-150-4P-150HP | NBS_050-150_4P_150HP_14.96_SS | 2703.7978 | 2703.7978 | 8111.3933 | 3 | 1 | 4 | F | NBS_EndSuction | 6 | 5 | 6 | 12 | BranchMin6_BranchMax12 | 10 | 4 | 8 | 20 | HeaderMin8_HeaderMax20 | 16 | 7 | 28
761 | 101 | 050-150-4P-150HP | NBS_050-150_4P_150HP_14.96_SS | 2703.7978 | 2703.7978 | 8111.3933 | 3 | 1 | 4 | F | NBS_EndSuction | 6 | 5 | 6 | 12 | BranchMin6_BranchMax12 | 10 | 4 | 8 | 20 | HeaderMin8_HeaderMax20 | 18 | 7 | 28
761 | 101 | 050-150-4P-150HP | NBS_050-150_4P_150HP_14.96_SS | 2703.7978 | 2703.7978 | 8111.3933 | 3 | 1 | 4 | F | NBS_EndSuction | 6 | 5 | 6 | 12 | BranchMin6_BranchMax12 | 10 | 4 | 8 | 20 | HeaderMin8_HeaderMax20 | 20 | 7 | 28
761 | 101 | 050-150-4P-150HP | NBS_050-150_4P_150HP_14.96_SS | 2703.7978 | 2703.7978 | 8111.3933 | 3 | 1 | 4 | F | NBS_EndSuction | 6 | 5 | 6 | 12 | BranchMin6_BranchMax12 | 12 | 4 | 8 | 20 | HeaderMin8_HeaderMax20 | 8 | 7 | 28 | [11 empty] | INVALID
761 | 101 | 050-150-4P-150HP | NBS_050-150_4P_150HP_14.96_SS | 2703.7978 | 2703.7978 | 8111.3933 | 3 | 1 | 4 | F | NBS_EndSuction | 6 | 5 | 6 | 12 | BranchMin6_BranchMax12 | 12 | 4 | 8 | 20 | HeaderMin8_HeaderMax20 | 10 | 7 | 28 | [11 empty] | INVALID
761 | 101 | 050-150-4P-150HP | NBS_050-150_4P_150HP_14.96_SS | 2703.7978 | 2703.7978 | 8111.3933 | 3 | 1 | 4 | F | NBS_EndSuction | 6 | 5 | 6 | 12 | BranchMin6_BranchMax12 | 12 | 4 | 8 | 20 | HeaderMin8_HeaderMax20 | 12 | 7 | 28 | [11 empty] | INVALID
761 | 101 | 050-150-4P-150HP | NBS_050-150_4P_150HP_14.96_SS | 2703.7978 | 2703.7978 | 8111.3933 | 3 | 1 | 4 | F | NBS_EndSuction | 6 | 5 | 6 | 12 | BranchMin6_BranchMax12 | 12 | 4 | 8 | 20 | HeaderMin8_HeaderMax20 | 14 | 7 | 28
761 | 101 | 050-150-4P-150HP | NBS_050-150_4P_150HP_14.96_SS | 2703.7978 | 2703.7978 | 8111.3933 | 3 | 1 | 4 | F | NBS_EndSuction | 6 | 5 | 6 | 12 | BranchMin6_BranchMax12 | 12 | 4 | 8 | 20 | HeaderMin8_HeaderMax20 | 16 | 7 | 28
761 | 101 | 050-150-4P-150HP | NBS_050-150_4P_150HP_14.96_SS | 2703.7978 | 2703.7978 | 8111.3933 | 3 | 1 | 4 | F | NBS_EndSuction | 6 | 5 | 6 | 12 | BranchMin6_BranchMax12 | 12 | 4 | 8 | 20 | HeaderMin8_HeaderMax20 | 18 | 7 | 28
761 | 101 | 050-150-4P-150HP | NBS_050-150_4P_150HP_14.96_SS | 2703.7978 | 2703.7978 | 8111.3933 | 3 | 1 | 4 | F | NBS_EndSuction | 6 | 5 | 6 | 12 | BranchMin6_BranchMax12 | 12 | 4 | 8 | 20 | HeaderMin8_HeaderMax20 | 20 | 7 | 28
762 | 102 | 060-095-4P-15HP | NBS_060-095_4P_15HP_7.32_SS | 2169.9766 | 2169.9766 | 6509.9297 | 3 | 1 | 4 | F | NBS_EndSuction | 8 | 6 | 8 | 10 | BranchMin8_BranchMax10 | 8 | 2 | 10 | 18 | HeaderMin10_HeaderMax18 | 10 | 5 | 10
762 | 102 | 060-095-4P-15HP | NBS_060-095_4P_15HP_7.32_SS | 2169.9766 | 2169.9766 | 6509.9297 | 3 | 1 | 4 | F | NBS_EndSuction | 8 | 6 | 8 | 10 | BranchMin8_BranchMax10 | 8 | 2 | 10 | 18 | HeaderMin10_HeaderMax18 | 12 | 5 | 10
762 | 102 | 060-095-4P-15HP | NBS_060-095_4P_15HP_7.32_SS | 2169.9766 | 2169.9766 | 6509.9297 | 3 | 1 | 4 | F | NBS_EndSuction | 8 | 6 | 8 | 10 | BranchMin8_BranchMax10 | 8 | 2 | 10 | 18 | HeaderMin10_HeaderMax18 | 14 | 5 | 10
762 | 102 | 060-095-4P-15HP | NBS_060-095_4P_15HP_7.32_SS | 2169.9766 | 2169.9766 | 6509.9297 | 3 | 1 | 4 | F | NBS_EndSuction | 8 | 6 | 8 | 10 | BranchMin8_BranchMax10 | 8 | 2 | 10 | 18 | HeaderMin10_HeaderMax18 | 16 | 5 | 10
762 | 102 | 060-095-4P-15HP | NBS_060-095_4P_15HP_7.32_SS | 2169.9766 | 2169.9766 | 6509.9297 | 3 | 1 | 4 | F | NBS_EndSuction | 8 | 6 | 8 | 10 | BranchMin8_BranchMax10 | 8 | 2 | 10 | 18 | HeaderMin10_HeaderMax18 | 18 | 5 | 10
762 | 102 | 060-095-4P-15HP | NBS_060-095_4P_15HP_7.32_SS | 2169.9766 | 2169.9766 | 6509.9297 | 3 | 1 | 4 | F | NBS_EndSuction | 8 | 6 | 8 | 10 | BranchMin8_BranchMax10 | 10 | 2 | 10 | 18 | HeaderMin10_HeaderMax18 | 10 | 5 | 10 | [11 empty] | INVALID
762 | 102 | 060-095-4P-15HP | NBS_060-095_4P_15HP_7.32_SS | 2169.9766 | 2169.9766 | 6509.9297 | 3 | 1 | 4 | F | NBS_EndSuction | 8 | 6 | 8 | 10 | BranchMin8_BranchMax10 | 10 | 2 | 10 | 18 | HeaderMin10_HeaderMax18 | 12 | 5 | 10
762 | 102 | 060-095-4P-15HP | NBS_060-095_4P_15HP_7.32_SS | 2169.9766 | 2169.9766 | 6509.9297 | 3 | 1 | 4 | F | NBS_EndSuction | 8 | 6 | 8 | 10 | BranchMin8_BranchMax10 | 10 | 2 | 10 | 18 | HeaderMin10_HeaderMax18 | 14 | 5 | 10
762 | 102 | 060-095-4P-15HP | NBS_060-095_4P_15HP_7.32_SS | 2169.9766 | 2169.9766 | 6509.9297 | 3 | 1 | 4 | F | NBS_EndSuction | 8 | 6 | 8 | 10 | BranchMin8_BranchMax10 | 10 | 2 | 10 | 18 | HeaderMin10_HeaderMax18 | 16 | 5 | 10
762 | 102 | 060-095-4P-15HP | NBS_060-095_4P_15HP_7.32_SS | 2169.9766 | 2169.9766 | 6509.9297 | 3 | 1 | 4 | F | NBS_EndSuction | 8 | 6 | 8 | 10 | BranchMin8_BranchMax10 | 10 | 2 | 10 | 18 | HeaderMin10_HeaderMax18 | 18 | 5 | 10
763 | 103 | 060-095-4P-20HP | NBS_060-095_4P_20HP_7.95_SS | 2284.2526 | 2284.2526 | 6852.7577 | 3 | 1 | 4 | F | NBS_EndSuction | 8 | 6 | 8 | 10 | BranchMin8_BranchMax10 | 8 | 2 | 10 | 18 | HeaderMin10_HeaderMax18 | 10 | 5 | 10
763 | 103 | 060-095-4P-20HP | NBS_060-095_4P_20HP_7.95_SS | 2284.2526 | 2284.2526 | 6852.7577 | 3 | 1 | 4 | F | NBS_EndSuction | 8 | 6 | 8 | 10 | BranchMin8_BranchMax10 | 8 | 2 | 10 | 18 | HeaderMin10_HeaderMax18 | 12 | 5 | 10
763 | 103 | 060-095-4P-20HP | NBS_060-095_4P_20HP_7.95_SS | 2284.2526 | 2284.2526 | 6852.7577 | 3 | 1 | 4 | F | NBS_EndSuction | 8 | 6 | 8 | 10 | BranchMin8_BranchMax10 | 8 | 2 | 10 | 18 | HeaderMin10_HeaderMax18 | 14 | 5 | 10
763 | 103 | 060-095-4P-20HP | NBS_060-095_4P_20HP_7.95_SS | 2284.2526 | 2284.2526 | 6852.7577 | 3 | 1 | 4 | F | NBS_EndSuction | 8 | 6 | 8 | 10 | BranchMin8_BranchMax10 | 8 | 2 | 10 | 18 | HeaderMin10_HeaderMax18 | 16 | 5 | 10
763 | 103 | 060-095-4P-20HP | NBS_060-095_4P_20HP_7.95_SS | 2284.2526 | 2284.2526 | 6852.7577 | 3 | 1 | 4 | F | NBS_EndSuction | 8 | 6 | 8 | 10 | BranchMin8_BranchMax10 | 8 | 2 | 10 | 18 | HeaderMin10_HeaderMax18 | 18 | 5 | 10
763 | 103 | 060-095-4P-20HP | NBS_060-095_4P_20HP_7.95_SS | 2284.2526 | 2284.2526 | 6852.7577 | 3 | 1 | 4 | F | NBS_EndSuction | 8 | 6 | 8 | 10 | BranchMin8_BranchMax10 | 10 | 2 | 10 | 18 | HeaderMin10_HeaderMax18 | 10 | 5 | 10 | [11 empty] | INVALID
763 | 103 | 060-095-4P-20HP | NBS_060-095_4P_20HP_7.95_SS | 2284.2526 | 2284.2526 | 6852.7577 | 3 | 1 | 4 | F | NBS_EndSuction | 8 | 6 | 8 | 10 | BranchMin8_BranchMax10 | 10 | 2 | 10 | 18 | HeaderMin10_HeaderMax18 | 12 | 5 | 10
763 | 103 | 060-095-4P-20HP | NBS_060-095_4P_20HP_7.95_SS | 2284.2526 | 2284.2526 | 6852.7577 | 3 | 1 | 4 | F | NBS_EndSuction | 8 | 6 | 8 | 10 | BranchMin8_BranchMax10 | 10 | 2 | 10 | 18 | HeaderMin10_HeaderMax18 | 14 | 5 | 10
763 | 103 | 060-095-4P-20HP | NBS_060-095_4P_20HP_7.95_SS | 2284.2526 | 2284.2526 | 6852.7577 | 3 | 1 | 4 | F | NBS_EndSuction | 8 | 6 | 8 | 10 | BranchMin8_BranchMax10 | 10 | 2 | 10 | 18 | HeaderMin10_HeaderMax18 | 16 | 5 | 10
763 | 103 | 060-095-4P-20HP | NBS_060-095_4P_20HP_7.95_SS | 2284.2526 | 2284.2526 | 6852.7577 | 3 | 1 | 4 | F | NBS_EndSuction | 8 | 6 | 8 | 10 | BranchMin8_BranchMax10 | 10 | 2 | 10 | 18 | HeaderMin10_HeaderMax18 | 18 | 5 | 10
764 | 104 | 060-095-4P-25HP | NBS_060-095_4P_25HP_8.43_SS | 2385.0423 | 2385.0423 | 7155.1269 | 3 | 1 | 4 | F | NBS_EndSuction | 8 | 6 | 8 | 10 | BranchMin8_BranchMax10 | 8 | 2 | 10 | 20 | HeaderMin10_HeaderMax20 | 10 | 6 | 12
764 | 104 | 060-095-4P-25HP | NBS_060-095_4P_25HP_8.43_SS | 2385.0423 | 2385.0423 | 7155.1269 | 3 | 1 | 4 | F | NBS_EndSuction | 8 | 6 | 8 | 10 | BranchMin8_BranchMax10 | 8 | 2 | 10 | 20 | HeaderMin10_HeaderMax20 | 12 | 6 | 12
764 | 104 | 060-095-4P-25HP | NBS_060-095_4P_25HP_8.43_SS | 2385.0423 | 2385.0423 | 7155.1269 | 3 | 1 | 4 | F | NBS_EndSuction | 8 | 6 | 8 | 10 | BranchMin8_BranchMax10 | 8 | 2 | 10 | 20 | HeaderMin10_HeaderMax20 | 14 | 6 | 12
764 | 104 | 060-095-4P-25HP | NBS_060-095_4P_25HP_8.43_SS | 2385.0423 | 2385.0423 | 7155.1269 | 3 | 1 | 4 | F | NBS_EndSuction | 8 | 6 | 8 | 10 | BranchMin8_BranchMax10 | 8 | 2 | 10 | 20 | HeaderMin10_HeaderMax20 | 16 | 6 | 12
764 | 104 | 060-095-4P-25HP | NBS_060-095_4P_25HP_8.43_SS | 2385.0423 | 2385.0423 | 7155.1269 | 3 | 1 | 4 | F | NBS_EndSuction | 8 | 6 | 8 | 10 | BranchMin8_BranchMax10 | 8 | 2 | 10 | 20 | HeaderMin10_HeaderMax20 | 18 | 6 | 12
764 | 104 | 060-095-4P-25HP | NBS_060-095_4P_25HP_8.43_SS | 2385.0423 | 2385.0423 | 7155.1269 | 3 | 1 | 4 | F | NBS_EndSuction | 8 | 6 | 8 | 10 | BranchMin8_BranchMax10 | 8 | 2 | 10 | 20 | HeaderMin10_HeaderMax20 | 20 | 6 | 12
764 | 104 | 060-095-4P-25HP | NBS_060-095_4P_25HP_8.43_SS | 2385.0423 | 2385.0423 | 7155.1269 | 3 | 1 | 4 | F | NBS_EndSuction | 8 | 6 | 8 | 10 | BranchMin8_BranchMax10 | 10 | 2 | 10 | 20 | HeaderMin10_HeaderMax20 | 10 | 6 | 12 | [11 empty] | INVALID
764 | 104 | 060-095-4P-25HP | NBS_060-095_4P_25HP_8.43_SS | 2385.0423 | 2385.0423 | 7155.1269 | 3 | 1 | 4 | F | NBS_EndSuction | 8 | 6 | 8 | 10 | BranchMin8_BranchMax10 | 10 | 2 | 10 | 20 | HeaderMin10_HeaderMax20 | 12 | 6 | 12
764 | 104 | 060-095-4P-25HP | NBS_060-095_4P_25HP_8.43_SS | 2385.0423 | 2385.0423 | 7155.1269 | 3 | 1 | 4 | F | NBS_EndSuction | 8 | 6 | 8 | 10 | BranchMin8_BranchMax10 | 10 | 2 | 10 | 20 | HeaderMin10_HeaderMax20 | 14 | 6 | 12
764 | 104 | 060-095-4P-25HP | NBS_060-095_4P_25HP_8.43_SS | 2385.0423 | 2385.0423 | 7155.1269 | 3 | 1 | 4 | F | NBS_EndSuction | 8 | 6 | 8 | 10 | BranchMin8_BranchMax10 | 10 | 2 | 10 | 20 | HeaderMin10_HeaderMax20 | 16 | 6 | 12
764 | 104 | 060-095-4P-25HP | NBS_060-095_4P_25HP_8.43_SS | 2385.0423 | 2385.0423 | 7155.1269 | 3 | 1 | 4 | F | NBS_EndSuction | 8 | 6 | 8 | 10 | BranchMin8_BranchMax10 | 10 | 2 | 10 | 20 | HeaderMin10_HeaderMax20 | 18 | 6 | 12
764 | 104 | 060-095-4P-25HP | NBS_060-095_4P_25HP_8.43_SS | 2385.0423 | 2385.0423 | 7155.1269 | 3 | 1 | 4 | F | NBS_EndSuction | 8 | 6 | 8 | 10 | BranchMin8_BranchMax10 | 10 | 2 | 10 | 20 | HeaderMin10_HeaderMax20 | 20 | 6 | 12
765 | 105 | 060-095-4P-30HP | NBS_060-095_4P_30HP_8.90_SS | 2493.7612 | 2493.7612 | 7481.2836 | 3 | 1 | 4 | F | NBS_EndSuction | 8 | 6 | 8 | 10 | BranchMin8_BranchMax10 | 8 | 2 | 10 | 20 | HeaderMin10_HeaderMax20 | 10 | 6 | 12
765 | 105 | 060-095-4P-30HP | NBS_060-095_4P_30HP_8.90_SS | 2493.7612 | 2493.7612 | 7481.2836 | 3 | 1 | 4 | F | NBS_EndSuction | 8 | 6 | 8 | 10 | BranchMin8_BranchMax10 | 8 | 2 | 10 | 20 | HeaderMin10_HeaderMax20 | 12 | 6 | 12
765 | 105 | 060-095-4P-30HP | NBS_060-095_4P_30HP_8.90_SS | 2493.7612 | 2493.7612 | 7481.2836 | 3 | 1 | 4 | F | NBS_EndSuction | 8 | 6 | 8 | 10 | BranchMin8_BranchMax10 | 8 | 2 | 10 | 20 | HeaderMin10_HeaderMax20 | 14 | 6 | 12
765 | 105 | 060-095-4P-30HP | NBS_060-095_4P_30HP_8.90_SS | 2493.7612 | 2493.7612 | 7481.2836 | 3 | 1 | 4 | F | NBS_EndSuction | 8 | 6 | 8 | 10 | BranchMin8_BranchMax10 | 8 | 2 | 10 | 20 | HeaderMin10_HeaderMax20 | 16 | 6 | 12
765 | 105 | 060-095-4P-30HP | NBS_060-095_4P_30HP_8.90_SS | 2493.7612 | 2493.7612 | 7481.2836 | 3 | 1 | 4 | F | NBS_EndSuction | 8 | 6 | 8 | 10 | BranchMin8_BranchMax10 | 8 | 2 | 10 | 20 | HeaderMin10_HeaderMax20 | 18 | 6 | 12
765 | 105 | 060-095-4P-30HP | NBS_060-095_4P_30HP_8.90_SS | 2493.7612 | 2493.7612 | 7481.2836 | 3 | 1 | 4 | F | NBS_EndSuction | 8 | 6 | 8 | 10 | BranchMin8_BranchMax10 | 8 | 2 | 10 | 20 | HeaderMin10_HeaderMax20 | 20 | 6 | 12
765 | 105 | 060-095-4P-30HP | NBS_060-095_4P_30HP_8.90_SS | 2493.7612 | 2493.7612 | 7481.2836 | 3 | 1 | 4 | F | NBS_EndSuction | 8 | 6 | 8 | 10 | BranchMin8_BranchMax10 | 10 | 2 | 10 | 20 | HeaderMin10_HeaderMax20 | 10 | 6 | 12 | [11 empty] | INVALID
765 | 105 | 060-095-4P-30HP | NBS_060-095_4P_30HP_8.90_SS | 2493.7612 | 2493.7612 | 7481.2836 | 3 | 1 | 4 | F | NBS_EndSuction | 8 | 6 | 8 | 10 | BranchMin8_BranchMax10 | 10 | 2 | 10 | 20 | HeaderMin10_HeaderMax20 | 12 | 6 | 12
765 | 105 | 060-095-4P-30HP | NBS_060-095_4P_30HP_8.90_SS | 2493.7612 | 2493.7612 | 7481.2836 | 3 | 1 | 4 | F | NBS_EndSuction | 8 | 6 | 8 | 10 | BranchMin8_BranchMax10 | 10 | 2 | 10 | 20 | HeaderMin10_HeaderMax20 | 14 | 6 | 12
765 | 105 | 060-095-4P-30HP | NBS_060-095_4P_30HP_8.90_SS | 2493.7612 | 2493.7612 | 7481.2836 | 3 | 1 | 4 | F | NBS_EndSuction | 8 | 6 | 8 | 10 | BranchMin8_BranchMax10 | 10 | 2 | 10 | 20 | HeaderMin10_HeaderMax20 | 16 | 6 | 12
765 | 105 | 060-095-4P-30HP | NBS_060-095_4P_30HP_8.90_SS | 2493.7612 | 2493.7612 | 7481.2836 | 3 | 1 | 4 | F | NBS_EndSuction | 8 | 6 | 8 | 10 | BranchMin8_BranchMax10 | 10 | 2 | 10 | 20 | HeaderMin10_HeaderMax20 | 18 | 6 | 12
765 | 105 | 060-095-4P-30HP | NBS_060-095_4P_30HP_8.90_SS | 2493.7612 | 2493.7612 | 7481.2836 | 3 | 1 | 4 | F | NBS_EndSuction | 8 | 6 | 8 | 10 | BranchMin8_BranchMax10 | 10 | 2 | 10 | 20 | HeaderMin10_HeaderMax20 | 20 | 6 | 12
766 | 106 | 060-095-4P-40HP | NBS_060-095_4P_40HP_9.53_SS | 2617.6301 | 2617.6301 | 7852.8904 | 3 | 1 | 4 | F | NBS_EndSuction | 8 | 6 | 8 | 12 | BranchMin8_BranchMax12 | 8 | 3 | 10 | 20 | HeaderMin10_HeaderMax20 | 10 | 6 | 18
766 | 106 | 060-095-4P-40HP | NBS_060-095_4P_40HP_9.53_SS | 2617.6301 | 2617.6301 | 7852.8904 | 3 | 1 | 4 | F | NBS_EndSuction | 8 | 6 | 8 | 12 | BranchMin8_BranchMax12 | 8 | 3 | 10 | 20 | HeaderMin10_HeaderMax20 | 12 | 6 | 18
766 | 106 | 060-095-4P-40HP | NBS_060-095_4P_40HP_9.53_SS | 2617.6301 | 2617.6301 | 7852.8904 | 3 | 1 | 4 | F | NBS_EndSuction | 8 | 6 | 8 | 12 | BranchMin8_BranchMax12 | 8 | 3 | 10 | 20 | HeaderMin10_HeaderMax20 | 14 | 6 | 18
766 | 106 | 060-095-4P-40HP | NBS_060-095_4P_40HP_9.53_SS | 2617.6301 | 2617.6301 | 7852.8904 | 3 | 1 | 4 | F | NBS_EndSuction | 8 | 6 | 8 | 12 | BranchMin8_BranchMax12 | 8 | 3 | 10 | 20 | HeaderMin10_HeaderMax20 | 16 | 6 | 18
766 | 106 | 060-095-4P-40HP | NBS_060-095_4P_40HP_9.53_SS | 2617.6301 | 2617.6301 | 7852.8904 | 3 | 1 | 4 | F | NBS_EndSuction | 8 | 6 | 8 | 12 | BranchMin8_BranchMax12 | 8 | 3 | 10 | 20 | HeaderMin10_HeaderMax20 | 18 | 6 | 18
766 | 106 | 060-095-4P-40HP | NBS_060-095_4P_40HP_9.53_SS | 2617.6301 | 2617.6301 | 7852.8904 | 3 | 1 | 4 | F | NBS_EndSuction | 8 | 6 | 8 | 12 | BranchMin8_BranchMax12 | 8 | 3 | 10 | 20 | HeaderMin10_HeaderMax20 | 20 | 6 | 18
766 | 106 | 060-095-4P-40HP | NBS_060-095_4P_40HP_9.53_SS | 2617.6301 | 2617.6301 | 7852.8904 | 3 | 1 | 4 | F | NBS_EndSuction | 8 | 6 | 8 | 12 | BranchMin8_BranchMax12 | 10 | 3 | 10 | 20 | HeaderMin10_HeaderMax20 | 10 | 6 | 18 | [11 empty] | INVALID
766 | 106 | 060-095-4P-40HP | NBS_060-095_4P_40HP_9.53_SS | 2617.6301 | 2617.6301 | 7852.8904 | 3 | 1 | 4 | F | NBS_EndSuction | 8 | 6 | 8 | 12 | BranchMin8_BranchMax12 | 10 | 3 | 10 | 20 | HeaderMin10_HeaderMax20 | 12 | 6 | 18
766 | 106 | 060-095-4P-40HP | NBS_060-095_4P_40HP_9.53_SS | 2617.6301 | 2617.6301 | 7852.8904 | 3 | 1 | 4 | F | NBS_EndSuction | 8 | 6 | 8 | 12 | BranchMin8_BranchMax12 | 10 | 3 | 10 | 20 | HeaderMin10_HeaderMax20 | 14 | 6 | 18
766 | 106 | 060-095-4P-40HP | NBS_060-095_4P_40HP_9.53_SS | 2617.6301 | 2617.6301 | 7852.8904 | 3 | 1 | 4 | F | NBS_EndSuction | 8 | 6 | 8 | 12 | BranchMin8_BranchMax12 | 10 | 3 | 10 | 20 | HeaderMin10_HeaderMax20 | 16 | 6 | 18
766 | 106 | 060-095-4P-40HP | NBS_060-095_4P_40HP_9.53_SS | 2617.6301 | 2617.6301 | 7852.8904 | 3 | 1 | 4 | F | NBS_EndSuction | 8 | 6 | 8 | 12 | BranchMin8_BranchMax12 | 10 | 3 | 10 | 20 | HeaderMin10_HeaderMax20 | 18 | 6 | 18
766 | 106 | 060-095-4P-40HP | NBS_060-095_4P_40HP_9.53_SS | 2617.6301 | 2617.6301 | 7852.8904 | 3 | 1 | 4 | F | NBS_EndSuction | 8 | 6 | 8 | 12 | BranchMin8_BranchMax12 | 10 | 3 | 10 | 20 | HeaderMin10_HeaderMax20 | 20 | 6 | 18
766 | 106 | 060-095-4P-40HP | NBS_060-095_4P_40HP_9.53_SS | 2617.6301 | 2617.6301 | 7852.8904 | 3 | 1 | 4 | F | NBS_EndSuction | 8 | 6 | 8 | 12 | BranchMin8_BranchMax12 | 12 | 3 | 10 | 20 | HeaderMin10_HeaderMax20 | 10 | 6 | 18 | [11 empty] | INVALID
766 | 106 | 060-095-4P-40HP | NBS_060-095_4P_40HP_9.53_SS | 2617.6301 | 2617.6301 | 7852.8904 | 3 | 1 | 4 | F | NBS_EndSuction | 8 | 6 | 8 | 12 | BranchMin8_BranchMax12 | 12 | 3 | 10 | 20 | HeaderMin10_HeaderMax20 | 12 | 6 | 18 | [11 empty] | INVALID
766 | 106 | 060-095-4P-40HP | NBS_060-095_4P_40HP_9.53_SS | 2617.6301 | 2617.6301 | 7852.8904 | 3 | 1 | 4 | F | NBS_EndSuction | 8 | 6 | 8 | 12 | BranchMin8_BranchMax12 | 12 | 3 | 10 | 20 | HeaderMin10_HeaderMax20 | 14 | 6 | 18
766 | 106 | 060-095-4P-40HP | NBS_060-095_4P_40HP_9.53_SS | 2617.6301 | 2617.6301 | 7852.8904 | 3 | 1 | 4 | F | NBS_EndSuction | 8 | 6 | 8 | 12 | BranchMin8_BranchMax12 | 12 | 3 | 10 | 20 | HeaderMin10_HeaderMax20 | 16 | 6 | 18
766 | 106 | 060-095-4P-40HP | NBS_060-095_4P_40HP_9.53_SS | 2617.6301 | 2617.6301 | 7852.8904 | 3 | 1 | 4 | F | NBS_EndSuction | 8 | 6 | 8 | 12 | BranchMin8_BranchMax12 | 12 | 3 | 10 | 20 | HeaderMin10_HeaderMax20 | 18 | 6 | 18
766 | 106 | 060-095-4P-40HP | NBS_060-095_4P_40HP_9.53_SS | 2617.6301 | 2617.6301 | 7852.8904 | 3 | 1 | 4 | F | NBS_EndSuction | 8 | 6 | 8 | 12 | BranchMin8_BranchMax12 | 12 | 3 | 10 | 20 | HeaderMin10_HeaderMax20 | 20 | 6 | 18
767 | 107 | 060-110-4P-30HP | NBS_060-110_4P_30HP_8.78_SS | 2227.2787 | 2227.2787 | 6681.836 | 3 | 1 | 4 | F | NBS_EndSuction | 8 | 6 | 8 | 10 | BranchMin8_BranchMax10 | 8 | 2 | 10 | 18 | HeaderMin10_HeaderMax18 | 10 | 5 | 10
767 | 107 | 060-110-4P-30HP | NBS_060-110_4P_30HP_8.78_SS | 2227.2787 | 2227.2787 | 6681.836 | 3 | 1 | 4 | F | NBS_EndSuction | 8 | 6 | 8 | 10 | BranchMin8_BranchMax10 | 8 | 2 | 10 | 18 | HeaderMin10_HeaderMax18 | 12 | 5 | 10
767 | 107 | 060-110-4P-30HP | NBS_060-110_4P_30HP_8.78_SS | 2227.2787 | 2227.2787 | 6681.836 | 3 | 1 | 4 | F | NBS_EndSuction | 8 | 6 | 8 | 10 | BranchMin8_BranchMax10 | 8 | 2 | 10 | 18 | HeaderMin10_HeaderMax18 | 14 | 5 | 10
767 | 107 | 060-110-4P-30HP | NBS_060-110_4P_30HP_8.78_SS | 2227.2787 | 2227.2787 | 6681.836 | 3 | 1 | 4 | F | NBS_EndSuction | 8 | 6 | 8 | 10 | BranchMin8_BranchMax10 | 8 | 2 | 10 | 18 | HeaderMin10_HeaderMax18 | 16 | 5 | 10
767 | 107 | 060-110-4P-30HP | NBS_060-110_4P_30HP_8.78_SS | 2227.2787 | 2227.2787 | 6681.836 | 3 | 1 | 4 | F | NBS_EndSuction | 8 | 6 | 8 | 10 | BranchMin8_BranchMax10 | 8 | 2 | 10 | 18 | HeaderMin10_HeaderMax18 | 18 | 5 | 10
767 | 107 | 060-110-4P-30HP | NBS_060-110_4P_30HP_8.78_SS | 2227.2787 | 2227.2787 | 6681.836 | 3 | 1 | 4 | F | NBS_EndSuction | 8 | 6 | 8 | 10 | BranchMin8_BranchMax10 | 10 | 2 | 10 | 18 | HeaderMin10_HeaderMax18 | 10 | 5 | 10 | [11 empty] | INVALID
767 | 107 | 060-110-4P-30HP | NBS_060-110_4P_30HP_8.78_SS | 2227.2787 | 2227.2787 | 6681.836 | 3 | 1 | 4 | F | NBS_EndSuction | 8 | 6 | 8 | 10 | BranchMin8_BranchMax10 | 10 | 2 | 10 | 18 | HeaderMin10_HeaderMax18 | 12 | 5 | 10
767 | 107 | 060-110-4P-30HP | NBS_060-110_4P_30HP_8.78_SS | 2227.2787 | 2227.2787 | 6681.836 | 3 | 1 | 4 | F | NBS_EndSuction | 8 | 6 | 8 | 10 | BranchMin8_BranchMax10 | 10 | 2 | 10 | 18 | HeaderMin10_HeaderMax18 | 14 | 5 | 10
767 | 107 | 060-110-4P-30HP | NBS_060-110_4P_30HP_8.78_SS | 2227.2787 | 2227.2787 | 6681.836 | 3 | 1 | 4 | F | NBS_EndSuction | 8 | 6 | 8 | 10 | BranchMin8_BranchMax10 | 10 | 2 | 10 | 18 | HeaderMin10_HeaderMax18 | 16 | 5 | 10
767 | 107 | 060-110-4P-30HP | NBS_060-110_4P_30HP_8.78_SS | 2227.2787 | 2227.2787 | 6681.836 | 3 | 1 | 4 | F | NBS_EndSuction | 8 | 6 | 8 | 10 | BranchMin8_BranchMax10 | 10 | 2 | 10 | 18 | HeaderMin10_HeaderMax18 | 18 | 5 | 10
768 | 108 | 060-110-4P-40HP | NBS_060-110_4P_40HP_9.57_SS | 2407.488 | 2407.488 | 7222.4641 | 3 | 1 | 4 | F | NBS_EndSuction | 8 | 6 | 8 | 10 | BranchMin8_BranchMax10 | 8 | 2 | 10 | 20 | HeaderMin10_HeaderMax20 | 10 | 6 | 12
768 | 108 | 060-110-4P-40HP | NBS_060-110_4P_40HP_9.57_SS | 2407.488 | 2407.488 | 7222.4641 | 3 | 1 | 4 | F | NBS_EndSuction | 8 | 6 | 8 | 10 | BranchMin8_BranchMax10 | 8 | 2 | 10 | 20 | HeaderMin10_HeaderMax20 | 12 | 6 | 12
768 | 108 | 060-110-4P-40HP | NBS_060-110_4P_40HP_9.57_SS | 2407.488 | 2407.488 | 7222.4641 | 3 | 1 | 4 | F | NBS_EndSuction | 8 | 6 | 8 | 10 | BranchMin8_BranchMax10 | 8 | 2 | 10 | 20 | HeaderMin10_HeaderMax20 | 14 | 6 | 12
768 | 108 | 060-110-4P-40HP | NBS_060-110_4P_40HP_9.57_SS | 2407.488 | 2407.488 | 7222.4641 | 3 | 1 | 4 | F | NBS_EndSuction | 8 | 6 | 8 | 10 | BranchMin8_BranchMax10 | 8 | 2 | 10 | 20 | HeaderMin10_HeaderMax20 | 16 | 6 | 12
768 | 108 | 060-110-4P-40HP | NBS_060-110_4P_40HP_9.57_SS | 2407.488 | 2407.488 | 7222.4641 | 3 | 1 | 4 | F | NBS_EndSuction | 8 | 6 | 8 | 10 | BranchMin8_BranchMax10 | 8 | 2 | 10 | 20 | HeaderMin10_HeaderMax20 | 18 | 6 | 12
768 | 108 | 060-110-4P-40HP | NBS_060-110_4P_40HP_9.57_SS | 2407.488 | 2407.488 | 7222.4641 | 3 | 1 | 4 | F | NBS_EndSuction | 8 | 6 | 8 | 10 | BranchMin8_BranchMax10 | 8 | 2 | 10 | 20 | HeaderMin10_HeaderMax20 | 20 | 6 | 12
768 | 108 | 060-110-4P-40HP | NBS_060-110_4P_40HP_9.57_SS | 2407.488 | 2407.488 | 7222.4641 | 3 | 1 | 4 | F | NBS_EndSuction | 8 | 6 | 8 | 10 | BranchMin8_BranchMax10 | 10 | 2 | 10 | 20 | HeaderMin10_HeaderMax20 | 10 | 6 | 12 | [11 empty] | INVALID
768 | 108 | 060-110-4P-40HP | NBS_060-110_4P_40HP_9.57_SS | 2407.488 | 2407.488 | 7222.4641 | 3 | 1 | 4 | F | NBS_EndSuction | 8 | 6 | 8 | 10 | BranchMin8_BranchMax10 | 10 | 2 | 10 | 20 | HeaderMin10_HeaderMax20 | 12 | 6 | 12
768 | 108 | 060-110-4P-40HP | NBS_060-110_4P_40HP_9.57_SS | 2407.488 | 2407.488 | 7222.4641 | 3 | 1 | 4 | F | NBS_EndSuction | 8 | 6 | 8 | 10 | BranchMin8_BranchMax10 | 10 | 2 | 10 | 20 | HeaderMin10_HeaderMax20 | 14 | 6 | 12
768 | 108 | 060-110-4P-40HP | NBS_060-110_4P_40HP_9.57_SS | 2407.488 | 2407.488 | 7222.4641 | 3 | 1 | 4 | F | NBS_EndSuction | 8 | 6 | 8 | 10 | BranchMin8_BranchMax10 | 10 | 2 | 10 | 20 | HeaderMin10_HeaderMax20 | 16 | 6 | 12
768 | 108 | 060-110-4P-40HP | NBS_060-110_4P_40HP_9.57_SS | 2407.488 | 2407.488 | 7222.4641 | 3 | 1 | 4 | F | NBS_EndSuction | 8 | 6 | 8 | 10 | BranchMin8_BranchMax10 | 10 | 2 | 10 | 20 | HeaderMin10_HeaderMax20 | 18 | 6 | 12
768 | 108 | 060-110-4P-40HP | NBS_060-110_4P_40HP_9.57_SS | 2407.488 | 2407.488 | 7222.4641 | 3 | 1 | 4 | F | NBS_EndSuction | 8 | 6 | 8 | 10 | BranchMin8_BranchMax10 | 10 | 2 | 10 | 20 | HeaderMin10_HeaderMax20 | 20 | 6 | 12
769 | 109 | 060-110-4P-50HP | NBS_060-110_4P_50HP_10.20_SS | 2508.3577 | 2508.3577 | 7525.0732 | 3 | 1 | 4 | F | NBS_EndSuction | 8 | 6 | 8 | 12 | BranchMin8_BranchMax12 | 8 | 3 | 10 | 20 | HeaderMin10_HeaderMax20 | 10 | 6 | 18
769 | 109 | 060-110-4P-50HP | NBS_060-110_4P_50HP_10.20_SS | 2508.3577 | 2508.3577 | 7525.0732 | 3 | 1 | 4 | F | NBS_EndSuction | 8 | 6 | 8 | 12 | BranchMin8_BranchMax12 | 8 | 3 | 10 | 20 | HeaderMin10_HeaderMax20 | 12 | 6 | 18
769 | 109 | 060-110-4P-50HP | NBS_060-110_4P_50HP_10.20_SS | 2508.3577 | 2508.3577 | 7525.0732 | 3 | 1 | 4 | F | NBS_EndSuction | 8 | 6 | 8 | 12 | BranchMin8_BranchMax12 | 8 | 3 | 10 | 20 | HeaderMin10_HeaderMax20 | 14 | 6 | 18
769 | 109 | 060-110-4P-50HP | NBS_060-110_4P_50HP_10.20_SS | 2508.3577 | 2508.3577 | 7525.0732 | 3 | 1 | 4 | F | NBS_EndSuction | 8 | 6 | 8 | 12 | BranchMin8_BranchMax12 | 8 | 3 | 10 | 20 | HeaderMin10_HeaderMax20 | 16 | 6 | 18
769 | 109 | 060-110-4P-50HP | NBS_060-110_4P_50HP_10.20_SS | 2508.3577 | 2508.3577 | 7525.0732 | 3 | 1 | 4 | F | NBS_EndSuction | 8 | 6 | 8 | 12 | BranchMin8_BranchMax12 | 8 | 3 | 10 | 20 | HeaderMin10_HeaderMax20 | 18 | 6 | 18
769 | 109 | 060-110-4P-50HP | NBS_060-110_4P_50HP_10.20_SS | 2508.3577 | 2508.3577 | 7525.0732 | 3 | 1 | 4 | F | NBS_EndSuction | 8 | 6 | 8 | 12 | BranchMin8_BranchMax12 | 8 | 3 | 10 | 20 | HeaderMin10_HeaderMax20 | 20 | 6 | 18
769 | 109 | 060-110-4P-50HP | NBS_060-110_4P_50HP_10.20_SS | 2508.3577 | 2508.3577 | 7525.0732 | 3 | 1 | 4 | F | NBS_EndSuction | 8 | 6 | 8 | 12 | BranchMin8_BranchMax12 | 10 | 3 | 10 | 20 | HeaderMin10_HeaderMax20 | 10 | 6 | 18 | [11 empty] | INVALID
769 | 109 | 060-110-4P-50HP | NBS_060-110_4P_50HP_10.20_SS | 2508.3577 | 2508.3577 | 7525.0732 | 3 | 1 | 4 | F | NBS_EndSuction | 8 | 6 | 8 | 12 | BranchMin8_BranchMax12 | 10 | 3 | 10 | 20 | HeaderMin10_HeaderMax20 | 12 | 6 | 18
769 | 109 | 060-110-4P-50HP | NBS_060-110_4P_50HP_10.20_SS | 2508.3577 | 2508.3577 | 7525.0732 | 3 | 1 | 4 | F | NBS_EndSuction | 8 | 6 | 8 | 12 | BranchMin8_BranchMax12 | 10 | 3 | 10 | 20 | HeaderMin10_HeaderMax20 | 14 | 6 | 18
769 | 109 | 060-110-4P-50HP | NBS_060-110_4P_50HP_10.20_SS | 2508.3577 | 2508.3577 | 7525.0732 | 3 | 1 | 4 | F | NBS_EndSuction | 8 | 6 | 8 | 12 | BranchMin8_BranchMax12 | 10 | 3 | 10 | 20 | HeaderMin10_HeaderMax20 | 16 | 6 | 18
769 | 109 | 060-110-4P-50HP | NBS_060-110_4P_50HP_10.20_SS | 2508.3577 | 2508.3577 | 7525.0732 | 3 | 1 | 4 | F | NBS_EndSuction | 8 | 6 | 8 | 12 | BranchMin8_BranchMax12 | 10 | 3 | 10 | 20 | HeaderMin10_HeaderMax20 | 18 | 6 | 18
769 | 109 | 060-110-4P-50HP | NBS_060-110_4P_50HP_10.20_SS | 2508.3577 | 2508.3577 | 7525.0732 | 3 | 1 | 4 | F | NBS_EndSuction | 8 | 6 | 8 | 12 | BranchMin8_BranchMax12 | 10 | 3 | 10 | 20 | HeaderMin10_HeaderMax20 | 20 | 6 | 18
769 | 109 | 060-110-4P-50HP | NBS_060-110_4P_50HP_10.20_SS | 2508.3577 | 2508.3577 | 7525.0732 | 3 | 1 | 4 | F | NBS_EndSuction | 8 | 6 | 8 | 12 | BranchMin8_BranchMax12 | 12 | 3 | 10 | 20 | HeaderMin10_HeaderMax20 | 10 | 6 | 18 | [11 empty] | INVALID
769 | 109 | 060-110-4P-50HP | NBS_060-110_4P_50HP_10.20_SS | 2508.3577 | 2508.3577 | 7525.0732 | 3 | 1 | 4 | F | NBS_EndSuction | 8 | 6 | 8 | 12 | BranchMin8_BranchMax12 | 12 | 3 | 10 | 20 | HeaderMin10_HeaderMax20 | 12 | 6 | 18 | [11 empty] | INVALID
769 | 109 | 060-110-4P-50HP | NBS_060-110_4P_50HP_10.20_SS | 2508.3577 | 2508.3577 | 7525.0732 | 3 | 1 | 4 | F | NBS_EndSuction | 8 | 6 | 8 | 12 | BranchMin8_BranchMax12 | 12 | 3 | 10 | 20 | HeaderMin10_HeaderMax20 | 14 | 6 | 18
769 | 109 | 060-110-4P-50HP | NBS_060-110_4P_50HP_10.20_SS | 2508.3577 | 2508.3577 | 7525.0732 | 3 | 1 | 4 | F | NBS_EndSuction | 8 | 6 | 8 | 12 | BranchMin8_BranchMax12 | 12 | 3 | 10 | 20 | HeaderMin10_HeaderMax20 | 16 | 6 | 18
769 | 109 | 060-110-4P-50HP | NBS_060-110_4P_50HP_10.20_SS | 2508.3577 | 2508.3577 | 7525.0732 | 3 | 1 | 4 | F | NBS_EndSuction | 8 | 6 | 8 | 12 | BranchMin8_BranchMax12 | 12 | 3 | 10 | 20 | HeaderMin10_HeaderMax20 | 18 | 6 | 18
769 | 109 | 060-110-4P-50HP | NBS_060-110_4P_50HP_10.20_SS | 2508.3577 | 2508.3577 | 7525.0732 | 3 | 1 | 4 | F | NBS_EndSuction | 8 | 6 | 8 | 12 | BranchMin8_BranchMax12 | 12 | 3 | 10 | 20 | HeaderMin10_HeaderMax20 | 20 | 6 | 18
770 | 110 | 060-110-4P-60HP | NBS_060-110_4P_60HP_10.75_SS | 2624.9016 | 2624.9016 | 7874.7049 | 3 | 1 | 4 | F | NBS_EndSuction | 8 | 6 | 8 | 12 | BranchMin8_BranchMax12 | 8 | 3 | 10 | 20 | HeaderMin10_HeaderMax20 | 10 | 6 | 18
770 | 110 | 060-110-4P-60HP | NBS_060-110_4P_60HP_10.75_SS | 2624.9016 | 2624.9016 | 7874.7049 | 3 | 1 | 4 | F | NBS_EndSuction | 8 | 6 | 8 | 12 | BranchMin8_BranchMax12 | 8 | 3 | 10 | 20 | HeaderMin10_HeaderMax20 | 12 | 6 | 18
770 | 110 | 060-110-4P-60HP | NBS_060-110_4P_60HP_10.75_SS | 2624.9016 | 2624.9016 | 7874.7049 | 3 | 1 | 4 | F | NBS_EndSuction | 8 | 6 | 8 | 12 | BranchMin8_BranchMax12 | 8 | 3 | 10 | 20 | HeaderMin10_HeaderMax20 | 14 | 6 | 18
770 | 110 | 060-110-4P-60HP | NBS_060-110_4P_60HP_10.75_SS | 2624.9016 | 2624.9016 | 7874.7049 | 3 | 1 | 4 | F | NBS_EndSuction | 8 | 6 | 8 | 12 | BranchMin8_BranchMax12 | 8 | 3 | 10 | 20 | HeaderMin10_HeaderMax20 | 16 | 6 | 18
770 | 110 | 060-110-4P-60HP | NBS_060-110_4P_60HP_10.75_SS | 2624.9016 | 2624.9016 | 7874.7049 | 3 | 1 | 4 | F | NBS_EndSuction | 8 | 6 | 8 | 12 | BranchMin8_BranchMax12 | 8 | 3 | 10 | 20 | HeaderMin10_HeaderMax20 | 18 | 6 | 18
770 | 110 | 060-110-4P-60HP | NBS_060-110_4P_60HP_10.75_SS | 2624.9016 | 2624.9016 | 7874.7049 | 3 | 1 | 4 | F | NBS_EndSuction | 8 | 6 | 8 | 12 | BranchMin8_BranchMax12 | 8 | 3 | 10 | 20 | HeaderMin10_HeaderMax20 | 20 | 6 | 18
770 | 110 | 060-110-4P-60HP | NBS_060-110_4P_60HP_10.75_SS | 2624.9016 | 2624.9016 | 7874.7049 | 3 | 1 | 4 | F | NBS_EndSuction | 8 | 6 | 8 | 12 | BranchMin8_BranchMax12 | 10 | 3 | 10 | 20 | HeaderMin10_HeaderMax20 | 10 | 6 | 18 | [11 empty] | INVALID
770 | 110 | 060-110-4P-60HP | NBS_060-110_4P_60HP_10.75_SS | 2624.9016 | 2624.9016 | 7874.7049 | 3 | 1 | 4 | F | NBS_EndSuction | 8 | 6 | 8 | 12 | BranchMin8_BranchMax12 | 10 | 3 | 10 | 20 | HeaderMin10_HeaderMax20 | 12 | 6 | 18
770 | 110 | 060-110-4P-60HP | NBS_060-110_4P_60HP_10.75_SS | 2624.9016 | 2624.9016 | 7874.7049 | 3 | 1 | 4 | F | NBS_EndSuction | 8 | 6 | 8 | 12 | BranchMin8_BranchMax12 | 10 | 3 | 10 | 20 | HeaderMin10_HeaderMax20 | 14 | 6 | 18
770 | 110 | 060-110-4P-60HP | NBS_060-110_4P_60HP_10.75_SS | 2624.9016 | 2624.9016 | 7874.7049 | 3 | 1 | 4 | F | NBS_EndSuction | 8 | 6 | 8 | 12 | BranchMin8_BranchMax12 | 10 | 3 | 10 | 20 | HeaderMin10_HeaderMax20 | 16 | 6 | 18
770 | 110 | 060-110-4P-60HP | NBS_060-110_4P_60HP_10.75_SS | 2624.9016 | 2624.9016 | 7874.7049 | 3 | 1 | 4 | F | NBS_EndSuction | 8 | 6 | 8 | 12 | BranchMin8_BranchMax12 | 10 | 3 | 10 | 20 | HeaderMin10_HeaderMax20 | 18 | 6 | 18
770 | 110 | 060-110-4P-60HP | NBS_060-110_4P_60HP_10.75_SS | 2624.9016 | 2624.9016 | 7874.7049 | 3 | 1 | 4 | F | NBS_EndSuction | 8 | 6 | 8 | 12 | BranchMin8_BranchMax12 | 10 | 3 | 10 | 20 | HeaderMin10_HeaderMax20 | 20 | 6 | 18
770 | 110 | 060-110-4P-60HP | NBS_060-110_4P_60HP_10.75_SS | 2624.9016 | 2624.9016 | 7874.7049 | 3 | 1 | 4 | F | NBS_EndSuction | 8 | 6 | 8 | 12 | BranchMin8_BranchMax12 | 12 | 3 | 10 | 20 | HeaderMin10_HeaderMax20 | 10 | 6 | 18 | [11 empty] | INVALID
770 | 110 | 060-110-4P-60HP | NBS_060-110_4P_60HP_10.75_SS | 2624.9016 | 2624.9016 | 7874.7049 | 3 | 1 | 4 | F | NBS_EndSuction | 8 | 6 | 8 | 12 | BranchMin8_BranchMax12 | 12 | 3 | 10 | 20 | HeaderMin10_HeaderMax20 | 12 | 6 | 18 | [11 empty] | INVALID
770 | 110 | 060-110-4P-60HP | NBS_060-110_4P_60HP_10.75_SS | 2624.9016 | 2624.9016 | 7874.7049 | 3 | 1 | 4 | F | NBS_EndSuction | 8 | 6 | 8 | 12 | BranchMin8_BranchMax12 | 12 | 3 | 10 | 20 | HeaderMin10_HeaderMax20 | 14 | 6 | 18
770 | 110 | 060-110-4P-60HP | NBS_060-110_4P_60HP_10.75_SS | 2624.9016 | 2624.9016 | 7874.7049 | 3 | 1 | 4 | F | NBS_EndSuction | 8 | 6 | 8 | 12 | BranchMin8_BranchMax12 | 12 | 3 | 10 | 20 | HeaderMin10_HeaderMax20 | 16 | 6 | 18
770 | 110 | 060-110-4P-60HP | NBS_060-110_4P_60HP_10.75_SS | 2624.9016 | 2624.9016 | 7874.7049 | 3 | 1 | 4 | F | NBS_EndSuction | 8 | 6 | 8 | 12 | BranchMin8_BranchMax12 | 12 | 3 | 10 | 20 | HeaderMin10_HeaderMax20 | 18 | 6 | 18
770 | 110 | 060-110-4P-60HP | NBS_060-110_4P_60HP_10.75_SS | 2624.9016 | 2624.9016 | 7874.7049 | 3 | 1 | 4 | F | NBS_EndSuction | 8 | 6 | 8 | 12 | BranchMin8_BranchMax12 | 12 | 3 | 10 | 20 | HeaderMin10_HeaderMax20 | 20 | 6 | 18
771 | 111 | 060-135-4P-40HP | NBS_060-135_4P_40HP_9.25_SS | 2111.5713 | 2111.5713 | 6334.7139 | 3 | 1 | 4 | F | NBS_EndSuction | 8 | 6 | 8 | 10 | BranchMin8_BranchMax10 | 8 | 2 | 10 | 18 | HeaderMin10_HeaderMax18 | 10 | 5 | 10
771 | 111 | 060-135-4P-40HP | NBS_060-135_4P_40HP_9.25_SS | 2111.5713 | 2111.5713 | 6334.7139 | 3 | 1 | 4 | F | NBS_EndSuction | 8 | 6 | 8 | 10 | BranchMin8_BranchMax10 | 8 | 2 | 10 | 18 | HeaderMin10_HeaderMax18 | 12 | 5 | 10
771 | 111 | 060-135-4P-40HP | NBS_060-135_4P_40HP_9.25_SS | 2111.5713 | 2111.5713 | 6334.7139 | 3 | 1 | 4 | F | NBS_EndSuction | 8 | 6 | 8 | 10 | BranchMin8_BranchMax10 | 8 | 2 | 10 | 18 | HeaderMin10_HeaderMax18 | 14 | 5 | 10
771 | 111 | 060-135-4P-40HP | NBS_060-135_4P_40HP_9.25_SS | 2111.5713 | 2111.5713 | 6334.7139 | 3 | 1 | 4 | F | NBS_EndSuction | 8 | 6 | 8 | 10 | BranchMin8_BranchMax10 | 8 | 2 | 10 | 18 | HeaderMin10_HeaderMax18 | 16 | 5 | 10
771 | 111 | 060-135-4P-40HP | NBS_060-135_4P_40HP_9.25_SS | 2111.5713 | 2111.5713 | 6334.7139 | 3 | 1 | 4 | F | NBS_EndSuction | 8 | 6 | 8 | 10 | BranchMin8_BranchMax10 | 8 | 2 | 10 | 18 | HeaderMin10_HeaderMax18 | 18 | 5 | 10
771 | 111 | 060-135-4P-40HP | NBS_060-135_4P_40HP_9.25_SS | 2111.5713 | 2111.5713 | 6334.7139 | 3 | 1 | 4 | F | NBS_EndSuction | 8 | 6 | 8 | 10 | BranchMin8_BranchMax10 | 10 | 2 | 10 | 18 | HeaderMin10_HeaderMax18 | 10 | 5 | 10 | [11 empty] | INVALID
771 | 111 | 060-135-4P-40HP | NBS_060-135_4P_40HP_9.25_SS | 2111.5713 | 2111.5713 | 6334.7139 | 3 | 1 | 4 | F | NBS_EndSuction | 8 | 6 | 8 | 10 | BranchMin8_BranchMax10 | 10 | 2 | 10 | 18 | HeaderMin10_HeaderMax18 | 12 | 5 | 10
771 | 111 | 060-135-4P-40HP | NBS_060-135_4P_40HP_9.25_SS | 2111.5713 | 2111.5713 | 6334.7139 | 3 | 1 | 4 | F | NBS_EndSuction | 8 | 6 | 8 | 10 | BranchMin8_BranchMax10 | 10 | 2 | 10 | 18 | HeaderMin10_HeaderMax18 | 14 | 5 | 10
771 | 111 | 060-135-4P-40HP | NBS_060-135_4P_40HP_9.25_SS | 2111.5713 | 2111.5713 | 6334.7139 | 3 | 1 | 4 | F | NBS_EndSuction | 8 | 6 | 8 | 10 | BranchMin8_BranchMax10 | 10 | 2 | 10 | 18 | HeaderMin10_HeaderMax18 | 16 | 5 | 10
771 | 111 | 060-135-4P-40HP | NBS_060-135_4P_40HP_9.25_SS | 2111.5713 | 2111.5713 | 6334.7139 | 3 | 1 | 4 | F | NBS_EndSuction | 8 | 6 | 8 | 10 | BranchMin8_BranchMax10 | 10 | 2 | 10 | 18 | HeaderMin10_HeaderMax18 | 18 | 5 | 10
772 | 112 | 060-135-4P-50HP | NBS_060-135_4P_50HP_9.96_SS | 2305.4296 | 2305.4296 | 6916.2887 | 3 | 1 | 4 | F | NBS_EndSuction | 8 | 6 | 8 | 10 | BranchMin8_BranchMax10 | 8 | 2 | 10 | 18 | HeaderMin10_HeaderMax18 | 10 | 5 | 10
772 | 112 | 060-135-4P-50HP | NBS_060-135_4P_50HP_9.96_SS | 2305.4296 | 2305.4296 | 6916.2887 | 3 | 1 | 4 | F | NBS_EndSuction | 8 | 6 | 8 | 10 | BranchMin8_BranchMax10 | 8 | 2 | 10 | 18 | HeaderMin10_HeaderMax18 | 12 | 5 | 10
772 | 112 | 060-135-4P-50HP | NBS_060-135_4P_50HP_9.96_SS | 2305.4296 | 2305.4296 | 6916.2887 | 3 | 1 | 4 | F | NBS_EndSuction | 8 | 6 | 8 | 10 | BranchMin8_BranchMax10 | 8 | 2 | 10 | 18 | HeaderMin10_HeaderMax18 | 14 | 5 | 10
772 | 112 | 060-135-4P-50HP | NBS_060-135_4P_50HP_9.96_SS | 2305.4296 | 2305.4296 | 6916.2887 | 3 | 1 | 4 | F | NBS_EndSuction | 8 | 6 | 8 | 10 | BranchMin8_BranchMax10 | 8 | 2 | 10 | 18 | HeaderMin10_HeaderMax18 | 16 | 5 | 10
772 | 112 | 060-135-4P-50HP | NBS_060-135_4P_50HP_9.96_SS | 2305.4296 | 2305.4296 | 6916.2887 | 3 | 1 | 4 | F | NBS_EndSuction | 8 | 6 | 8 | 10 | BranchMin8_BranchMax10 | 8 | 2 | 10 | 18 | HeaderMin10_HeaderMax18 | 18 | 5 | 10
772 | 112 | 060-135-4P-50HP | NBS_060-135_4P_50HP_9.96_SS | 2305.4296 | 2305.4296 | 6916.2887 | 3 | 1 | 4 | F | NBS_EndSuction | 8 | 6 | 8 | 10 | BranchMin8_BranchMax10 | 10 | 2 | 10 | 18 | HeaderMin10_HeaderMax18 | 10 | 5 | 10 | [11 empty] | INVALID
772 | 112 | 060-135-4P-50HP | NBS_060-135_4P_50HP_9.96_SS | 2305.4296 | 2305.4296 | 6916.2887 | 3 | 1 | 4 | F | NBS_EndSuction | 8 | 6 | 8 | 10 | BranchMin8_BranchMax10 | 10 | 2 | 10 | 18 | HeaderMin10_HeaderMax18 | 12 | 5 | 10
772 | 112 | 060-135-4P-50HP | NBS_060-135_4P_50HP_9.96_SS | 2305.4296 | 2305.4296 | 6916.2887 | 3 | 1 | 4 | F | NBS_EndSuction | 8 | 6 | 8 | 10 | BranchMin8_BranchMax10 | 10 | 2 | 10 | 18 | HeaderMin10_HeaderMax18 | 14 | 5 | 10
772 | 112 | 060-135-4P-50HP | NBS_060-135_4P_50HP_9.96_SS | 2305.4296 | 2305.4296 | 6916.2887 | 3 | 1 | 4 | F | NBS_EndSuction | 8 | 6 | 8 | 10 | BranchMin8_BranchMax10 | 10 | 2 | 10 | 18 | HeaderMin10_HeaderMax18 | 16 | 5 | 10
772 | 112 | 060-135-4P-50HP | NBS_060-135_4P_50HP_9.96_SS | 2305.4296 | 2305.4296 | 6916.2887 | 3 | 1 | 4 | F | NBS_EndSuction | 8 | 6 | 8 | 10 | BranchMin8_BranchMax10 | 10 | 2 | 10 | 18 | HeaderMin10_HeaderMax18 | 18 | 5 | 10
773 | 113 | 060-135-4P-60HP | NBS_060-135_4P_60HP_10.35_SS | 2491.2746 | 2491.2746 | 7473.8238 | 3 | 1 | 4 | F | NBS_EndSuction | 8 | 6 | 8 | 10 | BranchMin8_BranchMax10 | 8 | 2 | 10 | 20 | HeaderMin10_HeaderMax20 | 10 | 6 | 12
773 | 113 | 060-135-4P-60HP | NBS_060-135_4P_60HP_10.35_SS | 2491.2746 | 2491.2746 | 7473.8238 | 3 | 1 | 4 | F | NBS_EndSuction | 8 | 6 | 8 | 10 | BranchMin8_BranchMax10 | 8 | 2 | 10 | 20 | HeaderMin10_HeaderMax20 | 12 | 6 | 12
773 | 113 | 060-135-4P-60HP | NBS_060-135_4P_60HP_10.35_SS | 2491.2746 | 2491.2746 | 7473.8238 | 3 | 1 | 4 | F | NBS_EndSuction | 8 | 6 | 8 | 10 | BranchMin8_BranchMax10 | 8 | 2 | 10 | 20 | HeaderMin10_HeaderMax20 | 14 | 6 | 12
773 | 113 | 060-135-4P-60HP | NBS_060-135_4P_60HP_10.35_SS | 2491.2746 | 2491.2746 | 7473.8238 | 3 | 1 | 4 | F | NBS_EndSuction | 8 | 6 | 8 | 10 | BranchMin8_BranchMax10 | 8 | 2 | 10 | 20 | HeaderMin10_HeaderMax20 | 16 | 6 | 12
773 | 113 | 060-135-4P-60HP | NBS_060-135_4P_60HP_10.35_SS | 2491.2746 | 2491.2746 | 7473.8238 | 3 | 1 | 4 | F | NBS_EndSuction | 8 | 6 | 8 | 10 | BranchMin8_BranchMax10 | 8 | 2 | 10 | 20 | HeaderMin10_HeaderMax20 | 18 | 6 | 12
773 | 113 | 060-135-4P-60HP | NBS_060-135_4P_60HP_10.35_SS | 2491.2746 | 2491.2746 | 7473.8238 | 3 | 1 | 4 | F | NBS_EndSuction | 8 | 6 | 8 | 10 | BranchMin8_BranchMax10 | 8 | 2 | 10 | 20 | HeaderMin10_HeaderMax20 | 20 | 6 | 12
773 | 113 | 060-135-4P-60HP | NBS_060-135_4P_60HP_10.35_SS | 2491.2746 | 2491.2746 | 7473.8238 | 3 | 1 | 4 | F | NBS_EndSuction | 8 | 6 | 8 | 10 | BranchMin8_BranchMax10 | 10 | 2 | 10 | 20 | HeaderMin10_HeaderMax20 | 10 | 6 | 12 | [11 empty] | INVALID
773 | 113 | 060-135-4P-60HP | NBS_060-135_4P_60HP_10.35_SS | 2491.2746 | 2491.2746 | 7473.8238 | 3 | 1 | 4 | F | NBS_EndSuction | 8 | 6 | 8 | 10 | BranchMin8_BranchMax10 | 10 | 2 | 10 | 20 | HeaderMin10_HeaderMax20 | 12 | 6 | 12
773 | 113 | 060-135-4P-60HP | NBS_060-135_4P_60HP_10.35_SS | 2491.2746 | 2491.2746 | 7473.8238 | 3 | 1 | 4 | F | NBS_EndSuction | 8 | 6 | 8 | 10 | BranchMin8_BranchMax10 | 10 | 2 | 10 | 20 | HeaderMin10_HeaderMax20 | 14 | 6 | 12
773 | 113 | 060-135-4P-60HP | NBS_060-135_4P_60HP_10.35_SS | 2491.2746 | 2491.2746 | 7473.8238 | 3 | 1 | 4 | F | NBS_EndSuction | 8 | 6 | 8 | 10 | BranchMin8_BranchMax10 | 10 | 2 | 10 | 20 | HeaderMin10_HeaderMax20 | 16 | 6 | 12
773 | 113 | 060-135-4P-60HP | NBS_060-135_4P_60HP_10.35_SS | 2491.2746 | 2491.2746 | 7473.8238 | 3 | 1 | 4 | F | NBS_EndSuction | 8 | 6 | 8 | 10 | BranchMin8_BranchMax10 | 10 | 2 | 10 | 20 | HeaderMin10_HeaderMax20 | 18 | 6 | 12
773 | 113 | 060-135-4P-60HP | NBS_060-135_4P_60HP_10.35_SS | 2491.2746 | 2491.2746 | 7473.8238 | 3 | 1 | 4 | F | NBS_EndSuction | 8 | 6 | 8 | 10 | BranchMin8_BranchMax10 | 10 | 2 | 10 | 20 | HeaderMin10_HeaderMax20 | 20 | 6 | 12
774 | 114 | 060-135-4P-75HP | NBS_060-135_4P_75HP_11.22_SS | 2766.6299 | 2766.6299 | 8299.8898 | 3 | 1 | 4 | F | NBS_EndSuction | 8 | 6 | 8 | 12 | BranchMin8_BranchMax12 | 8 | 3 | 10 | 20 | HeaderMin10_HeaderMax20 | 10 | 6 | 18
774 | 114 | 060-135-4P-75HP | NBS_060-135_4P_75HP_11.22_SS | 2766.6299 | 2766.6299 | 8299.8898 | 3 | 1 | 4 | F | NBS_EndSuction | 8 | 6 | 8 | 12 | BranchMin8_BranchMax12 | 8 | 3 | 10 | 20 | HeaderMin10_HeaderMax20 | 12 | 6 | 18
774 | 114 | 060-135-4P-75HP | NBS_060-135_4P_75HP_11.22_SS | 2766.6299 | 2766.6299 | 8299.8898 | 3 | 1 | 4 | F | NBS_EndSuction | 8 | 6 | 8 | 12 | BranchMin8_BranchMax12 | 8 | 3 | 10 | 20 | HeaderMin10_HeaderMax20 | 14 | 6 | 18
774 | 114 | 060-135-4P-75HP | NBS_060-135_4P_75HP_11.22_SS | 2766.6299 | 2766.6299 | 8299.8898 | 3 | 1 | 4 | F | NBS_EndSuction | 8 | 6 | 8 | 12 | BranchMin8_BranchMax12 | 8 | 3 | 10 | 20 | HeaderMin10_HeaderMax20 | 16 | 6 | 18
774 | 114 | 060-135-4P-75HP | NBS_060-135_4P_75HP_11.22_SS | 2766.6299 | 2766.6299 | 8299.8898 | 3 | 1 | 4 | F | NBS_EndSuction | 8 | 6 | 8 | 12 | BranchMin8_BranchMax12 | 8 | 3 | 10 | 20 | HeaderMin10_HeaderMax20 | 18 | 6 | 18
774 | 114 | 060-135-4P-75HP | NBS_060-135_4P_75HP_11.22_SS | 2766.6299 | 2766.6299 | 8299.8898 | 3 | 1 | 4 | F | NBS_EndSuction | 8 | 6 | 8 | 12 | BranchMin8_BranchMax12 | 8 | 3 | 10 | 20 | HeaderMin10_HeaderMax20 | 20 | 6 | 18
774 | 114 | 060-135-4P-75HP | NBS_060-135_4P_75HP_11.22_SS | 2766.6299 | 2766.6299 | 8299.8898 | 3 | 1 | 4 | F | NBS_EndSuction | 8 | 6 | 8 | 12 | BranchMin8_BranchMax12 | 10 | 3 | 10 | 20 | HeaderMin10_HeaderMax20 | 10 | 6 | 18 | [11 empty] | INVALID
774 | 114 | 060-135-4P-75HP | NBS_060-135_4P_75HP_11.22_SS | 2766.6299 | 2766.6299 | 8299.8898 | 3 | 1 | 4 | F | NBS_EndSuction | 8 | 6 | 8 | 12 | BranchMin8_BranchMax12 | 10 | 3 | 10 | 20 | HeaderMin10_HeaderMax20 | 12 | 6 | 18
774 | 114 | 060-135-4P-75HP | NBS_060-135_4P_75HP_11.22_SS | 2766.6299 | 2766.6299 | 8299.8898 | 3 | 1 | 4 | F | NBS_EndSuction | 8 | 6 | 8 | 12 | BranchMin8_BranchMax12 | 10 | 3 | 10 | 20 | HeaderMin10_HeaderMax20 | 14 | 6 | 18
774 | 114 | 060-135-4P-75HP | NBS_060-135_4P_75HP_11.22_SS | 2766.6299 | 2766.6299 | 8299.8898 | 3 | 1 | 4 | F | NBS_EndSuction | 8 | 6 | 8 | 12 | BranchMin8_BranchMax12 | 10 | 3 | 10 | 20 | HeaderMin10_HeaderMax20 | 16 | 6 | 18
774 | 114 | 060-135-4P-75HP | NBS_060-135_4P_75HP_11.22_SS | 2766.6299 | 2766.6299 | 8299.8898 | 3 | 1 | 4 | F | NBS_EndSuction | 8 | 6 | 8 | 12 | BranchMin8_BranchMax12 | 10 | 3 | 10 | 20 | HeaderMin10_HeaderMax20 | 18 | 6 | 18
774 | 114 | 060-135-4P-75HP | NBS_060-135_4P_75HP_11.22_SS | 2766.6299 | 2766.6299 | 8299.8898 | 3 | 1 | 4 | F | NBS_EndSuction | 8 | 6 | 8 | 12 | BranchMin8_BranchMax12 | 10 | 3 | 10 | 20 | HeaderMin10_HeaderMax20 | 20 | 6 | 18
774 | 114 | 060-135-4P-75HP | NBS_060-135_4P_75HP_11.22_SS | 2766.6299 | 2766.6299 | 8299.8898 | 3 | 1 | 4 | F | NBS_EndSuction | 8 | 6 | 8 | 12 | BranchMin8_BranchMax12 | 12 | 3 | 10 | 20 | HeaderMin10_HeaderMax20 | 10 | 6 | 18 | [11 empty] | INVALID
774 | 114 | 060-135-4P-75HP | NBS_060-135_4P_75HP_11.22_SS | 2766.6299 | 2766.6299 | 8299.8898 | 3 | 1 | 4 | F | NBS_EndSuction | 8 | 6 | 8 | 12 | BranchMin8_BranchMax12 | 12 | 3 | 10 | 20 | HeaderMin10_HeaderMax20 | 12 | 6 | 18 | [11 empty] | INVALID
774 | 114 | 060-135-4P-75HP | NBS_060-135_4P_75HP_11.22_SS | 2766.6299 | 2766.6299 | 8299.8898 | 3 | 1 | 4 | F | NBS_EndSuction | 8 | 6 | 8 | 12 | BranchMin8_BranchMax12 | 12 | 3 | 10 | 20 | HeaderMin10_HeaderMax20 | 14 | 6 | 18
774 | 114 | 060-135-4P-75HP | NBS_060-135_4P_75HP_11.22_SS | 2766.6299 | 2766.6299 | 8299.8898 | 3 | 1 | 4 | F | NBS_EndSuction | 8 | 6 | 8 | 12 | BranchMin8_BranchMax12 | 12 | 3 | 10 | 20 | HeaderMin10_HeaderMax20 | 16 | 6 | 18
774 | 114 | 060-135-4P-75HP | NBS_060-135_4P_75HP_11.22_SS | 2766.6299 | 2766.6299 | 8299.8898 | 3 | 1 | 4 | F | NBS_EndSuction | 8 | 6 | 8 | 12 | BranchMin8_BranchMax12 | 12 | 3 | 10 | 20 | HeaderMin10_HeaderMax20 | 18 | 6 | 18
774 | 114 | 060-135-4P-75HP | NBS_060-135_4P_75HP_11.22_SS | 2766.6299 | 2766.6299 | 8299.8898 | 3 | 1 | 4 | F | NBS_EndSuction | 8 | 6 | 8 | 12 | BranchMin8_BranchMax12 | 12 | 3 | 10 | 20 | HeaderMin10_HeaderMax20 | 20 | 6 | 18
775 | 115 | 060-135-4P-100HP | NBS_060-135_4P_100HP_12.24_SS | 3069.239 | 3069.239 | 9207.7171 | 3 | 1 | 4 | F | NBS_EndSuction | 8 | 6 | 8 | 12 | BranchMin8_BranchMax12 | 8 | 3 | 10 | 24 | HeaderMin10_HeaderMax24 | 10 | 7 | 21
775 | 115 | 060-135-4P-100HP | NBS_060-135_4P_100HP_12.24_SS | 3069.239 | 3069.239 | 9207.7171 | 3 | 1 | 4 | F | NBS_EndSuction | 8 | 6 | 8 | 12 | BranchMin8_BranchMax12 | 8 | 3 | 10 | 24 | HeaderMin10_HeaderMax24 | 12 | 7 | 21
775 | 115 | 060-135-4P-100HP | NBS_060-135_4P_100HP_12.24_SS | 3069.239 | 3069.239 | 9207.7171 | 3 | 1 | 4 | F | NBS_EndSuction | 8 | 6 | 8 | 12 | BranchMin8_BranchMax12 | 8 | 3 | 10 | 24 | HeaderMin10_HeaderMax24 | 14 | 7 | 21
775 | 115 | 060-135-4P-100HP | NBS_060-135_4P_100HP_12.24_SS | 3069.239 | 3069.239 | 9207.7171 | 3 | 1 | 4 | F | NBS_EndSuction | 8 | 6 | 8 | 12 | BranchMin8_BranchMax12 | 8 | 3 | 10 | 24 | HeaderMin10_HeaderMax24 | 16 | 7 | 21
775 | 115 | 060-135-4P-100HP | NBS_060-135_4P_100HP_12.24_SS | 3069.239 | 3069.239 | 9207.7171 | 3 | 1 | 4 | F | NBS_EndSuction | 8 | 6 | 8 | 12 | BranchMin8_BranchMax12 | 8 | 3 | 10 | 24 | HeaderMin10_HeaderMax24 | 18 | 7 | 21
775 | 115 | 060-135-4P-100HP | NBS_060-135_4P_100HP_12.24_SS | 3069.239 | 3069.239 | 9207.7171 | 3 | 1 | 4 | F | NBS_EndSuction | 8 | 6 | 8 | 12 | BranchMin8_BranchMax12 | 8 | 3 | 10 | 24 | HeaderMin10_HeaderMax24 | 20 | 7 | 21
775 | 115 | 060-135-4P-100HP | NBS_060-135_4P_100HP_12.24_SS | 3069.239 | 3069.239 | 9207.7171 | 3 | 1 | 4 | F | NBS_EndSuction | 8 | 6 | 8 | 12 | BranchMin8_BranchMax12 | 8 | 3 | 10 | 24 | HeaderMin10_HeaderMax24 | 24 | 7 | 21
775 | 115 | 060-135-4P-100HP | NBS_060-135_4P_100HP_12.24_SS | 3069.239 | 3069.239 | 9207.7171 | 3 | 1 | 4 | F | NBS_EndSuction | 8 | 6 | 8 | 12 | BranchMin8_BranchMax12 | 10 | 3 | 10 | 24 | HeaderMin10_HeaderMax24 | 10 | 7 | 21 | [11 empty] | INVALID
775 | 115 | 060-135-4P-100HP | NBS_060-135_4P_100HP_12.24_SS | 3069.239 | 3069.239 | 9207.7171 | 3 | 1 | 4 | F | NBS_EndSuction | 8 | 6 | 8 | 12 | BranchMin8_BranchMax12 | 10 | 3 | 10 | 24 | HeaderMin10_HeaderMax24 | 12 | 7 | 21
775 | 115 | 060-135-4P-100HP | NBS_060-135_4P_100HP_12.24_SS | 3069.239 | 3069.239 | 9207.7171 | 3 | 1 | 4 | F | NBS_EndSuction | 8 | 6 | 8 | 12 | BranchMin8_BranchMax12 | 10 | 3 | 10 | 24 | HeaderMin10_HeaderMax24 | 14 | 7 | 21
775 | 115 | 060-135-4P-100HP | NBS_060-135_4P_100HP_12.24_SS | 3069.239 | 3069.239 | 9207.7171 | 3 | 1 | 4 | F | NBS_EndSuction | 8 | 6 | 8 | 12 | BranchMin8_BranchMax12 | 10 | 3 | 10 | 24 | HeaderMin10_HeaderMax24 | 16 | 7 | 21
775 | 115 | 060-135-4P-100HP | NBS_060-135_4P_100HP_12.24_SS | 3069.239 | 3069.239 | 9207.7171 | 3 | 1 | 4 | F | NBS_EndSuction | 8 | 6 | 8 | 12 | BranchMin8_BranchMax12 | 10 | 3 | 10 | 24 | HeaderMin10_HeaderMax24 | 18 | 7 | 21
775 | 115 | 060-135-4P-100HP | NBS_060-135_4P_100HP_12.24_SS | 3069.239 | 3069.239 | 9207.7171 | 3 | 1 | 4 | F | NBS_EndSuction | 8 | 6 | 8 | 12 | BranchMin8_BranchMax12 | 10 | 3 | 10 | 24 | HeaderMin10_HeaderMax24 | 20 | 7 | 21
775 | 115 | 060-135-4P-100HP | NBS_060-135_4P_100HP_12.24_SS | 3069.239 | 3069.239 | 9207.7171 | 3 | 1 | 4 | F | NBS_EndSuction | 8 | 6 | 8 | 12 | BranchMin8_BranchMax12 | 10 | 3 | 10 | 24 | HeaderMin10_HeaderMax24 | 24 | 7 | 21
775 | 115 | 060-135-4P-100HP | NBS_060-135_4P_100HP_12.24_SS | 3069.239 | 3069.239 | 9207.7171 | 3 | 1 | 4 | F | NBS_EndSuction | 8 | 6 | 8 | 12 | BranchMin8_BranchMax12 | 12 | 3 | 10 | 24 | HeaderMin10_HeaderMax24 | 10 | 7 | 21 | [11 empty] | INVALID
775 | 115 | 060-135-4P-100HP | NBS_060-135_4P_100HP_12.24_SS | 3069.239 | 3069.239 | 9207.7171 | 3 | 1 | 4 | F | NBS_EndSuction | 8 | 6 | 8 | 12 | BranchMin8_BranchMax12 | 12 | 3 | 10 | 24 | HeaderMin10_HeaderMax24 | 12 | 7 | 21 | [11 empty] | INVALID
775 | 115 | 060-135-4P-100HP | NBS_060-135_4P_100HP_12.24_SS | 3069.239 | 3069.239 | 9207.7171 | 3 | 1 | 4 | F | NBS_EndSuction | 8 | 6 | 8 | 12 | BranchMin8_BranchMax12 | 12 | 3 | 10 | 24 | HeaderMin10_HeaderMax24 | 14 | 7 | 21
775 | 115 | 060-135-4P-100HP | NBS_060-135_4P_100HP_12.24_SS | 3069.239 | 3069.239 | 9207.7171 | 3 | 1 | 4 | F | NBS_EndSuction | 8 | 6 | 8 | 12 | BranchMin8_BranchMax12 | 12 | 3 | 10 | 24 | HeaderMin10_HeaderMax24 | 16 | 7 | 21
775 | 115 | 060-135-4P-100HP | NBS_060-135_4P_100HP_12.24_SS | 3069.239 | 3069.239 | 9207.7171 | 3 | 1 | 4 | F | NBS_EndSuction | 8 | 6 | 8 | 12 | BranchMin8_BranchMax12 | 12 | 3 | 10 | 24 | HeaderMin10_HeaderMax24 | 18 | 7 | 21
775 | 115 | 060-135-4P-100HP | NBS_060-135_4P_100HP_12.24_SS | 3069.239 | 3069.239 | 9207.7171 | 3 | 1 | 4 | F | NBS_EndSuction | 8 | 6 | 8 | 12 | BranchMin8_BranchMax12 | 12 | 3 | 10 | 24 | HeaderMin10_HeaderMax24 | 20 | 7 | 21
775 | 115 | 060-135-4P-100HP | NBS_060-135_4P_100HP_12.24_SS | 3069.239 | 3069.239 | 9207.7171 | 3 | 1 | 4 | F | NBS_EndSuction | 8 | 6 | 8 | 12 | BranchMin8_BranchMax12 | 12 | 3 | 10 | 24 | HeaderMin10_HeaderMax24 | 24 | 7 | 21
776 | 116 | 060-135-4P-125HP | NBS_060-135_4P_125HP_12.83_SS | 3426.3556 | 3426.3556 | 10279.0669 | 3 | 1 | 4 | F | NBS_EndSuction | 8 | 6 | 8 | 12 | BranchMin8_BranchMax12 | 8 | 3 | 10 | 24 | HeaderMin10_HeaderMax24 | 10 | 7 | 21
776 | 116 | 060-135-4P-125HP | NBS_060-135_4P_125HP_12.83_SS | 3426.3556 | 3426.3556 | 10279.0669 | 3 | 1 | 4 | F | NBS_EndSuction | 8 | 6 | 8 | 12 | BranchMin8_BranchMax12 | 8 | 3 | 10 | 24 | HeaderMin10_HeaderMax24 | 12 | 7 | 21
776 | 116 | 060-135-4P-125HP | NBS_060-135_4P_125HP_12.83_SS | 3426.3556 | 3426.3556 | 10279.0669 | 3 | 1 | 4 | F | NBS_EndSuction | 8 | 6 | 8 | 12 | BranchMin8_BranchMax12 | 8 | 3 | 10 | 24 | HeaderMin10_HeaderMax24 | 14 | 7 | 21
776 | 116 | 060-135-4P-125HP | NBS_060-135_4P_125HP_12.83_SS | 3426.3556 | 3426.3556 | 10279.0669 | 3 | 1 | 4 | F | NBS_EndSuction | 8 | 6 | 8 | 12 | BranchMin8_BranchMax12 | 8 | 3 | 10 | 24 | HeaderMin10_HeaderMax24 | 16 | 7 | 21
776 | 116 | 060-135-4P-125HP | NBS_060-135_4P_125HP_12.83_SS | 3426.3556 | 3426.3556 | 10279.0669 | 3 | 1 | 4 | F | NBS_EndSuction | 8 | 6 | 8 | 12 | BranchMin8_BranchMax12 | 8 | 3 | 10 | 24 | HeaderMin10_HeaderMax24 | 18 | 7 | 21
776 | 116 | 060-135-4P-125HP | NBS_060-135_4P_125HP_12.83_SS | 3426.3556 | 3426.3556 | 10279.0669 | 3 | 1 | 4 | F | NBS_EndSuction | 8 | 6 | 8 | 12 | BranchMin8_BranchMax12 | 8 | 3 | 10 | 24 | HeaderMin10_HeaderMax24 | 20 | 7 | 21
776 | 116 | 060-135-4P-125HP | NBS_060-135_4P_125HP_12.83_SS | 3426.3556 | 3426.3556 | 10279.0669 | 3 | 1 | 4 | F | NBS_EndSuction | 8 | 6 | 8 | 12 | BranchMin8_BranchMax12 | 8 | 3 | 10 | 24 | HeaderMin10_HeaderMax24 | 24 | 7 | 21
776 | 116 | 060-135-4P-125HP | NBS_060-135_4P_125HP_12.83_SS | 3426.3556 | 3426.3556 | 10279.0669 | 3 | 1 | 4 | F | NBS_EndSuction | 8 | 6 | 8 | 12 | BranchMin8_BranchMax12 | 10 | 3 | 10 | 24 | HeaderMin10_HeaderMax24 | 10 | 7 | 21 | [11 empty] | INVALID
776 | 116 | 060-135-4P-125HP | NBS_060-135_4P_125HP_12.83_SS | 3426.3556 | 3426.3556 | 10279.0669 | 3 | 1 | 4 | F | NBS_EndSuction | 8 | 6 | 8 | 12 | BranchMin8_BranchMax12 | 10 | 3 | 10 | 24 | HeaderMin10_HeaderMax24 | 12 | 7 | 21
776 | 116 | 060-135-4P-125HP | NBS_060-135_4P_125HP_12.83_SS | 3426.3556 | 3426.3556 | 10279.0669 | 3 | 1 | 4 | F | NBS_EndSuction | 8 | 6 | 8 | 12 | BranchMin8_BranchMax12 | 10 | 3 | 10 | 24 | HeaderMin10_HeaderMax24 | 14 | 7 | 21
776 | 116 | 060-135-4P-125HP | NBS_060-135_4P_125HP_12.83_SS | 3426.3556 | 3426.3556 | 10279.0669 | 3 | 1 | 4 | F | NBS_EndSuction | 8 | 6 | 8 | 12 | BranchMin8_BranchMax12 | 10 | 3 | 10 | 24 | HeaderMin10_HeaderMax24 | 16 | 7 | 21
776 | 116 | 060-135-4P-125HP | NBS_060-135_4P_125HP_12.83_SS | 3426.3556 | 3426.3556 | 10279.0669 | 3 | 1 | 4 | F | NBS_EndSuction | 8 | 6 | 8 | 12 | BranchMin8_BranchMax12 | 10 | 3 | 10 | 24 | HeaderMin10_HeaderMax24 | 18 | 7 | 21
776 | 116 | 060-135-4P-125HP | NBS_060-135_4P_125HP_12.83_SS | 3426.3556 | 3426.3556 | 10279.0669 | 3 | 1 | 4 | F | NBS_EndSuction | 8 | 6 | 8 | 12 | BranchMin8_BranchMax12 | 10 | 3 | 10 | 24 | HeaderMin10_HeaderMax24 | 20 | 7 | 21
776 | 116 | 060-135-4P-125HP | NBS_060-135_4P_125HP_12.83_SS | 3426.3556 | 3426.3556 | 10279.0669 | 3 | 1 | 4 | F | NBS_EndSuction | 8 | 6 | 8 | 12 | BranchMin8_BranchMax12 | 10 | 3 | 10 | 24 | HeaderMin10_HeaderMax24 | 24 | 7 | 21
776 | 116 | 060-135-4P-125HP | NBS_060-135_4P_125HP_12.83_SS | 3426.3556 | 3426.3556 | 10279.0669 | 3 | 1 | 4 | F | NBS_EndSuction | 8 | 6 | 8 | 12 | BranchMin8_BranchMax12 | 12 | 3 | 10 | 24 | HeaderMin10_HeaderMax24 | 10 | 7 | 21 | [11 empty] | INVALID
776 | 116 | 060-135-4P-125HP | NBS_060-135_4P_125HP_12.83_SS | 3426.3556 | 3426.3556 | 10279.0669 | 3 | 1 | 4 | F | NBS_EndSuction | 8 | 6 | 8 | 12 | BranchMin8_BranchMax12 | 12 | 3 | 10 | 24 | HeaderMin10_HeaderMax24 | 12 | 7 | 21 | [11 empty] | INVALID
776 | 116 | 060-135-4P-125HP | NBS_060-135_4P_125HP_12.83_SS | 3426.3556 | 3426.3556 | 10279.0669 | 3 | 1 | 4 | F | NBS_EndSuction | 8 | 6 | 8 | 12 | BranchMin8_BranchMax12 | 12 | 3 | 10 | 24 | HeaderMin10_HeaderMax24 | 14 | 7 | 21
776 | 116 | 060-135-4P-125HP | NBS_060-135_4P_125HP_12.83_SS | 3426.3556 | 3426.3556 | 10279.0669 | 3 | 1 | 4 | F | NBS_EndSuction | 8 | 6 | 8 | 12 | BranchMin8_BranchMax12 | 12 | 3 | 10 | 24 | HeaderMin10_HeaderMax24 | 16 | 7 | 21
776 | 116 | 060-135-4P-125HP | NBS_060-135_4P_125HP_12.83_SS | 3426.3556 | 3426.3556 | 10279.0669 | 3 | 1 | 4 | F | NBS_EndSuction | 8 | 6 | 8 | 12 | BranchMin8_BranchMax12 | 12 | 3 | 10 | 24 | HeaderMin10_HeaderMax24 | 18 | 7 | 21
776 | 116 | 060-135-4P-125HP | NBS_060-135_4P_125HP_12.83_SS | 3426.3556 | 3426.3556 | 10279.0669 | 3 | 1 | 4 | F | NBS_EndSuction | 8 | 6 | 8 | 12 | BranchMin8_BranchMax12 | 12 | 3 | 10 | 24 | HeaderMin10_HeaderMax24 | 20 | 7 | 21
776 | 116 | 060-135-4P-125HP | NBS_060-135_4P_125HP_12.83_SS | 3426.3556 | 3426.3556 | 10279.0669 | 3 | 1 | 4 | F | NBS_EndSuction | 8 | 6 | 8 | 12 | BranchMin8_BranchMax12 | 12 | 3 | 10 | 24 | HeaderMin10_HeaderMax24 | 24 | 7 | 21
777 | 117 | 060-150-4P-125HP | NBS_060-150_4P_125HP_11.97_SS | 2867.819 | 2867.819 | 8603.4569 | 3 | 1 | 4 | F | NBS_EndSuction | 8 | 6 | 8 | 12 | BranchMin8_BranchMax12 | 8 | 3 | 10 | 20 | HeaderMin10_HeaderMax20 | 10 | 6 | 18
777 | 117 | 060-150-4P-125HP | NBS_060-150_4P_125HP_11.97_SS | 2867.819 | 2867.819 | 8603.4569 | 3 | 1 | 4 | F | NBS_EndSuction | 8 | 6 | 8 | 12 | BranchMin8_BranchMax12 | 8 | 3 | 10 | 20 | HeaderMin10_HeaderMax20 | 12 | 6 | 18
777 | 117 | 060-150-4P-125HP | NBS_060-150_4P_125HP_11.97_SS | 2867.819 | 2867.819 | 8603.4569 | 3 | 1 | 4 | F | NBS_EndSuction | 8 | 6 | 8 | 12 | BranchMin8_BranchMax12 | 8 | 3 | 10 | 20 | HeaderMin10_HeaderMax20 | 14 | 6 | 18
777 | 117 | 060-150-4P-125HP | NBS_060-150_4P_125HP_11.97_SS | 2867.819 | 2867.819 | 8603.4569 | 3 | 1 | 4 | F | NBS_EndSuction | 8 | 6 | 8 | 12 | BranchMin8_BranchMax12 | 8 | 3 | 10 | 20 | HeaderMin10_HeaderMax20 | 16 | 6 | 18
777 | 117 | 060-150-4P-125HP | NBS_060-150_4P_125HP_11.97_SS | 2867.819 | 2867.819 | 8603.4569 | 3 | 1 | 4 | F | NBS_EndSuction | 8 | 6 | 8 | 12 | BranchMin8_BranchMax12 | 8 | 3 | 10 | 20 | HeaderMin10_HeaderMax20 | 18 | 6 | 18
777 | 117 | 060-150-4P-125HP | NBS_060-150_4P_125HP_11.97_SS | 2867.819 | 2867.819 | 8603.4569 | 3 | 1 | 4 | F | NBS_EndSuction | 8 | 6 | 8 | 12 | BranchMin8_BranchMax12 | 8 | 3 | 10 | 20 | HeaderMin10_HeaderMax20 | 20 | 6 | 18
777 | 117 | 060-150-4P-125HP | NBS_060-150_4P_125HP_11.97_SS | 2867.819 | 2867.819 | 8603.4569 | 3 | 1 | 4 | F | NBS_EndSuction | 8 | 6 | 8 | 12 | BranchMin8_BranchMax12 | 10 | 3 | 10 | 20 | HeaderMin10_HeaderMax20 | 10 | 6 | 18 | [11 empty] | INVALID
777 | 117 | 060-150-4P-125HP | NBS_060-150_4P_125HP_11.97_SS | 2867.819 | 2867.819 | 8603.4569 | 3 | 1 | 4 | F | NBS_EndSuction | 8 | 6 | 8 | 12 | BranchMin8_BranchMax12 | 10 | 3 | 10 | 20 | HeaderMin10_HeaderMax20 | 12 | 6 | 18
777 | 117 | 060-150-4P-125HP | NBS_060-150_4P_125HP_11.97_SS | 2867.819 | 2867.819 | 8603.4569 | 3 | 1 | 4 | F | NBS_EndSuction | 8 | 6 | 8 | 12 | BranchMin8_BranchMax12 | 10 | 3 | 10 | 20 | HeaderMin10_HeaderMax20 | 14 | 6 | 18
777 | 117 | 060-150-4P-125HP | NBS_060-150_4P_125HP_11.97_SS | 2867.819 | 2867.819 | 8603.4569 | 3 | 1 | 4 | F | NBS_EndSuction | 8 | 6 | 8 | 12 | BranchMin8_BranchMax12 | 10 | 3 | 10 | 20 | HeaderMin10_HeaderMax20 | 16 | 6 | 18
777 | 117 | 060-150-4P-125HP | NBS_060-150_4P_125HP_11.97_SS | 2867.819 | 2867.819 | 8603.4569 | 3 | 1 | 4 | F | NBS_EndSuction | 8 | 6 | 8 | 12 | BranchMin8_BranchMax12 | 10 | 3 | 10 | 20 | HeaderMin10_HeaderMax20 | 18 | 6 | 18
777 | 117 | 060-150-4P-125HP | NBS_060-150_4P_125HP_11.97_SS | 2867.819 | 2867.819 | 8603.4569 | 3 | 1 | 4 | F | NBS_EndSuction | 8 | 6 | 8 | 12 | BranchMin8_BranchMax12 | 10 | 3 | 10 | 20 | HeaderMin10_HeaderMax20 | 20 | 6 | 18
777 | 117 | 060-150-4P-125HP | NBS_060-150_4P_125HP_11.97_SS | 2867.819 | 2867.819 | 8603.4569 | 3 | 1 | 4 | F | NBS_EndSuction | 8 | 6 | 8 | 12 | BranchMin8_BranchMax12 | 12 | 3 | 10 | 20 | HeaderMin10_HeaderMax20 | 10 | 6 | 18 | [11 empty] | INVALID
777 | 117 | 060-150-4P-125HP | NBS_060-150_4P_125HP_11.97_SS | 2867.819 | 2867.819 | 8603.4569 | 3 | 1 | 4 | F | NBS_EndSuction | 8 | 6 | 8 | 12 | BranchMin8_BranchMax12 | 12 | 3 | 10 | 20 | HeaderMin10_HeaderMax20 | 12 | 6 | 18 | [11 empty] | INVALID
777 | 117 | 060-150-4P-125HP | NBS_060-150_4P_125HP_11.97_SS | 2867.819 | 2867.819 | 8603.4569 | 3 | 1 | 4 | F | NBS_EndSuction | 8 | 6 | 8 | 12 | BranchMin8_BranchMax12 | 12 | 3 | 10 | 20 | HeaderMin10_HeaderMax20 | 14 | 6 | 18
777 | 117 | 060-150-4P-125HP | NBS_060-150_4P_125HP_11.97_SS | 2867.819 | 2867.819 | 8603.4569 | 3 | 1 | 4 | F | NBS_EndSuction | 8 | 6 | 8 | 12 | BranchMin8_BranchMax12 | 12 | 3 | 10 | 20 | HeaderMin10_HeaderMax20 | 16 | 6 | 18
777 | 117 | 060-150-4P-125HP | NBS_060-150_4P_125HP_11.97_SS | 2867.819 | 2867.819 | 8603.4569 | 3 | 1 | 4 | F | NBS_EndSuction | 8 | 6 | 8 | 12 | BranchMin8_BranchMax12 | 12 | 3 | 10 | 20 | HeaderMin10_HeaderMax20 | 18 | 6 | 18
777 | 117 | 060-150-4P-125HP | NBS_060-150_4P_125HP_11.97_SS | 2867.819 | 2867.819 | 8603.4569 | 3 | 1 | 4 | F | NBS_EndSuction | 8 | 6 | 8 | 12 | BranchMin8_BranchMax12 | 12 | 3 | 10 | 20 | HeaderMin10_HeaderMax20 | 20 | 6 | 18
778 | 118 | 060-150-4P-150HP | NBS_060-150_4P_150HP_12.83_SS | 3379.8685 | 3379.8685 | 10139.6056 | 3 | 1 | 4 | F | NBS_EndSuction | 8 | 6 | 8 | 12 | BranchMin8_BranchMax12 | 8 | 3 | 10 | 24 | HeaderMin10_HeaderMax24 | 10 | 7 | 21
778 | 118 | 060-150-4P-150HP | NBS_060-150_4P_150HP_12.83_SS | 3379.8685 | 3379.8685 | 10139.6056 | 3 | 1 | 4 | F | NBS_EndSuction | 8 | 6 | 8 | 12 | BranchMin8_BranchMax12 | 8 | 3 | 10 | 24 | HeaderMin10_HeaderMax24 | 12 | 7 | 21
778 | 118 | 060-150-4P-150HP | NBS_060-150_4P_150HP_12.83_SS | 3379.8685 | 3379.8685 | 10139.6056 | 3 | 1 | 4 | F | NBS_EndSuction | 8 | 6 | 8 | 12 | BranchMin8_BranchMax12 | 8 | 3 | 10 | 24 | HeaderMin10_HeaderMax24 | 14 | 7 | 21
778 | 118 | 060-150-4P-150HP | NBS_060-150_4P_150HP_12.83_SS | 3379.8685 | 3379.8685 | 10139.6056 | 3 | 1 | 4 | F | NBS_EndSuction | 8 | 6 | 8 | 12 | BranchMin8_BranchMax12 | 8 | 3 | 10 | 24 | HeaderMin10_HeaderMax24 | 16 | 7 | 21
778 | 118 | 060-150-4P-150HP | NBS_060-150_4P_150HP_12.83_SS | 3379.8685 | 3379.8685 | 10139.6056 | 3 | 1 | 4 | F | NBS_EndSuction | 8 | 6 | 8 | 12 | BranchMin8_BranchMax12 | 8 | 3 | 10 | 24 | HeaderMin10_HeaderMax24 | 18 | 7 | 21
778 | 118 | 060-150-4P-150HP | NBS_060-150_4P_150HP_12.83_SS | 3379.8685 | 3379.8685 | 10139.6056 | 3 | 1 | 4 | F | NBS_EndSuction | 8 | 6 | 8 | 12 | BranchMin8_BranchMax12 | 8 | 3 | 10 | 24 | HeaderMin10_HeaderMax24 | 20 | 7 | 21
778 | 118 | 060-150-4P-150HP | NBS_060-150_4P_150HP_12.83_SS | 3379.8685 | 3379.8685 | 10139.6056 | 3 | 1 | 4 | F | NBS_EndSuction | 8 | 6 | 8 | 12 | BranchMin8_BranchMax12 | 8 | 3 | 10 | 24 | HeaderMin10_HeaderMax24 | 24 | 7 | 21
778 | 118 | 060-150-4P-150HP | NBS_060-150_4P_150HP_12.83_SS | 3379.8685 | 3379.8685 | 10139.6056 | 3 | 1 | 4 | F | NBS_EndSuction | 8 | 6 | 8 | 12 | BranchMin8_BranchMax12 | 10 | 3 | 10 | 24 | HeaderMin10_HeaderMax24 | 10 | 7 | 21 | [11 empty] | INVALID
778 | 118 | 060-150-4P-150HP | NBS_060-150_4P_150HP_12.83_SS | 3379.8685 | 3379.8685 | 10139.6056 | 3 | 1 | 4 | F | NBS_EndSuction | 8 | 6 | 8 | 12 | BranchMin8_BranchMax12 | 10 | 3 | 10 | 24 | HeaderMin10_HeaderMax24 | 12 | 7 | 21
778 | 118 | 060-150-4P-150HP | NBS_060-150_4P_150HP_12.83_SS | 3379.8685 | 3379.8685 | 10139.6056 | 3 | 1 | 4 | F | NBS_EndSuction | 8 | 6 | 8 | 12 | BranchMin8_BranchMax12 | 10 | 3 | 10 | 24 | HeaderMin10_HeaderMax24 | 14 | 7 | 21
778 | 118 | 060-150-4P-150HP | NBS_060-150_4P_150HP_12.83_SS | 3379.8685 | 3379.8685 | 10139.6056 | 3 | 1 | 4 | F | NBS_EndSuction | 8 | 6 | 8 | 12 | BranchMin8_BranchMax12 | 10 | 3 | 10 | 24 | HeaderMin10_HeaderMax24 | 16 | 7 | 21
778 | 118 | 060-150-4P-150HP | NBS_060-150_4P_150HP_12.83_SS | 3379.8685 | 3379.8685 | 10139.6056 | 3 | 1 | 4 | F | NBS_EndSuction | 8 | 6 | 8 | 12 | BranchMin8_BranchMax12 | 10 | 3 | 10 | 24 | HeaderMin10_HeaderMax24 | 18 | 7 | 21
778 | 118 | 060-150-4P-150HP | NBS_060-150_4P_150HP_12.83_SS | 3379.8685 | 3379.8685 | 10139.6056 | 3 | 1 | 4 | F | NBS_EndSuction | 8 | 6 | 8 | 12 | BranchMin8_BranchMax12 | 10 | 3 | 10 | 24 | HeaderMin10_HeaderMax24 | 20 | 7 | 21
778 | 118 | 060-150-4P-150HP | NBS_060-150_4P_150HP_12.83_SS | 3379.8685 | 3379.8685 | 10139.6056 | 3 | 1 | 4 | F | NBS_EndSuction | 8 | 6 | 8 | 12 | BranchMin8_BranchMax12 | 10 | 3 | 10 | 24 | HeaderMin10_HeaderMax24 | 24 | 7 | 21
778 | 118 | 060-150-4P-150HP | NBS_060-150_4P_150HP_12.83_SS | 3379.8685 | 3379.8685 | 10139.6056 | 3 | 1 | 4 | F | NBS_EndSuction | 8 | 6 | 8 | 12 | BranchMin8_BranchMax12 | 12 | 3 | 10 | 24 | HeaderMin10_HeaderMax24 | 10 | 7 | 21 | [11 empty] | INVALID
778 | 118 | 060-150-4P-150HP | NBS_060-150_4P_150HP_12.83_SS | 3379.8685 | 3379.8685 | 10139.6056 | 3 | 1 | 4 | F | NBS_EndSuction | 8 | 6 | 8 | 12 | BranchMin8_BranchMax12 | 12 | 3 | 10 | 24 | HeaderMin10_HeaderMax24 | 12 | 7 | 21 | [11 empty] | INVALID
778 | 118 | 060-150-4P-150HP | NBS_060-150_4P_150HP_12.83_SS | 3379.8685 | 3379.8685 | 10139.6056 | 3 | 1 | 4 | F | NBS_EndSuction | 8 | 6 | 8 | 12 | BranchMin8_BranchMax12 | 12 | 3 | 10 | 24 | HeaderMin10_HeaderMax24 | 14 | 7 | 21
778 | 118 | 060-150-4P-150HP | NBS_060-150_4P_150HP_12.83_SS | 3379.8685 | 3379.8685 | 10139.6056 | 3 | 1 | 4 | F | NBS_EndSuction | 8 | 6 | 8 | 12 | BranchMin8_BranchMax12 | 12 | 3 | 10 | 24 | HeaderMin10_HeaderMax24 | 16 | 7 | 21
778 | 118 | 060-150-4P-150HP | NBS_060-150_4P_150HP_12.83_SS | 3379.8685 | 3379.8685 | 10139.6056 | 3 | 1 | 4 | F | NBS_EndSuction | 8 | 6 | 8 | 12 | BranchMin8_BranchMax12 | 12 | 3 | 10 | 24 | HeaderMin10_HeaderMax24 | 18 | 7 | 21
778 | 118 | 060-150-4P-150HP | NBS_060-150_4P_150HP_12.83_SS | 3379.8685 | 3379.8685 | 10139.6056 | 3 | 1 | 4 | F | NBS_EndSuction | 8 | 6 | 8 | 12 | BranchMin8_BranchMax12 | 12 | 3 | 10 | 24 | HeaderMin10_HeaderMax24 | 20 | 7 | 21
778 | 118 | 060-150-4P-150HP | NBS_060-150_4P_150HP_12.83_SS | 3379.8685 | 3379.8685 | 10139.6056 | 3 | 1 | 4 | F | NBS_EndSuction | 8 | 6 | 8 | 12 | BranchMin8_BranchMax12 | 12 | 3 | 10 | 24 | HeaderMin10_HeaderMax24 | 24 | 7 | 21
779 | 119 | 060-150-4P-200HP | NBS_060-150_4P_200HP_14.8_SS | 3737.7603 | 3737.7603 | 11213.2809 | 3 | 1 | 4 | F | NBS_EndSuction | 8 | 6 | 8 | 14 | BranchMin8_BranchMax14 | 8 | 4 | 10 | 24 | HeaderMin10_HeaderMax24 | 10 | 7 | 28
779 | 119 | 060-150-4P-200HP | NBS_060-150_4P_200HP_14.8_SS | 3737.7603 | 3737.7603 | 11213.2809 | 3 | 1 | 4 | F | NBS_EndSuction | 8 | 6 | 8 | 14 | BranchMin8_BranchMax14 | 8 | 4 | 10 | 24 | HeaderMin10_HeaderMax24 | 12 | 7 | 28
779 | 119 | 060-150-4P-200HP | NBS_060-150_4P_200HP_14.8_SS | 3737.7603 | 3737.7603 | 11213.2809 | 3 | 1 | 4 | F | NBS_EndSuction | 8 | 6 | 8 | 14 | BranchMin8_BranchMax14 | 8 | 4 | 10 | 24 | HeaderMin10_HeaderMax24 | 14 | 7 | 28
779 | 119 | 060-150-4P-200HP | NBS_060-150_4P_200HP_14.8_SS | 3737.7603 | 3737.7603 | 11213.2809 | 3 | 1 | 4 | F | NBS_EndSuction | 8 | 6 | 8 | 14 | BranchMin8_BranchMax14 | 8 | 4 | 10 | 24 | HeaderMin10_HeaderMax24 | 16 | 7 | 28
779 | 119 | 060-150-4P-200HP | NBS_060-150_4P_200HP_14.8_SS | 3737.7603 | 3737.7603 | 11213.2809 | 3 | 1 | 4 | F | NBS_EndSuction | 8 | 6 | 8 | 14 | BranchMin8_BranchMax14 | 8 | 4 | 10 | 24 | HeaderMin10_HeaderMax24 | 18 | 7 | 28
779 | 119 | 060-150-4P-200HP | NBS_060-150_4P_200HP_14.8_SS | 3737.7603 | 3737.7603 | 11213.2809 | 3 | 1 | 4 | F | NBS_EndSuction | 8 | 6 | 8 | 14 | BranchMin8_BranchMax14 | 8 | 4 | 10 | 24 | HeaderMin10_HeaderMax24 | 20 | 7 | 28
779 | 119 | 060-150-4P-200HP | NBS_060-150_4P_200HP_14.8_SS | 3737.7603 | 3737.7603 | 11213.2809 | 3 | 1 | 4 | F | NBS_EndSuction | 8 | 6 | 8 | 14 | BranchMin8_BranchMax14 | 8 | 4 | 10 | 24 | HeaderMin10_HeaderMax24 | 24 | 7 | 28
779 | 119 | 060-150-4P-200HP | NBS_060-150_4P_200HP_14.8_SS | 3737.7603 | 3737.7603 | 11213.2809 | 3 | 1 | 4 | F | NBS_EndSuction | 8 | 6 | 8 | 14 | BranchMin8_BranchMax14 | 10 | 4 | 10 | 24 | HeaderMin10_HeaderMax24 | 10 | 7 | 28 | [11 empty] | INVALID
779 | 119 | 060-150-4P-200HP | NBS_060-150_4P_200HP_14.8_SS | 3737.7603 | 3737.7603 | 11213.2809 | 3 | 1 | 4 | F | NBS_EndSuction | 8 | 6 | 8 | 14 | BranchMin8_BranchMax14 | 10 | 4 | 10 | 24 | HeaderMin10_HeaderMax24 | 12 | 7 | 28
779 | 119 | 060-150-4P-200HP | NBS_060-150_4P_200HP_14.8_SS | 3737.7603 | 3737.7603 | 11213.2809 | 3 | 1 | 4 | F | NBS_EndSuction | 8 | 6 | 8 | 14 | BranchMin8_BranchMax14 | 10 | 4 | 10 | 24 | HeaderMin10_HeaderMax24 | 14 | 7 | 28
779 | 119 | 060-150-4P-200HP | NBS_060-150_4P_200HP_14.8_SS | 3737.7603 | 3737.7603 | 11213.2809 | 3 | 1 | 4 | F | NBS_EndSuction | 8 | 6 | 8 | 14 | BranchMin8_BranchMax14 | 10 | 4 | 10 | 24 | HeaderMin10_HeaderMax24 | 16 | 7 | 28
779 | 119 | 060-150-4P-200HP | NBS_060-150_4P_200HP_14.8_SS | 3737.7603 | 3737.7603 | 11213.2809 | 3 | 1 | 4 | F | NBS_EndSuction | 8 | 6 | 8 | 14 | BranchMin8_BranchMax14 | 10 | 4 | 10 | 24 | HeaderMin10_HeaderMax24 | 18 | 7 | 28
779 | 119 | 060-150-4P-200HP | NBS_060-150_4P_200HP_14.8_SS | 3737.7603 | 3737.7603 | 11213.2809 | 3 | 1 | 4 | F | NBS_EndSuction | 8 | 6 | 8 | 14 | BranchMin8_BranchMax14 | 10 | 4 | 10 | 24 | HeaderMin10_HeaderMax24 | 20 | 7 | 28
779 | 119 | 060-150-4P-200HP | NBS_060-150_4P_200HP_14.8_SS | 3737.7603 | 3737.7603 | 11213.2809 | 3 | 1 | 4 | F | NBS_EndSuction | 8 | 6 | 8 | 14 | BranchMin8_BranchMax14 | 10 | 4 | 10 | 24 | HeaderMin10_HeaderMax24 | 24 | 7 | 28
779 | 119 | 060-150-4P-200HP | NBS_060-150_4P_200HP_14.8_SS | 3737.7603 | 3737.7603 | 11213.2809 | 3 | 1 | 4 | F | NBS_EndSuction | 8 | 6 | 8 | 14 | BranchMin8_BranchMax14 | 12 | 4 | 10 | 24 | HeaderMin10_HeaderMax24 | 10 | 7 | 28 | [11 empty] | INVALID
779 | 119 | 060-150-4P-200HP | NBS_060-150_4P_200HP_14.8_SS | 3737.7603 | 3737.7603 | 11213.2809 | 3 | 1 | 4 | F | NBS_EndSuction | 8 | 6 | 8 | 14 | BranchMin8_BranchMax14 | 12 | 4 | 10 | 24 | HeaderMin10_HeaderMax24 | 12 | 7 | 28 | [11 empty] | INVALID
779 | 119 | 060-150-4P-200HP | NBS_060-150_4P_200HP_14.8_SS | 3737.7603 | 3737.7603 | 11213.2809 | 3 | 1 | 4 | F | NBS_EndSuction | 8 | 6 | 8 | 14 | BranchMin8_BranchMax14 | 12 | 4 | 10 | 24 | HeaderMin10_HeaderMax24 | 14 | 7 | 28
779 | 119 | 060-150-4P-200HP | NBS_060-150_4P_200HP_14.8_SS | 3737.7603 | 3737.7603 | 11213.2809 | 3 | 1 | 4 | F | NBS_EndSuction | 8 | 6 | 8 | 14 | BranchMin8_BranchMax14 | 12 | 4 | 10 | 24 | HeaderMin10_HeaderMax24 | 16 | 7 | 28
779 | 119 | 060-150-4P-200HP | NBS_060-150_4P_200HP_14.8_SS | 3737.7603 | 3737.7603 | 11213.2809 | 3 | 1 | 4 | F | NBS_EndSuction | 8 | 6 | 8 | 14 | BranchMin8_BranchMax14 | 12 | 4 | 10 | 24 | HeaderMin10_HeaderMax24 | 18 | 7 | 28
779 | 119 | 060-150-4P-200HP | NBS_060-150_4P_200HP_14.8_SS | 3737.7603 | 3737.7603 | 11213.2809 | 3 | 1 | 4 | F | NBS_EndSuction | 8 | 6 | 8 | 14 | BranchMin8_BranchMax14 | 12 | 4 | 10 | 24 | HeaderMin10_HeaderMax24 | 20 | 7 | 28
779 | 119 | 060-150-4P-200HP | NBS_060-150_4P_200HP_14.8_SS | 3737.7603 | 3737.7603 | 11213.2809 | 3 | 1 | 4 | F | NBS_EndSuction | 8 | 6 | 8 | 14 | BranchMin8_BranchMax14 | 12 | 4 | 10 | 24 | HeaderMin10_HeaderMax24 | 24 | 7 | 28
779 | 119 | 060-150-4P-200HP | NBS_060-150_4P_200HP_14.8_SS | 3737.7603 | 3737.7603 | 11213.2809 | 3 | 1 | 4 | F | NBS_EndSuction | 8 | 6 | 8 | 14 | BranchMin8_BranchMax14 | 14 | 4 | 10 | 24 | HeaderMin10_HeaderMax24 | 10 | 7 | 28 | [11 empty] | INVALID
779 | 119 | 060-150-4P-200HP | NBS_060-150_4P_200HP_14.8_SS | 3737.7603 | 3737.7603 | 11213.2809 | 3 | 1 | 4 | F | NBS_EndSuction | 8 | 6 | 8 | 14 | BranchMin8_BranchMax14 | 14 | 4 | 10 | 24 | HeaderMin10_HeaderMax24 | 12 | 7 | 28 | [11 empty] | INVALID
779 | 119 | 060-150-4P-200HP | NBS_060-150_4P_200HP_14.8_SS | 3737.7603 | 3737.7603 | 11213.2809 | 3 | 1 | 4 | F | NBS_EndSuction | 8 | 6 | 8 | 14 | BranchMin8_BranchMax14 | 14 | 4 | 10 | 24 | HeaderMin10_HeaderMax24 | 14 | 7 | 28 | [11 empty] | INVALID
779 | 119 | 060-150-4P-200HP | NBS_060-150_4P_200HP_14.8_SS | 3737.7603 | 3737.7603 | 11213.2809 | 3 | 1 | 4 | F | NBS_EndSuction | 8 | 6 | 8 | 14 | BranchMin8_BranchMax14 | 14 | 4 | 10 | 24 | HeaderMin10_HeaderMax24 | 16 | 7 | 28
779 | 119 | 060-150-4P-200HP | NBS_060-150_4P_200HP_14.8_SS | 3737.7603 | 3737.7603 | 11213.2809 | 3 | 1 | 4 | F | NBS_EndSuction | 8 | 6 | 8 | 14 | BranchMin8_BranchMax14 | 14 | 4 | 10 | 24 | HeaderMin10_HeaderMax24 | 18 | 7 | 28
779 | 119 | 060-150-4P-200HP | NBS_060-150_4P_200HP_14.8_SS | 3737.7603 | 3737.7603 | 11213.2809 | 3 | 1 | 4 | F | NBS_EndSuction | 8 | 6 | 8 | 14 | BranchMin8_BranchMax14 | 14 | 4 | 10 | 24 | HeaderMin10_HeaderMax24 | 20 | 7 | 28
779 | 119 | 060-150-4P-200HP | NBS_060-150_4P_200HP_14.8_SS | 3737.7603 | 3737.7603 | 11213.2809 | 3 | 1 | 4 | F | NBS_EndSuction | 8 | 6 | 8 | 14 | BranchMin8_BranchMax14 | 14 | 4 | 10 | 24 | HeaderMin10_HeaderMax24 | 24 | 7 | 28
780 | 120 | 060-150-4P-250HP | NBS_060-150_4P_250HP_15.83_SS | 3875.064 | 3875.064 | 11625.1919 | 3 | 1 | 4 | F | NBS_EndSuction | 8 | 6 | 8 | 14 | BranchMin8_BranchMax14 | 8 | 4 | 10 | 24 | HeaderMin10_HeaderMax24 | 10 | 7 | 28
780 | 120 | 060-150-4P-250HP | NBS_060-150_4P_250HP_15.83_SS | 3875.064 | 3875.064 | 11625.1919 | 3 | 1 | 4 | F | NBS_EndSuction | 8 | 6 | 8 | 14 | BranchMin8_BranchMax14 | 8 | 4 | 10 | 24 | HeaderMin10_HeaderMax24 | 12 | 7 | 28
780 | 120 | 060-150-4P-250HP | NBS_060-150_4P_250HP_15.83_SS | 3875.064 | 3875.064 | 11625.1919 | 3 | 1 | 4 | F | NBS_EndSuction | 8 | 6 | 8 | 14 | BranchMin8_BranchMax14 | 8 | 4 | 10 | 24 | HeaderMin10_HeaderMax24 | 14 | 7 | 28
780 | 120 | 060-150-4P-250HP | NBS_060-150_4P_250HP_15.83_SS | 3875.064 | 3875.064 | 11625.1919 | 3 | 1 | 4 | F | NBS_EndSuction | 8 | 6 | 8 | 14 | BranchMin8_BranchMax14 | 8 | 4 | 10 | 24 | HeaderMin10_HeaderMax24 | 16 | 7 | 28
780 | 120 | 060-150-4P-250HP | NBS_060-150_4P_250HP_15.83_SS | 3875.064 | 3875.064 | 11625.1919 | 3 | 1 | 4 | F | NBS_EndSuction | 8 | 6 | 8 | 14 | BranchMin8_BranchMax14 | 8 | 4 | 10 | 24 | HeaderMin10_HeaderMax24 | 18 | 7 | 28
780 | 120 | 060-150-4P-250HP | NBS_060-150_4P_250HP_15.83_SS | 3875.064 | 3875.064 | 11625.1919 | 3 | 1 | 4 | F | NBS_EndSuction | 8 | 6 | 8 | 14 | BranchMin8_BranchMax14 | 8 | 4 | 10 | 24 | HeaderMin10_HeaderMax24 | 20 | 7 | 28
780 | 120 | 060-150-4P-250HP | NBS_060-150_4P_250HP_15.83_SS | 3875.064 | 3875.064 | 11625.1919 | 3 | 1 | 4 | F | NBS_EndSuction | 8 | 6 | 8 | 14 | BranchMin8_BranchMax14 | 8 | 4 | 10 | 24 | HeaderMin10_HeaderMax24 | 24 | 7 | 28
780 | 120 | 060-150-4P-250HP | NBS_060-150_4P_250HP_15.83_SS | 3875.064 | 3875.064 | 11625.1919 | 3 | 1 | 4 | F | NBS_EndSuction | 8 | 6 | 8 | 14 | BranchMin8_BranchMax14 | 10 | 4 | 10 | 24 | HeaderMin10_HeaderMax24 | 10 | 7 | 28 | [11 empty] | INVALID
780 | 120 | 060-150-4P-250HP | NBS_060-150_4P_250HP_15.83_SS | 3875.064 | 3875.064 | 11625.1919 | 3 | 1 | 4 | F | NBS_EndSuction | 8 | 6 | 8 | 14 | BranchMin8_BranchMax14 | 10 | 4 | 10 | 24 | HeaderMin10_HeaderMax24 | 12 | 7 | 28
780 | 120 | 060-150-4P-250HP | NBS_060-150_4P_250HP_15.83_SS | 3875.064 | 3875.064 | 11625.1919 | 3 | 1 | 4 | F | NBS_EndSuction | 8 | 6 | 8 | 14 | BranchMin8_BranchMax14 | 10 | 4 | 10 | 24 | HeaderMin10_HeaderMax24 | 14 | 7 | 28
780 | 120 | 060-150-4P-250HP | NBS_060-150_4P_250HP_15.83_SS | 3875.064 | 3875.064 | 11625.1919 | 3 | 1 | 4 | F | NBS_EndSuction | 8 | 6 | 8 | 14 | BranchMin8_BranchMax14 | 10 | 4 | 10 | 24 | HeaderMin10_HeaderMax24 | 16 | 7 | 28
780 | 120 | 060-150-4P-250HP | NBS_060-150_4P_250HP_15.83_SS | 3875.064 | 3875.064 | 11625.1919 | 3 | 1 | 4 | F | NBS_EndSuction | 8 | 6 | 8 | 14 | BranchMin8_BranchMax14 | 10 | 4 | 10 | 24 | HeaderMin10_HeaderMax24 | 18 | 7 | 28
780 | 120 | 060-150-4P-250HP | NBS_060-150_4P_250HP_15.83_SS | 3875.064 | 3875.064 | 11625.1919 | 3 | 1 | 4 | F | NBS_EndSuction | 8 | 6 | 8 | 14 | BranchMin8_BranchMax14 | 10 | 4 | 10 | 24 | HeaderMin10_HeaderMax24 | 20 | 7 | 28
780 | 120 | 060-150-4P-250HP | NBS_060-150_4P_250HP_15.83_SS | 3875.064 | 3875.064 | 11625.1919 | 3 | 1 | 4 | F | NBS_EndSuction | 8 | 6 | 8 | 14 | BranchMin8_BranchMax14 | 10 | 4 | 10 | 24 | HeaderMin10_HeaderMax24 | 24 | 7 | 28
780 | 120 | 060-150-4P-250HP | NBS_060-150_4P_250HP_15.83_SS | 3875.064 | 3875.064 | 11625.1919 | 3 | 1 | 4 | F | NBS_EndSuction | 8 | 6 | 8 | 14 | BranchMin8_BranchMax14 | 12 | 4 | 10 | 24 | HeaderMin10_HeaderMax24 | 10 | 7 | 28 | [11 empty] | INVALID
780 | 120 | 060-150-4P-250HP | NBS_060-150_4P_250HP_15.83_SS | 3875.064 | 3875.064 | 11625.1919 | 3 | 1 | 4 | F | NBS_EndSuction | 8 | 6 | 8 | 14 | BranchMin8_BranchMax14 | 12 | 4 | 10 | 24 | HeaderMin10_HeaderMax24 | 12 | 7 | 28 | [11 empty] | INVALID
780 | 120 | 060-150-4P-250HP | NBS_060-150_4P_250HP_15.83_SS | 3875.064 | 3875.064 | 11625.1919 | 3 | 1 | 4 | F | NBS_EndSuction | 8 | 6 | 8 | 14 | BranchMin8_BranchMax14 | 12 | 4 | 10 | 24 | HeaderMin10_HeaderMax24 | 14 | 7 | 28
780 | 120 | 060-150-4P-250HP | NBS_060-150_4P_250HP_15.83_SS | 3875.064 | 3875.064 | 11625.1919 | 3 | 1 | 4 | F | NBS_EndSuction | 8 | 6 | 8 | 14 | BranchMin8_BranchMax14 | 12 | 4 | 10 | 24 | HeaderMin10_HeaderMax24 | 16 | 7 | 28
780 | 120 | 060-150-4P-250HP | NBS_060-150_4P_250HP_15.83_SS | 3875.064 | 3875.064 | 11625.1919 | 3 | 1 | 4 | F | NBS_EndSuction | 8 | 6 | 8 | 14 | BranchMin8_BranchMax14 | 12 | 4 | 10 | 24 | HeaderMin10_HeaderMax24 | 18 | 7 | 28
780 | 120 | 060-150-4P-250HP | NBS_060-150_4P_250HP_15.83_SS | 3875.064 | 3875.064 | 11625.1919 | 3 | 1 | 4 | F | NBS_EndSuction | 8 | 6 | 8 | 14 | BranchMin8_BranchMax14 | 12 | 4 | 10 | 24 | HeaderMin10_HeaderMax24 | 20 | 7 | 28
780 | 120 | 060-150-4P-250HP | NBS_060-150_4P_250HP_15.83_SS | 3875.064 | 3875.064 | 11625.1919 | 3 | 1 | 4 | F | NBS_EndSuction | 8 | 6 | 8 | 14 | BranchMin8_BranchMax14 | 12 | 4 | 10 | 24 | HeaderMin10_HeaderMax24 | 24 | 7 | 28
780 | 120 | 060-150-4P-250HP | NBS_060-150_4P_250HP_15.83_SS | 3875.064 | 3875.064 | 11625.1919 | 3 | 1 | 4 | F | NBS_EndSuction | 8 | 6 | 8 | 14 | BranchMin8_BranchMax14 | 14 | 4 | 10 | 24 | HeaderMin10_HeaderMax24 | 10 | 7 | 28 | [11 empty] | INVALID
780 | 120 | 060-150-4P-250HP | NBS_060-150_4P_250HP_15.83_SS | 3875.064 | 3875.064 | 11625.1919 | 3 | 1 | 4 | F | NBS_EndSuction | 8 | 6 | 8 | 14 | BranchMin8_BranchMax14 | 14 | 4 | 10 | 24 | HeaderMin10_HeaderMax24 | 12 | 7 | 28 | [11 empty] | INVALID
780 | 120 | 060-150-4P-250HP | NBS_060-150_4P_250HP_15.83_SS | 3875.064 | 3875.064 | 11625.1919 | 3 | 1 | 4 | F | NBS_EndSuction | 8 | 6 | 8 | 14 | BranchMin8_BranchMax14 | 14 | 4 | 10 | 24 | HeaderMin10_HeaderMax24 | 14 | 7 | 28 | [11 empty] | INVALID
780 | 120 | 060-150-4P-250HP | NBS_060-150_4P_250HP_15.83_SS | 3875.064 | 3875.064 | 11625.1919 | 3 | 1 | 4 | F | NBS_EndSuction | 8 | 6 | 8 | 14 | BranchMin8_BranchMax14 | 14 | 4 | 10 | 24 | HeaderMin10_HeaderMax24 | 16 | 7 | 28
780 | 120 | 060-150-4P-250HP | NBS_060-150_4P_250HP_15.83_SS | 3875.064 | 3875.064 | 11625.1919 | 3 | 1 | 4 | F | NBS_EndSuction | 8 | 6 | 8 | 14 | BranchMin8_BranchMax14 | 14 | 4 | 10 | 24 | HeaderMin10_HeaderMax24 | 18 | 7 | 28
780 | 120 | 060-150-4P-250HP | NBS_060-150_4P_250HP_15.83_SS | 3875.064 | 3875.064 | 11625.1919 | 3 | 1 | 4 | F | NBS_EndSuction | 8 | 6 | 8 | 14 | BranchMin8_BranchMax14 | 14 | 4 | 10 | 24 | HeaderMin10_HeaderMax24 | 20 | 7 | 28
780 | 120 | 060-150-4P-250HP | NBS_060-150_4P_250HP_15.83_SS | 3875.064 | 3875.064 | 11625.1919 | 3 | 1 | 4 | F | NBS_EndSuction | 8 | 6 | 8 | 14 | BranchMin8_BranchMax14 | 14 | 4 | 10 | 24 | HeaderMin10_HeaderMax24 | 24 | 7 | 28
781 | 121 | 080-135-4P-60HP | NBS_080-135_4P_60HP_9.84_SS | 4004.1439 | 4004.1439 | 12012.4318 | 3 | 1 | 4 | F | NBS_EndSuction | 10 | 8 | 10 | 14 | BranchMin10_BranchMax14 | 10 | 3 | 12 | 24 | HeaderMin12_HeaderMax24 | 12 | 6 | 18
781 | 121 | 080-135-4P-60HP | NBS_080-135_4P_60HP_9.84_SS | 4004.1439 | 4004.1439 | 12012.4318 | 3 | 1 | 4 | F | NBS_EndSuction | 10 | 8 | 10 | 14 | BranchMin10_BranchMax14 | 10 | 3 | 12 | 24 | HeaderMin12_HeaderMax24 | 14 | 6 | 18
781 | 121 | 080-135-4P-60HP | NBS_080-135_4P_60HP_9.84_SS | 4004.1439 | 4004.1439 | 12012.4318 | 3 | 1 | 4 | F | NBS_EndSuction | 10 | 8 | 10 | 14 | BranchMin10_BranchMax14 | 10 | 3 | 12 | 24 | HeaderMin12_HeaderMax24 | 16 | 6 | 18
781 | 121 | 080-135-4P-60HP | NBS_080-135_4P_60HP_9.84_SS | 4004.1439 | 4004.1439 | 12012.4318 | 3 | 1 | 4 | F | NBS_EndSuction | 10 | 8 | 10 | 14 | BranchMin10_BranchMax14 | 10 | 3 | 12 | 24 | HeaderMin12_HeaderMax24 | 18 | 6 | 18
781 | 121 | 080-135-4P-60HP | NBS_080-135_4P_60HP_9.84_SS | 4004.1439 | 4004.1439 | 12012.4318 | 3 | 1 | 4 | F | NBS_EndSuction | 10 | 8 | 10 | 14 | BranchMin10_BranchMax14 | 10 | 3 | 12 | 24 | HeaderMin12_HeaderMax24 | 20 | 6 | 18
781 | 121 | 080-135-4P-60HP | NBS_080-135_4P_60HP_9.84_SS | 4004.1439 | 4004.1439 | 12012.4318 | 3 | 1 | 4 | F | NBS_EndSuction | 10 | 8 | 10 | 14 | BranchMin10_BranchMax14 | 10 | 3 | 12 | 24 | HeaderMin12_HeaderMax24 | 24 | 6 | 18
781 | 121 | 080-135-4P-60HP | NBS_080-135_4P_60HP_9.84_SS | 4004.1439 | 4004.1439 | 12012.4318 | 3 | 1 | 4 | F | NBS_EndSuction | 10 | 8 | 10 | 14 | BranchMin10_BranchMax14 | 12 | 3 | 12 | 24 | HeaderMin12_HeaderMax24 | 12 | 6 | 18 | [11 empty] | INVALID
781 | 121 | 080-135-4P-60HP | NBS_080-135_4P_60HP_9.84_SS | 4004.1439 | 4004.1439 | 12012.4318 | 3 | 1 | 4 | F | NBS_EndSuction | 10 | 8 | 10 | 14 | BranchMin10_BranchMax14 | 12 | 3 | 12 | 24 | HeaderMin12_HeaderMax24 | 14 | 6 | 18
781 | 121 | 080-135-4P-60HP | NBS_080-135_4P_60HP_9.84_SS | 4004.1439 | 4004.1439 | 12012.4318 | 3 | 1 | 4 | F | NBS_EndSuction | 10 | 8 | 10 | 14 | BranchMin10_BranchMax14 | 12 | 3 | 12 | 24 | HeaderMin12_HeaderMax24 | 16 | 6 | 18
781 | 121 | 080-135-4P-60HP | NBS_080-135_4P_60HP_9.84_SS | 4004.1439 | 4004.1439 | 12012.4318 | 3 | 1 | 4 | F | NBS_EndSuction | 10 | 8 | 10 | 14 | BranchMin10_BranchMax14 | 12 | 3 | 12 | 24 | HeaderMin12_HeaderMax24 | 18 | 6 | 18
781 | 121 | 080-135-4P-60HP | NBS_080-135_4P_60HP_9.84_SS | 4004.1439 | 4004.1439 | 12012.4318 | 3 | 1 | 4 | F | NBS_EndSuction | 10 | 8 | 10 | 14 | BranchMin10_BranchMax14 | 12 | 3 | 12 | 24 | HeaderMin12_HeaderMax24 | 20 | 6 | 18
781 | 121 | 080-135-4P-60HP | NBS_080-135_4P_60HP_9.84_SS | 4004.1439 | 4004.1439 | 12012.4318 | 3 | 1 | 4 | F | NBS_EndSuction | 10 | 8 | 10 | 14 | BranchMin10_BranchMax14 | 12 | 3 | 12 | 24 | HeaderMin12_HeaderMax24 | 24 | 6 | 18
781 | 121 | 080-135-4P-60HP | NBS_080-135_4P_60HP_9.84_SS | 4004.1439 | 4004.1439 | 12012.4318 | 3 | 1 | 4 | F | NBS_EndSuction | 10 | 8 | 10 | 14 | BranchMin10_BranchMax14 | 14 | 3 | 12 | 24 | HeaderMin12_HeaderMax24 | 12 | 6 | 18 | [11 empty] | INVALID
781 | 121 | 080-135-4P-60HP | NBS_080-135_4P_60HP_9.84_SS | 4004.1439 | 4004.1439 | 12012.4318 | 3 | 1 | 4 | F | NBS_EndSuction | 10 | 8 | 10 | 14 | BranchMin10_BranchMax14 | 14 | 3 | 12 | 24 | HeaderMin12_HeaderMax24 | 14 | 6 | 18 | [11 empty] | INVALID
781 | 121 | 080-135-4P-60HP | NBS_080-135_4P_60HP_9.84_SS | 4004.1439 | 4004.1439 | 12012.4318 | 3 | 1 | 4 | F | NBS_EndSuction | 10 | 8 | 10 | 14 | BranchMin10_BranchMax14 | 14 | 3 | 12 | 24 | HeaderMin12_HeaderMax24 | 16 | 6 | 18
781 | 121 | 080-135-4P-60HP | NBS_080-135_4P_60HP_9.84_SS | 4004.1439 | 4004.1439 | 12012.4318 | 3 | 1 | 4 | F | NBS_EndSuction | 10 | 8 | 10 | 14 | BranchMin10_BranchMax14 | 14 | 3 | 12 | 24 | HeaderMin12_HeaderMax24 | 18 | 6 | 18
781 | 121 | 080-135-4P-60HP | NBS_080-135_4P_60HP_9.84_SS | 4004.1439 | 4004.1439 | 12012.4318 | 3 | 1 | 4 | F | NBS_EndSuction | 10 | 8 | 10 | 14 | BranchMin10_BranchMax14 | 14 | 3 | 12 | 24 | HeaderMin12_HeaderMax24 | 20 | 6 | 18
781 | 121 | 080-135-4P-60HP | NBS_080-135_4P_60HP_9.84_SS | 4004.1439 | 4004.1439 | 12012.4318 | 3 | 1 | 4 | F | NBS_EndSuction | 10 | 8 | 10 | 14 | BranchMin10_BranchMax14 | 14 | 3 | 12 | 24 | HeaderMin12_HeaderMax24 | 24 | 6 | 18
782 | 122 | 080-135-4P-75HP | NBS_080-135_4P_75HP_10.31_SS | 4295.2175 | 4295.2175 | 12885.6526 | 3 | 1 | 4 | F | NBS_EndSuction | 10 | 8 | 10 | 16 | BranchMin10_BranchMax16 | 10 | 4 | 12 | 24 | HeaderMin12_HeaderMax24 | 12 | 6 | 24
782 | 122 | 080-135-4P-75HP | NBS_080-135_4P_75HP_10.31_SS | 4295.2175 | 4295.2175 | 12885.6526 | 3 | 1 | 4 | F | NBS_EndSuction | 10 | 8 | 10 | 16 | BranchMin10_BranchMax16 | 10 | 4 | 12 | 24 | HeaderMin12_HeaderMax24 | 14 | 6 | 24
782 | 122 | 080-135-4P-75HP | NBS_080-135_4P_75HP_10.31_SS | 4295.2175 | 4295.2175 | 12885.6526 | 3 | 1 | 4 | F | NBS_EndSuction | 10 | 8 | 10 | 16 | BranchMin10_BranchMax16 | 10 | 4 | 12 | 24 | HeaderMin12_HeaderMax24 | 16 | 6 | 24
782 | 122 | 080-135-4P-75HP | NBS_080-135_4P_75HP_10.31_SS | 4295.2175 | 4295.2175 | 12885.6526 | 3 | 1 | 4 | F | NBS_EndSuction | 10 | 8 | 10 | 16 | BranchMin10_BranchMax16 | 10 | 4 | 12 | 24 | HeaderMin12_HeaderMax24 | 18 | 6 | 24
782 | 122 | 080-135-4P-75HP | NBS_080-135_4P_75HP_10.31_SS | 4295.2175 | 4295.2175 | 12885.6526 | 3 | 1 | 4 | F | NBS_EndSuction | 10 | 8 | 10 | 16 | BranchMin10_BranchMax16 | 10 | 4 | 12 | 24 | HeaderMin12_HeaderMax24 | 20 | 6 | 24
782 | 122 | 080-135-4P-75HP | NBS_080-135_4P_75HP_10.31_SS | 4295.2175 | 4295.2175 | 12885.6526 | 3 | 1 | 4 | F | NBS_EndSuction | 10 | 8 | 10 | 16 | BranchMin10_BranchMax16 | 10 | 4 | 12 | 24 | HeaderMin12_HeaderMax24 | 24 | 6 | 24
782 | 122 | 080-135-4P-75HP | NBS_080-135_4P_75HP_10.31_SS | 4295.2175 | 4295.2175 | 12885.6526 | 3 | 1 | 4 | F | NBS_EndSuction | 10 | 8 | 10 | 16 | BranchMin10_BranchMax16 | 12 | 4 | 12 | 24 | HeaderMin12_HeaderMax24 | 12 | 6 | 24 | [11 empty] | INVALID
782 | 122 | 080-135-4P-75HP | NBS_080-135_4P_75HP_10.31_SS | 4295.2175 | 4295.2175 | 12885.6526 | 3 | 1 | 4 | F | NBS_EndSuction | 10 | 8 | 10 | 16 | BranchMin10_BranchMax16 | 12 | 4 | 12 | 24 | HeaderMin12_HeaderMax24 | 14 | 6 | 24
782 | 122 | 080-135-4P-75HP | NBS_080-135_4P_75HP_10.31_SS | 4295.2175 | 4295.2175 | 12885.6526 | 3 | 1 | 4 | F | NBS_EndSuction | 10 | 8 | 10 | 16 | BranchMin10_BranchMax16 | 12 | 4 | 12 | 24 | HeaderMin12_HeaderMax24 | 16 | 6 | 24
782 | 122 | 080-135-4P-75HP | NBS_080-135_4P_75HP_10.31_SS | 4295.2175 | 4295.2175 | 12885.6526 | 3 | 1 | 4 | F | NBS_EndSuction | 10 | 8 | 10 | 16 | BranchMin10_BranchMax16 | 12 | 4 | 12 | 24 | HeaderMin12_HeaderMax24 | 18 | 6 | 24
782 | 122 | 080-135-4P-75HP | NBS_080-135_4P_75HP_10.31_SS | 4295.2175 | 4295.2175 | 12885.6526 | 3 | 1 | 4 | F | NBS_EndSuction | 10 | 8 | 10 | 16 | BranchMin10_BranchMax16 | 12 | 4 | 12 | 24 | HeaderMin12_HeaderMax24 | 20 | 6 | 24
782 | 122 | 080-135-4P-75HP | NBS_080-135_4P_75HP_10.31_SS | 4295.2175 | 4295.2175 | 12885.6526 | 3 | 1 | 4 | F | NBS_EndSuction | 10 | 8 | 10 | 16 | BranchMin10_BranchMax16 | 12 | 4 | 12 | 24 | HeaderMin12_HeaderMax24 | 24 | 6 | 24
782 | 122 | 080-135-4P-75HP | NBS_080-135_4P_75HP_10.31_SS | 4295.2175 | 4295.2175 | 12885.6526 | 3 | 1 | 4 | F | NBS_EndSuction | 10 | 8 | 10 | 16 | BranchMin10_BranchMax16 | 14 | 4 | 12 | 24 | HeaderMin12_HeaderMax24 | 12 | 6 | 24 | [11 empty] | INVALID
782 | 122 | 080-135-4P-75HP | NBS_080-135_4P_75HP_10.31_SS | 4295.2175 | 4295.2175 | 12885.6526 | 3 | 1 | 4 | F | NBS_EndSuction | 10 | 8 | 10 | 16 | BranchMin10_BranchMax16 | 14 | 4 | 12 | 24 | HeaderMin12_HeaderMax24 | 14 | 6 | 24 | [11 empty] | INVALID
782 | 122 | 080-135-4P-75HP | NBS_080-135_4P_75HP_10.31_SS | 4295.2175 | 4295.2175 | 12885.6526 | 3 | 1 | 4 | F | NBS_EndSuction | 10 | 8 | 10 | 16 | BranchMin10_BranchMax16 | 14 | 4 | 12 | 24 | HeaderMin12_HeaderMax24 | 16 | 6 | 24
782 | 122 | 080-135-4P-75HP | NBS_080-135_4P_75HP_10.31_SS | 4295.2175 | 4295.2175 | 12885.6526 | 3 | 1 | 4 | F | NBS_EndSuction | 10 | 8 | 10 | 16 | BranchMin10_BranchMax16 | 14 | 4 | 12 | 24 | HeaderMin12_HeaderMax24 | 18 | 6 | 24
782 | 122 | 080-135-4P-75HP | NBS_080-135_4P_75HP_10.31_SS | 4295.2175 | 4295.2175 | 12885.6526 | 3 | 1 | 4 | F | NBS_EndSuction | 10 | 8 | 10 | 16 | BranchMin10_BranchMax16 | 14 | 4 | 12 | 24 | HeaderMin12_HeaderMax24 | 20 | 6 | 24
782 | 122 | 080-135-4P-75HP | NBS_080-135_4P_75HP_10.31_SS | 4295.2175 | 4295.2175 | 12885.6526 | 3 | 1 | 4 | F | NBS_EndSuction | 10 | 8 | 10 | 16 | BranchMin10_BranchMax16 | 14 | 4 | 12 | 24 | HeaderMin12_HeaderMax24 | 24 | 6 | 24
782 | 122 | 080-135-4P-75HP | NBS_080-135_4P_75HP_10.31_SS | 4295.2175 | 4295.2175 | 12885.6526 | 3 | 1 | 4 | F | NBS_EndSuction | 10 | 8 | 10 | 16 | BranchMin10_BranchMax16 | 16 | 4 | 12 | 24 | HeaderMin12_HeaderMax24 | 12 | 6 | 24 | [11 empty] | INVALID
782 | 122 | 080-135-4P-75HP | NBS_080-135_4P_75HP_10.31_SS | 4295.2175 | 4295.2175 | 12885.6526 | 3 | 1 | 4 | F | NBS_EndSuction | 10 | 8 | 10 | 16 | BranchMin10_BranchMax16 | 16 | 4 | 12 | 24 | HeaderMin12_HeaderMax24 | 14 | 6 | 24 | [11 empty] | INVALID
782 | 122 | 080-135-4P-75HP | NBS_080-135_4P_75HP_10.31_SS | 4295.2175 | 4295.2175 | 12885.6526 | 3 | 1 | 4 | F | NBS_EndSuction | 10 | 8 | 10 | 16 | BranchMin10_BranchMax16 | 16 | 4 | 12 | 24 | HeaderMin12_HeaderMax24 | 16 | 6 | 24 | [11 empty] | INVALID
782 | 122 | 080-135-4P-75HP | NBS_080-135_4P_75HP_10.31_SS | 4295.2175 | 4295.2175 | 12885.6526 | 3 | 1 | 4 | F | NBS_EndSuction | 10 | 8 | 10 | 16 | BranchMin10_BranchMax16 | 16 | 4 | 12 | 24 | HeaderMin12_HeaderMax24 | 18 | 6 | 24
782 | 122 | 080-135-4P-75HP | NBS_080-135_4P_75HP_10.31_SS | 4295.2175 | 4295.2175 | 12885.6526 | 3 | 1 | 4 | F | NBS_EndSuction | 10 | 8 | 10 | 16 | BranchMin10_BranchMax16 | 16 | 4 | 12 | 24 | HeaderMin12_HeaderMax24 | 20 | 6 | 24
782 | 122 | 080-135-4P-75HP | NBS_080-135_4P_75HP_10.31_SS | 4295.2175 | 4295.2175 | 12885.6526 | 3 | 1 | 4 | F | NBS_EndSuction | 10 | 8 | 10 | 16 | BranchMin10_BranchMax16 | 16 | 4 | 12 | 24 | HeaderMin12_HeaderMax24 | 24 | 6 | 24
783 | 123 | 080-135-4P-100HP | NBS_080-135_4P_100HP_11.26_SS | 4595.0968 | 4595.0968 | 13785.2905 | 3 | 1 | 4 | F | NBS_EndSuction | 10 | 8 | 10 | 16 | BranchMin10_BranchMax16 | 10 | 4 | 12 | 24 | HeaderMin12_HeaderMax24 | 12 | 6 | 24
783 | 123 | 080-135-4P-100HP | NBS_080-135_4P_100HP_11.26_SS | 4595.0968 | 4595.0968 | 13785.2905 | 3 | 1 | 4 | F | NBS_EndSuction | 10 | 8 | 10 | 16 | BranchMin10_BranchMax16 | 10 | 4 | 12 | 24 | HeaderMin12_HeaderMax24 | 14 | 6 | 24
783 | 123 | 080-135-4P-100HP | NBS_080-135_4P_100HP_11.26_SS | 4595.0968 | 4595.0968 | 13785.2905 | 3 | 1 | 4 | F | NBS_EndSuction | 10 | 8 | 10 | 16 | BranchMin10_BranchMax16 | 10 | 4 | 12 | 24 | HeaderMin12_HeaderMax24 | 16 | 6 | 24
783 | 123 | 080-135-4P-100HP | NBS_080-135_4P_100HP_11.26_SS | 4595.0968 | 4595.0968 | 13785.2905 | 3 | 1 | 4 | F | NBS_EndSuction | 10 | 8 | 10 | 16 | BranchMin10_BranchMax16 | 10 | 4 | 12 | 24 | HeaderMin12_HeaderMax24 | 18 | 6 | 24
783 | 123 | 080-135-4P-100HP | NBS_080-135_4P_100HP_11.26_SS | 4595.0968 | 4595.0968 | 13785.2905 | 3 | 1 | 4 | F | NBS_EndSuction | 10 | 8 | 10 | 16 | BranchMin10_BranchMax16 | 10 | 4 | 12 | 24 | HeaderMin12_HeaderMax24 | 20 | 6 | 24
783 | 123 | 080-135-4P-100HP | NBS_080-135_4P_100HP_11.26_SS | 4595.0968 | 4595.0968 | 13785.2905 | 3 | 1 | 4 | F | NBS_EndSuction | 10 | 8 | 10 | 16 | BranchMin10_BranchMax16 | 10 | 4 | 12 | 24 | HeaderMin12_HeaderMax24 | 24 | 6 | 24
783 | 123 | 080-135-4P-100HP | NBS_080-135_4P_100HP_11.26_SS | 4595.0968 | 4595.0968 | 13785.2905 | 3 | 1 | 4 | F | NBS_EndSuction | 10 | 8 | 10 | 16 | BranchMin10_BranchMax16 | 12 | 4 | 12 | 24 | HeaderMin12_HeaderMax24 | 12 | 6 | 24 | [11 empty] | INVALID
783 | 123 | 080-135-4P-100HP | NBS_080-135_4P_100HP_11.26_SS | 4595.0968 | 4595.0968 | 13785.2905 | 3 | 1 | 4 | F | NBS_EndSuction | 10 | 8 | 10 | 16 | BranchMin10_BranchMax16 | 12 | 4 | 12 | 24 | HeaderMin12_HeaderMax24 | 14 | 6 | 24
783 | 123 | 080-135-4P-100HP | NBS_080-135_4P_100HP_11.26_SS | 4595.0968 | 4595.0968 | 13785.2905 | 3 | 1 | 4 | F | NBS_EndSuction | 10 | 8 | 10 | 16 | BranchMin10_BranchMax16 | 12 | 4 | 12 | 24 | HeaderMin12_HeaderMax24 | 16 | 6 | 24
783 | 123 | 080-135-4P-100HP | NBS_080-135_4P_100HP_11.26_SS | 4595.0968 | 4595.0968 | 13785.2905 | 3 | 1 | 4 | F | NBS_EndSuction | 10 | 8 | 10 | 16 | BranchMin10_BranchMax16 | 12 | 4 | 12 | 24 | HeaderMin12_HeaderMax24 | 18 | 6 | 24
783 | 123 | 080-135-4P-100HP | NBS_080-135_4P_100HP_11.26_SS | 4595.0968 | 4595.0968 | 13785.2905 | 3 | 1 | 4 | F | NBS_EndSuction | 10 | 8 | 10 | 16 | BranchMin10_BranchMax16 | 12 | 4 | 12 | 24 | HeaderMin12_HeaderMax24 | 20 | 6 | 24
783 | 123 | 080-135-4P-100HP | NBS_080-135_4P_100HP_11.26_SS | 4595.0968 | 4595.0968 | 13785.2905 | 3 | 1 | 4 | F | NBS_EndSuction | 10 | 8 | 10 | 16 | BranchMin10_BranchMax16 | 12 | 4 | 12 | 24 | HeaderMin12_HeaderMax24 | 24 | 6 | 24
783 | 123 | 080-135-4P-100HP | NBS_080-135_4P_100HP_11.26_SS | 4595.0968 | 4595.0968 | 13785.2905 | 3 | 1 | 4 | F | NBS_EndSuction | 10 | 8 | 10 | 16 | BranchMin10_BranchMax16 | 14 | 4 | 12 | 24 | HeaderMin12_HeaderMax24 | 12 | 6 | 24 | [11 empty] | INVALID
783 | 123 | 080-135-4P-100HP | NBS_080-135_4P_100HP_11.26_SS | 4595.0968 | 4595.0968 | 13785.2905 | 3 | 1 | 4 | F | NBS_EndSuction | 10 | 8 | 10 | 16 | BranchMin10_BranchMax16 | 14 | 4 | 12 | 24 | HeaderMin12_HeaderMax24 | 14 | 6 | 24 | [11 empty] | INVALID
783 | 123 | 080-135-4P-100HP | NBS_080-135_4P_100HP_11.26_SS | 4595.0968 | 4595.0968 | 13785.2905 | 3 | 1 | 4 | F | NBS_EndSuction | 10 | 8 | 10 | 16 | BranchMin10_BranchMax16 | 14 | 4 | 12 | 24 | HeaderMin12_HeaderMax24 | 16 | 6 | 24
783 | 123 | 080-135-4P-100HP | NBS_080-135_4P_100HP_11.26_SS | 4595.0968 | 4595.0968 | 13785.2905 | 3 | 1 | 4 | F | NBS_EndSuction | 10 | 8 | 10 | 16 | BranchMin10_BranchMax16 | 14 | 4 | 12 | 24 | HeaderMin12_HeaderMax24 | 18 | 6 | 24
783 | 123 | 080-135-4P-100HP | NBS_080-135_4P_100HP_11.26_SS | 4595.0968 | 4595.0968 | 13785.2905 | 3 | 1 | 4 | F | NBS_EndSuction | 10 | 8 | 10 | 16 | BranchMin10_BranchMax16 | 14 | 4 | 12 | 24 | HeaderMin12_HeaderMax24 | 20 | 6 | 24
783 | 123 | 080-135-4P-100HP | NBS_080-135_4P_100HP_11.26_SS | 4595.0968 | 4595.0968 | 13785.2905 | 3 | 1 | 4 | F | NBS_EndSuction | 10 | 8 | 10 | 16 | BranchMin10_BranchMax16 | 14 | 4 | 12 | 24 | HeaderMin12_HeaderMax24 | 24 | 6 | 24
783 | 123 | 080-135-4P-100HP | NBS_080-135_4P_100HP_11.26_SS | 4595.0968 | 4595.0968 | 13785.2905 | 3 | 1 | 4 | F | NBS_EndSuction | 10 | 8 | 10 | 16 | BranchMin10_BranchMax16 | 16 | 4 | 12 | 24 | HeaderMin12_HeaderMax24 | 12 | 6 | 24 | [11 empty] | INVALID
783 | 123 | 080-135-4P-100HP | NBS_080-135_4P_100HP_11.26_SS | 4595.0968 | 4595.0968 | 13785.2905 | 3 | 1 | 4 | F | NBS_EndSuction | 10 | 8 | 10 | 16 | BranchMin10_BranchMax16 | 16 | 4 | 12 | 24 | HeaderMin12_HeaderMax24 | 14 | 6 | 24 | [11 empty] | INVALID
783 | 123 | 080-135-4P-100HP | NBS_080-135_4P_100HP_11.26_SS | 4595.0968 | 4595.0968 | 13785.2905 | 3 | 1 | 4 | F | NBS_EndSuction | 10 | 8 | 10 | 16 | BranchMin10_BranchMax16 | 16 | 4 | 12 | 24 | HeaderMin12_HeaderMax24 | 16 | 6 | 24 | [11 empty] | INVALID
783 | 123 | 080-135-4P-100HP | NBS_080-135_4P_100HP_11.26_SS | 4595.0968 | 4595.0968 | 13785.2905 | 3 | 1 | 4 | F | NBS_EndSuction | 10 | 8 | 10 | 16 | BranchMin10_BranchMax16 | 16 | 4 | 12 | 24 | HeaderMin12_HeaderMax24 | 18 | 6 | 24
783 | 123 | 080-135-4P-100HP | NBS_080-135_4P_100HP_11.26_SS | 4595.0968 | 4595.0968 | 13785.2905 | 3 | 1 | 4 | F | NBS_EndSuction | 10 | 8 | 10 | 16 | BranchMin10_BranchMax16 | 16 | 4 | 12 | 24 | HeaderMin12_HeaderMax24 | 20 | 6 | 24
783 | 123 | 080-135-4P-100HP | NBS_080-135_4P_100HP_11.26_SS | 4595.0968 | 4595.0968 | 13785.2905 | 3 | 1 | 4 | F | NBS_EndSuction | 10 | 8 | 10 | 16 | BranchMin10_BranchMax16 | 16 | 4 | 12 | 24 | HeaderMin12_HeaderMax24 | 24 | 6 | 24
784 | 124 | 080-135-4P-125HP | NBS_080-135_4P_125HP_11.89_SS | 4656.6379 | 4656.6379 | 13969.9138 | 3 | 1 | 4 | F | NBS_EndSuction | 10 | 8 | 10 | 16 | BranchMin10_BranchMax16 | 10 | 4 | 12 | 24 | HeaderMin12_HeaderMax24 | 12 | 6 | 24
784 | 124 | 080-135-4P-125HP | NBS_080-135_4P_125HP_11.89_SS | 4656.6379 | 4656.6379 | 13969.9138 | 3 | 1 | 4 | F | NBS_EndSuction | 10 | 8 | 10 | 16 | BranchMin10_BranchMax16 | 10 | 4 | 12 | 24 | HeaderMin12_HeaderMax24 | 14 | 6 | 24
784 | 124 | 080-135-4P-125HP | NBS_080-135_4P_125HP_11.89_SS | 4656.6379 | 4656.6379 | 13969.9138 | 3 | 1 | 4 | F | NBS_EndSuction | 10 | 8 | 10 | 16 | BranchMin10_BranchMax16 | 10 | 4 | 12 | 24 | HeaderMin12_HeaderMax24 | 16 | 6 | 24
784 | 124 | 080-135-4P-125HP | NBS_080-135_4P_125HP_11.89_SS | 4656.6379 | 4656.6379 | 13969.9138 | 3 | 1 | 4 | F | NBS_EndSuction | 10 | 8 | 10 | 16 | BranchMin10_BranchMax16 | 10 | 4 | 12 | 24 | HeaderMin12_HeaderMax24 | 18 | 6 | 24
784 | 124 | 080-135-4P-125HP | NBS_080-135_4P_125HP_11.89_SS | 4656.6379 | 4656.6379 | 13969.9138 | 3 | 1 | 4 | F | NBS_EndSuction | 10 | 8 | 10 | 16 | BranchMin10_BranchMax16 | 10 | 4 | 12 | 24 | HeaderMin12_HeaderMax24 | 20 | 6 | 24
784 | 124 | 080-135-4P-125HP | NBS_080-135_4P_125HP_11.89_SS | 4656.6379 | 4656.6379 | 13969.9138 | 3 | 1 | 4 | F | NBS_EndSuction | 10 | 8 | 10 | 16 | BranchMin10_BranchMax16 | 10 | 4 | 12 | 24 | HeaderMin12_HeaderMax24 | 24 | 6 | 24
784 | 124 | 080-135-4P-125HP | NBS_080-135_4P_125HP_11.89_SS | 4656.6379 | 4656.6379 | 13969.9138 | 3 | 1 | 4 | F | NBS_EndSuction | 10 | 8 | 10 | 16 | BranchMin10_BranchMax16 | 12 | 4 | 12 | 24 | HeaderMin12_HeaderMax24 | 12 | 6 | 24 | [11 empty] | INVALID
784 | 124 | 080-135-4P-125HP | NBS_080-135_4P_125HP_11.89_SS | 4656.6379 | 4656.6379 | 13969.9138 | 3 | 1 | 4 | F | NBS_EndSuction | 10 | 8 | 10 | 16 | BranchMin10_BranchMax16 | 12 | 4 | 12 | 24 | HeaderMin12_HeaderMax24 | 14 | 6 | 24
784 | 124 | 080-135-4P-125HP | NBS_080-135_4P_125HP_11.89_SS | 4656.6379 | 4656.6379 | 13969.9138 | 3 | 1 | 4 | F | NBS_EndSuction | 10 | 8 | 10 | 16 | BranchMin10_BranchMax16 | 12 | 4 | 12 | 24 | HeaderMin12_HeaderMax24 | 16 | 6 | 24
784 | 124 | 080-135-4P-125HP | NBS_080-135_4P_125HP_11.89_SS | 4656.6379 | 4656.6379 | 13969.9138 | 3 | 1 | 4 | F | NBS_EndSuction | 10 | 8 | 10 | 16 | BranchMin10_BranchMax16 | 12 | 4 | 12 | 24 | HeaderMin12_HeaderMax24 | 18 | 6 | 24
784 | 124 | 080-135-4P-125HP | NBS_080-135_4P_125HP_11.89_SS | 4656.6379 | 4656.6379 | 13969.9138 | 3 | 1 | 4 | F | NBS_EndSuction | 10 | 8 | 10 | 16 | BranchMin10_BranchMax16 | 12 | 4 | 12 | 24 | HeaderMin12_HeaderMax24 | 20 | 6 | 24
784 | 124 | 080-135-4P-125HP | NBS_080-135_4P_125HP_11.89_SS | 4656.6379 | 4656.6379 | 13969.9138 | 3 | 1 | 4 | F | NBS_EndSuction | 10 | 8 | 10 | 16 | BranchMin10_BranchMax16 | 12 | 4 | 12 | 24 | HeaderMin12_HeaderMax24 | 24 | 6 | 24
784 | 124 | 080-135-4P-125HP | NBS_080-135_4P_125HP_11.89_SS | 4656.6379 | 4656.6379 | 13969.9138 | 3 | 1 | 4 | F | NBS_EndSuction | 10 | 8 | 10 | 16 | BranchMin10_BranchMax16 | 14 | 4 | 12 | 24 | HeaderMin12_HeaderMax24 | 12 | 6 | 24 | [11 empty] | INVALID
784 | 124 | 080-135-4P-125HP | NBS_080-135_4P_125HP_11.89_SS | 4656.6379 | 4656.6379 | 13969.9138 | 3 | 1 | 4 | F | NBS_EndSuction | 10 | 8 | 10 | 16 | BranchMin10_BranchMax16 | 14 | 4 | 12 | 24 | HeaderMin12_HeaderMax24 | 14 | 6 | 24 | [11 empty] | INVALID
784 | 124 | 080-135-4P-125HP | NBS_080-135_4P_125HP_11.89_SS | 4656.6379 | 4656.6379 | 13969.9138 | 3 | 1 | 4 | F | NBS_EndSuction | 10 | 8 | 10 | 16 | BranchMin10_BranchMax16 | 14 | 4 | 12 | 24 | HeaderMin12_HeaderMax24 | 16 | 6 | 24
784 | 124 | 080-135-4P-125HP | NBS_080-135_4P_125HP_11.89_SS | 4656.6379 | 4656.6379 | 13969.9138 | 3 | 1 | 4 | F | NBS_EndSuction | 10 | 8 | 10 | 16 | BranchMin10_BranchMax16 | 14 | 4 | 12 | 24 | HeaderMin12_HeaderMax24 | 18 | 6 | 24
784 | 124 | 080-135-4P-125HP | NBS_080-135_4P_125HP_11.89_SS | 4656.6379 | 4656.6379 | 13969.9138 | 3 | 1 | 4 | F | NBS_EndSuction | 10 | 8 | 10 | 16 | BranchMin10_BranchMax16 | 14 | 4 | 12 | 24 | HeaderMin12_HeaderMax24 | 20 | 6 | 24
784 | 124 | 080-135-4P-125HP | NBS_080-135_4P_125HP_11.89_SS | 4656.6379 | 4656.6379 | 13969.9138 | 3 | 1 | 4 | F | NBS_EndSuction | 10 | 8 | 10 | 16 | BranchMin10_BranchMax16 | 14 | 4 | 12 | 24 | HeaderMin12_HeaderMax24 | 24 | 6 | 24
784 | 124 | 080-135-4P-125HP | NBS_080-135_4P_125HP_11.89_SS | 4656.6379 | 4656.6379 | 13969.9138 | 3 | 1 | 4 | F | NBS_EndSuction | 10 | 8 | 10 | 16 | BranchMin10_BranchMax16 | 16 | 4 | 12 | 24 | HeaderMin12_HeaderMax24 | 12 | 6 | 24 | [11 empty] | INVALID
784 | 124 | 080-135-4P-125HP | NBS_080-135_4P_125HP_11.89_SS | 4656.6379 | 4656.6379 | 13969.9138 | 3 | 1 | 4 | F | NBS_EndSuction | 10 | 8 | 10 | 16 | BranchMin10_BranchMax16 | 16 | 4 | 12 | 24 | HeaderMin12_HeaderMax24 | 14 | 6 | 24 | [11 empty] | INVALID
784 | 124 | 080-135-4P-125HP | NBS_080-135_4P_125HP_11.89_SS | 4656.6379 | 4656.6379 | 13969.9138 | 3 | 1 | 4 | F | NBS_EndSuction | 10 | 8 | 10 | 16 | BranchMin10_BranchMax16 | 16 | 4 | 12 | 24 | HeaderMin12_HeaderMax24 | 16 | 6 | 24 | [11 empty] | INVALID
784 | 124 | 080-135-4P-125HP | NBS_080-135_4P_125HP_11.89_SS | 4656.6379 | 4656.6379 | 13969.9138 | 3 | 1 | 4 | F | NBS_EndSuction | 10 | 8 | 10 | 16 | BranchMin10_BranchMax16 | 16 | 4 | 12 | 24 | HeaderMin12_HeaderMax24 | 18 | 6 | 24
784 | 124 | 080-135-4P-125HP | NBS_080-135_4P_125HP_11.89_SS | 4656.6379 | 4656.6379 | 13969.9138 | 3 | 1 | 4 | F | NBS_EndSuction | 10 | 8 | 10 | 16 | BranchMin10_BranchMax16 | 16 | 4 | 12 | 24 | HeaderMin12_HeaderMax24 | 20 | 6 | 24
784 | 124 | 080-135-4P-125HP | NBS_080-135_4P_125HP_11.89_SS | 4656.6379 | 4656.6379 | 13969.9138 | 3 | 1 | 4 | F | NBS_EndSuction | 10 | 8 | 10 | 16 | BranchMin10_BranchMax16 | 16 | 4 | 12 | 24 | HeaderMin12_HeaderMax24 | 24 | 6 | 24
785 | 125 | 080-135-4P-150HP | NBS_080-135_4P_150HP_12.60_SS | 4664.6626 | 4664.6626 | 13993.9878 | 3 | 1 | 4 | F | NBS_EndSuction | 10 | 8 | 10 | 16 | BranchMin10_BranchMax16 | 10 | 4 | 12 | 24 | HeaderMin12_HeaderMax24 | 12 | 6 | 24
785 | 125 | 080-135-4P-150HP | NBS_080-135_4P_150HP_12.60_SS | 4664.6626 | 4664.6626 | 13993.9878 | 3 | 1 | 4 | F | NBS_EndSuction | 10 | 8 | 10 | 16 | BranchMin10_BranchMax16 | 10 | 4 | 12 | 24 | HeaderMin12_HeaderMax24 | 14 | 6 | 24
785 | 125 | 080-135-4P-150HP | NBS_080-135_4P_150HP_12.60_SS | 4664.6626 | 4664.6626 | 13993.9878 | 3 | 1 | 4 | F | NBS_EndSuction | 10 | 8 | 10 | 16 | BranchMin10_BranchMax16 | 10 | 4 | 12 | 24 | HeaderMin12_HeaderMax24 | 16 | 6 | 24
785 | 125 | 080-135-4P-150HP | NBS_080-135_4P_150HP_12.60_SS | 4664.6626 | 4664.6626 | 13993.9878 | 3 | 1 | 4 | F | NBS_EndSuction | 10 | 8 | 10 | 16 | BranchMin10_BranchMax16 | 10 | 4 | 12 | 24 | HeaderMin12_HeaderMax24 | 18 | 6 | 24
785 | 125 | 080-135-4P-150HP | NBS_080-135_4P_150HP_12.60_SS | 4664.6626 | 4664.6626 | 13993.9878 | 3 | 1 | 4 | F | NBS_EndSuction | 10 | 8 | 10 | 16 | BranchMin10_BranchMax16 | 10 | 4 | 12 | 24 | HeaderMin12_HeaderMax24 | 20 | 6 | 24
785 | 125 | 080-135-4P-150HP | NBS_080-135_4P_150HP_12.60_SS | 4664.6626 | 4664.6626 | 13993.9878 | 3 | 1 | 4 | F | NBS_EndSuction | 10 | 8 | 10 | 16 | BranchMin10_BranchMax16 | 10 | 4 | 12 | 24 | HeaderMin12_HeaderMax24 | 24 | 6 | 24
785 | 125 | 080-135-4P-150HP | NBS_080-135_4P_150HP_12.60_SS | 4664.6626 | 4664.6626 | 13993.9878 | 3 | 1 | 4 | F | NBS_EndSuction | 10 | 8 | 10 | 16 | BranchMin10_BranchMax16 | 12 | 4 | 12 | 24 | HeaderMin12_HeaderMax24 | 12 | 6 | 24 | [11 empty] | INVALID
785 | 125 | 080-135-4P-150HP | NBS_080-135_4P_150HP_12.60_SS | 4664.6626 | 4664.6626 | 13993.9878 | 3 | 1 | 4 | F | NBS_EndSuction | 10 | 8 | 10 | 16 | BranchMin10_BranchMax16 | 12 | 4 | 12 | 24 | HeaderMin12_HeaderMax24 | 14 | 6 | 24
785 | 125 | 080-135-4P-150HP | NBS_080-135_4P_150HP_12.60_SS | 4664.6626 | 4664.6626 | 13993.9878 | 3 | 1 | 4 | F | NBS_EndSuction | 10 | 8 | 10 | 16 | BranchMin10_BranchMax16 | 12 | 4 | 12 | 24 | HeaderMin12_HeaderMax24 | 16 | 6 | 24
785 | 125 | 080-135-4P-150HP | NBS_080-135_4P_150HP_12.60_SS | 4664.6626 | 4664.6626 | 13993.9878 | 3 | 1 | 4 | F | NBS_EndSuction | 10 | 8 | 10 | 16 | BranchMin10_BranchMax16 | 12 | 4 | 12 | 24 | HeaderMin12_HeaderMax24 | 18 | 6 | 24
785 | 125 | 080-135-4P-150HP | NBS_080-135_4P_150HP_12.60_SS | 4664.6626 | 4664.6626 | 13993.9878 | 3 | 1 | 4 | F | NBS_EndSuction | 10 | 8 | 10 | 16 | BranchMin10_BranchMax16 | 12 | 4 | 12 | 24 | HeaderMin12_HeaderMax24 | 20 | 6 | 24
785 | 125 | 080-135-4P-150HP | NBS_080-135_4P_150HP_12.60_SS | 4664.6626 | 4664.6626 | 13993.9878 | 3 | 1 | 4 | F | NBS_EndSuction | 10 | 8 | 10 | 16 | BranchMin10_BranchMax16 | 12 | 4 | 12 | 24 | HeaderMin12_HeaderMax24 | 24 | 6 | 24
785 | 125 | 080-135-4P-150HP | NBS_080-135_4P_150HP_12.60_SS | 4664.6626 | 4664.6626 | 13993.9878 | 3 | 1 | 4 | F | NBS_EndSuction | 10 | 8 | 10 | 16 | BranchMin10_BranchMax16 | 14 | 4 | 12 | 24 | HeaderMin12_HeaderMax24 | 12 | 6 | 24 | [11 empty] | INVALID
785 | 125 | 080-135-4P-150HP | NBS_080-135_4P_150HP_12.60_SS | 4664.6626 | 4664.6626 | 13993.9878 | 3 | 1 | 4 | F | NBS_EndSuction | 10 | 8 | 10 | 16 | BranchMin10_BranchMax16 | 14 | 4 | 12 | 24 | HeaderMin12_HeaderMax24 | 14 | 6 | 24 | [11 empty] | INVALID
785 | 125 | 080-135-4P-150HP | NBS_080-135_4P_150HP_12.60_SS | 4664.6626 | 4664.6626 | 13993.9878 | 3 | 1 | 4 | F | NBS_EndSuction | 10 | 8 | 10 | 16 | BranchMin10_BranchMax16 | 14 | 4 | 12 | 24 | HeaderMin12_HeaderMax24 | 16 | 6 | 24
785 | 125 | 080-135-4P-150HP | NBS_080-135_4P_150HP_12.60_SS | 4664.6626 | 4664.6626 | 13993.9878 | 3 | 1 | 4 | F | NBS_EndSuction | 10 | 8 | 10 | 16 | BranchMin10_BranchMax16 | 14 | 4 | 12 | 24 | HeaderMin12_HeaderMax24 | 18 | 6 | 24
785 | 125 | 080-135-4P-150HP | NBS_080-135_4P_150HP_12.60_SS | 4664.6626 | 4664.6626 | 13993.9878 | 3 | 1 | 4 | F | NBS_EndSuction | 10 | 8 | 10 | 16 | BranchMin10_BranchMax16 | 14 | 4 | 12 | 24 | HeaderMin12_HeaderMax24 | 20 | 6 | 24
785 | 125 | 080-135-4P-150HP | NBS_080-135_4P_150HP_12.60_SS | 4664.6626 | 4664.6626 | 13993.9878 | 3 | 1 | 4 | F | NBS_EndSuction | 10 | 8 | 10 | 16 | BranchMin10_BranchMax16 | 14 | 4 | 12 | 24 | HeaderMin12_HeaderMax24 | 24 | 6 | 24
785 | 125 | 080-135-4P-150HP | NBS_080-135_4P_150HP_12.60_SS | 4664.6626 | 4664.6626 | 13993.9878 | 3 | 1 | 4 | F | NBS_EndSuction | 10 | 8 | 10 | 16 | BranchMin10_BranchMax16 | 16 | 4 | 12 | 24 | HeaderMin12_HeaderMax24 | 12 | 6 | 24 | [11 empty] | INVALID
785 | 125 | 080-135-4P-150HP | NBS_080-135_4P_150HP_12.60_SS | 4664.6626 | 4664.6626 | 13993.9878 | 3 | 1 | 4 | F | NBS_EndSuction | 10 | 8 | 10 | 16 | BranchMin10_BranchMax16 | 16 | 4 | 12 | 24 | HeaderMin12_HeaderMax24 | 14 | 6 | 24 | [11 empty] | INVALID
785 | 125 | 080-135-4P-150HP | NBS_080-135_4P_150HP_12.60_SS | 4664.6626 | 4664.6626 | 13993.9878 | 3 | 1 | 4 | F | NBS_EndSuction | 10 | 8 | 10 | 16 | BranchMin10_BranchMax16 | 16 | 4 | 12 | 24 | HeaderMin12_HeaderMax24 | 16 | 6 | 24 | [11 empty] | INVALID
785 | 125 | 080-135-4P-150HP | NBS_080-135_4P_150HP_12.60_SS | 4664.6626 | 4664.6626 | 13993.9878 | 3 | 1 | 4 | F | NBS_EndSuction | 10 | 8 | 10 | 16 | BranchMin10_BranchMax16 | 16 | 4 | 12 | 24 | HeaderMin12_HeaderMax24 | 18 | 6 | 24
785 | 125 | 080-135-4P-150HP | NBS_080-135_4P_150HP_12.60_SS | 4664.6626 | 4664.6626 | 13993.9878 | 3 | 1 | 4 | F | NBS_EndSuction | 10 | 8 | 10 | 16 | BranchMin10_BranchMax16 | 16 | 4 | 12 | 24 | HeaderMin12_HeaderMax24 | 20 | 6 | 24
785 | 125 | 080-135-4P-150HP | NBS_080-135_4P_150HP_12.60_SS | 4664.6626 | 4664.6626 | 13993.9878 | 3 | 1 | 4 | F | NBS_EndSuction | 10 | 8 | 10 | 16 | BranchMin10_BranchMax16 | 16 | 4 | 12 | 24 | HeaderMin12_HeaderMax24 | 24 | 6 | 24
786 | 126 | 080-150-4P-125HP | NBS_080-150_4P_125HP_12.20_SS | 3448.9864 | 3448.9864 | 10346.9591 | 3 | 1 | 4 | F | NBS_EndSuction | 10 | 8 | 10 | 12 | BranchMin10_BranchMax12 | 10 | 2 | 12 | 24 | HeaderMin12_HeaderMax24 | 12 | 6 | 12
786 | 126 | 080-150-4P-125HP | NBS_080-150_4P_125HP_12.20_SS | 3448.9864 | 3448.9864 | 10346.9591 | 3 | 1 | 4 | F | NBS_EndSuction | 10 | 8 | 10 | 12 | BranchMin10_BranchMax12 | 10 | 2 | 12 | 24 | HeaderMin12_HeaderMax24 | 14 | 6 | 12
786 | 126 | 080-150-4P-125HP | NBS_080-150_4P_125HP_12.20_SS | 3448.9864 | 3448.9864 | 10346.9591 | 3 | 1 | 4 | F | NBS_EndSuction | 10 | 8 | 10 | 12 | BranchMin10_BranchMax12 | 10 | 2 | 12 | 24 | HeaderMin12_HeaderMax24 | 16 | 6 | 12
786 | 126 | 080-150-4P-125HP | NBS_080-150_4P_125HP_12.20_SS | 3448.9864 | 3448.9864 | 10346.9591 | 3 | 1 | 4 | F | NBS_EndSuction | 10 | 8 | 10 | 12 | BranchMin10_BranchMax12 | 10 | 2 | 12 | 24 | HeaderMin12_HeaderMax24 | 18 | 6 | 12
786 | 126 | 080-150-4P-125HP | NBS_080-150_4P_125HP_12.20_SS | 3448.9864 | 3448.9864 | 10346.9591 | 3 | 1 | 4 | F | NBS_EndSuction | 10 | 8 | 10 | 12 | BranchMin10_BranchMax12 | 10 | 2 | 12 | 24 | HeaderMin12_HeaderMax24 | 20 | 6 | 12
786 | 126 | 080-150-4P-125HP | NBS_080-150_4P_125HP_12.20_SS | 3448.9864 | 3448.9864 | 10346.9591 | 3 | 1 | 4 | F | NBS_EndSuction | 10 | 8 | 10 | 12 | BranchMin10_BranchMax12 | 10 | 2 | 12 | 24 | HeaderMin12_HeaderMax24 | 24 | 6 | 12
786 | 126 | 080-150-4P-125HP | NBS_080-150_4P_125HP_12.20_SS | 3448.9864 | 3448.9864 | 10346.9591 | 3 | 1 | 4 | F | NBS_EndSuction | 10 | 8 | 10 | 12 | BranchMin10_BranchMax12 | 12 | 2 | 12 | 24 | HeaderMin12_HeaderMax24 | 12 | 6 | 12 | [11 empty] | INVALID
786 | 126 | 080-150-4P-125HP | NBS_080-150_4P_125HP_12.20_SS | 3448.9864 | 3448.9864 | 10346.9591 | 3 | 1 | 4 | F | NBS_EndSuction | 10 | 8 | 10 | 12 | BranchMin10_BranchMax12 | 12 | 2 | 12 | 24 | HeaderMin12_HeaderMax24 | 14 | 6 | 12
786 | 126 | 080-150-4P-125HP | NBS_080-150_4P_125HP_12.20_SS | 3448.9864 | 3448.9864 | 10346.9591 | 3 | 1 | 4 | F | NBS_EndSuction | 10 | 8 | 10 | 12 | BranchMin10_BranchMax12 | 12 | 2 | 12 | 24 | HeaderMin12_HeaderMax24 | 16 | 6 | 12
786 | 126 | 080-150-4P-125HP | NBS_080-150_4P_125HP_12.20_SS | 3448.9864 | 3448.9864 | 10346.9591 | 3 | 1 | 4 | F | NBS_EndSuction | 10 | 8 | 10 | 12 | BranchMin10_BranchMax12 | 12 | 2 | 12 | 24 | HeaderMin12_HeaderMax24 | 18 | 6 | 12
786 | 126 | 080-150-4P-125HP | NBS_080-150_4P_125HP_12.20_SS | 3448.9864 | 3448.9864 | 10346.9591 | 3 | 1 | 4 | F | NBS_EndSuction | 10 | 8 | 10 | 12 | BranchMin10_BranchMax12 | 12 | 2 | 12 | 24 | HeaderMin12_HeaderMax24 | 20 | 6 | 12
786 | 126 | 080-150-4P-125HP | NBS_080-150_4P_125HP_12.20_SS | 3448.9864 | 3448.9864 | 10346.9591 | 3 | 1 | 4 | F | NBS_EndSuction | 10 | 8 | 10 | 12 | BranchMin10_BranchMax12 | 12 | 2 | 12 | 24 | HeaderMin12_HeaderMax24 | 24 | 6 | 12
787 | 127 | 080-150-4P-150HP | NBS_080-150_4P_150HP_12.99_SS | 3639.5425 | 3639.5425 | 10918.6274 | 3 | 1 | 4 | F | NBS_EndSuction | 10 | 8 | 10 | 14 | BranchMin10_BranchMax14 | 10 | 3 | 12 | 24 | HeaderMin12_HeaderMax24 | 12 | 6 | 18
787 | 127 | 080-150-4P-150HP | NBS_080-150_4P_150HP_12.99_SS | 3639.5425 | 3639.5425 | 10918.6274 | 3 | 1 | 4 | F | NBS_EndSuction | 10 | 8 | 10 | 14 | BranchMin10_BranchMax14 | 10 | 3 | 12 | 24 | HeaderMin12_HeaderMax24 | 14 | 6 | 18
787 | 127 | 080-150-4P-150HP | NBS_080-150_4P_150HP_12.99_SS | 3639.5425 | 3639.5425 | 10918.6274 | 3 | 1 | 4 | F | NBS_EndSuction | 10 | 8 | 10 | 14 | BranchMin10_BranchMax14 | 10 | 3 | 12 | 24 | HeaderMin12_HeaderMax24 | 16 | 6 | 18
787 | 127 | 080-150-4P-150HP | NBS_080-150_4P_150HP_12.99_SS | 3639.5425 | 3639.5425 | 10918.6274 | 3 | 1 | 4 | F | NBS_EndSuction | 10 | 8 | 10 | 14 | BranchMin10_BranchMax14 | 10 | 3 | 12 | 24 | HeaderMin12_HeaderMax24 | 18 | 6 | 18
787 | 127 | 080-150-4P-150HP | NBS_080-150_4P_150HP_12.99_SS | 3639.5425 | 3639.5425 | 10918.6274 | 3 | 1 | 4 | F | NBS_EndSuction | 10 | 8 | 10 | 14 | BranchMin10_BranchMax14 | 10 | 3 | 12 | 24 | HeaderMin12_HeaderMax24 | 20 | 6 | 18
787 | 127 | 080-150-4P-150HP | NBS_080-150_4P_150HP_12.99_SS | 3639.5425 | 3639.5425 | 10918.6274 | 3 | 1 | 4 | F | NBS_EndSuction | 10 | 8 | 10 | 14 | BranchMin10_BranchMax14 | 10 | 3 | 12 | 24 | HeaderMin12_HeaderMax24 | 24 | 6 | 18
787 | 127 | 080-150-4P-150HP | NBS_080-150_4P_150HP_12.99_SS | 3639.5425 | 3639.5425 | 10918.6274 | 3 | 1 | 4 | F | NBS_EndSuction | 10 | 8 | 10 | 14 | BranchMin10_BranchMax14 | 12 | 3 | 12 | 24 | HeaderMin12_HeaderMax24 | 12 | 6 | 18 | [11 empty] | INVALID
787 | 127 | 080-150-4P-150HP | NBS_080-150_4P_150HP_12.99_SS | 3639.5425 | 3639.5425 | 10918.6274 | 3 | 1 | 4 | F | NBS_EndSuction | 10 | 8 | 10 | 14 | BranchMin10_BranchMax14 | 12 | 3 | 12 | 24 | HeaderMin12_HeaderMax24 | 14 | 6 | 18
787 | 127 | 080-150-4P-150HP | NBS_080-150_4P_150HP_12.99_SS | 3639.5425 | 3639.5425 | 10918.6274 | 3 | 1 | 4 | F | NBS_EndSuction | 10 | 8 | 10 | 14 | BranchMin10_BranchMax14 | 12 | 3 | 12 | 24 | HeaderMin12_HeaderMax24 | 16 | 6 | 18
787 | 127 | 080-150-4P-150HP | NBS_080-150_4P_150HP_12.99_SS | 3639.5425 | 3639.5425 | 10918.6274 | 3 | 1 | 4 | F | NBS_EndSuction | 10 | 8 | 10 | 14 | BranchMin10_BranchMax14 | 12 | 3 | 12 | 24 | HeaderMin12_HeaderMax24 | 18 | 6 | 18
787 | 127 | 080-150-4P-150HP | NBS_080-150_4P_150HP_12.99_SS | 3639.5425 | 3639.5425 | 10918.6274 | 3 | 1 | 4 | F | NBS_EndSuction | 10 | 8 | 10 | 14 | BranchMin10_BranchMax14 | 12 | 3 | 12 | 24 | HeaderMin12_HeaderMax24 | 20 | 6 | 18
787 | 127 | 080-150-4P-150HP | NBS_080-150_4P_150HP_12.99_SS | 3639.5425 | 3639.5425 | 10918.6274 | 3 | 1 | 4 | F | NBS_EndSuction | 10 | 8 | 10 | 14 | BranchMin10_BranchMax14 | 12 | 3 | 12 | 24 | HeaderMin12_HeaderMax24 | 24 | 6 | 18
787 | 127 | 080-150-4P-150HP | NBS_080-150_4P_150HP_12.99_SS | 3639.5425 | 3639.5425 | 10918.6274 | 3 | 1 | 4 | F | NBS_EndSuction | 10 | 8 | 10 | 14 | BranchMin10_BranchMax14 | 14 | 3 | 12 | 24 | HeaderMin12_HeaderMax24 | 12 | 6 | 18 | [11 empty] | INVALID
787 | 127 | 080-150-4P-150HP | NBS_080-150_4P_150HP_12.99_SS | 3639.5425 | 3639.5425 | 10918.6274 | 3 | 1 | 4 | F | NBS_EndSuction | 10 | 8 | 10 | 14 | BranchMin10_BranchMax14 | 14 | 3 | 12 | 24 | HeaderMin12_HeaderMax24 | 14 | 6 | 18 | [11 empty] | INVALID
787 | 127 | 080-150-4P-150HP | NBS_080-150_4P_150HP_12.99_SS | 3639.5425 | 3639.5425 | 10918.6274 | 3 | 1 | 4 | F | NBS_EndSuction | 10 | 8 | 10 | 14 | BranchMin10_BranchMax14 | 14 | 3 | 12 | 24 | HeaderMin12_HeaderMax24 | 16 | 6 | 18
787 | 127 | 080-150-4P-150HP | NBS_080-150_4P_150HP_12.99_SS | 3639.5425 | 3639.5425 | 10918.6274 | 3 | 1 | 4 | F | NBS_EndSuction | 10 | 8 | 10 | 14 | BranchMin10_BranchMax14 | 14 | 3 | 12 | 24 | HeaderMin12_HeaderMax24 | 18 | 6 | 18
787 | 127 | 080-150-4P-150HP | NBS_080-150_4P_150HP_12.99_SS | 3639.5425 | 3639.5425 | 10918.6274 | 3 | 1 | 4 | F | NBS_EndSuction | 10 | 8 | 10 | 14 | BranchMin10_BranchMax14 | 14 | 3 | 12 | 24 | HeaderMin12_HeaderMax24 | 20 | 6 | 18
787 | 127 | 080-150-4P-150HP | NBS_080-150_4P_150HP_12.99_SS | 3639.5425 | 3639.5425 | 10918.6274 | 3 | 1 | 4 | F | NBS_EndSuction | 10 | 8 | 10 | 14 | BranchMin10_BranchMax14 | 14 | 3 | 12 | 24 | HeaderMin12_HeaderMax24 | 24 | 6 | 18
788 | 128 | 080-150-4P-200HP | NBS_080-150_4P_200HP_14.25_SS | 4042.4929 | 4042.4929 | 12127.4788 | 3 | 1 | 4 | F | NBS_EndSuction | 10 | 8 | 10 | 14 | BranchMin10_BranchMax14 | 10 | 3 | 12 | 24 | HeaderMin12_HeaderMax24 | 12 | 6 | 18
788 | 128 | 080-150-4P-200HP | NBS_080-150_4P_200HP_14.25_SS | 4042.4929 | 4042.4929 | 12127.4788 | 3 | 1 | 4 | F | NBS_EndSuction | 10 | 8 | 10 | 14 | BranchMin10_BranchMax14 | 10 | 3 | 12 | 24 | HeaderMin12_HeaderMax24 | 14 | 6 | 18
788 | 128 | 080-150-4P-200HP | NBS_080-150_4P_200HP_14.25_SS | 4042.4929 | 4042.4929 | 12127.4788 | 3 | 1 | 4 | F | NBS_EndSuction | 10 | 8 | 10 | 14 | BranchMin10_BranchMax14 | 10 | 3 | 12 | 24 | HeaderMin12_HeaderMax24 | 16 | 6 | 18
788 | 128 | 080-150-4P-200HP | NBS_080-150_4P_200HP_14.25_SS | 4042.4929 | 4042.4929 | 12127.4788 | 3 | 1 | 4 | F | NBS_EndSuction | 10 | 8 | 10 | 14 | BranchMin10_BranchMax14 | 10 | 3 | 12 | 24 | HeaderMin12_HeaderMax24 | 18 | 6 | 18
788 | 128 | 080-150-4P-200HP | NBS_080-150_4P_200HP_14.25_SS | 4042.4929 | 4042.4929 | 12127.4788 | 3 | 1 | 4 | F | NBS_EndSuction | 10 | 8 | 10 | 14 | BranchMin10_BranchMax14 | 10 | 3 | 12 | 24 | HeaderMin12_HeaderMax24 | 20 | 6 | 18
788 | 128 | 080-150-4P-200HP | NBS_080-150_4P_200HP_14.25_SS | 4042.4929 | 4042.4929 | 12127.4788 | 3 | 1 | 4 | F | NBS_EndSuction | 10 | 8 | 10 | 14 | BranchMin10_BranchMax14 | 10 | 3 | 12 | 24 | HeaderMin12_HeaderMax24 | 24 | 6 | 18
788 | 128 | 080-150-4P-200HP | NBS_080-150_4P_200HP_14.25_SS | 4042.4929 | 4042.4929 | 12127.4788 | 3 | 1 | 4 | F | NBS_EndSuction | 10 | 8 | 10 | 14 | BranchMin10_BranchMax14 | 12 | 3 | 12 | 24 | HeaderMin12_HeaderMax24 | 12 | 6 | 18 | [11 empty] | INVALID
788 | 128 | 080-150-4P-200HP | NBS_080-150_4P_200HP_14.25_SS | 4042.4929 | 4042.4929 | 12127.4788 | 3 | 1 | 4 | F | NBS_EndSuction | 10 | 8 | 10 | 14 | BranchMin10_BranchMax14 | 12 | 3 | 12 | 24 | HeaderMin12_HeaderMax24 | 14 | 6 | 18
788 | 128 | 080-150-4P-200HP | NBS_080-150_4P_200HP_14.25_SS | 4042.4929 | 4042.4929 | 12127.4788 | 3 | 1 | 4 | F | NBS_EndSuction | 10 | 8 | 10 | 14 | BranchMin10_BranchMax14 | 12 | 3 | 12 | 24 | HeaderMin12_HeaderMax24 | 16 | 6 | 18
788 | 128 | 080-150-4P-200HP | NBS_080-150_4P_200HP_14.25_SS | 4042.4929 | 4042.4929 | 12127.4788 | 3 | 1 | 4 | F | NBS_EndSuction | 10 | 8 | 10 | 14 | BranchMin10_BranchMax14 | 12 | 3 | 12 | 24 | HeaderMin12_HeaderMax24 | 18 | 6 | 18
788 | 128 | 080-150-4P-200HP | NBS_080-150_4P_200HP_14.25_SS | 4042.4929 | 4042.4929 | 12127.4788 | 3 | 1 | 4 | F | NBS_EndSuction | 10 | 8 | 10 | 14 | BranchMin10_BranchMax14 | 12 | 3 | 12 | 24 | HeaderMin12_HeaderMax24 | 20 | 6 | 18
788 | 128 | 080-150-4P-200HP | NBS_080-150_4P_200HP_14.25_SS | 4042.4929 | 4042.4929 | 12127.4788 | 3 | 1 | 4 | F | NBS_EndSuction | 10 | 8 | 10 | 14 | BranchMin10_BranchMax14 | 12 | 3 | 12 | 24 | HeaderMin12_HeaderMax24 | 24 | 6 | 18
788 | 128 | 080-150-4P-200HP | NBS_080-150_4P_200HP_14.25_SS | 4042.4929 | 4042.4929 | 12127.4788 | 3 | 1 | 4 | F | NBS_EndSuction | 10 | 8 | 10 | 14 | BranchMin10_BranchMax14 | 14 | 3 | 12 | 24 | HeaderMin12_HeaderMax24 | 12 | 6 | 18 | [11 empty] | INVALID
788 | 128 | 080-150-4P-200HP | NBS_080-150_4P_200HP_14.25_SS | 4042.4929 | 4042.4929 | 12127.4788 | 3 | 1 | 4 | F | NBS_EndSuction | 10 | 8 | 10 | 14 | BranchMin10_BranchMax14 | 14 | 3 | 12 | 24 | HeaderMin12_HeaderMax24 | 14 | 6 | 18 | [11 empty] | INVALID
788 | 128 | 080-150-4P-200HP | NBS_080-150_4P_200HP_14.25_SS | 4042.4929 | 4042.4929 | 12127.4788 | 3 | 1 | 4 | F | NBS_EndSuction | 10 | 8 | 10 | 14 | BranchMin10_BranchMax14 | 14 | 3 | 12 | 24 | HeaderMin12_HeaderMax24 | 16 | 6 | 18
788 | 128 | 080-150-4P-200HP | NBS_080-150_4P_200HP_14.25_SS | 4042.4929 | 4042.4929 | 12127.4788 | 3 | 1 | 4 | F | NBS_EndSuction | 10 | 8 | 10 | 14 | BranchMin10_BranchMax14 | 14 | 3 | 12 | 24 | HeaderMin12_HeaderMax24 | 18 | 6 | 18
788 | 128 | 080-150-4P-200HP | NBS_080-150_4P_200HP_14.25_SS | 4042.4929 | 4042.4929 | 12127.4788 | 3 | 1 | 4 | F | NBS_EndSuction | 10 | 8 | 10 | 14 | BranchMin10_BranchMax14 | 14 | 3 | 12 | 24 | HeaderMin12_HeaderMax24 | 20 | 6 | 18
788 | 128 | 080-150-4P-200HP | NBS_080-150_4P_200HP_14.25_SS | 4042.4929 | 4042.4929 | 12127.4788 | 3 | 1 | 4 | F | NBS_EndSuction | 10 | 8 | 10 | 14 | BranchMin10_BranchMax14 | 14 | 3 | 12 | 24 | HeaderMin12_HeaderMax24 | 24 | 6 | 18
789 | 129 | 080-150-4P-250HP | NBS_080-150_4P_250HP_15.59_SS | 4332.4218 | 4332.4218 | 12997.2653 | 3 | 1 | 4 | F | NBS_EndSuction | 10 | 8 | 10 | 16 | BranchMin10_BranchMax16 | 10 | 4 | 12 | 24 | HeaderMin12_HeaderMax24 | 12 | 6 | 24
789 | 129 | 080-150-4P-250HP | NBS_080-150_4P_250HP_15.59_SS | 4332.4218 | 4332.4218 | 12997.2653 | 3 | 1 | 4 | F | NBS_EndSuction | 10 | 8 | 10 | 16 | BranchMin10_BranchMax16 | 10 | 4 | 12 | 24 | HeaderMin12_HeaderMax24 | 14 | 6 | 24
789 | 129 | 080-150-4P-250HP | NBS_080-150_4P_250HP_15.59_SS | 4332.4218 | 4332.4218 | 12997.2653 | 3 | 1 | 4 | F | NBS_EndSuction | 10 | 8 | 10 | 16 | BranchMin10_BranchMax16 | 10 | 4 | 12 | 24 | HeaderMin12_HeaderMax24 | 16 | 6 | 24
789 | 129 | 080-150-4P-250HP | NBS_080-150_4P_250HP_15.59_SS | 4332.4218 | 4332.4218 | 12997.2653 | 3 | 1 | 4 | F | NBS_EndSuction | 10 | 8 | 10 | 16 | BranchMin10_BranchMax16 | 10 | 4 | 12 | 24 | HeaderMin12_HeaderMax24 | 18 | 6 | 24
789 | 129 | 080-150-4P-250HP | NBS_080-150_4P_250HP_15.59_SS | 4332.4218 | 4332.4218 | 12997.2653 | 3 | 1 | 4 | F | NBS_EndSuction | 10 | 8 | 10 | 16 | BranchMin10_BranchMax16 | 10 | 4 | 12 | 24 | HeaderMin12_HeaderMax24 | 20 | 6 | 24
789 | 129 | 080-150-4P-250HP | NBS_080-150_4P_250HP_15.59_SS | 4332.4218 | 4332.4218 | 12997.2653 | 3 | 1 | 4 | F | NBS_EndSuction | 10 | 8 | 10 | 16 | BranchMin10_BranchMax16 | 10 | 4 | 12 | 24 | HeaderMin12_HeaderMax24 | 24 | 6 | 24
789 | 129 | 080-150-4P-250HP | NBS_080-150_4P_250HP_15.59_SS | 4332.4218 | 4332.4218 | 12997.2653 | 3 | 1 | 4 | F | NBS_EndSuction | 10 | 8 | 10 | 16 | BranchMin10_BranchMax16 | 12 | 4 | 12 | 24 | HeaderMin12_HeaderMax24 | 12 | 6 | 24 | [11 empty] | INVALID
789 | 129 | 080-150-4P-250HP | NBS_080-150_4P_250HP_15.59_SS | 4332.4218 | 4332.4218 | 12997.2653 | 3 | 1 | 4 | F | NBS_EndSuction | 10 | 8 | 10 | 16 | BranchMin10_BranchMax16 | 12 | 4 | 12 | 24 | HeaderMin12_HeaderMax24 | 14 | 6 | 24
789 | 129 | 080-150-4P-250HP | NBS_080-150_4P_250HP_15.59_SS | 4332.4218 | 4332.4218 | 12997.2653 | 3 | 1 | 4 | F | NBS_EndSuction | 10 | 8 | 10 | 16 | BranchMin10_BranchMax16 | 12 | 4 | 12 | 24 | HeaderMin12_HeaderMax24 | 16 | 6 | 24
789 | 129 | 080-150-4P-250HP | NBS_080-150_4P_250HP_15.59_SS | 4332.4218 | 4332.4218 | 12997.2653 | 3 | 1 | 4 | F | NBS_EndSuction | 10 | 8 | 10 | 16 | BranchMin10_BranchMax16 | 12 | 4 | 12 | 24 | HeaderMin12_HeaderMax24 | 18 | 6 | 24
789 | 129 | 080-150-4P-250HP | NBS_080-150_4P_250HP_15.59_SS | 4332.4218 | 4332.4218 | 12997.2653 | 3 | 1 | 4 | F | NBS_EndSuction | 10 | 8 | 10 | 16 | BranchMin10_BranchMax16 | 12 | 4 | 12 | 24 | HeaderMin12_HeaderMax24 | 20 | 6 | 24
789 | 129 | 080-150-4P-250HP | NBS_080-150_4P_250HP_15.59_SS | 4332.4218 | 4332.4218 | 12997.2653 | 3 | 1 | 4 | F | NBS_EndSuction | 10 | 8 | 10 | 16 | BranchMin10_BranchMax16 | 12 | 4 | 12 | 24 | HeaderMin12_HeaderMax24 | 24 | 6 | 24
789 | 129 | 080-150-4P-250HP | NBS_080-150_4P_250HP_15.59_SS | 4332.4218 | 4332.4218 | 12997.2653 | 3 | 1 | 4 | F | NBS_EndSuction | 10 | 8 | 10 | 16 | BranchMin10_BranchMax16 | 14 | 4 | 12 | 24 | HeaderMin12_HeaderMax24 | 12 | 6 | 24 | [11 empty] | INVALID
789 | 129 | 080-150-4P-250HP | NBS_080-150_4P_250HP_15.59_SS | 4332.4218 | 4332.4218 | 12997.2653 | 3 | 1 | 4 | F | NBS_EndSuction | 10 | 8 | 10 | 16 | BranchMin10_BranchMax16 | 14 | 4 | 12 | 24 | HeaderMin12_HeaderMax24 | 14 | 6 | 24 | [11 empty] | INVALID
789 | 129 | 080-150-4P-250HP | NBS_080-150_4P_250HP_15.59_SS | 4332.4218 | 4332.4218 | 12997.2653 | 3 | 1 | 4 | F | NBS_EndSuction | 10 | 8 | 10 | 16 | BranchMin10_BranchMax16 | 14 | 4 | 12 | 24 | HeaderMin12_HeaderMax24 | 16 | 6 | 24
789 | 129 | 080-150-4P-250HP | NBS_080-150_4P_250HP_15.59_SS | 4332.4218 | 4332.4218 | 12997.2653 | 3 | 1 | 4 | F | NBS_EndSuction | 10 | 8 | 10 | 16 | BranchMin10_BranchMax16 | 14 | 4 | 12 | 24 | HeaderMin12_HeaderMax24 | 18 | 6 | 24
789 | 129 | 080-150-4P-250HP | NBS_080-150_4P_250HP_15.59_SS | 4332.4218 | 4332.4218 | 12997.2653 | 3 | 1 | 4 | F | NBS_EndSuction | 10 | 8 | 10 | 16 | BranchMin10_BranchMax16 | 14 | 4 | 12 | 24 | HeaderMin12_HeaderMax24 | 20 | 6 | 24
789 | 129 | 080-150-4P-250HP | NBS_080-150_4P_250HP_15.59_SS | 4332.4218 | 4332.4218 | 12997.2653 | 3 | 1 | 4 | F | NBS_EndSuction | 10 | 8 | 10 | 16 | BranchMin10_BranchMax16 | 14 | 4 | 12 | 24 | HeaderMin12_HeaderMax24 | 24 | 6 | 24
789 | 129 | 080-150-4P-250HP | NBS_080-150_4P_250HP_15.59_SS | 4332.4218 | 4332.4218 | 12997.2653 | 3 | 1 | 4 | F | NBS_EndSuction | 10 | 8 | 10 | 16 | BranchMin10_BranchMax16 | 16 | 4 | 12 | 24 | HeaderMin12_HeaderMax24 | 12 | 6 | 24 | [11 empty] | INVALID
789 | 129 | 080-150-4P-250HP | NBS_080-150_4P_250HP_15.59_SS | 4332.4218 | 4332.4218 | 12997.2653 | 3 | 1 | 4 | F | NBS_EndSuction | 10 | 8 | 10 | 16 | BranchMin10_BranchMax16 | 16 | 4 | 12 | 24 | HeaderMin12_HeaderMax24 | 14 | 6 | 24 | [11 empty] | INVALID
789 | 129 | 080-150-4P-250HP | NBS_080-150_4P_250HP_15.59_SS | 4332.4218 | 4332.4218 | 12997.2653 | 3 | 1 | 4 | F | NBS_EndSuction | 10 | 8 | 10 | 16 | BranchMin10_BranchMax16 | 16 | 4 | 12 | 24 | HeaderMin12_HeaderMax24 | 16 | 6 | 24 | [11 empty] | INVALID
789 | 129 | 080-150-4P-250HP | NBS_080-150_4P_250HP_15.59_SS | 4332.4218 | 4332.4218 | 12997.2653 | 3 | 1 | 4 | F | NBS_EndSuction | 10 | 8 | 10 | 16 | BranchMin10_BranchMax16 | 16 | 4 | 12 | 24 | HeaderMin12_HeaderMax24 | 18 | 6 | 24
789 | 129 | 080-150-4P-250HP | NBS_080-150_4P_250HP_15.59_SS | 4332.4218 | 4332.4218 | 12997.2653 | 3 | 1 | 4 | F | NBS_EndSuction | 10 | 8 | 10 | 16 | BranchMin10_BranchMax16 | 16 | 4 | 12 | 24 | HeaderMin12_HeaderMax24 | 20 | 6 | 24
789 | 129 | 080-150-4P-250HP | NBS_080-150_4P_250HP_15.59_SS | 4332.4218 | 4332.4218 | 12997.2653 | 3 | 1 | 4 | F | NBS_EndSuction | 10 | 8 | 10 | 16 | BranchMin10_BranchMax16 | 16 | 4 | 12 | 24 | HeaderMin12_HeaderMax24 | 24 | 6 | 24
790 | 130 | 100-150-4P-150HP | NBS_100-150_4P_150HP_12.48_SS | 5072.7199 | 5072.7199 | 15218.1598 | 3 | 1 | 4 | F | NBS_EndSuction | 12 | 10 | 12 | 16 | BranchMin12_BranchMax16 | 12 | 3 | 14 | 24 | HeaderMin14_HeaderMax24 | 14 | 5 | 15
790 | 130 | 100-150-4P-150HP | NBS_100-150_4P_150HP_12.48_SS | 5072.7199 | 5072.7199 | 15218.1598 | 3 | 1 | 4 | F | NBS_EndSuction | 12 | 10 | 12 | 16 | BranchMin12_BranchMax16 | 12 | 3 | 14 | 24 | HeaderMin14_HeaderMax24 | 16 | 5 | 15
790 | 130 | 100-150-4P-150HP | NBS_100-150_4P_150HP_12.48_SS | 5072.7199 | 5072.7199 | 15218.1598 | 3 | 1 | 4 | F | NBS_EndSuction | 12 | 10 | 12 | 16 | BranchMin12_BranchMax16 | 12 | 3 | 14 | 24 | HeaderMin14_HeaderMax24 | 18 | 5 | 15
790 | 130 | 100-150-4P-150HP | NBS_100-150_4P_150HP_12.48_SS | 5072.7199 | 5072.7199 | 15218.1598 | 3 | 1 | 4 | F | NBS_EndSuction | 12 | 10 | 12 | 16 | BranchMin12_BranchMax16 | 12 | 3 | 14 | 24 | HeaderMin14_HeaderMax24 | 20 | 5 | 15
790 | 130 | 100-150-4P-150HP | NBS_100-150_4P_150HP_12.48_SS | 5072.7199 | 5072.7199 | 15218.1598 | 3 | 1 | 4 | F | NBS_EndSuction | 12 | 10 | 12 | 16 | BranchMin12_BranchMax16 | 12 | 3 | 14 | 24 | HeaderMin14_HeaderMax24 | 24 | 5 | 15
790 | 130 | 100-150-4P-150HP | NBS_100-150_4P_150HP_12.48_SS | 5072.7199 | 5072.7199 | 15218.1598 | 3 | 1 | 4 | F | NBS_EndSuction | 12 | 10 | 12 | 16 | BranchMin12_BranchMax16 | 14 | 3 | 14 | 24 | HeaderMin14_HeaderMax24 | 14 | 5 | 15 | [11 empty] | INVALID
790 | 130 | 100-150-4P-150HP | NBS_100-150_4P_150HP_12.48_SS | 5072.7199 | 5072.7199 | 15218.1598 | 3 | 1 | 4 | F | NBS_EndSuction | 12 | 10 | 12 | 16 | BranchMin12_BranchMax16 | 14 | 3 | 14 | 24 | HeaderMin14_HeaderMax24 | 16 | 5 | 15
790 | 130 | 100-150-4P-150HP | NBS_100-150_4P_150HP_12.48_SS | 5072.7199 | 5072.7199 | 15218.1598 | 3 | 1 | 4 | F | NBS_EndSuction | 12 | 10 | 12 | 16 | BranchMin12_BranchMax16 | 14 | 3 | 14 | 24 | HeaderMin14_HeaderMax24 | 18 | 5 | 15
790 | 130 | 100-150-4P-150HP | NBS_100-150_4P_150HP_12.48_SS | 5072.7199 | 5072.7199 | 15218.1598 | 3 | 1 | 4 | F | NBS_EndSuction | 12 | 10 | 12 | 16 | BranchMin12_BranchMax16 | 14 | 3 | 14 | 24 | HeaderMin14_HeaderMax24 | 20 | 5 | 15
790 | 130 | 100-150-4P-150HP | NBS_100-150_4P_150HP_12.48_SS | 5072.7199 | 5072.7199 | 15218.1598 | 3 | 1 | 4 | F | NBS_EndSuction | 12 | 10 | 12 | 16 | BranchMin12_BranchMax16 | 14 | 3 | 14 | 24 | HeaderMin14_HeaderMax24 | 24 | 5 | 15
790 | 130 | 100-150-4P-150HP | NBS_100-150_4P_150HP_12.48_SS | 5072.7199 | 5072.7199 | 15218.1598 | 3 | 1 | 4 | F | NBS_EndSuction | 12 | 10 | 12 | 16 | BranchMin12_BranchMax16 | 16 | 3 | 14 | 24 | HeaderMin14_HeaderMax24 | 14 | 5 | 15 | [11 empty] | INVALID
790 | 130 | 100-150-4P-150HP | NBS_100-150_4P_150HP_12.48_SS | 5072.7199 | 5072.7199 | 15218.1598 | 3 | 1 | 4 | F | NBS_EndSuction | 12 | 10 | 12 | 16 | BranchMin12_BranchMax16 | 16 | 3 | 14 | 24 | HeaderMin14_HeaderMax24 | 16 | 5 | 15 | [11 empty] | INVALID
790 | 130 | 100-150-4P-150HP | NBS_100-150_4P_150HP_12.48_SS | 5072.7199 | 5072.7199 | 15218.1598 | 3 | 1 | 4 | F | NBS_EndSuction | 12 | 10 | 12 | 16 | BranchMin12_BranchMax16 | 16 | 3 | 14 | 24 | HeaderMin14_HeaderMax24 | 18 | 5 | 15
790 | 130 | 100-150-4P-150HP | NBS_100-150_4P_150HP_12.48_SS | 5072.7199 | 5072.7199 | 15218.1598 | 3 | 1 | 4 | F | NBS_EndSuction | 12 | 10 | 12 | 16 | BranchMin12_BranchMax16 | 16 | 3 | 14 | 24 | HeaderMin14_HeaderMax24 | 20 | 5 | 15
790 | 130 | 100-150-4P-150HP | NBS_100-150_4P_150HP_12.48_SS | 5072.7199 | 5072.7199 | 15218.1598 | 3 | 1 | 4 | F | NBS_EndSuction | 12 | 10 | 12 | 16 | BranchMin12_BranchMax16 | 16 | 3 | 14 | 24 | HeaderMin14_HeaderMax24 | 24 | 5 | 15
791 | 131 | 100-150-4P-200HP | NBS_100-150_4P_200HP_13.66_SS | 5521.0639 | 5521.0639 | 16563.1918 | 3 | 1 | 4 | F | NBS_EndSuction | 12 | 10 | 12 | 16 | BranchMin12_BranchMax16 | 12 | 3 | 14 | 24 | HeaderMin14_HeaderMax24 | 14 | 5 | 15
791 | 131 | 100-150-4P-200HP | NBS_100-150_4P_200HP_13.66_SS | 5521.0639 | 5521.0639 | 16563.1918 | 3 | 1 | 4 | F | NBS_EndSuction | 12 | 10 | 12 | 16 | BranchMin12_BranchMax16 | 12 | 3 | 14 | 24 | HeaderMin14_HeaderMax24 | 16 | 5 | 15
791 | 131 | 100-150-4P-200HP | NBS_100-150_4P_200HP_13.66_SS | 5521.0639 | 5521.0639 | 16563.1918 | 3 | 1 | 4 | F | NBS_EndSuction | 12 | 10 | 12 | 16 | BranchMin12_BranchMax16 | 12 | 3 | 14 | 24 | HeaderMin14_HeaderMax24 | 18 | 5 | 15
791 | 131 | 100-150-4P-200HP | NBS_100-150_4P_200HP_13.66_SS | 5521.0639 | 5521.0639 | 16563.1918 | 3 | 1 | 4 | F | NBS_EndSuction | 12 | 10 | 12 | 16 | BranchMin12_BranchMax16 | 12 | 3 | 14 | 24 | HeaderMin14_HeaderMax24 | 20 | 5 | 15
791 | 131 | 100-150-4P-200HP | NBS_100-150_4P_200HP_13.66_SS | 5521.0639 | 5521.0639 | 16563.1918 | 3 | 1 | 4 | F | NBS_EndSuction | 12 | 10 | 12 | 16 | BranchMin12_BranchMax16 | 12 | 3 | 14 | 24 | HeaderMin14_HeaderMax24 | 24 | 5 | 15
791 | 131 | 100-150-4P-200HP | NBS_100-150_4P_200HP_13.66_SS | 5521.0639 | 5521.0639 | 16563.1918 | 3 | 1 | 4 | F | NBS_EndSuction | 12 | 10 | 12 | 16 | BranchMin12_BranchMax16 | 14 | 3 | 14 | 24 | HeaderMin14_HeaderMax24 | 14 | 5 | 15 | [11 empty] | INVALID
791 | 131 | 100-150-4P-200HP | NBS_100-150_4P_200HP_13.66_SS | 5521.0639 | 5521.0639 | 16563.1918 | 3 | 1 | 4 | F | NBS_EndSuction | 12 | 10 | 12 | 16 | BranchMin12_BranchMax16 | 14 | 3 | 14 | 24 | HeaderMin14_HeaderMax24 | 16 | 5 | 15
791 | 131 | 100-150-4P-200HP | NBS_100-150_4P_200HP_13.66_SS | 5521.0639 | 5521.0639 | 16563.1918 | 3 | 1 | 4 | F | NBS_EndSuction | 12 | 10 | 12 | 16 | BranchMin12_BranchMax16 | 14 | 3 | 14 | 24 | HeaderMin14_HeaderMax24 | 18 | 5 | 15
791 | 131 | 100-150-4P-200HP | NBS_100-150_4P_200HP_13.66_SS | 5521.0639 | 5521.0639 | 16563.1918 | 3 | 1 | 4 | F | NBS_EndSuction | 12 | 10 | 12 | 16 | BranchMin12_BranchMax16 | 14 | 3 | 14 | 24 | HeaderMin14_HeaderMax24 | 20 | 5 | 15
791 | 131 | 100-150-4P-200HP | NBS_100-150_4P_200HP_13.66_SS | 5521.0639 | 5521.0639 | 16563.1918 | 3 | 1 | 4 | F | NBS_EndSuction | 12 | 10 | 12 | 16 | BranchMin12_BranchMax16 | 14 | 3 | 14 | 24 | HeaderMin14_HeaderMax24 | 24 | 5 | 15
791 | 131 | 100-150-4P-200HP | NBS_100-150_4P_200HP_13.66_SS | 5521.0639 | 5521.0639 | 16563.1918 | 3 | 1 | 4 | F | NBS_EndSuction | 12 | 10 | 12 | 16 | BranchMin12_BranchMax16 | 16 | 3 | 14 | 24 | HeaderMin14_HeaderMax24 | 14 | 5 | 15 | [11 empty] | INVALID
791 | 131 | 100-150-4P-200HP | NBS_100-150_4P_200HP_13.66_SS | 5521.0639 | 5521.0639 | 16563.1918 | 3 | 1 | 4 | F | NBS_EndSuction | 12 | 10 | 12 | 16 | BranchMin12_BranchMax16 | 16 | 3 | 14 | 24 | HeaderMin14_HeaderMax24 | 16 | 5 | 15 | [11 empty] | INVALID
791 | 131 | 100-150-4P-200HP | NBS_100-150_4P_200HP_13.66_SS | 5521.0639 | 5521.0639 | 16563.1918 | 3 | 1 | 4 | F | NBS_EndSuction | 12 | 10 | 12 | 16 | BranchMin12_BranchMax16 | 16 | 3 | 14 | 24 | HeaderMin14_HeaderMax24 | 18 | 5 | 15
791 | 131 | 100-150-4P-200HP | NBS_100-150_4P_200HP_13.66_SS | 5521.0639 | 5521.0639 | 16563.1918 | 3 | 1 | 4 | F | NBS_EndSuction | 12 | 10 | 12 | 16 | BranchMin12_BranchMax16 | 16 | 3 | 14 | 24 | HeaderMin14_HeaderMax24 | 20 | 5 | 15
791 | 131 | 100-150-4P-200HP | NBS_100-150_4P_200HP_13.66_SS | 5521.0639 | 5521.0639 | 16563.1918 | 3 | 1 | 4 | F | NBS_EndSuction | 12 | 10 | 12 | 16 | BranchMin12_BranchMax16 | 16 | 3 | 14 | 24 | HeaderMin14_HeaderMax24 | 24 | 5 | 15
792 | 132 | 100-150-4P-250HP | NBS_100-150_4P_250HP_14.76_SS | 5727.2058 | 5727.2058 | 17181.6175 | 3 | 1 | 4 | F | NBS_EndSuction | 12 | 10 | 12 | 18 | BranchMin12_BranchMax18 | 12 | 4 | 14 | 24 | HeaderMin14_HeaderMax24 | 14 | 5 | 20
792 | 132 | 100-150-4P-250HP | NBS_100-150_4P_250HP_14.76_SS | 5727.2058 | 5727.2058 | 17181.6175 | 3 | 1 | 4 | F | NBS_EndSuction | 12 | 10 | 12 | 18 | BranchMin12_BranchMax18 | 12 | 4 | 14 | 24 | HeaderMin14_HeaderMax24 | 16 | 5 | 20
792 | 132 | 100-150-4P-250HP | NBS_100-150_4P_250HP_14.76_SS | 5727.2058 | 5727.2058 | 17181.6175 | 3 | 1 | 4 | F | NBS_EndSuction | 12 | 10 | 12 | 18 | BranchMin12_BranchMax18 | 12 | 4 | 14 | 24 | HeaderMin14_HeaderMax24 | 18 | 5 | 20
792 | 132 | 100-150-4P-250HP | NBS_100-150_4P_250HP_14.76_SS | 5727.2058 | 5727.2058 | 17181.6175 | 3 | 1 | 4 | F | NBS_EndSuction | 12 | 10 | 12 | 18 | BranchMin12_BranchMax18 | 12 | 4 | 14 | 24 | HeaderMin14_HeaderMax24 | 20 | 5 | 20
792 | 132 | 100-150-4P-250HP | NBS_100-150_4P_250HP_14.76_SS | 5727.2058 | 5727.2058 | 17181.6175 | 3 | 1 | 4 | F | NBS_EndSuction | 12 | 10 | 12 | 18 | BranchMin12_BranchMax18 | 12 | 4 | 14 | 24 | HeaderMin14_HeaderMax24 | 24 | 5 | 20
792 | 132 | 100-150-4P-250HP | NBS_100-150_4P_250HP_14.76_SS | 5727.2058 | 5727.2058 | 17181.6175 | 3 | 1 | 4 | F | NBS_EndSuction | 12 | 10 | 12 | 18 | BranchMin12_BranchMax18 | 14 | 4 | 14 | 24 | HeaderMin14_HeaderMax24 | 14 | 5 | 20 | [11 empty] | INVALID
792 | 132 | 100-150-4P-250HP | NBS_100-150_4P_250HP_14.76_SS | 5727.2058 | 5727.2058 | 17181.6175 | 3 | 1 | 4 | F | NBS_EndSuction | 12 | 10 | 12 | 18 | BranchMin12_BranchMax18 | 14 | 4 | 14 | 24 | HeaderMin14_HeaderMax24 | 16 | 5 | 20
792 | 132 | 100-150-4P-250HP | NBS_100-150_4P_250HP_14.76_SS | 5727.2058 | 5727.2058 | 17181.6175 | 3 | 1 | 4 | F | NBS_EndSuction | 12 | 10 | 12 | 18 | BranchMin12_BranchMax18 | 14 | 4 | 14 | 24 | HeaderMin14_HeaderMax24 | 18 | 5 | 20
792 | 132 | 100-150-4P-250HP | NBS_100-150_4P_250HP_14.76_SS | 5727.2058 | 5727.2058 | 17181.6175 | 3 | 1 | 4 | F | NBS_EndSuction | 12 | 10 | 12 | 18 | BranchMin12_BranchMax18 | 14 | 4 | 14 | 24 | HeaderMin14_HeaderMax24 | 20 | 5 | 20
792 | 132 | 100-150-4P-250HP | NBS_100-150_4P_250HP_14.76_SS | 5727.2058 | 5727.2058 | 17181.6175 | 3 | 1 | 4 | F | NBS_EndSuction | 12 | 10 | 12 | 18 | BranchMin12_BranchMax18 | 14 | 4 | 14 | 24 | HeaderMin14_HeaderMax24 | 24 | 5 | 20
792 | 132 | 100-150-4P-250HP | NBS_100-150_4P_250HP_14.76_SS | 5727.2058 | 5727.2058 | 17181.6175 | 3 | 1 | 4 | F | NBS_EndSuction | 12 | 10 | 12 | 18 | BranchMin12_BranchMax18 | 16 | 4 | 14 | 24 | HeaderMin14_HeaderMax24 | 14 | 5 | 20 | [11 empty] | INVALID
792 | 132 | 100-150-4P-250HP | NBS_100-150_4P_250HP_14.76_SS | 5727.2058 | 5727.2058 | 17181.6175 | 3 | 1 | 4 | F | NBS_EndSuction | 12 | 10 | 12 | 18 | BranchMin12_BranchMax18 | 16 | 4 | 14 | 24 | HeaderMin14_HeaderMax24 | 16 | 5 | 20 | [11 empty] | INVALID
792 | 132 | 100-150-4P-250HP | NBS_100-150_4P_250HP_14.76_SS | 5727.2058 | 5727.2058 | 17181.6175 | 3 | 1 | 4 | F | NBS_EndSuction | 12 | 10 | 12 | 18 | BranchMin12_BranchMax18 | 16 | 4 | 14 | 24 | HeaderMin14_HeaderMax24 | 18 | 5 | 20
792 | 132 | 100-150-4P-250HP | NBS_100-150_4P_250HP_14.76_SS | 5727.2058 | 5727.2058 | 17181.6175 | 3 | 1 | 4 | F | NBS_EndSuction | 12 | 10 | 12 | 18 | BranchMin12_BranchMax18 | 16 | 4 | 14 | 24 | HeaderMin14_HeaderMax24 | 20 | 5 | 20
792 | 132 | 100-150-4P-250HP | NBS_100-150_4P_250HP_14.76_SS | 5727.2058 | 5727.2058 | 17181.6175 | 3 | 1 | 4 | F | NBS_EndSuction | 12 | 10 | 12 | 18 | BranchMin12_BranchMax18 | 16 | 4 | 14 | 24 | HeaderMin14_HeaderMax24 | 24 | 5 | 20
792 | 132 | 100-150-4P-250HP | NBS_100-150_4P_250HP_14.76_SS | 5727.2058 | 5727.2058 | 17181.6175 | 3 | 1 | 4 | F | NBS_EndSuction | 12 | 10 | 12 | 18 | BranchMin12_BranchMax18 | 18 | 4 | 14 | 24 | HeaderMin14_HeaderMax24 | 14 | 5 | 20 | [11 empty] | INVALID
792 | 132 | 100-150-4P-250HP | NBS_100-150_4P_250HP_14.76_SS | 5727.2058 | 5727.2058 | 17181.6175 | 3 | 1 | 4 | F | NBS_EndSuction | 12 | 10 | 12 | 18 | BranchMin12_BranchMax18 | 18 | 4 | 14 | 24 | HeaderMin14_HeaderMax24 | 16 | 5 | 20 | [11 empty] | INVALID
792 | 132 | 100-150-4P-250HP | NBS_100-150_4P_250HP_14.76_SS | 5727.2058 | 5727.2058 | 17181.6175 | 3 | 1 | 4 | F | NBS_EndSuction | 12 | 10 | 12 | 18 | BranchMin12_BranchMax18 | 18 | 4 | 14 | 24 | HeaderMin14_HeaderMax24 | 18 | 5 | 20 | [11 empty] | INVALID
792 | 132 | 100-150-4P-250HP | NBS_100-150_4P_250HP_14.76_SS | 5727.2058 | 5727.2058 | 17181.6175 | 3 | 1 | 4 | F | NBS_EndSuction | 12 | 10 | 12 | 18 | BranchMin12_BranchMax18 | 18 | 4 | 14 | 24 | HeaderMin14_HeaderMax24 | 20 | 5 | 20
792 | 132 | 100-150-4P-250HP | NBS_100-150_4P_250HP_14.76_SS | 5727.2058 | 5727.2058 | 17181.6175 | 3 | 1 | 4 | F | NBS_EndSuction | 12 | 10 | 12 | 18 | BranchMin12_BranchMax18 | 18 | 4 | 14 | 24 | HeaderMin14_HeaderMax24 | 24 | 5 | 20
793 | 1 | 012-070-4P-1HP | NBS_012-070_4P_1HP_6.10_SS | 90.8476 | 90.8476 | 363.3904 | 4 | 1 | 5 | G | NBS_EndSuction | 2 | 1.25 | 2 | 2.5 | BranchMin2_BranchMax2.5 | 2 | 2 | 2.5 | 4 | HeaderMin2.5_HeaderMax4 | 2.5 | 3 | 6
793 | 1 | 012-070-4P-1HP | NBS_012-070_4P_1HP_6.10_SS | 90.8476 | 90.8476 | 363.3904 | 4 | 1 | 5 | G | NBS_EndSuction | 2 | 1.25 | 2 | 2.5 | BranchMin2_BranchMax2.5 | 2 | 2 | 2.5 | 4 | HeaderMin2.5_HeaderMax4 | 3 | 3 | 6
793 | 1 | 012-070-4P-1HP | NBS_012-070_4P_1HP_6.10_SS | 90.8476 | 90.8476 | 363.3904 | 4 | 1 | 5 | G | NBS_EndSuction | 2 | 1.25 | 2 | 2.5 | BranchMin2_BranchMax2.5 | 2 | 2 | 2.5 | 4 | HeaderMin2.5_HeaderMax4 | 4 | 3 | 6
793 | 1 | 012-070-4P-1HP | NBS_012-070_4P_1HP_6.10_SS | 90.8476 | 90.8476 | 363.3904 | 4 | 1 | 5 | G | NBS_EndSuction | 2 | 1.25 | 2 | 2.5 | BranchMin2_BranchMax2.5 | 2.5 | 2 | 2.5 | 4 | HeaderMin2.5_HeaderMax4 | 2.5 | 3 | 6 | [11 empty] | INVALID
793 | 1 | 012-070-4P-1HP | NBS_012-070_4P_1HP_6.10_SS | 90.8476 | 90.8476 | 363.3904 | 4 | 1 | 5 | G | NBS_EndSuction | 2 | 1.25 | 2 | 2.5 | BranchMin2_BranchMax2.5 | 2.5 | 2 | 2.5 | 4 | HeaderMin2.5_HeaderMax4 | 3 | 3 | 6
793 | 1 | 012-070-4P-1HP | NBS_012-070_4P_1HP_6.10_SS | 90.8476 | 90.8476 | 363.3904 | 4 | 1 | 5 | G | NBS_EndSuction | 2 | 1.25 | 2 | 2.5 | BranchMin2_BranchMax2.5 | 2.5 | 2 | 2.5 | 4 | HeaderMin2.5_HeaderMax4 | 4 | 3 | 6
794 | 2 | 012-070-4P-1pt5HP | NBS_012-070_4P_1.5HP_6.97_SS | 106.5592 | 106.5592 | 426.2366 | 4 | 1 | 5 | G | NBS_EndSuction | 2 | 1.25 | 2 | 2.5 | BranchMin2_BranchMax2.5 | 2 | 2 | 2.5 | 5 | HeaderMin2.5_HeaderMax5 | 2.5 | 4 | 8
794 | 2 | 012-070-4P-1pt5HP | NBS_012-070_4P_1.5HP_6.97_SS | 106.5592 | 106.5592 | 426.2366 | 4 | 1 | 5 | G | NBS_EndSuction | 2 | 1.25 | 2 | 2.5 | BranchMin2_BranchMax2.5 | 2 | 2 | 2.5 | 5 | HeaderMin2.5_HeaderMax5 | 3 | 4 | 8
794 | 2 | 012-070-4P-1pt5HP | NBS_012-070_4P_1.5HP_6.97_SS | 106.5592 | 106.5592 | 426.2366 | 4 | 1 | 5 | G | NBS_EndSuction | 2 | 1.25 | 2 | 2.5 | BranchMin2_BranchMax2.5 | 2 | 2 | 2.5 | 5 | HeaderMin2.5_HeaderMax5 | 4 | 4 | 8
794 | 2 | 012-070-4P-1pt5HP | NBS_012-070_4P_1.5HP_6.97_SS | 106.5592 | 106.5592 | 426.2366 | 4 | 1 | 5 | G | NBS_EndSuction | 2 | 1.25 | 2 | 2.5 | BranchMin2_BranchMax2.5 | 2 | 2 | 2.5 | 5 | HeaderMin2.5_HeaderMax5 | 5 | 4 | 8
794 | 2 | 012-070-4P-1pt5HP | NBS_012-070_4P_1.5HP_6.97_SS | 106.5592 | 106.5592 | 426.2366 | 4 | 1 | 5 | G | NBS_EndSuction | 2 | 1.25 | 2 | 2.5 | BranchMin2_BranchMax2.5 | 2.5 | 2 | 2.5 | 5 | HeaderMin2.5_HeaderMax5 | 2.5 | 4 | 8 | [11 empty] | INVALID
794 | 2 | 012-070-4P-1pt5HP | NBS_012-070_4P_1.5HP_6.97_SS | 106.5592 | 106.5592 | 426.2366 | 4 | 1 | 5 | G | NBS_EndSuction | 2 | 1.25 | 2 | 2.5 | BranchMin2_BranchMax2.5 | 2.5 | 2 | 2.5 | 5 | HeaderMin2.5_HeaderMax5 | 3 | 4 | 8
794 | 2 | 012-070-4P-1pt5HP | NBS_012-070_4P_1.5HP_6.97_SS | 106.5592 | 106.5592 | 426.2366 | 4 | 1 | 5 | G | NBS_EndSuction | 2 | 1.25 | 2 | 2.5 | BranchMin2_BranchMax2.5 | 2.5 | 2 | 2.5 | 5 | HeaderMin2.5_HeaderMax5 | 4 | 4 | 8
794 | 2 | 012-070-4P-1pt5HP | NBS_012-070_4P_1.5HP_6.97_SS | 106.5592 | 106.5592 | 426.2366 | 4 | 1 | 5 | G | NBS_EndSuction | 2 | 1.25 | 2 | 2.5 | BranchMin2_BranchMax2.5 | 2.5 | 2 | 2.5 | 5 | HeaderMin2.5_HeaderMax5 | 5 | 4 | 8
795 | 3 | 015-070-4P-1HP | NBS_015-070_4P_1HP_5.12_SS | 145.3387 | 145.3387 | 581.3546 | 4 | 1 | 5 | G | NBS_EndSuction | 2.5 | 1.5 | 2.5 | 3 | BranchMin2.5_BranchMax3 | 2.5 | 2 | 3 | 5 | HeaderMin3_HeaderMax5 | 3 | 3 | 6
795 | 3 | 015-070-4P-1HP | NBS_015-070_4P_1HP_5.12_SS | 145.3387 | 145.3387 | 581.3546 | 4 | 1 | 5 | G | NBS_EndSuction | 2.5 | 1.5 | 2.5 | 3 | BranchMin2.5_BranchMax3 | 2.5 | 2 | 3 | 5 | HeaderMin3_HeaderMax5 | 4 | 3 | 6
795 | 3 | 015-070-4P-1HP | NBS_015-070_4P_1HP_5.12_SS | 145.3387 | 145.3387 | 581.3546 | 4 | 1 | 5 | G | NBS_EndSuction | 2.5 | 1.5 | 2.5 | 3 | BranchMin2.5_BranchMax3 | 2.5 | 2 | 3 | 5 | HeaderMin3_HeaderMax5 | 5 | 3 | 6
795 | 3 | 015-070-4P-1HP | NBS_015-070_4P_1HP_5.12_SS | 145.3387 | 145.3387 | 581.3546 | 4 | 1 | 5 | G | NBS_EndSuction | 2.5 | 1.5 | 2.5 | 3 | BranchMin2.5_BranchMax3 | 3 | 2 | 3 | 5 | HeaderMin3_HeaderMax5 | 3 | 3 | 6 | [11 empty] | INVALID
795 | 3 | 015-070-4P-1HP | NBS_015-070_4P_1HP_5.12_SS | 145.3387 | 145.3387 | 581.3546 | 4 | 1 | 5 | G | NBS_EndSuction | 2.5 | 1.5 | 2.5 | 3 | BranchMin2.5_BranchMax3 | 3 | 2 | 3 | 5 | HeaderMin3_HeaderMax5 | 4 | 3 | 6
795 | 3 | 015-070-4P-1HP | NBS_015-070_4P_1HP_5.12_SS | 145.3387 | 145.3387 | 581.3546 | 4 | 1 | 5 | G | NBS_EndSuction | 2.5 | 1.5 | 2.5 | 3 | BranchMin2.5_BranchMax3 | 3 | 2 | 3 | 5 | HeaderMin3_HeaderMax5 | 5 | 3 | 6
796 | 4 | 015-070-4P-1pt5HP | NBS_015-070_4P_1.5HP_5.91_SS | 167.6172 | 167.6172 | 670.4687 | 4 | 1 | 5 | G | NBS_EndSuction | 2.5 | 1.5 | 2.5 | 3 | BranchMin2.5_BranchMax3 | 2.5 | 2 | 3 | 6 | HeaderMin3_HeaderMax6 | 3 | 4 | 8
796 | 4 | 015-070-4P-1pt5HP | NBS_015-070_4P_1.5HP_5.91_SS | 167.6172 | 167.6172 | 670.4687 | 4 | 1 | 5 | G | NBS_EndSuction | 2.5 | 1.5 | 2.5 | 3 | BranchMin2.5_BranchMax3 | 2.5 | 2 | 3 | 6 | HeaderMin3_HeaderMax6 | 4 | 4 | 8
796 | 4 | 015-070-4P-1pt5HP | NBS_015-070_4P_1.5HP_5.91_SS | 167.6172 | 167.6172 | 670.4687 | 4 | 1 | 5 | G | NBS_EndSuction | 2.5 | 1.5 | 2.5 | 3 | BranchMin2.5_BranchMax3 | 2.5 | 2 | 3 | 6 | HeaderMin3_HeaderMax6 | 5 | 4 | 8
796 | 4 | 015-070-4P-1pt5HP | NBS_015-070_4P_1.5HP_5.91_SS | 167.6172 | 167.6172 | 670.4687 | 4 | 1 | 5 | G | NBS_EndSuction | 2.5 | 1.5 | 2.5 | 3 | BranchMin2.5_BranchMax3 | 2.5 | 2 | 3 | 6 | HeaderMin3_HeaderMax6 | 6 | 4 | 8
796 | 4 | 015-070-4P-1pt5HP | NBS_015-070_4P_1.5HP_5.91_SS | 167.6172 | 167.6172 | 670.4687 | 4 | 1 | 5 | G | NBS_EndSuction | 2.5 | 1.5 | 2.5 | 3 | BranchMin2.5_BranchMax3 | 3 | 2 | 3 | 6 | HeaderMin3_HeaderMax6 | 3 | 4 | 8 | [11 empty] | INVALID
796 | 4 | 015-070-4P-1pt5HP | NBS_015-070_4P_1.5HP_5.91_SS | 167.6172 | 167.6172 | 670.4687 | 4 | 1 | 5 | G | NBS_EndSuction | 2.5 | 1.5 | 2.5 | 3 | BranchMin2.5_BranchMax3 | 3 | 2 | 3 | 6 | HeaderMin3_HeaderMax6 | 4 | 4 | 8
796 | 4 | 015-070-4P-1pt5HP | NBS_015-070_4P_1.5HP_5.91_SS | 167.6172 | 167.6172 | 670.4687 | 4 | 1 | 5 | G | NBS_EndSuction | 2.5 | 1.5 | 2.5 | 3 | BranchMin2.5_BranchMax3 | 3 | 2 | 3 | 6 | HeaderMin3_HeaderMax6 | 5 | 4 | 8
796 | 4 | 015-070-4P-1pt5HP | NBS_015-070_4P_1.5HP_5.91_SS | 167.6172 | 167.6172 | 670.4687 | 4 | 1 | 5 | G | NBS_EndSuction | 2.5 | 1.5 | 2.5 | 3 | BranchMin2.5_BranchMax3 | 3 | 2 | 3 | 6 | HeaderMin3_HeaderMax6 | 6 | 4 | 8
797 | 5 | 015-070-4P-2HP | NBS_015-070_4P_2HP_6.54_SS | 188.3547 | 188.3547 | 753.4187 | 4 | 1 | 5 | G | NBS_EndSuction | 2.5 | 1.5 | 2.5 | 3 | BranchMin2.5_BranchMax3 | 2.5 | 2 | 3 | 6 | HeaderMin3_HeaderMax6 | 3 | 4 | 8
797 | 5 | 015-070-4P-2HP | NBS_015-070_4P_2HP_6.54_SS | 188.3547 | 188.3547 | 753.4187 | 4 | 1 | 5 | G | NBS_EndSuction | 2.5 | 1.5 | 2.5 | 3 | BranchMin2.5_BranchMax3 | 2.5 | 2 | 3 | 6 | HeaderMin3_HeaderMax6 | 4 | 4 | 8
797 | 5 | 015-070-4P-2HP | NBS_015-070_4P_2HP_6.54_SS | 188.3547 | 188.3547 | 753.4187 | 4 | 1 | 5 | G | NBS_EndSuction | 2.5 | 1.5 | 2.5 | 3 | BranchMin2.5_BranchMax3 | 2.5 | 2 | 3 | 6 | HeaderMin3_HeaderMax6 | 5 | 4 | 8
797 | 5 | 015-070-4P-2HP | NBS_015-070_4P_2HP_6.54_SS | 188.3547 | 188.3547 | 753.4187 | 4 | 1 | 5 | G | NBS_EndSuction | 2.5 | 1.5 | 2.5 | 3 | BranchMin2.5_BranchMax3 | 2.5 | 2 | 3 | 6 | HeaderMin3_HeaderMax6 | 6 | 4 | 8
797 | 5 | 015-070-4P-2HP | NBS_015-070_4P_2HP_6.54_SS | 188.3547 | 188.3547 | 753.4187 | 4 | 1 | 5 | G | NBS_EndSuction | 2.5 | 1.5 | 2.5 | 3 | BranchMin2.5_BranchMax3 | 3 | 2 | 3 | 6 | HeaderMin3_HeaderMax6 | 3 | 4 | 8 | [11 empty] | INVALID
797 | 5 | 015-070-4P-2HP | NBS_015-070_4P_2HP_6.54_SS | 188.3547 | 188.3547 | 753.4187 | 4 | 1 | 5 | G | NBS_EndSuction | 2.5 | 1.5 | 2.5 | 3 | BranchMin2.5_BranchMax3 | 3 | 2 | 3 | 6 | HeaderMin3_HeaderMax6 | 4 | 4 | 8
797 | 5 | 015-070-4P-2HP | NBS_015-070_4P_2HP_6.54_SS | 188.3547 | 188.3547 | 753.4187 | 4 | 1 | 5 | G | NBS_EndSuction | 2.5 | 1.5 | 2.5 | 3 | BranchMin2.5_BranchMax3 | 3 | 2 | 3 | 6 | HeaderMin3_HeaderMax6 | 5 | 4 | 8
797 | 5 | 015-070-4P-2HP | NBS_015-070_4P_2HP_6.54_SS | 188.3547 | 188.3547 | 753.4187 | 4 | 1 | 5 | G | NBS_EndSuction | 2.5 | 1.5 | 2.5 | 3 | BranchMin2.5_BranchMax3 | 3 | 2 | 3 | 6 | HeaderMin3_HeaderMax6 | 6 | 4 | 8
798 | 6 | 015-070-4P-3HP | NBS_015-070_4P_3HP_6.93_SS | 202.4879 | 202.4879 | 809.9515 | 4 | 1 | 5 | G | NBS_EndSuction | 2.5 | 1.5 | 2.5 | 3 | BranchMin2.5_BranchMax3 | 2.5 | 2 | 3 | 6 | HeaderMin3_HeaderMax6 | 3 | 4 | 8
798 | 6 | 015-070-4P-3HP | NBS_015-070_4P_3HP_6.93_SS | 202.4879 | 202.4879 | 809.9515 | 4 | 1 | 5 | G | NBS_EndSuction | 2.5 | 1.5 | 2.5 | 3 | BranchMin2.5_BranchMax3 | 2.5 | 2 | 3 | 6 | HeaderMin3_HeaderMax6 | 4 | 4 | 8
798 | 6 | 015-070-4P-3HP | NBS_015-070_4P_3HP_6.93_SS | 202.4879 | 202.4879 | 809.9515 | 4 | 1 | 5 | G | NBS_EndSuction | 2.5 | 1.5 | 2.5 | 3 | BranchMin2.5_BranchMax3 | 2.5 | 2 | 3 | 6 | HeaderMin3_HeaderMax6 | 5 | 4 | 8
798 | 6 | 015-070-4P-3HP | NBS_015-070_4P_3HP_6.93_SS | 202.4879 | 202.4879 | 809.9515 | 4 | 1 | 5 | G | NBS_EndSuction | 2.5 | 1.5 | 2.5 | 3 | BranchMin2.5_BranchMax3 | 2.5 | 2 | 3 | 6 | HeaderMin3_HeaderMax6 | 6 | 4 | 8
798 | 6 | 015-070-4P-3HP | NBS_015-070_4P_3HP_6.93_SS | 202.4879 | 202.4879 | 809.9515 | 4 | 1 | 5 | G | NBS_EndSuction | 2.5 | 1.5 | 2.5 | 3 | BranchMin2.5_BranchMax3 | 3 | 2 | 3 | 6 | HeaderMin3_HeaderMax6 | 3 | 4 | 8 | [11 empty] | INVALID
798 | 6 | 015-070-4P-3HP | NBS_015-070_4P_3HP_6.93_SS | 202.4879 | 202.4879 | 809.9515 | 4 | 1 | 5 | G | NBS_EndSuction | 2.5 | 1.5 | 2.5 | 3 | BranchMin2.5_BranchMax3 | 3 | 2 | 3 | 6 | HeaderMin3_HeaderMax6 | 4 | 4 | 8
798 | 6 | 015-070-4P-3HP | NBS_015-070_4P_3HP_6.93_SS | 202.4879 | 202.4879 | 809.9515 | 4 | 1 | 5 | G | NBS_EndSuction | 2.5 | 1.5 | 2.5 | 3 | BranchMin2.5_BranchMax3 | 3 | 2 | 3 | 6 | HeaderMin3_HeaderMax6 | 5 | 4 | 8
798 | 6 | 015-070-4P-3HP | NBS_015-070_4P_3HP_6.93_SS | 202.4879 | 202.4879 | 809.9515 | 4 | 1 | 5 | G | NBS_EndSuction | 2.5 | 1.5 | 2.5 | 3 | BranchMin2.5_BranchMax3 | 3 | 2 | 3 | 6 | HeaderMin3_HeaderMax6 | 6 | 4 | 8
799 | 7 | 015-090-4P-1pt5HP | NBS_015-090_4P_1.5HP_6.69_SS | 102.972 | 102.972 | 411.8879 | 4 | 1 | 5 | G | NBS_EndSuction | 2.5 | 1.5 | 2.5 | 2.5 | BranchMin2.5_BranchMax2.5 | 2.5 | 1 | 3 | 5 | HeaderMin3_HeaderMax5 | 3 | 3 | 3
799 | 7 | 015-090-4P-1pt5HP | NBS_015-090_4P_1.5HP_6.69_SS | 102.972 | 102.972 | 411.8879 | 4 | 1 | 5 | G | NBS_EndSuction | 2.5 | 1.5 | 2.5 | 2.5 | BranchMin2.5_BranchMax2.5 | 2.5 | 1 | 3 | 5 | HeaderMin3_HeaderMax5 | 4 | 3 | 3
799 | 7 | 015-090-4P-1pt5HP | NBS_015-090_4P_1.5HP_6.69_SS | 102.972 | 102.972 | 411.8879 | 4 | 1 | 5 | G | NBS_EndSuction | 2.5 | 1.5 | 2.5 | 2.5 | BranchMin2.5_BranchMax2.5 | 2.5 | 1 | 3 | 5 | HeaderMin3_HeaderMax5 | 5 | 3 | 3
800 | 8 | 015-090-4P-2HP | NBS_015-090_4P_2HP_7.24_SS | 116.1429 | 116.1429 | 464.5717 | 4 | 1 | 5 | G | NBS_EndSuction | 2.5 | 1.5 | 2.5 | 2.5 | BranchMin2.5_BranchMax2.5 | 2.5 | 1 | 3 | 5 | HeaderMin3_HeaderMax5 | 3 | 3 | 3
800 | 8 | 015-090-4P-2HP | NBS_015-090_4P_2HP_7.24_SS | 116.1429 | 116.1429 | 464.5717 | 4 | 1 | 5 | G | NBS_EndSuction | 2.5 | 1.5 | 2.5 | 2.5 | BranchMin2.5_BranchMax2.5 | 2.5 | 1 | 3 | 5 | HeaderMin3_HeaderMax5 | 4 | 3 | 3
800 | 8 | 015-090-4P-2HP | NBS_015-090_4P_2HP_7.24_SS | 116.1429 | 116.1429 | 464.5717 | 4 | 1 | 5 | G | NBS_EndSuction | 2.5 | 1.5 | 2.5 | 2.5 | BranchMin2.5_BranchMax2.5 | 2.5 | 1 | 3 | 5 | HeaderMin3_HeaderMax5 | 5 | 3 | 3
801 | 9 | 015-090-4P-3HP | NBS_015-090_4P_3HP_8.11_SS | 133.8158 | 133.8158 | 535.2633 | 4 | 1 | 5 | G | NBS_EndSuction | 2.5 | 1.5 | 2.5 | 3 | BranchMin2.5_BranchMax3 | 2.5 | 2 | 3 | 5 | HeaderMin3_HeaderMax5 | 3 | 3 | 6
801 | 9 | 015-090-4P-3HP | NBS_015-090_4P_3HP_8.11_SS | 133.8158 | 133.8158 | 535.2633 | 4 | 1 | 5 | G | NBS_EndSuction | 2.5 | 1.5 | 2.5 | 3 | BranchMin2.5_BranchMax3 | 2.5 | 2 | 3 | 5 | HeaderMin3_HeaderMax5 | 4 | 3 | 6
801 | 9 | 015-090-4P-3HP | NBS_015-090_4P_3HP_8.11_SS | 133.8158 | 133.8158 | 535.2633 | 4 | 1 | 5 | G | NBS_EndSuction | 2.5 | 1.5 | 2.5 | 3 | BranchMin2.5_BranchMax3 | 2.5 | 2 | 3 | 5 | HeaderMin3_HeaderMax5 | 5 | 3 | 6
801 | 9 | 015-090-4P-3HP | NBS_015-090_4P_3HP_8.11_SS | 133.8158 | 133.8158 | 535.2633 | 4 | 1 | 5 | G | NBS_EndSuction | 2.5 | 1.5 | 2.5 | 3 | BranchMin2.5_BranchMax3 | 3 | 2 | 3 | 5 | HeaderMin3_HeaderMax5 | 3 | 3 | 6 | [11 empty] | INVALID
801 | 9 | 015-090-4P-3HP | NBS_015-090_4P_3HP_8.11_SS | 133.8158 | 133.8158 | 535.2633 | 4 | 1 | 5 | G | NBS_EndSuction | 2.5 | 1.5 | 2.5 | 3 | BranchMin2.5_BranchMax3 | 3 | 2 | 3 | 5 | HeaderMin3_HeaderMax5 | 4 | 3 | 6
801 | 9 | 015-090-4P-3HP | NBS_015-090_4P_3HP_8.11_SS | 133.8158 | 133.8158 | 535.2633 | 4 | 1 | 5 | G | NBS_EndSuction | 2.5 | 1.5 | 2.5 | 3 | BranchMin2.5_BranchMax3 | 3 | 2 | 3 | 5 | HeaderMin3_HeaderMax5 | 5 | 3 | 6
802 | 10 | 015-090-4P-5HP | NBS_015-090_4P_5HP_9.84_SS | 150.196 | 150.196 | 600.7841 | 4 | 1 | 5 | G | NBS_EndSuction | 2.5 | 1.5 | 2.5 | 3 | BranchMin2.5_BranchMax3 | 2.5 | 2 | 3 | 5 | HeaderMin3_HeaderMax5 | 3 | 3 | 6
802 | 10 | 015-090-4P-5HP | NBS_015-090_4P_5HP_9.84_SS | 150.196 | 150.196 | 600.7841 | 4 | 1 | 5 | G | NBS_EndSuction | 2.5 | 1.5 | 2.5 | 3 | BranchMin2.5_BranchMax3 | 2.5 | 2 | 3 | 5 | HeaderMin3_HeaderMax5 | 4 | 3 | 6
802 | 10 | 015-090-4P-5HP | NBS_015-090_4P_5HP_9.84_SS | 150.196 | 150.196 | 600.7841 | 4 | 1 | 5 | G | NBS_EndSuction | 2.5 | 1.5 | 2.5 | 3 | BranchMin2.5_BranchMax3 | 2.5 | 2 | 3 | 5 | HeaderMin3_HeaderMax5 | 5 | 3 | 6
802 | 10 | 015-090-4P-5HP | NBS_015-090_4P_5HP_9.84_SS | 150.196 | 150.196 | 600.7841 | 4 | 1 | 5 | G | NBS_EndSuction | 2.5 | 1.5 | 2.5 | 3 | BranchMin2.5_BranchMax3 | 3 | 2 | 3 | 5 | HeaderMin3_HeaderMax5 | 3 | 3 | 6 | [11 empty] | INVALID
802 | 10 | 015-090-4P-5HP | NBS_015-090_4P_5HP_9.84_SS | 150.196 | 150.196 | 600.7841 | 4 | 1 | 5 | G | NBS_EndSuction | 2.5 | 1.5 | 2.5 | 3 | BranchMin2.5_BranchMax3 | 3 | 2 | 3 | 5 | HeaderMin3_HeaderMax5 | 4 | 3 | 6
802 | 10 | 015-090-4P-5HP | NBS_015-090_4P_5HP_9.84_SS | 150.196 | 150.196 | 600.7841 | 4 | 1 | 5 | G | NBS_EndSuction | 2.5 | 1.5 | 2.5 | 3 | BranchMin2.5_BranchMax3 | 3 | 2 | 3 | 5 | HeaderMin3_HeaderMax5 | 5 | 3 | 6
803 | 11 | 015-095-4P-2HP | NBS_015-095_4P_2HP_6.54_SS | 177.561 | 177.561 | 710.244 | 4 | 1 | 5 | G | NBS_EndSuction | 2.5 | 1.5 | 2.5 | 3 | BranchMin2.5_BranchMax3 | 2.5 | 2 | 3 | 6 | HeaderMin3_HeaderMax6 | 3 | 4 | 8
803 | 11 | 015-095-4P-2HP | NBS_015-095_4P_2HP_6.54_SS | 177.561 | 177.561 | 710.244 | 4 | 1 | 5 | G | NBS_EndSuction | 2.5 | 1.5 | 2.5 | 3 | BranchMin2.5_BranchMax3 | 2.5 | 2 | 3 | 6 | HeaderMin3_HeaderMax6 | 4 | 4 | 8
803 | 11 | 015-095-4P-2HP | NBS_015-095_4P_2HP_6.54_SS | 177.561 | 177.561 | 710.244 | 4 | 1 | 5 | G | NBS_EndSuction | 2.5 | 1.5 | 2.5 | 3 | BranchMin2.5_BranchMax3 | 2.5 | 2 | 3 | 6 | HeaderMin3_HeaderMax6 | 5 | 4 | 8
803 | 11 | 015-095-4P-2HP | NBS_015-095_4P_2HP_6.54_SS | 177.561 | 177.561 | 710.244 | 4 | 1 | 5 | G | NBS_EndSuction | 2.5 | 1.5 | 2.5 | 3 | BranchMin2.5_BranchMax3 | 2.5 | 2 | 3 | 6 | HeaderMin3_HeaderMax6 | 6 | 4 | 8
803 | 11 | 015-095-4P-2HP | NBS_015-095_4P_2HP_6.54_SS | 177.561 | 177.561 | 710.244 | 4 | 1 | 5 | G | NBS_EndSuction | 2.5 | 1.5 | 2.5 | 3 | BranchMin2.5_BranchMax3 | 3 | 2 | 3 | 6 | HeaderMin3_HeaderMax6 | 3 | 4 | 8 | [11 empty] | INVALID
803 | 11 | 015-095-4P-2HP | NBS_015-095_4P_2HP_6.54_SS | 177.561 | 177.561 | 710.244 | 4 | 1 | 5 | G | NBS_EndSuction | 2.5 | 1.5 | 2.5 | 3 | BranchMin2.5_BranchMax3 | 3 | 2 | 3 | 6 | HeaderMin3_HeaderMax6 | 4 | 4 | 8
803 | 11 | 015-095-4P-2HP | NBS_015-095_4P_2HP_6.54_SS | 177.561 | 177.561 | 710.244 | 4 | 1 | 5 | G | NBS_EndSuction | 2.5 | 1.5 | 2.5 | 3 | BranchMin2.5_BranchMax3 | 3 | 2 | 3 | 6 | HeaderMin3_HeaderMax6 | 5 | 4 | 8
803 | 11 | 015-095-4P-2HP | NBS_015-095_4P_2HP_6.54_SS | 177.561 | 177.561 | 710.244 | 4 | 1 | 5 | G | NBS_EndSuction | 2.5 | 1.5 | 2.5 | 3 | BranchMin2.5_BranchMax3 | 3 | 2 | 3 | 6 | HeaderMin3_HeaderMax6 | 6 | 4 | 8
804 | 12 | 015-095-4P-3HP | NBS_015-095_4P_3HP_7.32_SS | 194.9972 | 194.9972 | 779.989 | 4 | 1 | 5 | G | NBS_EndSuction | 2.5 | 1.5 | 2.5 | 3 | BranchMin2.5_BranchMax3 | 2.5 | 2 | 3 | 6 | HeaderMin3_HeaderMax6 | 3 | 4 | 8
804 | 12 | 015-095-4P-3HP | NBS_015-095_4P_3HP_7.32_SS | 194.9972 | 194.9972 | 779.989 | 4 | 1 | 5 | G | NBS_EndSuction | 2.5 | 1.5 | 2.5 | 3 | BranchMin2.5_BranchMax3 | 2.5 | 2 | 3 | 6 | HeaderMin3_HeaderMax6 | 4 | 4 | 8
804 | 12 | 015-095-4P-3HP | NBS_015-095_4P_3HP_7.32_SS | 194.9972 | 194.9972 | 779.989 | 4 | 1 | 5 | G | NBS_EndSuction | 2.5 | 1.5 | 2.5 | 3 | BranchMin2.5_BranchMax3 | 2.5 | 2 | 3 | 6 | HeaderMin3_HeaderMax6 | 5 | 4 | 8
804 | 12 | 015-095-4P-3HP | NBS_015-095_4P_3HP_7.32_SS | 194.9972 | 194.9972 | 779.989 | 4 | 1 | 5 | G | NBS_EndSuction | 2.5 | 1.5 | 2.5 | 3 | BranchMin2.5_BranchMax3 | 2.5 | 2 | 3 | 6 | HeaderMin3_HeaderMax6 | 6 | 4 | 8
804 | 12 | 015-095-4P-3HP | NBS_015-095_4P_3HP_7.32_SS | 194.9972 | 194.9972 | 779.989 | 4 | 1 | 5 | G | NBS_EndSuction | 2.5 | 1.5 | 2.5 | 3 | BranchMin2.5_BranchMax3 | 3 | 2 | 3 | 6 | HeaderMin3_HeaderMax6 | 3 | 4 | 8 | [11 empty] | INVALID
804 | 12 | 015-095-4P-3HP | NBS_015-095_4P_3HP_7.32_SS | 194.9972 | 194.9972 | 779.989 | 4 | 1 | 5 | G | NBS_EndSuction | 2.5 | 1.5 | 2.5 | 3 | BranchMin2.5_BranchMax3 | 3 | 2 | 3 | 6 | HeaderMin3_HeaderMax6 | 4 | 4 | 8
804 | 12 | 015-095-4P-3HP | NBS_015-095_4P_3HP_7.32_SS | 194.9972 | 194.9972 | 779.989 | 4 | 1 | 5 | G | NBS_EndSuction | 2.5 | 1.5 | 2.5 | 3 | BranchMin2.5_BranchMax3 | 3 | 2 | 3 | 6 | HeaderMin3_HeaderMax6 | 5 | 4 | 8
804 | 12 | 015-095-4P-3HP | NBS_015-095_4P_3HP_7.32_SS | 194.9972 | 194.9972 | 779.989 | 4 | 1 | 5 | G | NBS_EndSuction | 2.5 | 1.5 | 2.5 | 3 | BranchMin2.5_BranchMax3 | 3 | 2 | 3 | 6 | HeaderMin3_HeaderMax6 | 6 | 4 | 8
805 | 13 | 015-095-4P-5HP | NBS_015-095_4P_5HP_8.82_SS | 230.1371 | 230.1371 | 920.5484 | 4 | 1 | 5 | G | NBS_EndSuction | 2.5 | 1.5 | 2.5 | 4 | BranchMin2.5_BranchMax4 | 2.5 | 3 | 3 | 6 | HeaderMin3_HeaderMax6 | 3 | 4 | 12
805 | 13 | 015-095-4P-5HP | NBS_015-095_4P_5HP_8.82_SS | 230.1371 | 230.1371 | 920.5484 | 4 | 1 | 5 | G | NBS_EndSuction | 2.5 | 1.5 | 2.5 | 4 | BranchMin2.5_BranchMax4 | 2.5 | 3 | 3 | 6 | HeaderMin3_HeaderMax6 | 4 | 4 | 12
805 | 13 | 015-095-4P-5HP | NBS_015-095_4P_5HP_8.82_SS | 230.1371 | 230.1371 | 920.5484 | 4 | 1 | 5 | G | NBS_EndSuction | 2.5 | 1.5 | 2.5 | 4 | BranchMin2.5_BranchMax4 | 2.5 | 3 | 3 | 6 | HeaderMin3_HeaderMax6 | 5 | 4 | 12
805 | 13 | 015-095-4P-5HP | NBS_015-095_4P_5HP_8.82_SS | 230.1371 | 230.1371 | 920.5484 | 4 | 1 | 5 | G | NBS_EndSuction | 2.5 | 1.5 | 2.5 | 4 | BranchMin2.5_BranchMax4 | 2.5 | 3 | 3 | 6 | HeaderMin3_HeaderMax6 | 6 | 4 | 12
805 | 13 | 015-095-4P-5HP | NBS_015-095_4P_5HP_8.82_SS | 230.1371 | 230.1371 | 920.5484 | 4 | 1 | 5 | G | NBS_EndSuction | 2.5 | 1.5 | 2.5 | 4 | BranchMin2.5_BranchMax4 | 3 | 3 | 3 | 6 | HeaderMin3_HeaderMax6 | 3 | 4 | 12 | [11 empty] | INVALID
805 | 13 | 015-095-4P-5HP | NBS_015-095_4P_5HP_8.82_SS | 230.1371 | 230.1371 | 920.5484 | 4 | 1 | 5 | G | NBS_EndSuction | 2.5 | 1.5 | 2.5 | 4 | BranchMin2.5_BranchMax4 | 3 | 3 | 3 | 6 | HeaderMin3_HeaderMax6 | 4 | 4 | 12
805 | 13 | 015-095-4P-5HP | NBS_015-095_4P_5HP_8.82_SS | 230.1371 | 230.1371 | 920.5484 | 4 | 1 | 5 | G | NBS_EndSuction | 2.5 | 1.5 | 2.5 | 4 | BranchMin2.5_BranchMax4 | 3 | 3 | 3 | 6 | HeaderMin3_HeaderMax6 | 5 | 4 | 12
805 | 13 | 015-095-4P-5HP | NBS_015-095_4P_5HP_8.82_SS | 230.1371 | 230.1371 | 920.5484 | 4 | 1 | 5 | G | NBS_EndSuction | 2.5 | 1.5 | 2.5 | 4 | BranchMin2.5_BranchMax4 | 3 | 3 | 3 | 6 | HeaderMin3_HeaderMax6 | 6 | 4 | 12
805 | 13 | 015-095-4P-5HP | NBS_015-095_4P_5HP_8.82_SS | 230.1371 | 230.1371 | 920.5484 | 4 | 1 | 5 | G | NBS_EndSuction | 2.5 | 1.5 | 2.5 | 4 | BranchMin2.5_BranchMax4 | 4 | 3 | 3 | 6 | HeaderMin3_HeaderMax6 | 3 | 4 | 12 | [11 empty] | INVALID
805 | 13 | 015-095-4P-5HP | NBS_015-095_4P_5HP_8.82_SS | 230.1371 | 230.1371 | 920.5484 | 4 | 1 | 5 | G | NBS_EndSuction | 2.5 | 1.5 | 2.5 | 4 | BranchMin2.5_BranchMax4 | 4 | 3 | 3 | 6 | HeaderMin3_HeaderMax6 | 4 | 4 | 12 | [11 empty] | INVALID
805 | 13 | 015-095-4P-5HP | NBS_015-095_4P_5HP_8.82_SS | 230.1371 | 230.1371 | 920.5484 | 4 | 1 | 5 | G | NBS_EndSuction | 2.5 | 1.5 | 2.5 | 4 | BranchMin2.5_BranchMax4 | 4 | 3 | 3 | 6 | HeaderMin3_HeaderMax6 | 5 | 4 | 12
805 | 13 | 015-095-4P-5HP | NBS_015-095_4P_5HP_8.82_SS | 230.1371 | 230.1371 | 920.5484 | 4 | 1 | 5 | G | NBS_EndSuction | 2.5 | 1.5 | 2.5 | 4 | BranchMin2.5_BranchMax4 | 4 | 3 | 3 | 6 | HeaderMin3_HeaderMax6 | 6 | 4 | 12
806 | 14 | 015-095-4P-7pt5HP | NBS_015-095_4P_7.5HP_9.84_SS | 242.8034 | 242.8034 | 971.2134 | 4 | 1 | 5 | G | NBS_EndSuction | 2.5 | 1.5 | 2.5 | 4 | BranchMin2.5_BranchMax4 | 2.5 | 3 | 3 | 8 | HeaderMin3_HeaderMax8 | 3 | 5 | 15
806 | 14 | 015-095-4P-7pt5HP | NBS_015-095_4P_7.5HP_9.84_SS | 242.8034 | 242.8034 | 971.2134 | 4 | 1 | 5 | G | NBS_EndSuction | 2.5 | 1.5 | 2.5 | 4 | BranchMin2.5_BranchMax4 | 2.5 | 3 | 3 | 8 | HeaderMin3_HeaderMax8 | 4 | 5 | 15
806 | 14 | 015-095-4P-7pt5HP | NBS_015-095_4P_7.5HP_9.84_SS | 242.8034 | 242.8034 | 971.2134 | 4 | 1 | 5 | G | NBS_EndSuction | 2.5 | 1.5 | 2.5 | 4 | BranchMin2.5_BranchMax4 | 2.5 | 3 | 3 | 8 | HeaderMin3_HeaderMax8 | 5 | 5 | 15
806 | 14 | 015-095-4P-7pt5HP | NBS_015-095_4P_7.5HP_9.84_SS | 242.8034 | 242.8034 | 971.2134 | 4 | 1 | 5 | G | NBS_EndSuction | 2.5 | 1.5 | 2.5 | 4 | BranchMin2.5_BranchMax4 | 2.5 | 3 | 3 | 8 | HeaderMin3_HeaderMax8 | 6 | 5 | 15
806 | 14 | 015-095-4P-7pt5HP | NBS_015-095_4P_7.5HP_9.84_SS | 242.8034 | 242.8034 | 971.2134 | 4 | 1 | 5 | G | NBS_EndSuction | 2.5 | 1.5 | 2.5 | 4 | BranchMin2.5_BranchMax4 | 2.5 | 3 | 3 | 8 | HeaderMin3_HeaderMax8 | 8 | 5 | 15
806 | 14 | 015-095-4P-7pt5HP | NBS_015-095_4P_7.5HP_9.84_SS | 242.8034 | 242.8034 | 971.2134 | 4 | 1 | 5 | G | NBS_EndSuction | 2.5 | 1.5 | 2.5 | 4 | BranchMin2.5_BranchMax4 | 3 | 3 | 3 | 8 | HeaderMin3_HeaderMax8 | 3 | 5 | 15 | [11 empty] | INVALID
806 | 14 | 015-095-4P-7pt5HP | NBS_015-095_4P_7.5HP_9.84_SS | 242.8034 | 242.8034 | 971.2134 | 4 | 1 | 5 | G | NBS_EndSuction | 2.5 | 1.5 | 2.5 | 4 | BranchMin2.5_BranchMax4 | 3 | 3 | 3 | 8 | HeaderMin3_HeaderMax8 | 4 | 5 | 15
806 | 14 | 015-095-4P-7pt5HP | NBS_015-095_4P_7.5HP_9.84_SS | 242.8034 | 242.8034 | 971.2134 | 4 | 1 | 5 | G | NBS_EndSuction | 2.5 | 1.5 | 2.5 | 4 | BranchMin2.5_BranchMax4 | 3 | 3 | 3 | 8 | HeaderMin3_HeaderMax8 | 5 | 5 | 15
806 | 14 | 015-095-4P-7pt5HP | NBS_015-095_4P_7.5HP_9.84_SS | 242.8034 | 242.8034 | 971.2134 | 4 | 1 | 5 | G | NBS_EndSuction | 2.5 | 1.5 | 2.5 | 4 | BranchMin2.5_BranchMax4 | 3 | 3 | 3 | 8 | HeaderMin3_HeaderMax8 | 6 | 5 | 15
806 | 14 | 015-095-4P-7pt5HP | NBS_015-095_4P_7.5HP_9.84_SS | 242.8034 | 242.8034 | 971.2134 | 4 | 1 | 5 | G | NBS_EndSuction | 2.5 | 1.5 | 2.5 | 4 | BranchMin2.5_BranchMax4 | 3 | 3 | 3 | 8 | HeaderMin3_HeaderMax8 | 8 | 5 | 15
806 | 14 | 015-095-4P-7pt5HP | NBS_015-095_4P_7.5HP_9.84_SS | 242.8034 | 242.8034 | 971.2134 | 4 | 1 | 5 | G | NBS_EndSuction | 2.5 | 1.5 | 2.5 | 4 | BranchMin2.5_BranchMax4 | 4 | 3 | 3 | 8 | HeaderMin3_HeaderMax8 | 3 | 5 | 15 | [11 empty] | INVALID
806 | 14 | 015-095-4P-7pt5HP | NBS_015-095_4P_7.5HP_9.84_SS | 242.8034 | 242.8034 | 971.2134 | 4 | 1 | 5 | G | NBS_EndSuction | 2.5 | 1.5 | 2.5 | 4 | BranchMin2.5_BranchMax4 | 4 | 3 | 3 | 8 | HeaderMin3_HeaderMax8 | 4 | 5 | 15 | [11 empty] | INVALID
806 | 14 | 015-095-4P-7pt5HP | NBS_015-095_4P_7.5HP_9.84_SS | 242.8034 | 242.8034 | 971.2134 | 4 | 1 | 5 | G | NBS_EndSuction | 2.5 | 1.5 | 2.5 | 4 | BranchMin2.5_BranchMax4 | 4 | 3 | 3 | 8 | HeaderMin3_HeaderMax8 | 5 | 5 | 15
806 | 14 | 015-095-4P-7pt5HP | NBS_015-095_4P_7.5HP_9.84_SS | 242.8034 | 242.8034 | 971.2134 | 4 | 1 | 5 | G | NBS_EndSuction | 2.5 | 1.5 | 2.5 | 4 | BranchMin2.5_BranchMax4 | 4 | 3 | 3 | 8 | HeaderMin3_HeaderMax8 | 6 | 5 | 15
806 | 14 | 015-095-4P-7pt5HP | NBS_015-095_4P_7.5HP_9.84_SS | 242.8034 | 242.8034 | 971.2134 | 4 | 1 | 5 | G | NBS_EndSuction | 2.5 | 1.5 | 2.5 | 4 | BranchMin2.5_BranchMax4 | 4 | 3 | 3 | 8 | HeaderMin3_HeaderMax8 | 8 | 5 | 15
807 | 15 | 020-095-4P-2HP | NBS_020-095_4P_2HP_5.83_SS | 178.5455 | 178.5455 | 714.1819 | 4 | 1 | 5 | G | NBS_EndSuction | 2.5 | 2 | 2.5 | 3 | BranchMin2.5_BranchMax3 | 2.5 | 2 | 3 | 6 | HeaderMin3_HeaderMax6 | 3 | 4 | 8
807 | 15 | 020-095-4P-2HP | NBS_020-095_4P_2HP_5.83_SS | 178.5455 | 178.5455 | 714.1819 | 4 | 1 | 5 | G | NBS_EndSuction | 2.5 | 2 | 2.5 | 3 | BranchMin2.5_BranchMax3 | 2.5 | 2 | 3 | 6 | HeaderMin3_HeaderMax6 | 4 | 4 | 8
807 | 15 | 020-095-4P-2HP | NBS_020-095_4P_2HP_5.83_SS | 178.5455 | 178.5455 | 714.1819 | 4 | 1 | 5 | G | NBS_EndSuction | 2.5 | 2 | 2.5 | 3 | BranchMin2.5_BranchMax3 | 2.5 | 2 | 3 | 6 | HeaderMin3_HeaderMax6 | 5 | 4 | 8
807 | 15 | 020-095-4P-2HP | NBS_020-095_4P_2HP_5.83_SS | 178.5455 | 178.5455 | 714.1819 | 4 | 1 | 5 | G | NBS_EndSuction | 2.5 | 2 | 2.5 | 3 | BranchMin2.5_BranchMax3 | 2.5 | 2 | 3 | 6 | HeaderMin3_HeaderMax6 | 6 | 4 | 8
807 | 15 | 020-095-4P-2HP | NBS_020-095_4P_2HP_5.83_SS | 178.5455 | 178.5455 | 714.1819 | 4 | 1 | 5 | G | NBS_EndSuction | 2.5 | 2 | 2.5 | 3 | BranchMin2.5_BranchMax3 | 3 | 2 | 3 | 6 | HeaderMin3_HeaderMax6 | 3 | 4 | 8 | [11 empty] | INVALID
807 | 15 | 020-095-4P-2HP | NBS_020-095_4P_2HP_5.83_SS | 178.5455 | 178.5455 | 714.1819 | 4 | 1 | 5 | G | NBS_EndSuction | 2.5 | 2 | 2.5 | 3 | BranchMin2.5_BranchMax3 | 3 | 2 | 3 | 6 | HeaderMin3_HeaderMax6 | 4 | 4 | 8
807 | 15 | 020-095-4P-2HP | NBS_020-095_4P_2HP_5.83_SS | 178.5455 | 178.5455 | 714.1819 | 4 | 1 | 5 | G | NBS_EndSuction | 2.5 | 2 | 2.5 | 3 | BranchMin2.5_BranchMax3 | 3 | 2 | 3 | 6 | HeaderMin3_HeaderMax6 | 5 | 4 | 8
807 | 15 | 020-095-4P-2HP | NBS_020-095_4P_2HP_5.83_SS | 178.5455 | 178.5455 | 714.1819 | 4 | 1 | 5 | G | NBS_EndSuction | 2.5 | 2 | 2.5 | 3 | BranchMin2.5_BranchMax3 | 3 | 2 | 3 | 6 | HeaderMin3_HeaderMax6 | 6 | 4 | 8
808 | 16 | 020-095-4P-3HP | NBS_020-095_4P_3HP_6.61_SS | 208.9617 | 208.9617 | 835.8467 | 4 | 1 | 5 | G | NBS_EndSuction | 2.5 | 2 | 2.5 | 3 | BranchMin2.5_BranchMax3 | 2.5 | 2 | 3 | 6 | HeaderMin3_HeaderMax6 | 3 | 4 | 8
808 | 16 | 020-095-4P-3HP | NBS_020-095_4P_3HP_6.61_SS | 208.9617 | 208.9617 | 835.8467 | 4 | 1 | 5 | G | NBS_EndSuction | 2.5 | 2 | 2.5 | 3 | BranchMin2.5_BranchMax3 | 2.5 | 2 | 3 | 6 | HeaderMin3_HeaderMax6 | 4 | 4 | 8
808 | 16 | 020-095-4P-3HP | NBS_020-095_4P_3HP_6.61_SS | 208.9617 | 208.9617 | 835.8467 | 4 | 1 | 5 | G | NBS_EndSuction | 2.5 | 2 | 2.5 | 3 | BranchMin2.5_BranchMax3 | 2.5 | 2 | 3 | 6 | HeaderMin3_HeaderMax6 | 5 | 4 | 8
808 | 16 | 020-095-4P-3HP | NBS_020-095_4P_3HP_6.61_SS | 208.9617 | 208.9617 | 835.8467 | 4 | 1 | 5 | G | NBS_EndSuction | 2.5 | 2 | 2.5 | 3 | BranchMin2.5_BranchMax3 | 2.5 | 2 | 3 | 6 | HeaderMin3_HeaderMax6 | 6 | 4 | 8
808 | 16 | 020-095-4P-3HP | NBS_020-095_4P_3HP_6.61_SS | 208.9617 | 208.9617 | 835.8467 | 4 | 1 | 5 | G | NBS_EndSuction | 2.5 | 2 | 2.5 | 3 | BranchMin2.5_BranchMax3 | 3 | 2 | 3 | 6 | HeaderMin3_HeaderMax6 | 3 | 4 | 8 | [11 empty] | INVALID
808 | 16 | 020-095-4P-3HP | NBS_020-095_4P_3HP_6.61_SS | 208.9617 | 208.9617 | 835.8467 | 4 | 1 | 5 | G | NBS_EndSuction | 2.5 | 2 | 2.5 | 3 | BranchMin2.5_BranchMax3 | 3 | 2 | 3 | 6 | HeaderMin3_HeaderMax6 | 4 | 4 | 8
808 | 16 | 020-095-4P-3HP | NBS_020-095_4P_3HP_6.61_SS | 208.9617 | 208.9617 | 835.8467 | 4 | 1 | 5 | G | NBS_EndSuction | 2.5 | 2 | 2.5 | 3 | BranchMin2.5_BranchMax3 | 3 | 2 | 3 | 6 | HeaderMin3_HeaderMax6 | 5 | 4 | 8
808 | 16 | 020-095-4P-3HP | NBS_020-095_4P_3HP_6.61_SS | 208.9617 | 208.9617 | 835.8467 | 4 | 1 | 5 | G | NBS_EndSuction | 2.5 | 2 | 2.5 | 3 | BranchMin2.5_BranchMax3 | 3 | 2 | 3 | 6 | HeaderMin3_HeaderMax6 | 6 | 4 | 8
809 | 17 | 020-095-4P-5HP | NBS_020-095_4P_5HP_8.11_SS | 260.8895 | 260.8895 | 1043.5578 | 4 | 1 | 5 | G | NBS_EndSuction | 2.5 | 2 | 2.5 | 4 | BranchMin2.5_BranchMax4 | 2.5 | 3 | 3 | 8 | HeaderMin3_HeaderMax8 | 3 | 5 | 15
809 | 17 | 020-095-4P-5HP | NBS_020-095_4P_5HP_8.11_SS | 260.8895 | 260.8895 | 1043.5578 | 4 | 1 | 5 | G | NBS_EndSuction | 2.5 | 2 | 2.5 | 4 | BranchMin2.5_BranchMax4 | 2.5 | 3 | 3 | 8 | HeaderMin3_HeaderMax8 | 4 | 5 | 15
809 | 17 | 020-095-4P-5HP | NBS_020-095_4P_5HP_8.11_SS | 260.8895 | 260.8895 | 1043.5578 | 4 | 1 | 5 | G | NBS_EndSuction | 2.5 | 2 | 2.5 | 4 | BranchMin2.5_BranchMax4 | 2.5 | 3 | 3 | 8 | HeaderMin3_HeaderMax8 | 5 | 5 | 15
809 | 17 | 020-095-4P-5HP | NBS_020-095_4P_5HP_8.11_SS | 260.8895 | 260.8895 | 1043.5578 | 4 | 1 | 5 | G | NBS_EndSuction | 2.5 | 2 | 2.5 | 4 | BranchMin2.5_BranchMax4 | 2.5 | 3 | 3 | 8 | HeaderMin3_HeaderMax8 | 6 | 5 | 15
809 | 17 | 020-095-4P-5HP | NBS_020-095_4P_5HP_8.11_SS | 260.8895 | 260.8895 | 1043.5578 | 4 | 1 | 5 | G | NBS_EndSuction | 2.5 | 2 | 2.5 | 4 | BranchMin2.5_BranchMax4 | 2.5 | 3 | 3 | 8 | HeaderMin3_HeaderMax8 | 8 | 5 | 15
809 | 17 | 020-095-4P-5HP | NBS_020-095_4P_5HP_8.11_SS | 260.8895 | 260.8895 | 1043.5578 | 4 | 1 | 5 | G | NBS_EndSuction | 2.5 | 2 | 2.5 | 4 | BranchMin2.5_BranchMax4 | 3 | 3 | 3 | 8 | HeaderMin3_HeaderMax8 | 3 | 5 | 15 | [11 empty] | INVALID
809 | 17 | 020-095-4P-5HP | NBS_020-095_4P_5HP_8.11_SS | 260.8895 | 260.8895 | 1043.5578 | 4 | 1 | 5 | G | NBS_EndSuction | 2.5 | 2 | 2.5 | 4 | BranchMin2.5_BranchMax4 | 3 | 3 | 3 | 8 | HeaderMin3_HeaderMax8 | 4 | 5 | 15
809 | 17 | 020-095-4P-5HP | NBS_020-095_4P_5HP_8.11_SS | 260.8895 | 260.8895 | 1043.5578 | 4 | 1 | 5 | G | NBS_EndSuction | 2.5 | 2 | 2.5 | 4 | BranchMin2.5_BranchMax4 | 3 | 3 | 3 | 8 | HeaderMin3_HeaderMax8 | 5 | 5 | 15
809 | 17 | 020-095-4P-5HP | NBS_020-095_4P_5HP_8.11_SS | 260.8895 | 260.8895 | 1043.5578 | 4 | 1 | 5 | G | NBS_EndSuction | 2.5 | 2 | 2.5 | 4 | BranchMin2.5_BranchMax4 | 3 | 3 | 3 | 8 | HeaderMin3_HeaderMax8 | 6 | 5 | 15
809 | 17 | 020-095-4P-5HP | NBS_020-095_4P_5HP_8.11_SS | 260.8895 | 260.8895 | 1043.5578 | 4 | 1 | 5 | G | NBS_EndSuction | 2.5 | 2 | 2.5 | 4 | BranchMin2.5_BranchMax4 | 3 | 3 | 3 | 8 | HeaderMin3_HeaderMax8 | 8 | 5 | 15
809 | 17 | 020-095-4P-5HP | NBS_020-095_4P_5HP_8.11_SS | 260.8895 | 260.8895 | 1043.5578 | 4 | 1 | 5 | G | NBS_EndSuction | 2.5 | 2 | 2.5 | 4 | BranchMin2.5_BranchMax4 | 4 | 3 | 3 | 8 | HeaderMin3_HeaderMax8 | 3 | 5 | 15 | [11 empty] | INVALID
809 | 17 | 020-095-4P-5HP | NBS_020-095_4P_5HP_8.11_SS | 260.8895 | 260.8895 | 1043.5578 | 4 | 1 | 5 | G | NBS_EndSuction | 2.5 | 2 | 2.5 | 4 | BranchMin2.5_BranchMax4 | 4 | 3 | 3 | 8 | HeaderMin3_HeaderMax8 | 4 | 5 | 15 | [11 empty] | INVALID
809 | 17 | 020-095-4P-5HP | NBS_020-095_4P_5HP_8.11_SS | 260.8895 | 260.8895 | 1043.5578 | 4 | 1 | 5 | G | NBS_EndSuction | 2.5 | 2 | 2.5 | 4 | BranchMin2.5_BranchMax4 | 4 | 3 | 3 | 8 | HeaderMin3_HeaderMax8 | 5 | 5 | 15
809 | 17 | 020-095-4P-5HP | NBS_020-095_4P_5HP_8.11_SS | 260.8895 | 260.8895 | 1043.5578 | 4 | 1 | 5 | G | NBS_EndSuction | 2.5 | 2 | 2.5 | 4 | BranchMin2.5_BranchMax4 | 4 | 3 | 3 | 8 | HeaderMin3_HeaderMax8 | 6 | 5 | 15
809 | 17 | 020-095-4P-5HP | NBS_020-095_4P_5HP_8.11_SS | 260.8895 | 260.8895 | 1043.5578 | 4 | 1 | 5 | G | NBS_EndSuction | 2.5 | 2 | 2.5 | 4 | BranchMin2.5_BranchMax4 | 4 | 3 | 3 | 8 | HeaderMin3_HeaderMax8 | 8 | 5 | 15
810 | 18 | 020-095-4P-7pt5HP | NBS_020-095_4P_7.5HP_9.45_SS | 297.3228 | 297.3228 | 1189.2912 | 4 | 1 | 5 | G | NBS_EndSuction | 2.5 | 2 | 2.5 | 4 | BranchMin2.5_BranchMax4 | 2.5 | 3 | 3 | 8 | HeaderMin3_HeaderMax8 | 3 | 5 | 15
810 | 18 | 020-095-4P-7pt5HP | NBS_020-095_4P_7.5HP_9.45_SS | 297.3228 | 297.3228 | 1189.2912 | 4 | 1 | 5 | G | NBS_EndSuction | 2.5 | 2 | 2.5 | 4 | BranchMin2.5_BranchMax4 | 2.5 | 3 | 3 | 8 | HeaderMin3_HeaderMax8 | 4 | 5 | 15
810 | 18 | 020-095-4P-7pt5HP | NBS_020-095_4P_7.5HP_9.45_SS | 297.3228 | 297.3228 | 1189.2912 | 4 | 1 | 5 | G | NBS_EndSuction | 2.5 | 2 | 2.5 | 4 | BranchMin2.5_BranchMax4 | 2.5 | 3 | 3 | 8 | HeaderMin3_HeaderMax8 | 5 | 5 | 15
810 | 18 | 020-095-4P-7pt5HP | NBS_020-095_4P_7.5HP_9.45_SS | 297.3228 | 297.3228 | 1189.2912 | 4 | 1 | 5 | G | NBS_EndSuction | 2.5 | 2 | 2.5 | 4 | BranchMin2.5_BranchMax4 | 2.5 | 3 | 3 | 8 | HeaderMin3_HeaderMax8 | 6 | 5 | 15
810 | 18 | 020-095-4P-7pt5HP | NBS_020-095_4P_7.5HP_9.45_SS | 297.3228 | 297.3228 | 1189.2912 | 4 | 1 | 5 | G | NBS_EndSuction | 2.5 | 2 | 2.5 | 4 | BranchMin2.5_BranchMax4 | 2.5 | 3 | 3 | 8 | HeaderMin3_HeaderMax8 | 8 | 5 | 15
810 | 18 | 020-095-4P-7pt5HP | NBS_020-095_4P_7.5HP_9.45_SS | 297.3228 | 297.3228 | 1189.2912 | 4 | 1 | 5 | G | NBS_EndSuction | 2.5 | 2 | 2.5 | 4 | BranchMin2.5_BranchMax4 | 3 | 3 | 3 | 8 | HeaderMin3_HeaderMax8 | 3 | 5 | 15 | [11 empty] | INVALID
810 | 18 | 020-095-4P-7pt5HP | NBS_020-095_4P_7.5HP_9.45_SS | 297.3228 | 297.3228 | 1189.2912 | 4 | 1 | 5 | G | NBS_EndSuction | 2.5 | 2 | 2.5 | 4 | BranchMin2.5_BranchMax4 | 3 | 3 | 3 | 8 | HeaderMin3_HeaderMax8 | 4 | 5 | 15
810 | 18 | 020-095-4P-7pt5HP | NBS_020-095_4P_7.5HP_9.45_SS | 297.3228 | 297.3228 | 1189.2912 | 4 | 1 | 5 | G | NBS_EndSuction | 2.5 | 2 | 2.5 | 4 | BranchMin2.5_BranchMax4 | 3 | 3 | 3 | 8 | HeaderMin3_HeaderMax8 | 5 | 5 | 15
810 | 18 | 020-095-4P-7pt5HP | NBS_020-095_4P_7.5HP_9.45_SS | 297.3228 | 297.3228 | 1189.2912 | 4 | 1 | 5 | G | NBS_EndSuction | 2.5 | 2 | 2.5 | 4 | BranchMin2.5_BranchMax4 | 3 | 3 | 3 | 8 | HeaderMin3_HeaderMax8 | 6 | 5 | 15
810 | 18 | 020-095-4P-7pt5HP | NBS_020-095_4P_7.5HP_9.45_SS | 297.3228 | 297.3228 | 1189.2912 | 4 | 1 | 5 | G | NBS_EndSuction | 2.5 | 2 | 2.5 | 4 | BranchMin2.5_BranchMax4 | 3 | 3 | 3 | 8 | HeaderMin3_HeaderMax8 | 8 | 5 | 15
810 | 18 | 020-095-4P-7pt5HP | NBS_020-095_4P_7.5HP_9.45_SS | 297.3228 | 297.3228 | 1189.2912 | 4 | 1 | 5 | G | NBS_EndSuction | 2.5 | 2 | 2.5 | 4 | BranchMin2.5_BranchMax4 | 4 | 3 | 3 | 8 | HeaderMin3_HeaderMax8 | 3 | 5 | 15 | [11 empty] | INVALID
810 | 18 | 020-095-4P-7pt5HP | NBS_020-095_4P_7.5HP_9.45_SS | 297.3228 | 297.3228 | 1189.2912 | 4 | 1 | 5 | G | NBS_EndSuction | 2.5 | 2 | 2.5 | 4 | BranchMin2.5_BranchMax4 | 4 | 3 | 3 | 8 | HeaderMin3_HeaderMax8 | 4 | 5 | 15 | [11 empty] | INVALID
810 | 18 | 020-095-4P-7pt5HP | NBS_020-095_4P_7.5HP_9.45_SS | 297.3228 | 297.3228 | 1189.2912 | 4 | 1 | 5 | G | NBS_EndSuction | 2.5 | 2 | 2.5 | 4 | BranchMin2.5_BranchMax4 | 4 | 3 | 3 | 8 | HeaderMin3_HeaderMax8 | 5 | 5 | 15
810 | 18 | 020-095-4P-7pt5HP | NBS_020-095_4P_7.5HP_9.45_SS | 297.3228 | 297.3228 | 1189.2912 | 4 | 1 | 5 | G | NBS_EndSuction | 2.5 | 2 | 2.5 | 4 | BranchMin2.5_BranchMax4 | 4 | 3 | 3 | 8 | HeaderMin3_HeaderMax8 | 6 | 5 | 15
810 | 18 | 020-095-4P-7pt5HP | NBS_020-095_4P_7.5HP_9.45_SS | 297.3228 | 297.3228 | 1189.2912 | 4 | 1 | 5 | G | NBS_EndSuction | 2.5 | 2 | 2.5 | 4 | BranchMin2.5_BranchMax4 | 4 | 3 | 3 | 8 | HeaderMin3_HeaderMax8 | 8 | 5 | 15
811 | 19 | 020-110-4P-5HP | NBS_020-110_4P_5HP_8.11_SS | 273.669 | 273.669 | 1094.6762 | 4 | 1 | 5 | G | NBS_EndSuction | 2.5 | 2 | 2.5 | 4 | BranchMin2.5_BranchMax4 | 2.5 | 3 | 3 | 8 | HeaderMin3_HeaderMax8 | 3 | 5 | 15
811 | 19 | 020-110-4P-5HP | NBS_020-110_4P_5HP_8.11_SS | 273.669 | 273.669 | 1094.6762 | 4 | 1 | 5 | G | NBS_EndSuction | 2.5 | 2 | 2.5 | 4 | BranchMin2.5_BranchMax4 | 2.5 | 3 | 3 | 8 | HeaderMin3_HeaderMax8 | 4 | 5 | 15
811 | 19 | 020-110-4P-5HP | NBS_020-110_4P_5HP_8.11_SS | 273.669 | 273.669 | 1094.6762 | 4 | 1 | 5 | G | NBS_EndSuction | 2.5 | 2 | 2.5 | 4 | BranchMin2.5_BranchMax4 | 2.5 | 3 | 3 | 8 | HeaderMin3_HeaderMax8 | 5 | 5 | 15
811 | 19 | 020-110-4P-5HP | NBS_020-110_4P_5HP_8.11_SS | 273.669 | 273.669 | 1094.6762 | 4 | 1 | 5 | G | NBS_EndSuction | 2.5 | 2 | 2.5 | 4 | BranchMin2.5_BranchMax4 | 2.5 | 3 | 3 | 8 | HeaderMin3_HeaderMax8 | 6 | 5 | 15
811 | 19 | 020-110-4P-5HP | NBS_020-110_4P_5HP_8.11_SS | 273.669 | 273.669 | 1094.6762 | 4 | 1 | 5 | G | NBS_EndSuction | 2.5 | 2 | 2.5 | 4 | BranchMin2.5_BranchMax4 | 2.5 | 3 | 3 | 8 | HeaderMin3_HeaderMax8 | 8 | 5 | 15
811 | 19 | 020-110-4P-5HP | NBS_020-110_4P_5HP_8.11_SS | 273.669 | 273.669 | 1094.6762 | 4 | 1 | 5 | G | NBS_EndSuction | 2.5 | 2 | 2.5 | 4 | BranchMin2.5_BranchMax4 | 3 | 3 | 3 | 8 | HeaderMin3_HeaderMax8 | 3 | 5 | 15 | [11 empty] | INVALID
811 | 19 | 020-110-4P-5HP | NBS_020-110_4P_5HP_8.11_SS | 273.669 | 273.669 | 1094.6762 | 4 | 1 | 5 | G | NBS_EndSuction | 2.5 | 2 | 2.5 | 4 | BranchMin2.5_BranchMax4 | 3 | 3 | 3 | 8 | HeaderMin3_HeaderMax8 | 4 | 5 | 15
811 | 19 | 020-110-4P-5HP | NBS_020-110_4P_5HP_8.11_SS | 273.669 | 273.669 | 1094.6762 | 4 | 1 | 5 | G | NBS_EndSuction | 2.5 | 2 | 2.5 | 4 | BranchMin2.5_BranchMax4 | 3 | 3 | 3 | 8 | HeaderMin3_HeaderMax8 | 5 | 5 | 15
811 | 19 | 020-110-4P-5HP | NBS_020-110_4P_5HP_8.11_SS | 273.669 | 273.669 | 1094.6762 | 4 | 1 | 5 | G | NBS_EndSuction | 2.5 | 2 | 2.5 | 4 | BranchMin2.5_BranchMax4 | 3 | 3 | 3 | 8 | HeaderMin3_HeaderMax8 | 6 | 5 | 15
811 | 19 | 020-110-4P-5HP | NBS_020-110_4P_5HP_8.11_SS | 273.669 | 273.669 | 1094.6762 | 4 | 1 | 5 | G | NBS_EndSuction | 2.5 | 2 | 2.5 | 4 | BranchMin2.5_BranchMax4 | 3 | 3 | 3 | 8 | HeaderMin3_HeaderMax8 | 8 | 5 | 15
811 | 19 | 020-110-4P-5HP | NBS_020-110_4P_5HP_8.11_SS | 273.669 | 273.669 | 1094.6762 | 4 | 1 | 5 | G | NBS_EndSuction | 2.5 | 2 | 2.5 | 4 | BranchMin2.5_BranchMax4 | 4 | 3 | 3 | 8 | HeaderMin3_HeaderMax8 | 3 | 5 | 15 | [11 empty] | INVALID
811 | 19 | 020-110-4P-5HP | NBS_020-110_4P_5HP_8.11_SS | 273.669 | 273.669 | 1094.6762 | 4 | 1 | 5 | G | NBS_EndSuction | 2.5 | 2 | 2.5 | 4 | BranchMin2.5_BranchMax4 | 4 | 3 | 3 | 8 | HeaderMin3_HeaderMax8 | 4 | 5 | 15 | [11 empty] | INVALID
811 | 19 | 020-110-4P-5HP | NBS_020-110_4P_5HP_8.11_SS | 273.669 | 273.669 | 1094.6762 | 4 | 1 | 5 | G | NBS_EndSuction | 2.5 | 2 | 2.5 | 4 | BranchMin2.5_BranchMax4 | 4 | 3 | 3 | 8 | HeaderMin3_HeaderMax8 | 5 | 5 | 15
811 | 19 | 020-110-4P-5HP | NBS_020-110_4P_5HP_8.11_SS | 273.669 | 273.669 | 1094.6762 | 4 | 1 | 5 | G | NBS_EndSuction | 2.5 | 2 | 2.5 | 4 | BranchMin2.5_BranchMax4 | 4 | 3 | 3 | 8 | HeaderMin3_HeaderMax8 | 6 | 5 | 15
811 | 19 | 020-110-4P-5HP | NBS_020-110_4P_5HP_8.11_SS | 273.669 | 273.669 | 1094.6762 | 4 | 1 | 5 | G | NBS_EndSuction | 2.5 | 2 | 2.5 | 4 | BranchMin2.5_BranchMax4 | 4 | 3 | 3 | 8 | HeaderMin3_HeaderMax8 | 8 | 5 | 15
812 | 20 | 020-110-4P-7pt5HP | NBS_020-110_4P_7.5HP_8.98_SS | 321.881 | 321.881 | 1287.5239 | 4 | 1 | 5 | G | NBS_EndSuction | 2.5 | 2 | 2.5 | 4 | BranchMin2.5_BranchMax4 | 2.5 | 3 | 3 | 8 | HeaderMin3_HeaderMax8 | 3 | 5 | 15
812 | 20 | 020-110-4P-7pt5HP | NBS_020-110_4P_7.5HP_8.98_SS | 321.881 | 321.881 | 1287.5239 | 4 | 1 | 5 | G | NBS_EndSuction | 2.5 | 2 | 2.5 | 4 | BranchMin2.5_BranchMax4 | 2.5 | 3 | 3 | 8 | HeaderMin3_HeaderMax8 | 4 | 5 | 15
812 | 20 | 020-110-4P-7pt5HP | NBS_020-110_4P_7.5HP_8.98_SS | 321.881 | 321.881 | 1287.5239 | 4 | 1 | 5 | G | NBS_EndSuction | 2.5 | 2 | 2.5 | 4 | BranchMin2.5_BranchMax4 | 2.5 | 3 | 3 | 8 | HeaderMin3_HeaderMax8 | 5 | 5 | 15
812 | 20 | 020-110-4P-7pt5HP | NBS_020-110_4P_7.5HP_8.98_SS | 321.881 | 321.881 | 1287.5239 | 4 | 1 | 5 | G | NBS_EndSuction | 2.5 | 2 | 2.5 | 4 | BranchMin2.5_BranchMax4 | 2.5 | 3 | 3 | 8 | HeaderMin3_HeaderMax8 | 6 | 5 | 15
812 | 20 | 020-110-4P-7pt5HP | NBS_020-110_4P_7.5HP_8.98_SS | 321.881 | 321.881 | 1287.5239 | 4 | 1 | 5 | G | NBS_EndSuction | 2.5 | 2 | 2.5 | 4 | BranchMin2.5_BranchMax4 | 2.5 | 3 | 3 | 8 | HeaderMin3_HeaderMax8 | 8 | 5 | 15
812 | 20 | 020-110-4P-7pt5HP | NBS_020-110_4P_7.5HP_8.98_SS | 321.881 | 321.881 | 1287.5239 | 4 | 1 | 5 | G | NBS_EndSuction | 2.5 | 2 | 2.5 | 4 | BranchMin2.5_BranchMax4 | 3 | 3 | 3 | 8 | HeaderMin3_HeaderMax8 | 3 | 5 | 15 | [11 empty] | INVALID
812 | 20 | 020-110-4P-7pt5HP | NBS_020-110_4P_7.5HP_8.98_SS | 321.881 | 321.881 | 1287.5239 | 4 | 1 | 5 | G | NBS_EndSuction | 2.5 | 2 | 2.5 | 4 | BranchMin2.5_BranchMax4 | 3 | 3 | 3 | 8 | HeaderMin3_HeaderMax8 | 4 | 5 | 15
812 | 20 | 020-110-4P-7pt5HP | NBS_020-110_4P_7.5HP_8.98_SS | 321.881 | 321.881 | 1287.5239 | 4 | 1 | 5 | G | NBS_EndSuction | 2.5 | 2 | 2.5 | 4 | BranchMin2.5_BranchMax4 | 3 | 3 | 3 | 8 | HeaderMin3_HeaderMax8 | 5 | 5 | 15
812 | 20 | 020-110-4P-7pt5HP | NBS_020-110_4P_7.5HP_8.98_SS | 321.881 | 321.881 | 1287.5239 | 4 | 1 | 5 | G | NBS_EndSuction | 2.5 | 2 | 2.5 | 4 | BranchMin2.5_BranchMax4 | 3 | 3 | 3 | 8 | HeaderMin3_HeaderMax8 | 6 | 5 | 15
812 | 20 | 020-110-4P-7pt5HP | NBS_020-110_4P_7.5HP_8.98_SS | 321.881 | 321.881 | 1287.5239 | 4 | 1 | 5 | G | NBS_EndSuction | 2.5 | 2 | 2.5 | 4 | BranchMin2.5_BranchMax4 | 3 | 3 | 3 | 8 | HeaderMin3_HeaderMax8 | 8 | 5 | 15
812 | 20 | 020-110-4P-7pt5HP | NBS_020-110_4P_7.5HP_8.98_SS | 321.881 | 321.881 | 1287.5239 | 4 | 1 | 5 | G | NBS_EndSuction | 2.5 | 2 | 2.5 | 4 | BranchMin2.5_BranchMax4 | 4 | 3 | 3 | 8 | HeaderMin3_HeaderMax8 | 3 | 5 | 15 | [11 empty] | INVALID
812 | 20 | 020-110-4P-7pt5HP | NBS_020-110_4P_7.5HP_8.98_SS | 321.881 | 321.881 | 1287.5239 | 4 | 1 | 5 | G | NBS_EndSuction | 2.5 | 2 | 2.5 | 4 | BranchMin2.5_BranchMax4 | 4 | 3 | 3 | 8 | HeaderMin3_HeaderMax8 | 4 | 5 | 15 | [11 empty] | INVALID
812 | 20 | 020-110-4P-7pt5HP | NBS_020-110_4P_7.5HP_8.98_SS | 321.881 | 321.881 | 1287.5239 | 4 | 1 | 5 | G | NBS_EndSuction | 2.5 | 2 | 2.5 | 4 | BranchMin2.5_BranchMax4 | 4 | 3 | 3 | 8 | HeaderMin3_HeaderMax8 | 5 | 5 | 15
812 | 20 | 020-110-4P-7pt5HP | NBS_020-110_4P_7.5HP_8.98_SS | 321.881 | 321.881 | 1287.5239 | 4 | 1 | 5 | G | NBS_EndSuction | 2.5 | 2 | 2.5 | 4 | BranchMin2.5_BranchMax4 | 4 | 3 | 3 | 8 | HeaderMin3_HeaderMax8 | 6 | 5 | 15
812 | 20 | 020-110-4P-7pt5HP | NBS_020-110_4P_7.5HP_8.98_SS | 321.881 | 321.881 | 1287.5239 | 4 | 1 | 5 | G | NBS_EndSuction | 2.5 | 2 | 2.5 | 4 | BranchMin2.5_BranchMax4 | 4 | 3 | 3 | 8 | HeaderMin3_HeaderMax8 | 8 | 5 | 15
813 | 21 | 020-110-4P-10HP | NBS_020-110_4P_10HP_9.92_SS | 360.1978 | 360.1978 | 1440.7911 | 4 | 1 | 5 | G | NBS_EndSuction | 2.5 | 2 | 2.5 | 4 | BranchMin2.5_BranchMax4 | 2.5 | 3 | 3 | 8 | HeaderMin3_HeaderMax8 | 3 | 5 | 15
813 | 21 | 020-110-4P-10HP | NBS_020-110_4P_10HP_9.92_SS | 360.1978 | 360.1978 | 1440.7911 | 4 | 1 | 5 | G | NBS_EndSuction | 2.5 | 2 | 2.5 | 4 | BranchMin2.5_BranchMax4 | 2.5 | 3 | 3 | 8 | HeaderMin3_HeaderMax8 | 4 | 5 | 15
813 | 21 | 020-110-4P-10HP | NBS_020-110_4P_10HP_9.92_SS | 360.1978 | 360.1978 | 1440.7911 | 4 | 1 | 5 | G | NBS_EndSuction | 2.5 | 2 | 2.5 | 4 | BranchMin2.5_BranchMax4 | 2.5 | 3 | 3 | 8 | HeaderMin3_HeaderMax8 | 5 | 5 | 15
813 | 21 | 020-110-4P-10HP | NBS_020-110_4P_10HP_9.92_SS | 360.1978 | 360.1978 | 1440.7911 | 4 | 1 | 5 | G | NBS_EndSuction | 2.5 | 2 | 2.5 | 4 | BranchMin2.5_BranchMax4 | 2.5 | 3 | 3 | 8 | HeaderMin3_HeaderMax8 | 6 | 5 | 15
813 | 21 | 020-110-4P-10HP | NBS_020-110_4P_10HP_9.92_SS | 360.1978 | 360.1978 | 1440.7911 | 4 | 1 | 5 | G | NBS_EndSuction | 2.5 | 2 | 2.5 | 4 | BranchMin2.5_BranchMax4 | 2.5 | 3 | 3 | 8 | HeaderMin3_HeaderMax8 | 8 | 5 | 15
813 | 21 | 020-110-4P-10HP | NBS_020-110_4P_10HP_9.92_SS | 360.1978 | 360.1978 | 1440.7911 | 4 | 1 | 5 | G | NBS_EndSuction | 2.5 | 2 | 2.5 | 4 | BranchMin2.5_BranchMax4 | 3 | 3 | 3 | 8 | HeaderMin3_HeaderMax8 | 3 | 5 | 15 | [11 empty] | INVALID
813 | 21 | 020-110-4P-10HP | NBS_020-110_4P_10HP_9.92_SS | 360.1978 | 360.1978 | 1440.7911 | 4 | 1 | 5 | G | NBS_EndSuction | 2.5 | 2 | 2.5 | 4 | BranchMin2.5_BranchMax4 | 3 | 3 | 3 | 8 | HeaderMin3_HeaderMax8 | 4 | 5 | 15
813 | 21 | 020-110-4P-10HP | NBS_020-110_4P_10HP_9.92_SS | 360.1978 | 360.1978 | 1440.7911 | 4 | 1 | 5 | G | NBS_EndSuction | 2.5 | 2 | 2.5 | 4 | BranchMin2.5_BranchMax4 | 3 | 3 | 3 | 8 | HeaderMin3_HeaderMax8 | 5 | 5 | 15
813 | 21 | 020-110-4P-10HP | NBS_020-110_4P_10HP_9.92_SS | 360.1978 | 360.1978 | 1440.7911 | 4 | 1 | 5 | G | NBS_EndSuction | 2.5 | 2 | 2.5 | 4 | BranchMin2.5_BranchMax4 | 3 | 3 | 3 | 8 | HeaderMin3_HeaderMax8 | 6 | 5 | 15
813 | 21 | 020-110-4P-10HP | NBS_020-110_4P_10HP_9.92_SS | 360.1978 | 360.1978 | 1440.7911 | 4 | 1 | 5 | G | NBS_EndSuction | 2.5 | 2 | 2.5 | 4 | BranchMin2.5_BranchMax4 | 3 | 3 | 3 | 8 | HeaderMin3_HeaderMax8 | 8 | 5 | 15
813 | 21 | 020-110-4P-10HP | NBS_020-110_4P_10HP_9.92_SS | 360.1978 | 360.1978 | 1440.7911 | 4 | 1 | 5 | G | NBS_EndSuction | 2.5 | 2 | 2.5 | 4 | BranchMin2.5_BranchMax4 | 4 | 3 | 3 | 8 | HeaderMin3_HeaderMax8 | 3 | 5 | 15 | [11 empty] | INVALID
813 | 21 | 020-110-4P-10HP | NBS_020-110_4P_10HP_9.92_SS | 360.1978 | 360.1978 | 1440.7911 | 4 | 1 | 5 | G | NBS_EndSuction | 2.5 | 2 | 2.5 | 4 | BranchMin2.5_BranchMax4 | 4 | 3 | 3 | 8 | HeaderMin3_HeaderMax8 | 4 | 5 | 15 | [11 empty] | INVALID
813 | 21 | 020-110-4P-10HP | NBS_020-110_4P_10HP_9.92_SS | 360.1978 | 360.1978 | 1440.7911 | 4 | 1 | 5 | G | NBS_EndSuction | 2.5 | 2 | 2.5 | 4 | BranchMin2.5_BranchMax4 | 4 | 3 | 3 | 8 | HeaderMin3_HeaderMax8 | 5 | 5 | 15
813 | 21 | 020-110-4P-10HP | NBS_020-110_4P_10HP_9.92_SS | 360.1978 | 360.1978 | 1440.7911 | 4 | 1 | 5 | G | NBS_EndSuction | 2.5 | 2 | 2.5 | 4 | BranchMin2.5_BranchMax4 | 4 | 3 | 3 | 8 | HeaderMin3_HeaderMax8 | 6 | 5 | 15
813 | 21 | 020-110-4P-10HP | NBS_020-110_4P_10HP_9.92_SS | 360.1978 | 360.1978 | 1440.7911 | 4 | 1 | 5 | G | NBS_EndSuction | 2.5 | 2 | 2.5 | 4 | BranchMin2.5_BranchMax4 | 4 | 3 | 3 | 8 | HeaderMin3_HeaderMax8 | 8 | 5 | 15
814 | 22 | 020-110-4P-15HP | NBS_020-110_4P_15HP_10.31_SS | 376.0572 | 376.0572 | 1504.2286 | 4 | 1 | 5 | G | NBS_EndSuction | 2.5 | 2 | 2.5 | 4 | BranchMin2.5_BranchMax4 | 2.5 | 3 | 3 | 8 | HeaderMin3_HeaderMax8 | 3 | 5 | 15
814 | 22 | 020-110-4P-15HP | NBS_020-110_4P_15HP_10.31_SS | 376.0572 | 376.0572 | 1504.2286 | 4 | 1 | 5 | G | NBS_EndSuction | 2.5 | 2 | 2.5 | 4 | BranchMin2.5_BranchMax4 | 2.5 | 3 | 3 | 8 | HeaderMin3_HeaderMax8 | 4 | 5 | 15
814 | 22 | 020-110-4P-15HP | NBS_020-110_4P_15HP_10.31_SS | 376.0572 | 376.0572 | 1504.2286 | 4 | 1 | 5 | G | NBS_EndSuction | 2.5 | 2 | 2.5 | 4 | BranchMin2.5_BranchMax4 | 2.5 | 3 | 3 | 8 | HeaderMin3_HeaderMax8 | 5 | 5 | 15
814 | 22 | 020-110-4P-15HP | NBS_020-110_4P_15HP_10.31_SS | 376.0572 | 376.0572 | 1504.2286 | 4 | 1 | 5 | G | NBS_EndSuction | 2.5 | 2 | 2.5 | 4 | BranchMin2.5_BranchMax4 | 2.5 | 3 | 3 | 8 | HeaderMin3_HeaderMax8 | 6 | 5 | 15
814 | 22 | 020-110-4P-15HP | NBS_020-110_4P_15HP_10.31_SS | 376.0572 | 376.0572 | 1504.2286 | 4 | 1 | 5 | G | NBS_EndSuction | 2.5 | 2 | 2.5 | 4 | BranchMin2.5_BranchMax4 | 2.5 | 3 | 3 | 8 | HeaderMin3_HeaderMax8 | 8 | 5 | 15
814 | 22 | 020-110-4P-15HP | NBS_020-110_4P_15HP_10.31_SS | 376.0572 | 376.0572 | 1504.2286 | 4 | 1 | 5 | G | NBS_EndSuction | 2.5 | 2 | 2.5 | 4 | BranchMin2.5_BranchMax4 | 3 | 3 | 3 | 8 | HeaderMin3_HeaderMax8 | 3 | 5 | 15 | [11 empty] | INVALID
814 | 22 | 020-110-4P-15HP | NBS_020-110_4P_15HP_10.31_SS | 376.0572 | 376.0572 | 1504.2286 | 4 | 1 | 5 | G | NBS_EndSuction | 2.5 | 2 | 2.5 | 4 | BranchMin2.5_BranchMax4 | 3 | 3 | 3 | 8 | HeaderMin3_HeaderMax8 | 4 | 5 | 15
814 | 22 | 020-110-4P-15HP | NBS_020-110_4P_15HP_10.31_SS | 376.0572 | 376.0572 | 1504.2286 | 4 | 1 | 5 | G | NBS_EndSuction | 2.5 | 2 | 2.5 | 4 | BranchMin2.5_BranchMax4 | 3 | 3 | 3 | 8 | HeaderMin3_HeaderMax8 | 5 | 5 | 15
814 | 22 | 020-110-4P-15HP | NBS_020-110_4P_15HP_10.31_SS | 376.0572 | 376.0572 | 1504.2286 | 4 | 1 | 5 | G | NBS_EndSuction | 2.5 | 2 | 2.5 | 4 | BranchMin2.5_BranchMax4 | 3 | 3 | 3 | 8 | HeaderMin3_HeaderMax8 | 6 | 5 | 15
814 | 22 | 020-110-4P-15HP | NBS_020-110_4P_15HP_10.31_SS | 376.0572 | 376.0572 | 1504.2286 | 4 | 1 | 5 | G | NBS_EndSuction | 2.5 | 2 | 2.5 | 4 | BranchMin2.5_BranchMax4 | 3 | 3 | 3 | 8 | HeaderMin3_HeaderMax8 | 8 | 5 | 15
814 | 22 | 020-110-4P-15HP | NBS_020-110_4P_15HP_10.31_SS | 376.0572 | 376.0572 | 1504.2286 | 4 | 1 | 5 | G | NBS_EndSuction | 2.5 | 2 | 2.5 | 4 | BranchMin2.5_BranchMax4 | 4 | 3 | 3 | 8 | HeaderMin3_HeaderMax8 | 3 | 5 | 15 | [11 empty] | INVALID
814 | 22 | 020-110-4P-15HP | NBS_020-110_4P_15HP_10.31_SS | 376.0572 | 376.0572 | 1504.2286 | 4 | 1 | 5 | G | NBS_EndSuction | 2.5 | 2 | 2.5 | 4 | BranchMin2.5_BranchMax4 | 4 | 3 | 3 | 8 | HeaderMin3_HeaderMax8 | 4 | 5 | 15 | [11 empty] | INVALID
814 | 22 | 020-110-4P-15HP | NBS_020-110_4P_15HP_10.31_SS | 376.0572 | 376.0572 | 1504.2286 | 4 | 1 | 5 | G | NBS_EndSuction | 2.5 | 2 | 2.5 | 4 | BranchMin2.5_BranchMax4 | 4 | 3 | 3 | 8 | HeaderMin3_HeaderMax8 | 5 | 5 | 15
814 | 22 | 020-110-4P-15HP | NBS_020-110_4P_15HP_10.31_SS | 376.0572 | 376.0572 | 1504.2286 | 4 | 1 | 5 | G | NBS_EndSuction | 2.5 | 2 | 2.5 | 4 | BranchMin2.5_BranchMax4 | 4 | 3 | 3 | 8 | HeaderMin3_HeaderMax8 | 6 | 5 | 15
814 | 22 | 020-110-4P-15HP | NBS_020-110_4P_15HP_10.31_SS | 376.0572 | 376.0572 | 1504.2286 | 4 | 1 | 5 | G | NBS_EndSuction | 2.5 | 2 | 2.5 | 4 | BranchMin2.5_BranchMax4 | 4 | 3 | 3 | 8 | HeaderMin3_HeaderMax8 | 8 | 5 | 15
815 | 23 | 020-135-4P-7pt5HP | NBS_020-135_4P_7.5HP_9.29_SS | 261.6739 | 261.6739 | 1046.6955 | 4 | 1 | 5 | G | NBS_EndSuction | 3 | 2 | 3 | 4 | BranchMin3_BranchMax4 | 3 | 2 | 4 | 8 | HeaderMin4_HeaderMax8 | 4 | 4 | 8
815 | 23 | 020-135-4P-7pt5HP | NBS_020-135_4P_7.5HP_9.29_SS | 261.6739 | 261.6739 | 1046.6955 | 4 | 1 | 5 | G | NBS_EndSuction | 3 | 2 | 3 | 4 | BranchMin3_BranchMax4 | 3 | 2 | 4 | 8 | HeaderMin4_HeaderMax8 | 5 | 4 | 8
815 | 23 | 020-135-4P-7pt5HP | NBS_020-135_4P_7.5HP_9.29_SS | 261.6739 | 261.6739 | 1046.6955 | 4 | 1 | 5 | G | NBS_EndSuction | 3 | 2 | 3 | 4 | BranchMin3_BranchMax4 | 3 | 2 | 4 | 8 | HeaderMin4_HeaderMax8 | 6 | 4 | 8
815 | 23 | 020-135-4P-7pt5HP | NBS_020-135_4P_7.5HP_9.29_SS | 261.6739 | 261.6739 | 1046.6955 | 4 | 1 | 5 | G | NBS_EndSuction | 3 | 2 | 3 | 4 | BranchMin3_BranchMax4 | 3 | 2 | 4 | 8 | HeaderMin4_HeaderMax8 | 8 | 4 | 8
815 | 23 | 020-135-4P-7pt5HP | NBS_020-135_4P_7.5HP_9.29_SS | 261.6739 | 261.6739 | 1046.6955 | 4 | 1 | 5 | G | NBS_EndSuction | 3 | 2 | 3 | 4 | BranchMin3_BranchMax4 | 4 | 2 | 4 | 8 | HeaderMin4_HeaderMax8 | 4 | 4 | 8 | [11 empty] | INVALID
815 | 23 | 020-135-4P-7pt5HP | NBS_020-135_4P_7.5HP_9.29_SS | 261.6739 | 261.6739 | 1046.6955 | 4 | 1 | 5 | G | NBS_EndSuction | 3 | 2 | 3 | 4 | BranchMin3_BranchMax4 | 4 | 2 | 4 | 8 | HeaderMin4_HeaderMax8 | 5 | 4 | 8
815 | 23 | 020-135-4P-7pt5HP | NBS_020-135_4P_7.5HP_9.29_SS | 261.6739 | 261.6739 | 1046.6955 | 4 | 1 | 5 | G | NBS_EndSuction | 3 | 2 | 3 | 4 | BranchMin3_BranchMax4 | 4 | 2 | 4 | 8 | HeaderMin4_HeaderMax8 | 6 | 4 | 8
815 | 23 | 020-135-4P-7pt5HP | NBS_020-135_4P_7.5HP_9.29_SS | 261.6739 | 261.6739 | 1046.6955 | 4 | 1 | 5 | G | NBS_EndSuction | 3 | 2 | 3 | 4 | BranchMin3_BranchMax4 | 4 | 2 | 4 | 8 | HeaderMin4_HeaderMax8 | 8 | 4 | 8
816 | 24 | 020-135-4P-10HP | NBS_020-135_4P_10HP_10.16_SS | 299.9456 | 299.9456 | 1199.7825 | 4 | 1 | 5 | G | NBS_EndSuction | 3 | 2 | 3 | 4 | BranchMin3_BranchMax4 | 3 | 2 | 4 | 8 | HeaderMin4_HeaderMax8 | 4 | 4 | 8
816 | 24 | 020-135-4P-10HP | NBS_020-135_4P_10HP_10.16_SS | 299.9456 | 299.9456 | 1199.7825 | 4 | 1 | 5 | G | NBS_EndSuction | 3 | 2 | 3 | 4 | BranchMin3_BranchMax4 | 3 | 2 | 4 | 8 | HeaderMin4_HeaderMax8 | 5 | 4 | 8
816 | 24 | 020-135-4P-10HP | NBS_020-135_4P_10HP_10.16_SS | 299.9456 | 299.9456 | 1199.7825 | 4 | 1 | 5 | G | NBS_EndSuction | 3 | 2 | 3 | 4 | BranchMin3_BranchMax4 | 3 | 2 | 4 | 8 | HeaderMin4_HeaderMax8 | 6 | 4 | 8
816 | 24 | 020-135-4P-10HP | NBS_020-135_4P_10HP_10.16_SS | 299.9456 | 299.9456 | 1199.7825 | 4 | 1 | 5 | G | NBS_EndSuction | 3 | 2 | 3 | 4 | BranchMin3_BranchMax4 | 3 | 2 | 4 | 8 | HeaderMin4_HeaderMax8 | 8 | 4 | 8
816 | 24 | 020-135-4P-10HP | NBS_020-135_4P_10HP_10.16_SS | 299.9456 | 299.9456 | 1199.7825 | 4 | 1 | 5 | G | NBS_EndSuction | 3 | 2 | 3 | 4 | BranchMin3_BranchMax4 | 4 | 2 | 4 | 8 | HeaderMin4_HeaderMax8 | 4 | 4 | 8 | [11 empty] | INVALID
816 | 24 | 020-135-4P-10HP | NBS_020-135_4P_10HP_10.16_SS | 299.9456 | 299.9456 | 1199.7825 | 4 | 1 | 5 | G | NBS_EndSuction | 3 | 2 | 3 | 4 | BranchMin3_BranchMax4 | 4 | 2 | 4 | 8 | HeaderMin4_HeaderMax8 | 5 | 4 | 8
816 | 24 | 020-135-4P-10HP | NBS_020-135_4P_10HP_10.16_SS | 299.9456 | 299.9456 | 1199.7825 | 4 | 1 | 5 | G | NBS_EndSuction | 3 | 2 | 3 | 4 | BranchMin3_BranchMax4 | 4 | 2 | 4 | 8 | HeaderMin4_HeaderMax8 | 6 | 4 | 8
816 | 24 | 020-135-4P-10HP | NBS_020-135_4P_10HP_10.16_SS | 299.9456 | 299.9456 | 1199.7825 | 4 | 1 | 5 | G | NBS_EndSuction | 3 | 2 | 3 | 4 | BranchMin3_BranchMax4 | 4 | 2 | 4 | 8 | HeaderMin4_HeaderMax8 | 8 | 4 | 8
817 | 25 | 020-135-4P-15HP | NBS_020-135_4P_15HP_11.42_SS | 365.149 | 365.149 | 1460.5961 | 4 | 1 | 5 | G | NBS_EndSuction | 3 | 2 | 3 | 4 | BranchMin3_BranchMax4 | 3 | 2 | 4 | 8 | HeaderMin4_HeaderMax8 | 4 | 4 | 8
817 | 25 | 020-135-4P-15HP | NBS_020-135_4P_15HP_11.42_SS | 365.149 | 365.149 | 1460.5961 | 4 | 1 | 5 | G | NBS_EndSuction | 3 | 2 | 3 | 4 | BranchMin3_BranchMax4 | 3 | 2 | 4 | 8 | HeaderMin4_HeaderMax8 | 5 | 4 | 8
817 | 25 | 020-135-4P-15HP | NBS_020-135_4P_15HP_11.42_SS | 365.149 | 365.149 | 1460.5961 | 4 | 1 | 5 | G | NBS_EndSuction | 3 | 2 | 3 | 4 | BranchMin3_BranchMax4 | 3 | 2 | 4 | 8 | HeaderMin4_HeaderMax8 | 6 | 4 | 8
817 | 25 | 020-135-4P-15HP | NBS_020-135_4P_15HP_11.42_SS | 365.149 | 365.149 | 1460.5961 | 4 | 1 | 5 | G | NBS_EndSuction | 3 | 2 | 3 | 4 | BranchMin3_BranchMax4 | 3 | 2 | 4 | 8 | HeaderMin4_HeaderMax8 | 8 | 4 | 8
817 | 25 | 020-135-4P-15HP | NBS_020-135_4P_15HP_11.42_SS | 365.149 | 365.149 | 1460.5961 | 4 | 1 | 5 | G | NBS_EndSuction | 3 | 2 | 3 | 4 | BranchMin3_BranchMax4 | 4 | 2 | 4 | 8 | HeaderMin4_HeaderMax8 | 4 | 4 | 8 | [11 empty] | INVALID
817 | 25 | 020-135-4P-15HP | NBS_020-135_4P_15HP_11.42_SS | 365.149 | 365.149 | 1460.5961 | 4 | 1 | 5 | G | NBS_EndSuction | 3 | 2 | 3 | 4 | BranchMin3_BranchMax4 | 4 | 2 | 4 | 8 | HeaderMin4_HeaderMax8 | 5 | 4 | 8
817 | 25 | 020-135-4P-15HP | NBS_020-135_4P_15HP_11.42_SS | 365.149 | 365.149 | 1460.5961 | 4 | 1 | 5 | G | NBS_EndSuction | 3 | 2 | 3 | 4 | BranchMin3_BranchMax4 | 4 | 2 | 4 | 8 | HeaderMin4_HeaderMax8 | 6 | 4 | 8
817 | 25 | 020-135-4P-15HP | NBS_020-135_4P_15HP_11.42_SS | 365.149 | 365.149 | 1460.5961 | 4 | 1 | 5 | G | NBS_EndSuction | 3 | 2 | 3 | 4 | BranchMin3_BranchMax4 | 4 | 2 | 4 | 8 | HeaderMin4_HeaderMax8 | 8 | 4 | 8
818 | 26 | 020-135-4P-20HP | NBS_020-135_4P_20HP_12.52_SS | 403.7936 | 403.7936 | 1615.1746 | 4 | 1 | 5 | G | NBS_EndSuction | 3 | 2 | 3 | 5 | BranchMin3_BranchMax5 | 3 | 3 | 4 | 10 | HeaderMin4_HeaderMax10 | 4 | 5 | 15
818 | 26 | 020-135-4P-20HP | NBS_020-135_4P_20HP_12.52_SS | 403.7936 | 403.7936 | 1615.1746 | 4 | 1 | 5 | G | NBS_EndSuction | 3 | 2 | 3 | 5 | BranchMin3_BranchMax5 | 3 | 3 | 4 | 10 | HeaderMin4_HeaderMax10 | 5 | 5 | 15
818 | 26 | 020-135-4P-20HP | NBS_020-135_4P_20HP_12.52_SS | 403.7936 | 403.7936 | 1615.1746 | 4 | 1 | 5 | G | NBS_EndSuction | 3 | 2 | 3 | 5 | BranchMin3_BranchMax5 | 3 | 3 | 4 | 10 | HeaderMin4_HeaderMax10 | 6 | 5 | 15
818 | 26 | 020-135-4P-20HP | NBS_020-135_4P_20HP_12.52_SS | 403.7936 | 403.7936 | 1615.1746 | 4 | 1 | 5 | G | NBS_EndSuction | 3 | 2 | 3 | 5 | BranchMin3_BranchMax5 | 3 | 3 | 4 | 10 | HeaderMin4_HeaderMax10 | 8 | 5 | 15
818 | 26 | 020-135-4P-20HP | NBS_020-135_4P_20HP_12.52_SS | 403.7936 | 403.7936 | 1615.1746 | 4 | 1 | 5 | G | NBS_EndSuction | 3 | 2 | 3 | 5 | BranchMin3_BranchMax5 | 3 | 3 | 4 | 10 | HeaderMin4_HeaderMax10 | 10 | 5 | 15
818 | 26 | 020-135-4P-20HP | NBS_020-135_4P_20HP_12.52_SS | 403.7936 | 403.7936 | 1615.1746 | 4 | 1 | 5 | G | NBS_EndSuction | 3 | 2 | 3 | 5 | BranchMin3_BranchMax5 | 4 | 3 | 4 | 10 | HeaderMin4_HeaderMax10 | 4 | 5 | 15 | [11 empty] | INVALID
818 | 26 | 020-135-4P-20HP | NBS_020-135_4P_20HP_12.52_SS | 403.7936 | 403.7936 | 1615.1746 | 4 | 1 | 5 | G | NBS_EndSuction | 3 | 2 | 3 | 5 | BranchMin3_BranchMax5 | 4 | 3 | 4 | 10 | HeaderMin4_HeaderMax10 | 5 | 5 | 15
818 | 26 | 020-135-4P-20HP | NBS_020-135_4P_20HP_12.52_SS | 403.7936 | 403.7936 | 1615.1746 | 4 | 1 | 5 | G | NBS_EndSuction | 3 | 2 | 3 | 5 | BranchMin3_BranchMax5 | 4 | 3 | 4 | 10 | HeaderMin4_HeaderMax10 | 6 | 5 | 15
818 | 26 | 020-135-4P-20HP | NBS_020-135_4P_20HP_12.52_SS | 403.7936 | 403.7936 | 1615.1746 | 4 | 1 | 5 | G | NBS_EndSuction | 3 | 2 | 3 | 5 | BranchMin3_BranchMax5 | 4 | 3 | 4 | 10 | HeaderMin4_HeaderMax10 | 8 | 5 | 15
818 | 26 | 020-135-4P-20HP | NBS_020-135_4P_20HP_12.52_SS | 403.7936 | 403.7936 | 1615.1746 | 4 | 1 | 5 | G | NBS_EndSuction | 3 | 2 | 3 | 5 | BranchMin3_BranchMax5 | 4 | 3 | 4 | 10 | HeaderMin4_HeaderMax10 | 10 | 5 | 15
818 | 26 | 020-135-4P-20HP | NBS_020-135_4P_20HP_12.52_SS | 403.7936 | 403.7936 | 1615.1746 | 4 | 1 | 5 | G | NBS_EndSuction | 3 | 2 | 3 | 5 | BranchMin3_BranchMax5 | 5 | 3 | 4 | 10 | HeaderMin4_HeaderMax10 | 4 | 5 | 15 | [11 empty] | INVALID
818 | 26 | 020-135-4P-20HP | NBS_020-135_4P_20HP_12.52_SS | 403.7936 | 403.7936 | 1615.1746 | 4 | 1 | 5 | G | NBS_EndSuction | 3 | 2 | 3 | 5 | BranchMin3_BranchMax5 | 5 | 3 | 4 | 10 | HeaderMin4_HeaderMax10 | 5 | 5 | 15 | [11 empty] | INVALID
818 | 26 | 020-135-4P-20HP | NBS_020-135_4P_20HP_12.52_SS | 403.7936 | 403.7936 | 1615.1746 | 4 | 1 | 5 | G | NBS_EndSuction | 3 | 2 | 3 | 5 | BranchMin3_BranchMax5 | 5 | 3 | 4 | 10 | HeaderMin4_HeaderMax10 | 6 | 5 | 15
818 | 26 | 020-135-4P-20HP | NBS_020-135_4P_20HP_12.52_SS | 403.7936 | 403.7936 | 1615.1746 | 4 | 1 | 5 | G | NBS_EndSuction | 3 | 2 | 3 | 5 | BranchMin3_BranchMax5 | 5 | 3 | 4 | 10 | HeaderMin4_HeaderMax10 | 8 | 5 | 15
818 | 26 | 020-135-4P-20HP | NBS_020-135_4P_20HP_12.52_SS | 403.7936 | 403.7936 | 1615.1746 | 4 | 1 | 5 | G | NBS_EndSuction | 3 | 2 | 3 | 5 | BranchMin3_BranchMax5 | 5 | 3 | 4 | 10 | HeaderMin4_HeaderMax10 | 10 | 5 | 15
819 | 27 | 020-135-4P-25HP | NBS_020-135_4P_25HP_13.31_SS | 402.7736 | 402.7736 | 1611.0945 | 4 | 1 | 5 | G | NBS_EndSuction | 3 | 2 | 3 | 5 | BranchMin3_BranchMax5 | 3 | 3 | 4 | 10 | HeaderMin4_HeaderMax10 | 4 | 5 | 15
819 | 27 | 020-135-4P-25HP | NBS_020-135_4P_25HP_13.31_SS | 402.7736 | 402.7736 | 1611.0945 | 4 | 1 | 5 | G | NBS_EndSuction | 3 | 2 | 3 | 5 | BranchMin3_BranchMax5 | 3 | 3 | 4 | 10 | HeaderMin4_HeaderMax10 | 5 | 5 | 15
819 | 27 | 020-135-4P-25HP | NBS_020-135_4P_25HP_13.31_SS | 402.7736 | 402.7736 | 1611.0945 | 4 | 1 | 5 | G | NBS_EndSuction | 3 | 2 | 3 | 5 | BranchMin3_BranchMax5 | 3 | 3 | 4 | 10 | HeaderMin4_HeaderMax10 | 6 | 5 | 15
819 | 27 | 020-135-4P-25HP | NBS_020-135_4P_25HP_13.31_SS | 402.7736 | 402.7736 | 1611.0945 | 4 | 1 | 5 | G | NBS_EndSuction | 3 | 2 | 3 | 5 | BranchMin3_BranchMax5 | 3 | 3 | 4 | 10 | HeaderMin4_HeaderMax10 | 8 | 5 | 15
819 | 27 | 020-135-4P-25HP | NBS_020-135_4P_25HP_13.31_SS | 402.7736 | 402.7736 | 1611.0945 | 4 | 1 | 5 | G | NBS_EndSuction | 3 | 2 | 3 | 5 | BranchMin3_BranchMax5 | 3 | 3 | 4 | 10 | HeaderMin4_HeaderMax10 | 10 | 5 | 15
819 | 27 | 020-135-4P-25HP | NBS_020-135_4P_25HP_13.31_SS | 402.7736 | 402.7736 | 1611.0945 | 4 | 1 | 5 | G | NBS_EndSuction | 3 | 2 | 3 | 5 | BranchMin3_BranchMax5 | 4 | 3 | 4 | 10 | HeaderMin4_HeaderMax10 | 4 | 5 | 15 | [11 empty] | INVALID
819 | 27 | 020-135-4P-25HP | NBS_020-135_4P_25HP_13.31_SS | 402.7736 | 402.7736 | 1611.0945 | 4 | 1 | 5 | G | NBS_EndSuction | 3 | 2 | 3 | 5 | BranchMin3_BranchMax5 | 4 | 3 | 4 | 10 | HeaderMin4_HeaderMax10 | 5 | 5 | 15
819 | 27 | 020-135-4P-25HP | NBS_020-135_4P_25HP_13.31_SS | 402.7736 | 402.7736 | 1611.0945 | 4 | 1 | 5 | G | NBS_EndSuction | 3 | 2 | 3 | 5 | BranchMin3_BranchMax5 | 4 | 3 | 4 | 10 | HeaderMin4_HeaderMax10 | 6 | 5 | 15
819 | 27 | 020-135-4P-25HP | NBS_020-135_4P_25HP_13.31_SS | 402.7736 | 402.7736 | 1611.0945 | 4 | 1 | 5 | G | NBS_EndSuction | 3 | 2 | 3 | 5 | BranchMin3_BranchMax5 | 4 | 3 | 4 | 10 | HeaderMin4_HeaderMax10 | 8 | 5 | 15
819 | 27 | 020-135-4P-25HP | NBS_020-135_4P_25HP_13.31_SS | 402.7736 | 402.7736 | 1611.0945 | 4 | 1 | 5 | G | NBS_EndSuction | 3 | 2 | 3 | 5 | BranchMin3_BranchMax5 | 4 | 3 | 4 | 10 | HeaderMin4_HeaderMax10 | 10 | 5 | 15
819 | 27 | 020-135-4P-25HP | NBS_020-135_4P_25HP_13.31_SS | 402.7736 | 402.7736 | 1611.0945 | 4 | 1 | 5 | G | NBS_EndSuction | 3 | 2 | 3 | 5 | BranchMin3_BranchMax5 | 5 | 3 | 4 | 10 | HeaderMin4_HeaderMax10 | 4 | 5 | 15 | [11 empty] | INVALID
819 | 27 | 020-135-4P-25HP | NBS_020-135_4P_25HP_13.31_SS | 402.7736 | 402.7736 | 1611.0945 | 4 | 1 | 5 | G | NBS_EndSuction | 3 | 2 | 3 | 5 | BranchMin3_BranchMax5 | 5 | 3 | 4 | 10 | HeaderMin4_HeaderMax10 | 5 | 5 | 15 | [11 empty] | INVALID
819 | 27 | 020-135-4P-25HP | NBS_020-135_4P_25HP_13.31_SS | 402.7736 | 402.7736 | 1611.0945 | 4 | 1 | 5 | G | NBS_EndSuction | 3 | 2 | 3 | 5 | BranchMin3_BranchMax5 | 5 | 3 | 4 | 10 | HeaderMin4_HeaderMax10 | 6 | 5 | 15
819 | 27 | 020-135-4P-25HP | NBS_020-135_4P_25HP_13.31_SS | 402.7736 | 402.7736 | 1611.0945 | 4 | 1 | 5 | G | NBS_EndSuction | 3 | 2 | 3 | 5 | BranchMin3_BranchMax5 | 5 | 3 | 4 | 10 | HeaderMin4_HeaderMax10 | 8 | 5 | 15
819 | 27 | 020-135-4P-25HP | NBS_020-135_4P_25HP_13.31_SS | 402.7736 | 402.7736 | 1611.0945 | 4 | 1 | 5 | G | NBS_EndSuction | 3 | 2 | 3 | 5 | BranchMin3_BranchMax5 | 5 | 3 | 4 | 10 | HeaderMin4_HeaderMax10 | 10 | 5 | 15
820 | 28 | 025-070-4P-1HP | NBS_025-070_4P_1HP_4.65_SS | 183.5282 | 183.5282 | 734.1127 | 4 | 1 | 5 | G | NBS_EndSuction | 2.5 | 2 | 2.5 | 3 | BranchMin2.5_BranchMax3 | 2.5 | 2 | 3 | 6 | HeaderMin3_HeaderMax6 | 3 | 4 | 8
820 | 28 | 025-070-4P-1HP | NBS_025-070_4P_1HP_4.65_SS | 183.5282 | 183.5282 | 734.1127 | 4 | 1 | 5 | G | NBS_EndSuction | 2.5 | 2 | 2.5 | 3 | BranchMin2.5_BranchMax3 | 2.5 | 2 | 3 | 6 | HeaderMin3_HeaderMax6 | 4 | 4 | 8
820 | 28 | 025-070-4P-1HP | NBS_025-070_4P_1HP_4.65_SS | 183.5282 | 183.5282 | 734.1127 | 4 | 1 | 5 | G | NBS_EndSuction | 2.5 | 2 | 2.5 | 3 | BranchMin2.5_BranchMax3 | 2.5 | 2 | 3 | 6 | HeaderMin3_HeaderMax6 | 5 | 4 | 8
820 | 28 | 025-070-4P-1HP | NBS_025-070_4P_1HP_4.65_SS | 183.5282 | 183.5282 | 734.1127 | 4 | 1 | 5 | G | NBS_EndSuction | 2.5 | 2 | 2.5 | 3 | BranchMin2.5_BranchMax3 | 2.5 | 2 | 3 | 6 | HeaderMin3_HeaderMax6 | 6 | 4 | 8
820 | 28 | 025-070-4P-1HP | NBS_025-070_4P_1HP_4.65_SS | 183.5282 | 183.5282 | 734.1127 | 4 | 1 | 5 | G | NBS_EndSuction | 2.5 | 2 | 2.5 | 3 | BranchMin2.5_BranchMax3 | 3 | 2 | 3 | 6 | HeaderMin3_HeaderMax6 | 3 | 4 | 8 | [11 empty] | INVALID
820 | 28 | 025-070-4P-1HP | NBS_025-070_4P_1HP_4.65_SS | 183.5282 | 183.5282 | 734.1127 | 4 | 1 | 5 | G | NBS_EndSuction | 2.5 | 2 | 2.5 | 3 | BranchMin2.5_BranchMax3 | 3 | 2 | 3 | 6 | HeaderMin3_HeaderMax6 | 4 | 4 | 8
820 | 28 | 025-070-4P-1HP | NBS_025-070_4P_1HP_4.65_SS | 183.5282 | 183.5282 | 734.1127 | 4 | 1 | 5 | G | NBS_EndSuction | 2.5 | 2 | 2.5 | 3 | BranchMin2.5_BranchMax3 | 3 | 2 | 3 | 6 | HeaderMin3_HeaderMax6 | 5 | 4 | 8
820 | 28 | 025-070-4P-1HP | NBS_025-070_4P_1HP_4.65_SS | 183.5282 | 183.5282 | 734.1127 | 4 | 1 | 5 | G | NBS_EndSuction | 2.5 | 2 | 2.5 | 3 | BranchMin2.5_BranchMax3 | 3 | 2 | 3 | 6 | HeaderMin3_HeaderMax6 | 6 | 4 | 8
821 | 29 | 025-070-4P-1pt5HP | NBS_025-070_4P_1.5HP_5.28_SS | 235.9056 | 235.9056 | 943.6226 | 4 | 1 | 5 | G | NBS_EndSuction | 2.5 | 2 | 2.5 | 4 | BranchMin2.5_BranchMax4 | 2.5 | 3 | 3 | 6 | HeaderMin3_HeaderMax6 | 3 | 4 | 12
821 | 29 | 025-070-4P-1pt5HP | NBS_025-070_4P_1.5HP_5.28_SS | 235.9056 | 235.9056 | 943.6226 | 4 | 1 | 5 | G | NBS_EndSuction | 2.5 | 2 | 2.5 | 4 | BranchMin2.5_BranchMax4 | 2.5 | 3 | 3 | 6 | HeaderMin3_HeaderMax6 | 4 | 4 | 12
821 | 29 | 025-070-4P-1pt5HP | NBS_025-070_4P_1.5HP_5.28_SS | 235.9056 | 235.9056 | 943.6226 | 4 | 1 | 5 | G | NBS_EndSuction | 2.5 | 2 | 2.5 | 4 | BranchMin2.5_BranchMax4 | 2.5 | 3 | 3 | 6 | HeaderMin3_HeaderMax6 | 5 | 4 | 12
821 | 29 | 025-070-4P-1pt5HP | NBS_025-070_4P_1.5HP_5.28_SS | 235.9056 | 235.9056 | 943.6226 | 4 | 1 | 5 | G | NBS_EndSuction | 2.5 | 2 | 2.5 | 4 | BranchMin2.5_BranchMax4 | 2.5 | 3 | 3 | 6 | HeaderMin3_HeaderMax6 | 6 | 4 | 12
821 | 29 | 025-070-4P-1pt5HP | NBS_025-070_4P_1.5HP_5.28_SS | 235.9056 | 235.9056 | 943.6226 | 4 | 1 | 5 | G | NBS_EndSuction | 2.5 | 2 | 2.5 | 4 | BranchMin2.5_BranchMax4 | 3 | 3 | 3 | 6 | HeaderMin3_HeaderMax6 | 3 | 4 | 12 | [11 empty] | INVALID
821 | 29 | 025-070-4P-1pt5HP | NBS_025-070_4P_1.5HP_5.28_SS | 235.9056 | 235.9056 | 943.6226 | 4 | 1 | 5 | G | NBS_EndSuction | 2.5 | 2 | 2.5 | 4 | BranchMin2.5_BranchMax4 | 3 | 3 | 3 | 6 | HeaderMin3_HeaderMax6 | 4 | 4 | 12
821 | 29 | 025-070-4P-1pt5HP | NBS_025-070_4P_1.5HP_5.28_SS | 235.9056 | 235.9056 | 943.6226 | 4 | 1 | 5 | G | NBS_EndSuction | 2.5 | 2 | 2.5 | 4 | BranchMin2.5_BranchMax4 | 3 | 3 | 3 | 6 | HeaderMin3_HeaderMax6 | 5 | 4 | 12
821 | 29 | 025-070-4P-1pt5HP | NBS_025-070_4P_1.5HP_5.28_SS | 235.9056 | 235.9056 | 943.6226 | 4 | 1 | 5 | G | NBS_EndSuction | 2.5 | 2 | 2.5 | 4 | BranchMin2.5_BranchMax4 | 3 | 3 | 3 | 6 | HeaderMin3_HeaderMax6 | 6 | 4 | 12
821 | 29 | 025-070-4P-1pt5HP | NBS_025-070_4P_1.5HP_5.28_SS | 235.9056 | 235.9056 | 943.6226 | 4 | 1 | 5 | G | NBS_EndSuction | 2.5 | 2 | 2.5 | 4 | BranchMin2.5_BranchMax4 | 4 | 3 | 3 | 6 | HeaderMin3_HeaderMax6 | 3 | 4 | 12 | [11 empty] | INVALID
821 | 29 | 025-070-4P-1pt5HP | NBS_025-070_4P_1.5HP_5.28_SS | 235.9056 | 235.9056 | 943.6226 | 4 | 1 | 5 | G | NBS_EndSuction | 2.5 | 2 | 2.5 | 4 | BranchMin2.5_BranchMax4 | 4 | 3 | 3 | 6 | HeaderMin3_HeaderMax6 | 4 | 4 | 12 | [11 empty] | INVALID
821 | 29 | 025-070-4P-1pt5HP | NBS_025-070_4P_1.5HP_5.28_SS | 235.9056 | 235.9056 | 943.6226 | 4 | 1 | 5 | G | NBS_EndSuction | 2.5 | 2 | 2.5 | 4 | BranchMin2.5_BranchMax4 | 4 | 3 | 3 | 6 | HeaderMin3_HeaderMax6 | 5 | 4 | 12
821 | 29 | 025-070-4P-1pt5HP | NBS_025-070_4P_1.5HP_5.28_SS | 235.9056 | 235.9056 | 943.6226 | 4 | 1 | 5 | G | NBS_EndSuction | 2.5 | 2 | 2.5 | 4 | BranchMin2.5_BranchMax4 | 4 | 3 | 3 | 6 | HeaderMin3_HeaderMax6 | 6 | 4 | 12
822 | 30 | 025-070-4P-2HP | NBS_025-070_4P_2HP_5.83_SS | 254.5738 | 254.5738 | 1018.2952 | 4 | 1 | 5 | G | NBS_EndSuction | 2.5 | 2 | 2.5 | 4 | BranchMin2.5_BranchMax4 | 2.5 | 3 | 3 | 8 | HeaderMin3_HeaderMax8 | 3 | 5 | 15
822 | 30 | 025-070-4P-2HP | NBS_025-070_4P_2HP_5.83_SS | 254.5738 | 254.5738 | 1018.2952 | 4 | 1 | 5 | G | NBS_EndSuction | 2.5 | 2 | 2.5 | 4 | BranchMin2.5_BranchMax4 | 2.5 | 3 | 3 | 8 | HeaderMin3_HeaderMax8 | 4 | 5 | 15
822 | 30 | 025-070-4P-2HP | NBS_025-070_4P_2HP_5.83_SS | 254.5738 | 254.5738 | 1018.2952 | 4 | 1 | 5 | G | NBS_EndSuction | 2.5 | 2 | 2.5 | 4 | BranchMin2.5_BranchMax4 | 2.5 | 3 | 3 | 8 | HeaderMin3_HeaderMax8 | 5 | 5 | 15
822 | 30 | 025-070-4P-2HP | NBS_025-070_4P_2HP_5.83_SS | 254.5738 | 254.5738 | 1018.2952 | 4 | 1 | 5 | G | NBS_EndSuction | 2.5 | 2 | 2.5 | 4 | BranchMin2.5_BranchMax4 | 2.5 | 3 | 3 | 8 | HeaderMin3_HeaderMax8 | 6 | 5 | 15
822 | 30 | 025-070-4P-2HP | NBS_025-070_4P_2HP_5.83_SS | 254.5738 | 254.5738 | 1018.2952 | 4 | 1 | 5 | G | NBS_EndSuction | 2.5 | 2 | 2.5 | 4 | BranchMin2.5_BranchMax4 | 2.5 | 3 | 3 | 8 | HeaderMin3_HeaderMax8 | 8 | 5 | 15
822 | 30 | 025-070-4P-2HP | NBS_025-070_4P_2HP_5.83_SS | 254.5738 | 254.5738 | 1018.2952 | 4 | 1 | 5 | G | NBS_EndSuction | 2.5 | 2 | 2.5 | 4 | BranchMin2.5_BranchMax4 | 3 | 3 | 3 | 8 | HeaderMin3_HeaderMax8 | 3 | 5 | 15 | [11 empty] | INVALID
822 | 30 | 025-070-4P-2HP | NBS_025-070_4P_2HP_5.83_SS | 254.5738 | 254.5738 | 1018.2952 | 4 | 1 | 5 | G | NBS_EndSuction | 2.5 | 2 | 2.5 | 4 | BranchMin2.5_BranchMax4 | 3 | 3 | 3 | 8 | HeaderMin3_HeaderMax8 | 4 | 5 | 15
822 | 30 | 025-070-4P-2HP | NBS_025-070_4P_2HP_5.83_SS | 254.5738 | 254.5738 | 1018.2952 | 4 | 1 | 5 | G | NBS_EndSuction | 2.5 | 2 | 2.5 | 4 | BranchMin2.5_BranchMax4 | 3 | 3 | 3 | 8 | HeaderMin3_HeaderMax8 | 5 | 5 | 15
822 | 30 | 025-070-4P-2HP | NBS_025-070_4P_2HP_5.83_SS | 254.5738 | 254.5738 | 1018.2952 | 4 | 1 | 5 | G | NBS_EndSuction | 2.5 | 2 | 2.5 | 4 | BranchMin2.5_BranchMax4 | 3 | 3 | 3 | 8 | HeaderMin3_HeaderMax8 | 6 | 5 | 15
822 | 30 | 025-070-4P-2HP | NBS_025-070_4P_2HP_5.83_SS | 254.5738 | 254.5738 | 1018.2952 | 4 | 1 | 5 | G | NBS_EndSuction | 2.5 | 2 | 2.5 | 4 | BranchMin2.5_BranchMax4 | 3 | 3 | 3 | 8 | HeaderMin3_HeaderMax8 | 8 | 5 | 15
822 | 30 | 025-070-4P-2HP | NBS_025-070_4P_2HP_5.83_SS | 254.5738 | 254.5738 | 1018.2952 | 4 | 1 | 5 | G | NBS_EndSuction | 2.5 | 2 | 2.5 | 4 | BranchMin2.5_BranchMax4 | 4 | 3 | 3 | 8 | HeaderMin3_HeaderMax8 | 3 | 5 | 15 | [11 empty] | INVALID
822 | 30 | 025-070-4P-2HP | NBS_025-070_4P_2HP_5.83_SS | 254.5738 | 254.5738 | 1018.2952 | 4 | 1 | 5 | G | NBS_EndSuction | 2.5 | 2 | 2.5 | 4 | BranchMin2.5_BranchMax4 | 4 | 3 | 3 | 8 | HeaderMin3_HeaderMax8 | 4 | 5 | 15 | [11 empty] | INVALID
822 | 30 | 025-070-4P-2HP | NBS_025-070_4P_2HP_5.83_SS | 254.5738 | 254.5738 | 1018.2952 | 4 | 1 | 5 | G | NBS_EndSuction | 2.5 | 2 | 2.5 | 4 | BranchMin2.5_BranchMax4 | 4 | 3 | 3 | 8 | HeaderMin3_HeaderMax8 | 5 | 5 | 15
822 | 30 | 025-070-4P-2HP | NBS_025-070_4P_2HP_5.83_SS | 254.5738 | 254.5738 | 1018.2952 | 4 | 1 | 5 | G | NBS_EndSuction | 2.5 | 2 | 2.5 | 4 | BranchMin2.5_BranchMax4 | 4 | 3 | 3 | 8 | HeaderMin3_HeaderMax8 | 6 | 5 | 15
822 | 30 | 025-070-4P-2HP | NBS_025-070_4P_2HP_5.83_SS | 254.5738 | 254.5738 | 1018.2952 | 4 | 1 | 5 | G | NBS_EndSuction | 2.5 | 2 | 2.5 | 4 | BranchMin2.5_BranchMax4 | 4 | 3 | 3 | 8 | HeaderMin3_HeaderMax8 | 8 | 5 | 15
823 | 31 | 025-070-4P-3HP | NBS_025-070_4P_3HP_6.61_SS | 278.649 | 278.649 | 1114.5962 | 4 | 1 | 5 | G | NBS_EndSuction | 2.5 | 2 | 2.5 | 4 | BranchMin2.5_BranchMax4 | 2.5 | 3 | 3 | 8 | HeaderMin3_HeaderMax8 | 3 | 5 | 15
823 | 31 | 025-070-4P-3HP | NBS_025-070_4P_3HP_6.61_SS | 278.649 | 278.649 | 1114.5962 | 4 | 1 | 5 | G | NBS_EndSuction | 2.5 | 2 | 2.5 | 4 | BranchMin2.5_BranchMax4 | 2.5 | 3 | 3 | 8 | HeaderMin3_HeaderMax8 | 4 | 5 | 15
823 | 31 | 025-070-4P-3HP | NBS_025-070_4P_3HP_6.61_SS | 278.649 | 278.649 | 1114.5962 | 4 | 1 | 5 | G | NBS_EndSuction | 2.5 | 2 | 2.5 | 4 | BranchMin2.5_BranchMax4 | 2.5 | 3 | 3 | 8 | HeaderMin3_HeaderMax8 | 5 | 5 | 15
823 | 31 | 025-070-4P-3HP | NBS_025-070_4P_3HP_6.61_SS | 278.649 | 278.649 | 1114.5962 | 4 | 1 | 5 | G | NBS_EndSuction | 2.5 | 2 | 2.5 | 4 | BranchMin2.5_BranchMax4 | 2.5 | 3 | 3 | 8 | HeaderMin3_HeaderMax8 | 6 | 5 | 15
823 | 31 | 025-070-4P-3HP | NBS_025-070_4P_3HP_6.61_SS | 278.649 | 278.649 | 1114.5962 | 4 | 1 | 5 | G | NBS_EndSuction | 2.5 | 2 | 2.5 | 4 | BranchMin2.5_BranchMax4 | 2.5 | 3 | 3 | 8 | HeaderMin3_HeaderMax8 | 8 | 5 | 15
823 | 31 | 025-070-4P-3HP | NBS_025-070_4P_3HP_6.61_SS | 278.649 | 278.649 | 1114.5962 | 4 | 1 | 5 | G | NBS_EndSuction | 2.5 | 2 | 2.5 | 4 | BranchMin2.5_BranchMax4 | 3 | 3 | 3 | 8 | HeaderMin3_HeaderMax8 | 3 | 5 | 15 | [11 empty] | INVALID
823 | 31 | 025-070-4P-3HP | NBS_025-070_4P_3HP_6.61_SS | 278.649 | 278.649 | 1114.5962 | 4 | 1 | 5 | G | NBS_EndSuction | 2.5 | 2 | 2.5 | 4 | BranchMin2.5_BranchMax4 | 3 | 3 | 3 | 8 | HeaderMin3_HeaderMax8 | 4 | 5 | 15
823 | 31 | 025-070-4P-3HP | NBS_025-070_4P_3HP_6.61_SS | 278.649 | 278.649 | 1114.5962 | 4 | 1 | 5 | G | NBS_EndSuction | 2.5 | 2 | 2.5 | 4 | BranchMin2.5_BranchMax4 | 3 | 3 | 3 | 8 | HeaderMin3_HeaderMax8 | 5 | 5 | 15
823 | 31 | 025-070-4P-3HP | NBS_025-070_4P_3HP_6.61_SS | 278.649 | 278.649 | 1114.5962 | 4 | 1 | 5 | G | NBS_EndSuction | 2.5 | 2 | 2.5 | 4 | BranchMin2.5_BranchMax4 | 3 | 3 | 3 | 8 | HeaderMin3_HeaderMax8 | 6 | 5 | 15
823 | 31 | 025-070-4P-3HP | NBS_025-070_4P_3HP_6.61_SS | 278.649 | 278.649 | 1114.5962 | 4 | 1 | 5 | G | NBS_EndSuction | 2.5 | 2 | 2.5 | 4 | BranchMin2.5_BranchMax4 | 3 | 3 | 3 | 8 | HeaderMin3_HeaderMax8 | 8 | 5 | 15
823 | 31 | 025-070-4P-3HP | NBS_025-070_4P_3HP_6.61_SS | 278.649 | 278.649 | 1114.5962 | 4 | 1 | 5 | G | NBS_EndSuction | 2.5 | 2 | 2.5 | 4 | BranchMin2.5_BranchMax4 | 4 | 3 | 3 | 8 | HeaderMin3_HeaderMax8 | 3 | 5 | 15 | [11 empty] | INVALID
823 | 31 | 025-070-4P-3HP | NBS_025-070_4P_3HP_6.61_SS | 278.649 | 278.649 | 1114.5962 | 4 | 1 | 5 | G | NBS_EndSuction | 2.5 | 2 | 2.5 | 4 | BranchMin2.5_BranchMax4 | 4 | 3 | 3 | 8 | HeaderMin3_HeaderMax8 | 4 | 5 | 15 | [11 empty] | INVALID
823 | 31 | 025-070-4P-3HP | NBS_025-070_4P_3HP_6.61_SS | 278.649 | 278.649 | 1114.5962 | 4 | 1 | 5 | G | NBS_EndSuction | 2.5 | 2 | 2.5 | 4 | BranchMin2.5_BranchMax4 | 4 | 3 | 3 | 8 | HeaderMin3_HeaderMax8 | 5 | 5 | 15
823 | 31 | 025-070-4P-3HP | NBS_025-070_4P_3HP_6.61_SS | 278.649 | 278.649 | 1114.5962 | 4 | 1 | 5 | G | NBS_EndSuction | 2.5 | 2 | 2.5 | 4 | BranchMin2.5_BranchMax4 | 4 | 3 | 3 | 8 | HeaderMin3_HeaderMax8 | 6 | 5 | 15
823 | 31 | 025-070-4P-3HP | NBS_025-070_4P_3HP_6.61_SS | 278.649 | 278.649 | 1114.5962 | 4 | 1 | 5 | G | NBS_EndSuction | 2.5 | 2 | 2.5 | 4 | BranchMin2.5_BranchMax4 | 4 | 3 | 3 | 8 | HeaderMin3_HeaderMax8 | 8 | 5 | 15
824 | 32 | 025-070-4P-5HP | NBS_025-070_4P_5HP_6.77_SS | 302.5651 | 302.5651 | 1210.2603 | 4 | 1 | 5 | G | NBS_EndSuction | 2.5 | 2 | 2.5 | 4 | BranchMin2.5_BranchMax4 | 2.5 | 3 | 3 | 8 | HeaderMin3_HeaderMax8 | 3 | 5 | 15
824 | 32 | 025-070-4P-5HP | NBS_025-070_4P_5HP_6.77_SS | 302.5651 | 302.5651 | 1210.2603 | 4 | 1 | 5 | G | NBS_EndSuction | 2.5 | 2 | 2.5 | 4 | BranchMin2.5_BranchMax4 | 2.5 | 3 | 3 | 8 | HeaderMin3_HeaderMax8 | 4 | 5 | 15
824 | 32 | 025-070-4P-5HP | NBS_025-070_4P_5HP_6.77_SS | 302.5651 | 302.5651 | 1210.2603 | 4 | 1 | 5 | G | NBS_EndSuction | 2.5 | 2 | 2.5 | 4 | BranchMin2.5_BranchMax4 | 2.5 | 3 | 3 | 8 | HeaderMin3_HeaderMax8 | 5 | 5 | 15
824 | 32 | 025-070-4P-5HP | NBS_025-070_4P_5HP_6.77_SS | 302.5651 | 302.5651 | 1210.2603 | 4 | 1 | 5 | G | NBS_EndSuction | 2.5 | 2 | 2.5 | 4 | BranchMin2.5_BranchMax4 | 2.5 | 3 | 3 | 8 | HeaderMin3_HeaderMax8 | 6 | 5 | 15
824 | 32 | 025-070-4P-5HP | NBS_025-070_4P_5HP_6.77_SS | 302.5651 | 302.5651 | 1210.2603 | 4 | 1 | 5 | G | NBS_EndSuction | 2.5 | 2 | 2.5 | 4 | BranchMin2.5_BranchMax4 | 2.5 | 3 | 3 | 8 | HeaderMin3_HeaderMax8 | 8 | 5 | 15
824 | 32 | 025-070-4P-5HP | NBS_025-070_4P_5HP_6.77_SS | 302.5651 | 302.5651 | 1210.2603 | 4 | 1 | 5 | G | NBS_EndSuction | 2.5 | 2 | 2.5 | 4 | BranchMin2.5_BranchMax4 | 3 | 3 | 3 | 8 | HeaderMin3_HeaderMax8 | 3 | 5 | 15 | [11 empty] | INVALID
824 | 32 | 025-070-4P-5HP | NBS_025-070_4P_5HP_6.77_SS | 302.5651 | 302.5651 | 1210.2603 | 4 | 1 | 5 | G | NBS_EndSuction | 2.5 | 2 | 2.5 | 4 | BranchMin2.5_BranchMax4 | 3 | 3 | 3 | 8 | HeaderMin3_HeaderMax8 | 4 | 5 | 15
824 | 32 | 025-070-4P-5HP | NBS_025-070_4P_5HP_6.77_SS | 302.5651 | 302.5651 | 1210.2603 | 4 | 1 | 5 | G | NBS_EndSuction | 2.5 | 2 | 2.5 | 4 | BranchMin2.5_BranchMax4 | 3 | 3 | 3 | 8 | HeaderMin3_HeaderMax8 | 5 | 5 | 15
824 | 32 | 025-070-4P-5HP | NBS_025-070_4P_5HP_6.77_SS | 302.5651 | 302.5651 | 1210.2603 | 4 | 1 | 5 | G | NBS_EndSuction | 2.5 | 2 | 2.5 | 4 | BranchMin2.5_BranchMax4 | 3 | 3 | 3 | 8 | HeaderMin3_HeaderMax8 | 6 | 5 | 15
824 | 32 | 025-070-4P-5HP | NBS_025-070_4P_5HP_6.77_SS | 302.5651 | 302.5651 | 1210.2603 | 4 | 1 | 5 | G | NBS_EndSuction | 2.5 | 2 | 2.5 | 4 | BranchMin2.5_BranchMax4 | 3 | 3 | 3 | 8 | HeaderMin3_HeaderMax8 | 8 | 5 | 15
824 | 32 | 025-070-4P-5HP | NBS_025-070_4P_5HP_6.77_SS | 302.5651 | 302.5651 | 1210.2603 | 4 | 1 | 5 | G | NBS_EndSuction | 2.5 | 2 | 2.5 | 4 | BranchMin2.5_BranchMax4 | 4 | 3 | 3 | 8 | HeaderMin3_HeaderMax8 | 3 | 5 | 15 | [11 empty] | INVALID
824 | 32 | 025-070-4P-5HP | NBS_025-070_4P_5HP_6.77_SS | 302.5651 | 302.5651 | 1210.2603 | 4 | 1 | 5 | G | NBS_EndSuction | 2.5 | 2 | 2.5 | 4 | BranchMin2.5_BranchMax4 | 4 | 3 | 3 | 8 | HeaderMin3_HeaderMax8 | 4 | 5 | 15 | [11 empty] | INVALID
824 | 32 | 025-070-4P-5HP | NBS_025-070_4P_5HP_6.77_SS | 302.5651 | 302.5651 | 1210.2603 | 4 | 1 | 5 | G | NBS_EndSuction | 2.5 | 2 | 2.5 | 4 | BranchMin2.5_BranchMax4 | 4 | 3 | 3 | 8 | HeaderMin3_HeaderMax8 | 5 | 5 | 15
824 | 32 | 025-070-4P-5HP | NBS_025-070_4P_5HP_6.77_SS | 302.5651 | 302.5651 | 1210.2603 | 4 | 1 | 5 | G | NBS_EndSuction | 2.5 | 2 | 2.5 | 4 | BranchMin2.5_BranchMax4 | 4 | 3 | 3 | 8 | HeaderMin3_HeaderMax8 | 6 | 5 | 15
824 | 32 | 025-070-4P-5HP | NBS_025-070_4P_5HP_6.77_SS | 302.5651 | 302.5651 | 1210.2603 | 4 | 1 | 5 | G | NBS_EndSuction | 2.5 | 2 | 2.5 | 4 | BranchMin2.5_BranchMax4 | 4 | 3 | 3 | 8 | HeaderMin3_HeaderMax8 | 8 | 5 | 15
825 | 33 | 025-095-4P-3HP | NBS_025-095_4P_3HP_5.98_SS | 278.138 | 278.138 | 1112.5518 | 4 | 1 | 5 | G | NBS_EndSuction | 3 | 2.5 | 3 | 4 | BranchMin3_BranchMax4 | 3 | 2 | 4 | 8 | HeaderMin4_HeaderMax8 | 4 | 4 | 8
825 | 33 | 025-095-4P-3HP | NBS_025-095_4P_3HP_5.98_SS | 278.138 | 278.138 | 1112.5518 | 4 | 1 | 5 | G | NBS_EndSuction | 3 | 2.5 | 3 | 4 | BranchMin3_BranchMax4 | 3 | 2 | 4 | 8 | HeaderMin4_HeaderMax8 | 5 | 4 | 8
825 | 33 | 025-095-4P-3HP | NBS_025-095_4P_3HP_5.98_SS | 278.138 | 278.138 | 1112.5518 | 4 | 1 | 5 | G | NBS_EndSuction | 3 | 2.5 | 3 | 4 | BranchMin3_BranchMax4 | 3 | 2 | 4 | 8 | HeaderMin4_HeaderMax8 | 6 | 4 | 8
825 | 33 | 025-095-4P-3HP | NBS_025-095_4P_3HP_5.98_SS | 278.138 | 278.138 | 1112.5518 | 4 | 1 | 5 | G | NBS_EndSuction | 3 | 2.5 | 3 | 4 | BranchMin3_BranchMax4 | 3 | 2 | 4 | 8 | HeaderMin4_HeaderMax8 | 8 | 4 | 8
825 | 33 | 025-095-4P-3HP | NBS_025-095_4P_3HP_5.98_SS | 278.138 | 278.138 | 1112.5518 | 4 | 1 | 5 | G | NBS_EndSuction | 3 | 2.5 | 3 | 4 | BranchMin3_BranchMax4 | 4 | 2 | 4 | 8 | HeaderMin4_HeaderMax8 | 4 | 4 | 8 | [11 empty] | INVALID
825 | 33 | 025-095-4P-3HP | NBS_025-095_4P_3HP_5.98_SS | 278.138 | 278.138 | 1112.5518 | 4 | 1 | 5 | G | NBS_EndSuction | 3 | 2.5 | 3 | 4 | BranchMin3_BranchMax4 | 4 | 2 | 4 | 8 | HeaderMin4_HeaderMax8 | 5 | 4 | 8
825 | 33 | 025-095-4P-3HP | NBS_025-095_4P_3HP_5.98_SS | 278.138 | 278.138 | 1112.5518 | 4 | 1 | 5 | G | NBS_EndSuction | 3 | 2.5 | 3 | 4 | BranchMin3_BranchMax4 | 4 | 2 | 4 | 8 | HeaderMin4_HeaderMax8 | 6 | 4 | 8
825 | 33 | 025-095-4P-3HP | NBS_025-095_4P_3HP_5.98_SS | 278.138 | 278.138 | 1112.5518 | 4 | 1 | 5 | G | NBS_EndSuction | 3 | 2.5 | 3 | 4 | BranchMin3_BranchMax4 | 4 | 2 | 4 | 8 | HeaderMin4_HeaderMax8 | 8 | 4 | 8
826 | 34 | 025-095-4P-5HP | NBS_025-095_4P_5HP_7.17_SS | 343.952 | 343.952 | 1375.8081 | 4 | 1 | 5 | G | NBS_EndSuction | 3 | 2.5 | 3 | 4 | BranchMin3_BranchMax4 | 3 | 2 | 4 | 8 | HeaderMin4_HeaderMax8 | 4 | 4 | 8
826 | 34 | 025-095-4P-5HP | NBS_025-095_4P_5HP_7.17_SS | 343.952 | 343.952 | 1375.8081 | 4 | 1 | 5 | G | NBS_EndSuction | 3 | 2.5 | 3 | 4 | BranchMin3_BranchMax4 | 3 | 2 | 4 | 8 | HeaderMin4_HeaderMax8 | 5 | 4 | 8
826 | 34 | 025-095-4P-5HP | NBS_025-095_4P_5HP_7.17_SS | 343.952 | 343.952 | 1375.8081 | 4 | 1 | 5 | G | NBS_EndSuction | 3 | 2.5 | 3 | 4 | BranchMin3_BranchMax4 | 3 | 2 | 4 | 8 | HeaderMin4_HeaderMax8 | 6 | 4 | 8
826 | 34 | 025-095-4P-5HP | NBS_025-095_4P_5HP_7.17_SS | 343.952 | 343.952 | 1375.8081 | 4 | 1 | 5 | G | NBS_EndSuction | 3 | 2.5 | 3 | 4 | BranchMin3_BranchMax4 | 3 | 2 | 4 | 8 | HeaderMin4_HeaderMax8 | 8 | 4 | 8
826 | 34 | 025-095-4P-5HP | NBS_025-095_4P_5HP_7.17_SS | 343.952 | 343.952 | 1375.8081 | 4 | 1 | 5 | G | NBS_EndSuction | 3 | 2.5 | 3 | 4 | BranchMin3_BranchMax4 | 4 | 2 | 4 | 8 | HeaderMin4_HeaderMax8 | 4 | 4 | 8 | [11 empty] | INVALID
826 | 34 | 025-095-4P-5HP | NBS_025-095_4P_5HP_7.17_SS | 343.952 | 343.952 | 1375.8081 | 4 | 1 | 5 | G | NBS_EndSuction | 3 | 2.5 | 3 | 4 | BranchMin3_BranchMax4 | 4 | 2 | 4 | 8 | HeaderMin4_HeaderMax8 | 5 | 4 | 8
826 | 34 | 025-095-4P-5HP | NBS_025-095_4P_5HP_7.17_SS | 343.952 | 343.952 | 1375.8081 | 4 | 1 | 5 | G | NBS_EndSuction | 3 | 2.5 | 3 | 4 | BranchMin3_BranchMax4 | 4 | 2 | 4 | 8 | HeaderMin4_HeaderMax8 | 6 | 4 | 8
826 | 34 | 025-095-4P-5HP | NBS_025-095_4P_5HP_7.17_SS | 343.952 | 343.952 | 1375.8081 | 4 | 1 | 5 | G | NBS_EndSuction | 3 | 2.5 | 3 | 4 | BranchMin3_BranchMax4 | 4 | 2 | 4 | 8 | HeaderMin4_HeaderMax8 | 8 | 4 | 8
827 | 35 | 025-095-4P-7pt5HP | NBS_025-095_4P_7.5HP_8.43_SS | 398.9817 | 398.9817 | 1595.9268 | 4 | 1 | 5 | G | NBS_EndSuction | 3 | 2.5 | 3 | 4 | BranchMin3_BranchMax4 | 3 | 2 | 4 | 8 | HeaderMin4_HeaderMax8 | 4 | 4 | 8
827 | 35 | 025-095-4P-7pt5HP | NBS_025-095_4P_7.5HP_8.43_SS | 398.9817 | 398.9817 | 1595.9268 | 4 | 1 | 5 | G | NBS_EndSuction | 3 | 2.5 | 3 | 4 | BranchMin3_BranchMax4 | 3 | 2 | 4 | 8 | HeaderMin4_HeaderMax8 | 5 | 4 | 8
827 | 35 | 025-095-4P-7pt5HP | NBS_025-095_4P_7.5HP_8.43_SS | 398.9817 | 398.9817 | 1595.9268 | 4 | 1 | 5 | G | NBS_EndSuction | 3 | 2.5 | 3 | 4 | BranchMin3_BranchMax4 | 3 | 2 | 4 | 8 | HeaderMin4_HeaderMax8 | 6 | 4 | 8
827 | 35 | 025-095-4P-7pt5HP | NBS_025-095_4P_7.5HP_8.43_SS | 398.9817 | 398.9817 | 1595.9268 | 4 | 1 | 5 | G | NBS_EndSuction | 3 | 2.5 | 3 | 4 | BranchMin3_BranchMax4 | 3 | 2 | 4 | 8 | HeaderMin4_HeaderMax8 | 8 | 4 | 8
827 | 35 | 025-095-4P-7pt5HP | NBS_025-095_4P_7.5HP_8.43_SS | 398.9817 | 398.9817 | 1595.9268 | 4 | 1 | 5 | G | NBS_EndSuction | 3 | 2.5 | 3 | 4 | BranchMin3_BranchMax4 | 4 | 2 | 4 | 8 | HeaderMin4_HeaderMax8 | 4 | 4 | 8 | [11 empty] | INVALID
827 | 35 | 025-095-4P-7pt5HP | NBS_025-095_4P_7.5HP_8.43_SS | 398.9817 | 398.9817 | 1595.9268 | 4 | 1 | 5 | G | NBS_EndSuction | 3 | 2.5 | 3 | 4 | BranchMin3_BranchMax4 | 4 | 2 | 4 | 8 | HeaderMin4_HeaderMax8 | 5 | 4 | 8
827 | 35 | 025-095-4P-7pt5HP | NBS_025-095_4P_7.5HP_8.43_SS | 398.9817 | 398.9817 | 1595.9268 | 4 | 1 | 5 | G | NBS_EndSuction | 3 | 2.5 | 3 | 4 | BranchMin3_BranchMax4 | 4 | 2 | 4 | 8 | HeaderMin4_HeaderMax8 | 6 | 4 | 8
827 | 35 | 025-095-4P-7pt5HP | NBS_025-095_4P_7.5HP_8.43_SS | 398.9817 | 398.9817 | 1595.9268 | 4 | 1 | 5 | G | NBS_EndSuction | 3 | 2.5 | 3 | 4 | BranchMin3_BranchMax4 | 4 | 2 | 4 | 8 | HeaderMin4_HeaderMax8 | 8 | 4 | 8
828 | 36 | 025-095-4P-10HP | NBS_025-095_4P_10HP_9.53_SS | 427.0782 | 427.0782 | 1708.3126 | 4 | 1 | 5 | G | NBS_EndSuction | 3 | 2.5 | 3 | 5 | BranchMin3_BranchMax5 | 3 | 3 | 4 | 10 | HeaderMin4_HeaderMax10 | 4 | 5 | 15
828 | 36 | 025-095-4P-10HP | NBS_025-095_4P_10HP_9.53_SS | 427.0782 | 427.0782 | 1708.3126 | 4 | 1 | 5 | G | NBS_EndSuction | 3 | 2.5 | 3 | 5 | BranchMin3_BranchMax5 | 3 | 3 | 4 | 10 | HeaderMin4_HeaderMax10 | 5 | 5 | 15
828 | 36 | 025-095-4P-10HP | NBS_025-095_4P_10HP_9.53_SS | 427.0782 | 427.0782 | 1708.3126 | 4 | 1 | 5 | G | NBS_EndSuction | 3 | 2.5 | 3 | 5 | BranchMin3_BranchMax5 | 3 | 3 | 4 | 10 | HeaderMin4_HeaderMax10 | 6 | 5 | 15
828 | 36 | 025-095-4P-10HP | NBS_025-095_4P_10HP_9.53_SS | 427.0782 | 427.0782 | 1708.3126 | 4 | 1 | 5 | G | NBS_EndSuction | 3 | 2.5 | 3 | 5 | BranchMin3_BranchMax5 | 3 | 3 | 4 | 10 | HeaderMin4_HeaderMax10 | 8 | 5 | 15
828 | 36 | 025-095-4P-10HP | NBS_025-095_4P_10HP_9.53_SS | 427.0782 | 427.0782 | 1708.3126 | 4 | 1 | 5 | G | NBS_EndSuction | 3 | 2.5 | 3 | 5 | BranchMin3_BranchMax5 | 3 | 3 | 4 | 10 | HeaderMin4_HeaderMax10 | 10 | 5 | 15
828 | 36 | 025-095-4P-10HP | NBS_025-095_4P_10HP_9.53_SS | 427.0782 | 427.0782 | 1708.3126 | 4 | 1 | 5 | G | NBS_EndSuction | 3 | 2.5 | 3 | 5 | BranchMin3_BranchMax5 | 4 | 3 | 4 | 10 | HeaderMin4_HeaderMax10 | 4 | 5 | 15 | [11 empty] | INVALID
828 | 36 | 025-095-4P-10HP | NBS_025-095_4P_10HP_9.53_SS | 427.0782 | 427.0782 | 1708.3126 | 4 | 1 | 5 | G | NBS_EndSuction | 3 | 2.5 | 3 | 5 | BranchMin3_BranchMax5 | 4 | 3 | 4 | 10 | HeaderMin4_HeaderMax10 | 5 | 5 | 15
828 | 36 | 025-095-4P-10HP | NBS_025-095_4P_10HP_9.53_SS | 427.0782 | 427.0782 | 1708.3126 | 4 | 1 | 5 | G | NBS_EndSuction | 3 | 2.5 | 3 | 5 | BranchMin3_BranchMax5 | 4 | 3 | 4 | 10 | HeaderMin4_HeaderMax10 | 6 | 5 | 15
828 | 36 | 025-095-4P-10HP | NBS_025-095_4P_10HP_9.53_SS | 427.0782 | 427.0782 | 1708.3126 | 4 | 1 | 5 | G | NBS_EndSuction | 3 | 2.5 | 3 | 5 | BranchMin3_BranchMax5 | 4 | 3 | 4 | 10 | HeaderMin4_HeaderMax10 | 8 | 5 | 15
828 | 36 | 025-095-4P-10HP | NBS_025-095_4P_10HP_9.53_SS | 427.0782 | 427.0782 | 1708.3126 | 4 | 1 | 5 | G | NBS_EndSuction | 3 | 2.5 | 3 | 5 | BranchMin3_BranchMax5 | 4 | 3 | 4 | 10 | HeaderMin4_HeaderMax10 | 10 | 5 | 15
828 | 36 | 025-095-4P-10HP | NBS_025-095_4P_10HP_9.53_SS | 427.0782 | 427.0782 | 1708.3126 | 4 | 1 | 5 | G | NBS_EndSuction | 3 | 2.5 | 3 | 5 | BranchMin3_BranchMax5 | 5 | 3 | 4 | 10 | HeaderMin4_HeaderMax10 | 4 | 5 | 15 | [11 empty] | INVALID
828 | 36 | 025-095-4P-10HP | NBS_025-095_4P_10HP_9.53_SS | 427.0782 | 427.0782 | 1708.3126 | 4 | 1 | 5 | G | NBS_EndSuction | 3 | 2.5 | 3 | 5 | BranchMin3_BranchMax5 | 5 | 3 | 4 | 10 | HeaderMin4_HeaderMax10 | 5 | 5 | 15 | [11 empty] | INVALID
828 | 36 | 025-095-4P-10HP | NBS_025-095_4P_10HP_9.53_SS | 427.0782 | 427.0782 | 1708.3126 | 4 | 1 | 5 | G | NBS_EndSuction | 3 | 2.5 | 3 | 5 | BranchMin3_BranchMax5 | 5 | 3 | 4 | 10 | HeaderMin4_HeaderMax10 | 6 | 5 | 15
828 | 36 | 025-095-4P-10HP | NBS_025-095_4P_10HP_9.53_SS | 427.0782 | 427.0782 | 1708.3126 | 4 | 1 | 5 | G | NBS_EndSuction | 3 | 2.5 | 3 | 5 | BranchMin3_BranchMax5 | 5 | 3 | 4 | 10 | HeaderMin4_HeaderMax10 | 8 | 5 | 15
828 | 36 | 025-095-4P-10HP | NBS_025-095_4P_10HP_9.53_SS | 427.0782 | 427.0782 | 1708.3126 | 4 | 1 | 5 | G | NBS_EndSuction | 3 | 2.5 | 3 | 5 | BranchMin3_BranchMax5 | 5 | 3 | 4 | 10 | HeaderMin4_HeaderMax10 | 10 | 5 | 15
829 | 37 | 025-110-4P-7pt5HP | NBS_025-110_4P_7.5HP_8.58_SS | 374.2437 | 374.2437 | 1496.975 | 4 | 1 | 5 | G | NBS_EndSuction | 3 | 2.5 | 3 | 4 | BranchMin3_BranchMax4 | 3 | 2 | 4 | 8 | HeaderMin4_HeaderMax8 | 4 | 4 | 8
829 | 37 | 025-110-4P-7pt5HP | NBS_025-110_4P_7.5HP_8.58_SS | 374.2437 | 374.2437 | 1496.975 | 4 | 1 | 5 | G | NBS_EndSuction | 3 | 2.5 | 3 | 4 | BranchMin3_BranchMax4 | 3 | 2 | 4 | 8 | HeaderMin4_HeaderMax8 | 5 | 4 | 8
829 | 37 | 025-110-4P-7pt5HP | NBS_025-110_4P_7.5HP_8.58_SS | 374.2437 | 374.2437 | 1496.975 | 4 | 1 | 5 | G | NBS_EndSuction | 3 | 2.5 | 3 | 4 | BranchMin3_BranchMax4 | 3 | 2 | 4 | 8 | HeaderMin4_HeaderMax8 | 6 | 4 | 8
829 | 37 | 025-110-4P-7pt5HP | NBS_025-110_4P_7.5HP_8.58_SS | 374.2437 | 374.2437 | 1496.975 | 4 | 1 | 5 | G | NBS_EndSuction | 3 | 2.5 | 3 | 4 | BranchMin3_BranchMax4 | 3 | 2 | 4 | 8 | HeaderMin4_HeaderMax8 | 8 | 4 | 8
829 | 37 | 025-110-4P-7pt5HP | NBS_025-110_4P_7.5HP_8.58_SS | 374.2437 | 374.2437 | 1496.975 | 4 | 1 | 5 | G | NBS_EndSuction | 3 | 2.5 | 3 | 4 | BranchMin3_BranchMax4 | 4 | 2 | 4 | 8 | HeaderMin4_HeaderMax8 | 4 | 4 | 8 | [11 empty] | INVALID
829 | 37 | 025-110-4P-7pt5HP | NBS_025-110_4P_7.5HP_8.58_SS | 374.2437 | 374.2437 | 1496.975 | 4 | 1 | 5 | G | NBS_EndSuction | 3 | 2.5 | 3 | 4 | BranchMin3_BranchMax4 | 4 | 2 | 4 | 8 | HeaderMin4_HeaderMax8 | 5 | 4 | 8
829 | 37 | 025-110-4P-7pt5HP | NBS_025-110_4P_7.5HP_8.58_SS | 374.2437 | 374.2437 | 1496.975 | 4 | 1 | 5 | G | NBS_EndSuction | 3 | 2.5 | 3 | 4 | BranchMin3_BranchMax4 | 4 | 2 | 4 | 8 | HeaderMin4_HeaderMax8 | 6 | 4 | 8
829 | 37 | 025-110-4P-7pt5HP | NBS_025-110_4P_7.5HP_8.58_SS | 374.2437 | 374.2437 | 1496.975 | 4 | 1 | 5 | G | NBS_EndSuction | 3 | 2.5 | 3 | 4 | BranchMin3_BranchMax4 | 4 | 2 | 4 | 8 | HeaderMin4_HeaderMax8 | 8 | 4 | 8
830 | 38 | 025-110-4P-10HP | NBS_025-110_4P_10HP_9.45_SS | 422.9151 | 422.9151 | 1691.6605 | 4 | 1 | 5 | G | NBS_EndSuction | 3 | 2.5 | 3 | 5 | BranchMin3_BranchMax5 | 3 | 3 | 4 | 10 | HeaderMin4_HeaderMax10 | 4 | 5 | 15
830 | 38 | 025-110-4P-10HP | NBS_025-110_4P_10HP_9.45_SS | 422.9151 | 422.9151 | 1691.6605 | 4 | 1 | 5 | G | NBS_EndSuction | 3 | 2.5 | 3 | 5 | BranchMin3_BranchMax5 | 3 | 3 | 4 | 10 | HeaderMin4_HeaderMax10 | 5 | 5 | 15
830 | 38 | 025-110-4P-10HP | NBS_025-110_4P_10HP_9.45_SS | 422.9151 | 422.9151 | 1691.6605 | 4 | 1 | 5 | G | NBS_EndSuction | 3 | 2.5 | 3 | 5 | BranchMin3_BranchMax5 | 3 | 3 | 4 | 10 | HeaderMin4_HeaderMax10 | 6 | 5 | 15
830 | 38 | 025-110-4P-10HP | NBS_025-110_4P_10HP_9.45_SS | 422.9151 | 422.9151 | 1691.6605 | 4 | 1 | 5 | G | NBS_EndSuction | 3 | 2.5 | 3 | 5 | BranchMin3_BranchMax5 | 3 | 3 | 4 | 10 | HeaderMin4_HeaderMax10 | 8 | 5 | 15
830 | 38 | 025-110-4P-10HP | NBS_025-110_4P_10HP_9.45_SS | 422.9151 | 422.9151 | 1691.6605 | 4 | 1 | 5 | G | NBS_EndSuction | 3 | 2.5 | 3 | 5 | BranchMin3_BranchMax5 | 3 | 3 | 4 | 10 | HeaderMin4_HeaderMax10 | 10 | 5 | 15
830 | 38 | 025-110-4P-10HP | NBS_025-110_4P_10HP_9.45_SS | 422.9151 | 422.9151 | 1691.6605 | 4 | 1 | 5 | G | NBS_EndSuction | 3 | 2.5 | 3 | 5 | BranchMin3_BranchMax5 | 4 | 3 | 4 | 10 | HeaderMin4_HeaderMax10 | 4 | 5 | 15 | [11 empty] | INVALID
830 | 38 | 025-110-4P-10HP | NBS_025-110_4P_10HP_9.45_SS | 422.9151 | 422.9151 | 1691.6605 | 4 | 1 | 5 | G | NBS_EndSuction | 3 | 2.5 | 3 | 5 | BranchMin3_BranchMax5 | 4 | 3 | 4 | 10 | HeaderMin4_HeaderMax10 | 5 | 5 | 15
830 | 38 | 025-110-4P-10HP | NBS_025-110_4P_10HP_9.45_SS | 422.9151 | 422.9151 | 1691.6605 | 4 | 1 | 5 | G | NBS_EndSuction | 3 | 2.5 | 3 | 5 | BranchMin3_BranchMax5 | 4 | 3 | 4 | 10 | HeaderMin4_HeaderMax10 | 6 | 5 | 15
830 | 38 | 025-110-4P-10HP | NBS_025-110_4P_10HP_9.45_SS | 422.9151 | 422.9151 | 1691.6605 | 4 | 1 | 5 | G | NBS_EndSuction | 3 | 2.5 | 3 | 5 | BranchMin3_BranchMax5 | 4 | 3 | 4 | 10 | HeaderMin4_HeaderMax10 | 8 | 5 | 15
830 | 38 | 025-110-4P-10HP | NBS_025-110_4P_10HP_9.45_SS | 422.9151 | 422.9151 | 1691.6605 | 4 | 1 | 5 | G | NBS_EndSuction | 3 | 2.5 | 3 | 5 | BranchMin3_BranchMax5 | 4 | 3 | 4 | 10 | HeaderMin4_HeaderMax10 | 10 | 5 | 15
830 | 38 | 025-110-4P-10HP | NBS_025-110_4P_10HP_9.45_SS | 422.9151 | 422.9151 | 1691.6605 | 4 | 1 | 5 | G | NBS_EndSuction | 3 | 2.5 | 3 | 5 | BranchMin3_BranchMax5 | 5 | 3 | 4 | 10 | HeaderMin4_HeaderMax10 | 4 | 5 | 15 | [11 empty] | INVALID
830 | 38 | 025-110-4P-10HP | NBS_025-110_4P_10HP_9.45_SS | 422.9151 | 422.9151 | 1691.6605 | 4 | 1 | 5 | G | NBS_EndSuction | 3 | 2.5 | 3 | 5 | BranchMin3_BranchMax5 | 5 | 3 | 4 | 10 | HeaderMin4_HeaderMax10 | 5 | 5 | 15 | [11 empty] | INVALID
830 | 38 | 025-110-4P-10HP | NBS_025-110_4P_10HP_9.45_SS | 422.9151 | 422.9151 | 1691.6605 | 4 | 1 | 5 | G | NBS_EndSuction | 3 | 2.5 | 3 | 5 | BranchMin3_BranchMax5 | 5 | 3 | 4 | 10 | HeaderMin4_HeaderMax10 | 6 | 5 | 15
830 | 38 | 025-110-4P-10HP | NBS_025-110_4P_10HP_9.45_SS | 422.9151 | 422.9151 | 1691.6605 | 4 | 1 | 5 | G | NBS_EndSuction | 3 | 2.5 | 3 | 5 | BranchMin3_BranchMax5 | 5 | 3 | 4 | 10 | HeaderMin4_HeaderMax10 | 8 | 5 | 15
830 | 38 | 025-110-4P-10HP | NBS_025-110_4P_10HP_9.45_SS | 422.9151 | 422.9151 | 1691.6605 | 4 | 1 | 5 | G | NBS_EndSuction | 3 | 2.5 | 3 | 5 | BranchMin3_BranchMax5 | 5 | 3 | 4 | 10 | HeaderMin4_HeaderMax10 | 10 | 5 | 15
831 | 39 | 025-110-4P-15HP | NBS_025-110_4P_15HP_11.02_SS | 479.4087 | 479.4087 | 1917.6347 | 4 | 1 | 5 | G | NBS_EndSuction | 3 | 2.5 | 3 | 5 | BranchMin3_BranchMax5 | 3 | 3 | 4 | 10 | HeaderMin4_HeaderMax10 | 4 | 5 | 15
831 | 39 | 025-110-4P-15HP | NBS_025-110_4P_15HP_11.02_SS | 479.4087 | 479.4087 | 1917.6347 | 4 | 1 | 5 | G | NBS_EndSuction | 3 | 2.5 | 3 | 5 | BranchMin3_BranchMax5 | 3 | 3 | 4 | 10 | HeaderMin4_HeaderMax10 | 5 | 5 | 15
831 | 39 | 025-110-4P-15HP | NBS_025-110_4P_15HP_11.02_SS | 479.4087 | 479.4087 | 1917.6347 | 4 | 1 | 5 | G | NBS_EndSuction | 3 | 2.5 | 3 | 5 | BranchMin3_BranchMax5 | 3 | 3 | 4 | 10 | HeaderMin4_HeaderMax10 | 6 | 5 | 15
831 | 39 | 025-110-4P-15HP | NBS_025-110_4P_15HP_11.02_SS | 479.4087 | 479.4087 | 1917.6347 | 4 | 1 | 5 | G | NBS_EndSuction | 3 | 2.5 | 3 | 5 | BranchMin3_BranchMax5 | 3 | 3 | 4 | 10 | HeaderMin4_HeaderMax10 | 8 | 5 | 15
831 | 39 | 025-110-4P-15HP | NBS_025-110_4P_15HP_11.02_SS | 479.4087 | 479.4087 | 1917.6347 | 4 | 1 | 5 | G | NBS_EndSuction | 3 | 2.5 | 3 | 5 | BranchMin3_BranchMax5 | 3 | 3 | 4 | 10 | HeaderMin4_HeaderMax10 | 10 | 5 | 15
831 | 39 | 025-110-4P-15HP | NBS_025-110_4P_15HP_11.02_SS | 479.4087 | 479.4087 | 1917.6347 | 4 | 1 | 5 | G | NBS_EndSuction | 3 | 2.5 | 3 | 5 | BranchMin3_BranchMax5 | 4 | 3 | 4 | 10 | HeaderMin4_HeaderMax10 | 4 | 5 | 15 | [11 empty] | INVALID
831 | 39 | 025-110-4P-15HP | NBS_025-110_4P_15HP_11.02_SS | 479.4087 | 479.4087 | 1917.6347 | 4 | 1 | 5 | G | NBS_EndSuction | 3 | 2.5 | 3 | 5 | BranchMin3_BranchMax5 | 4 | 3 | 4 | 10 | HeaderMin4_HeaderMax10 | 5 | 5 | 15
831 | 39 | 025-110-4P-15HP | NBS_025-110_4P_15HP_11.02_SS | 479.4087 | 479.4087 | 1917.6347 | 4 | 1 | 5 | G | NBS_EndSuction | 3 | 2.5 | 3 | 5 | BranchMin3_BranchMax5 | 4 | 3 | 4 | 10 | HeaderMin4_HeaderMax10 | 6 | 5 | 15
831 | 39 | 025-110-4P-15HP | NBS_025-110_4P_15HP_11.02_SS | 479.4087 | 479.4087 | 1917.6347 | 4 | 1 | 5 | G | NBS_EndSuction | 3 | 2.5 | 3 | 5 | BranchMin3_BranchMax5 | 4 | 3 | 4 | 10 | HeaderMin4_HeaderMax10 | 8 | 5 | 15
831 | 39 | 025-110-4P-15HP | NBS_025-110_4P_15HP_11.02_SS | 479.4087 | 479.4087 | 1917.6347 | 4 | 1 | 5 | G | NBS_EndSuction | 3 | 2.5 | 3 | 5 | BranchMin3_BranchMax5 | 4 | 3 | 4 | 10 | HeaderMin4_HeaderMax10 | 10 | 5 | 15
831 | 39 | 025-110-4P-15HP | NBS_025-110_4P_15HP_11.02_SS | 479.4087 | 479.4087 | 1917.6347 | 4 | 1 | 5 | G | NBS_EndSuction | 3 | 2.5 | 3 | 5 | BranchMin3_BranchMax5 | 5 | 3 | 4 | 10 | HeaderMin4_HeaderMax10 | 4 | 5 | 15 | [11 empty] | INVALID
831 | 39 | 025-110-4P-15HP | NBS_025-110_4P_15HP_11.02_SS | 479.4087 | 479.4087 | 1917.6347 | 4 | 1 | 5 | G | NBS_EndSuction | 3 | 2.5 | 3 | 5 | BranchMin3_BranchMax5 | 5 | 3 | 4 | 10 | HeaderMin4_HeaderMax10 | 5 | 5 | 15 | [11 empty] | INVALID
831 | 39 | 025-110-4P-15HP | NBS_025-110_4P_15HP_11.02_SS | 479.4087 | 479.4087 | 1917.6347 | 4 | 1 | 5 | G | NBS_EndSuction | 3 | 2.5 | 3 | 5 | BranchMin3_BranchMax5 | 5 | 3 | 4 | 10 | HeaderMin4_HeaderMax10 | 6 | 5 | 15
831 | 39 | 025-110-4P-15HP | NBS_025-110_4P_15HP_11.02_SS | 479.4087 | 479.4087 | 1917.6347 | 4 | 1 | 5 | G | NBS_EndSuction | 3 | 2.5 | 3 | 5 | BranchMin3_BranchMax5 | 5 | 3 | 4 | 10 | HeaderMin4_HeaderMax10 | 8 | 5 | 15
831 | 39 | 025-110-4P-15HP | NBS_025-110_4P_15HP_11.02_SS | 479.4087 | 479.4087 | 1917.6347 | 4 | 1 | 5 | G | NBS_EndSuction | 3 | 2.5 | 3 | 5 | BranchMin3_BranchMax5 | 5 | 3 | 4 | 10 | HeaderMin4_HeaderMax10 | 10 | 5 | 15
832 | 40 | 030-070-4P-1pt5HP | NBS_030-070_4P_1.5HP_4.72_SS | 318.8997 | 318.8997 | 1275.5988 | 4 | 1 | 5 | G | NBS_EndSuction | 3 | 2.5 | 3 | 4 | BranchMin3_BranchMax4 | 3 | 2 | 4 | 8 | HeaderMin4_HeaderMax8 | 4 | 4 | 8
832 | 40 | 030-070-4P-1pt5HP | NBS_030-070_4P_1.5HP_4.72_SS | 318.8997 | 318.8997 | 1275.5988 | 4 | 1 | 5 | G | NBS_EndSuction | 3 | 2.5 | 3 | 4 | BranchMin3_BranchMax4 | 3 | 2 | 4 | 8 | HeaderMin4_HeaderMax8 | 5 | 4 | 8
832 | 40 | 030-070-4P-1pt5HP | NBS_030-070_4P_1.5HP_4.72_SS | 318.8997 | 318.8997 | 1275.5988 | 4 | 1 | 5 | G | NBS_EndSuction | 3 | 2.5 | 3 | 4 | BranchMin3_BranchMax4 | 3 | 2 | 4 | 8 | HeaderMin4_HeaderMax8 | 6 | 4 | 8
832 | 40 | 030-070-4P-1pt5HP | NBS_030-070_4P_1.5HP_4.72_SS | 318.8997 | 318.8997 | 1275.5988 | 4 | 1 | 5 | G | NBS_EndSuction | 3 | 2.5 | 3 | 4 | BranchMin3_BranchMax4 | 3 | 2 | 4 | 8 | HeaderMin4_HeaderMax8 | 8 | 4 | 8
832 | 40 | 030-070-4P-1pt5HP | NBS_030-070_4P_1.5HP_4.72_SS | 318.8997 | 318.8997 | 1275.5988 | 4 | 1 | 5 | G | NBS_EndSuction | 3 | 2.5 | 3 | 4 | BranchMin3_BranchMax4 | 4 | 2 | 4 | 8 | HeaderMin4_HeaderMax8 | 4 | 4 | 8 | [11 empty] | INVALID
832 | 40 | 030-070-4P-1pt5HP | NBS_030-070_4P_1.5HP_4.72_SS | 318.8997 | 318.8997 | 1275.5988 | 4 | 1 | 5 | G | NBS_EndSuction | 3 | 2.5 | 3 | 4 | BranchMin3_BranchMax4 | 4 | 2 | 4 | 8 | HeaderMin4_HeaderMax8 | 5 | 4 | 8
832 | 40 | 030-070-4P-1pt5HP | NBS_030-070_4P_1.5HP_4.72_SS | 318.8997 | 318.8997 | 1275.5988 | 4 | 1 | 5 | G | NBS_EndSuction | 3 | 2.5 | 3 | 4 | BranchMin3_BranchMax4 | 4 | 2 | 4 | 8 | HeaderMin4_HeaderMax8 | 6 | 4 | 8
832 | 40 | 030-070-4P-1pt5HP | NBS_030-070_4P_1.5HP_4.72_SS | 318.8997 | 318.8997 | 1275.5988 | 4 | 1 | 5 | G | NBS_EndSuction | 3 | 2.5 | 3 | 4 | BranchMin3_BranchMax4 | 4 | 2 | 4 | 8 | HeaderMin4_HeaderMax8 | 8 | 4 | 8
833 | 41 | 030-070-4P-2HP | NBS_030-070_4P_2HP_5.20_SS | 359.467 | 359.467 | 1437.8681 | 4 | 1 | 5 | G | NBS_EndSuction | 3 | 2.5 | 3 | 4 | BranchMin3_BranchMax4 | 3 | 2 | 4 | 8 | HeaderMin4_HeaderMax8 | 4 | 4 | 8
833 | 41 | 030-070-4P-2HP | NBS_030-070_4P_2HP_5.20_SS | 359.467 | 359.467 | 1437.8681 | 4 | 1 | 5 | G | NBS_EndSuction | 3 | 2.5 | 3 | 4 | BranchMin3_BranchMax4 | 3 | 2 | 4 | 8 | HeaderMin4_HeaderMax8 | 5 | 4 | 8
833 | 41 | 030-070-4P-2HP | NBS_030-070_4P_2HP_5.20_SS | 359.467 | 359.467 | 1437.8681 | 4 | 1 | 5 | G | NBS_EndSuction | 3 | 2.5 | 3 | 4 | BranchMin3_BranchMax4 | 3 | 2 | 4 | 8 | HeaderMin4_HeaderMax8 | 6 | 4 | 8
833 | 41 | 030-070-4P-2HP | NBS_030-070_4P_2HP_5.20_SS | 359.467 | 359.467 | 1437.8681 | 4 | 1 | 5 | G | NBS_EndSuction | 3 | 2.5 | 3 | 4 | BranchMin3_BranchMax4 | 3 | 2 | 4 | 8 | HeaderMin4_HeaderMax8 | 8 | 4 | 8
833 | 41 | 030-070-4P-2HP | NBS_030-070_4P_2HP_5.20_SS | 359.467 | 359.467 | 1437.8681 | 4 | 1 | 5 | G | NBS_EndSuction | 3 | 2.5 | 3 | 4 | BranchMin3_BranchMax4 | 4 | 2 | 4 | 8 | HeaderMin4_HeaderMax8 | 4 | 4 | 8 | [11 empty] | INVALID
833 | 41 | 030-070-4P-2HP | NBS_030-070_4P_2HP_5.20_SS | 359.467 | 359.467 | 1437.8681 | 4 | 1 | 5 | G | NBS_EndSuction | 3 | 2.5 | 3 | 4 | BranchMin3_BranchMax4 | 4 | 2 | 4 | 8 | HeaderMin4_HeaderMax8 | 5 | 4 | 8
833 | 41 | 030-070-4P-2HP | NBS_030-070_4P_2HP_5.20_SS | 359.467 | 359.467 | 1437.8681 | 4 | 1 | 5 | G | NBS_EndSuction | 3 | 2.5 | 3 | 4 | BranchMin3_BranchMax4 | 4 | 2 | 4 | 8 | HeaderMin4_HeaderMax8 | 6 | 4 | 8
833 | 41 | 030-070-4P-2HP | NBS_030-070_4P_2HP_5.20_SS | 359.467 | 359.467 | 1437.8681 | 4 | 1 | 5 | G | NBS_EndSuction | 3 | 2.5 | 3 | 4 | BranchMin3_BranchMax4 | 4 | 2 | 4 | 8 | HeaderMin4_HeaderMax8 | 8 | 4 | 8
834 | 42 | 030-070-4P-3HP | NBS_030-070_4P_3HP_5.83_SS | 413.6934 | 413.6934 | 1654.7738 | 4 | 1 | 5 | G | NBS_EndSuction | 3 | 2.5 | 3 | 5 | BranchMin3_BranchMax5 | 3 | 3 | 4 | 10 | HeaderMin4_HeaderMax10 | 4 | 5 | 15
834 | 42 | 030-070-4P-3HP | NBS_030-070_4P_3HP_5.83_SS | 413.6934 | 413.6934 | 1654.7738 | 4 | 1 | 5 | G | NBS_EndSuction | 3 | 2.5 | 3 | 5 | BranchMin3_BranchMax5 | 3 | 3 | 4 | 10 | HeaderMin4_HeaderMax10 | 5 | 5 | 15
834 | 42 | 030-070-4P-3HP | NBS_030-070_4P_3HP_5.83_SS | 413.6934 | 413.6934 | 1654.7738 | 4 | 1 | 5 | G | NBS_EndSuction | 3 | 2.5 | 3 | 5 | BranchMin3_BranchMax5 | 3 | 3 | 4 | 10 | HeaderMin4_HeaderMax10 | 6 | 5 | 15
834 | 42 | 030-070-4P-3HP | NBS_030-070_4P_3HP_5.83_SS | 413.6934 | 413.6934 | 1654.7738 | 4 | 1 | 5 | G | NBS_EndSuction | 3 | 2.5 | 3 | 5 | BranchMin3_BranchMax5 | 3 | 3 | 4 | 10 | HeaderMin4_HeaderMax10 | 8 | 5 | 15
834 | 42 | 030-070-4P-3HP | NBS_030-070_4P_3HP_5.83_SS | 413.6934 | 413.6934 | 1654.7738 | 4 | 1 | 5 | G | NBS_EndSuction | 3 | 2.5 | 3 | 5 | BranchMin3_BranchMax5 | 3 | 3 | 4 | 10 | HeaderMin4_HeaderMax10 | 10 | 5 | 15
834 | 42 | 030-070-4P-3HP | NBS_030-070_4P_3HP_5.83_SS | 413.6934 | 413.6934 | 1654.7738 | 4 | 1 | 5 | G | NBS_EndSuction | 3 | 2.5 | 3 | 5 | BranchMin3_BranchMax5 | 4 | 3 | 4 | 10 | HeaderMin4_HeaderMax10 | 4 | 5 | 15 | [11 empty] | INVALID
834 | 42 | 030-070-4P-3HP | NBS_030-070_4P_3HP_5.83_SS | 413.6934 | 413.6934 | 1654.7738 | 4 | 1 | 5 | G | NBS_EndSuction | 3 | 2.5 | 3 | 5 | BranchMin3_BranchMax5 | 4 | 3 | 4 | 10 | HeaderMin4_HeaderMax10 | 5 | 5 | 15
834 | 42 | 030-070-4P-3HP | NBS_030-070_4P_3HP_5.83_SS | 413.6934 | 413.6934 | 1654.7738 | 4 | 1 | 5 | G | NBS_EndSuction | 3 | 2.5 | 3 | 5 | BranchMin3_BranchMax5 | 4 | 3 | 4 | 10 | HeaderMin4_HeaderMax10 | 6 | 5 | 15
834 | 42 | 030-070-4P-3HP | NBS_030-070_4P_3HP_5.83_SS | 413.6934 | 413.6934 | 1654.7738 | 4 | 1 | 5 | G | NBS_EndSuction | 3 | 2.5 | 3 | 5 | BranchMin3_BranchMax5 | 4 | 3 | 4 | 10 | HeaderMin4_HeaderMax10 | 8 | 5 | 15
834 | 42 | 030-070-4P-3HP | NBS_030-070_4P_3HP_5.83_SS | 413.6934 | 413.6934 | 1654.7738 | 4 | 1 | 5 | G | NBS_EndSuction | 3 | 2.5 | 3 | 5 | BranchMin3_BranchMax5 | 4 | 3 | 4 | 10 | HeaderMin4_HeaderMax10 | 10 | 5 | 15
834 | 42 | 030-070-4P-3HP | NBS_030-070_4P_3HP_5.83_SS | 413.6934 | 413.6934 | 1654.7738 | 4 | 1 | 5 | G | NBS_EndSuction | 3 | 2.5 | 3 | 5 | BranchMin3_BranchMax5 | 5 | 3 | 4 | 10 | HeaderMin4_HeaderMax10 | 4 | 5 | 15 | [11 empty] | INVALID
834 | 42 | 030-070-4P-3HP | NBS_030-070_4P_3HP_5.83_SS | 413.6934 | 413.6934 | 1654.7738 | 4 | 1 | 5 | G | NBS_EndSuction | 3 | 2.5 | 3 | 5 | BranchMin3_BranchMax5 | 5 | 3 | 4 | 10 | HeaderMin4_HeaderMax10 | 5 | 5 | 15 | [11 empty] | INVALID
834 | 42 | 030-070-4P-3HP | NBS_030-070_4P_3HP_5.83_SS | 413.6934 | 413.6934 | 1654.7738 | 4 | 1 | 5 | G | NBS_EndSuction | 3 | 2.5 | 3 | 5 | BranchMin3_BranchMax5 | 5 | 3 | 4 | 10 | HeaderMin4_HeaderMax10 | 6 | 5 | 15
834 | 42 | 030-070-4P-3HP | NBS_030-070_4P_3HP_5.83_SS | 413.6934 | 413.6934 | 1654.7738 | 4 | 1 | 5 | G | NBS_EndSuction | 3 | 2.5 | 3 | 5 | BranchMin3_BranchMax5 | 5 | 3 | 4 | 10 | HeaderMin4_HeaderMax10 | 8 | 5 | 15
834 | 42 | 030-070-4P-3HP | NBS_030-070_4P_3HP_5.83_SS | 413.6934 | 413.6934 | 1654.7738 | 4 | 1 | 5 | G | NBS_EndSuction | 3 | 2.5 | 3 | 5 | BranchMin3_BranchMax5 | 5 | 3 | 4 | 10 | HeaderMin4_HeaderMax10 | 10 | 5 | 15
835 | 43 | 030-070-4P-5HP | NBS_030-070_4P_5HP_6.85_SS | 469.9181 | 469.9181 | 1879.6723 | 4 | 1 | 5 | G | NBS_EndSuction | 3 | 2.5 | 3 | 5 | BranchMin3_BranchMax5 | 3 | 3 | 4 | 10 | HeaderMin4_HeaderMax10 | 4 | 5 | 15
835 | 43 | 030-070-4P-5HP | NBS_030-070_4P_5HP_6.85_SS | 469.9181 | 469.9181 | 1879.6723 | 4 | 1 | 5 | G | NBS_EndSuction | 3 | 2.5 | 3 | 5 | BranchMin3_BranchMax5 | 3 | 3 | 4 | 10 | HeaderMin4_HeaderMax10 | 5 | 5 | 15
835 | 43 | 030-070-4P-5HP | NBS_030-070_4P_5HP_6.85_SS | 469.9181 | 469.9181 | 1879.6723 | 4 | 1 | 5 | G | NBS_EndSuction | 3 | 2.5 | 3 | 5 | BranchMin3_BranchMax5 | 3 | 3 | 4 | 10 | HeaderMin4_HeaderMax10 | 6 | 5 | 15
835 | 43 | 030-070-4P-5HP | NBS_030-070_4P_5HP_6.85_SS | 469.9181 | 469.9181 | 1879.6723 | 4 | 1 | 5 | G | NBS_EndSuction | 3 | 2.5 | 3 | 5 | BranchMin3_BranchMax5 | 3 | 3 | 4 | 10 | HeaderMin4_HeaderMax10 | 8 | 5 | 15
835 | 43 | 030-070-4P-5HP | NBS_030-070_4P_5HP_6.85_SS | 469.9181 | 469.9181 | 1879.6723 | 4 | 1 | 5 | G | NBS_EndSuction | 3 | 2.5 | 3 | 5 | BranchMin3_BranchMax5 | 3 | 3 | 4 | 10 | HeaderMin4_HeaderMax10 | 10 | 5 | 15
835 | 43 | 030-070-4P-5HP | NBS_030-070_4P_5HP_6.85_SS | 469.9181 | 469.9181 | 1879.6723 | 4 | 1 | 5 | G | NBS_EndSuction | 3 | 2.5 | 3 | 5 | BranchMin3_BranchMax5 | 4 | 3 | 4 | 10 | HeaderMin4_HeaderMax10 | 4 | 5 | 15 | [11 empty] | INVALID
835 | 43 | 030-070-4P-5HP | NBS_030-070_4P_5HP_6.85_SS | 469.9181 | 469.9181 | 1879.6723 | 4 | 1 | 5 | G | NBS_EndSuction | 3 | 2.5 | 3 | 5 | BranchMin3_BranchMax5 | 4 | 3 | 4 | 10 | HeaderMin4_HeaderMax10 | 5 | 5 | 15
835 | 43 | 030-070-4P-5HP | NBS_030-070_4P_5HP_6.85_SS | 469.9181 | 469.9181 | 1879.6723 | 4 | 1 | 5 | G | NBS_EndSuction | 3 | 2.5 | 3 | 5 | BranchMin3_BranchMax5 | 4 | 3 | 4 | 10 | HeaderMin4_HeaderMax10 | 6 | 5 | 15
835 | 43 | 030-070-4P-5HP | NBS_030-070_4P_5HP_6.85_SS | 469.9181 | 469.9181 | 1879.6723 | 4 | 1 | 5 | G | NBS_EndSuction | 3 | 2.5 | 3 | 5 | BranchMin3_BranchMax5 | 4 | 3 | 4 | 10 | HeaderMin4_HeaderMax10 | 8 | 5 | 15
835 | 43 | 030-070-4P-5HP | NBS_030-070_4P_5HP_6.85_SS | 469.9181 | 469.9181 | 1879.6723 | 4 | 1 | 5 | G | NBS_EndSuction | 3 | 2.5 | 3 | 5 | BranchMin3_BranchMax5 | 4 | 3 | 4 | 10 | HeaderMin4_HeaderMax10 | 10 | 5 | 15
835 | 43 | 030-070-4P-5HP | NBS_030-070_4P_5HP_6.85_SS | 469.9181 | 469.9181 | 1879.6723 | 4 | 1 | 5 | G | NBS_EndSuction | 3 | 2.5 | 3 | 5 | BranchMin3_BranchMax5 | 5 | 3 | 4 | 10 | HeaderMin4_HeaderMax10 | 4 | 5 | 15 | [11 empty] | INVALID
835 | 43 | 030-070-4P-5HP | NBS_030-070_4P_5HP_6.85_SS | 469.9181 | 469.9181 | 1879.6723 | 4 | 1 | 5 | G | NBS_EndSuction | 3 | 2.5 | 3 | 5 | BranchMin3_BranchMax5 | 5 | 3 | 4 | 10 | HeaderMin4_HeaderMax10 | 5 | 5 | 15 | [11 empty] | INVALID
835 | 43 | 030-070-4P-5HP | NBS_030-070_4P_5HP_6.85_SS | 469.9181 | 469.9181 | 1879.6723 | 4 | 1 | 5 | G | NBS_EndSuction | 3 | 2.5 | 3 | 5 | BranchMin3_BranchMax5 | 5 | 3 | 4 | 10 | HeaderMin4_HeaderMax10 | 6 | 5 | 15
835 | 43 | 030-070-4P-5HP | NBS_030-070_4P_5HP_6.85_SS | 469.9181 | 469.9181 | 1879.6723 | 4 | 1 | 5 | G | NBS_EndSuction | 3 | 2.5 | 3 | 5 | BranchMin3_BranchMax5 | 5 | 3 | 4 | 10 | HeaderMin4_HeaderMax10 | 8 | 5 | 15
835 | 43 | 030-070-4P-5HP | NBS_030-070_4P_5HP_6.85_SS | 469.9181 | 469.9181 | 1879.6723 | 4 | 1 | 5 | G | NBS_EndSuction | 3 | 2.5 | 3 | 5 | BranchMin3_BranchMax5 | 5 | 3 | 4 | 10 | HeaderMin4_HeaderMax10 | 10 | 5 | 15
836 | 44 | 030-095-4P-5HP | NBS_030-095_4P_5HP_6.10_SS | 576.7129 | 576.7129 | 2306.8515 | 4 | 1 | 5 | G | NBS_EndSuction | 4 | 3 | 4 | 5 | BranchMin4_BranchMax5 | 4 | 2 | 5 | 10 | HeaderMin5_HeaderMax10 | 5 | 4 | 8
836 | 44 | 030-095-4P-5HP | NBS_030-095_4P_5HP_6.10_SS | 576.7129 | 576.7129 | 2306.8515 | 4 | 1 | 5 | G | NBS_EndSuction | 4 | 3 | 4 | 5 | BranchMin4_BranchMax5 | 4 | 2 | 5 | 10 | HeaderMin5_HeaderMax10 | 6 | 4 | 8
836 | 44 | 030-095-4P-5HP | NBS_030-095_4P_5HP_6.10_SS | 576.7129 | 576.7129 | 2306.8515 | 4 | 1 | 5 | G | NBS_EndSuction | 4 | 3 | 4 | 5 | BranchMin4_BranchMax5 | 4 | 2 | 5 | 10 | HeaderMin5_HeaderMax10 | 8 | 4 | 8
836 | 44 | 030-095-4P-5HP | NBS_030-095_4P_5HP_6.10_SS | 576.7129 | 576.7129 | 2306.8515 | 4 | 1 | 5 | G | NBS_EndSuction | 4 | 3 | 4 | 5 | BranchMin4_BranchMax5 | 4 | 2 | 5 | 10 | HeaderMin5_HeaderMax10 | 10 | 4 | 8
836 | 44 | 030-095-4P-5HP | NBS_030-095_4P_5HP_6.10_SS | 576.7129 | 576.7129 | 2306.8515 | 4 | 1 | 5 | G | NBS_EndSuction | 4 | 3 | 4 | 5 | BranchMin4_BranchMax5 | 5 | 2 | 5 | 10 | HeaderMin5_HeaderMax10 | 5 | 4 | 8 | [11 empty] | INVALID
836 | 44 | 030-095-4P-5HP | NBS_030-095_4P_5HP_6.10_SS | 576.7129 | 576.7129 | 2306.8515 | 4 | 1 | 5 | G | NBS_EndSuction | 4 | 3 | 4 | 5 | BranchMin4_BranchMax5 | 5 | 2 | 5 | 10 | HeaderMin5_HeaderMax10 | 6 | 4 | 8
836 | 44 | 030-095-4P-5HP | NBS_030-095_4P_5HP_6.10_SS | 576.7129 | 576.7129 | 2306.8515 | 4 | 1 | 5 | G | NBS_EndSuction | 4 | 3 | 4 | 5 | BranchMin4_BranchMax5 | 5 | 2 | 5 | 10 | HeaderMin5_HeaderMax10 | 8 | 4 | 8
836 | 44 | 030-095-4P-5HP | NBS_030-095_4P_5HP_6.10_SS | 576.7129 | 576.7129 | 2306.8515 | 4 | 1 | 5 | G | NBS_EndSuction | 4 | 3 | 4 | 5 | BranchMin4_BranchMax5 | 5 | 2 | 5 | 10 | HeaderMin5_HeaderMax10 | 10 | 4 | 8
837 | 45 | 030-095-4P-7pt5HP | NBS_030-095_4P_7.5HP_6.73_SS | 637.6666 | 637.6666 | 2550.6665 | 4 | 1 | 5 | G | NBS_EndSuction | 4 | 3 | 4 | 5 | BranchMin4_BranchMax5 | 4 | 2 | 5 | 12 | HeaderMin5_HeaderMax12 | 5 | 5 | 10
837 | 45 | 030-095-4P-7pt5HP | NBS_030-095_4P_7.5HP_6.73_SS | 637.6666 | 637.6666 | 2550.6665 | 4 | 1 | 5 | G | NBS_EndSuction | 4 | 3 | 4 | 5 | BranchMin4_BranchMax5 | 4 | 2 | 5 | 12 | HeaderMin5_HeaderMax12 | 6 | 5 | 10
837 | 45 | 030-095-4P-7pt5HP | NBS_030-095_4P_7.5HP_6.73_SS | 637.6666 | 637.6666 | 2550.6665 | 4 | 1 | 5 | G | NBS_EndSuction | 4 | 3 | 4 | 5 | BranchMin4_BranchMax5 | 4 | 2 | 5 | 12 | HeaderMin5_HeaderMax12 | 8 | 5 | 10
837 | 45 | 030-095-4P-7pt5HP | NBS_030-095_4P_7.5HP_6.73_SS | 637.6666 | 637.6666 | 2550.6665 | 4 | 1 | 5 | G | NBS_EndSuction | 4 | 3 | 4 | 5 | BranchMin4_BranchMax5 | 4 | 2 | 5 | 12 | HeaderMin5_HeaderMax12 | 10 | 5 | 10
837 | 45 | 030-095-4P-7pt5HP | NBS_030-095_4P_7.5HP_6.73_SS | 637.6666 | 637.6666 | 2550.6665 | 4 | 1 | 5 | G | NBS_EndSuction | 4 | 3 | 4 | 5 | BranchMin4_BranchMax5 | 4 | 2 | 5 | 12 | HeaderMin5_HeaderMax12 | 12 | 5 | 10
837 | 45 | 030-095-4P-7pt5HP | NBS_030-095_4P_7.5HP_6.73_SS | 637.6666 | 637.6666 | 2550.6665 | 4 | 1 | 5 | G | NBS_EndSuction | 4 | 3 | 4 | 5 | BranchMin4_BranchMax5 | 5 | 2 | 5 | 12 | HeaderMin5_HeaderMax12 | 5 | 5 | 10 | [11 empty] | INVALID
837 | 45 | 030-095-4P-7pt5HP | NBS_030-095_4P_7.5HP_6.73_SS | 637.6666 | 637.6666 | 2550.6665 | 4 | 1 | 5 | G | NBS_EndSuction | 4 | 3 | 4 | 5 | BranchMin4_BranchMax5 | 5 | 2 | 5 | 12 | HeaderMin5_HeaderMax12 | 6 | 5 | 10
837 | 45 | 030-095-4P-7pt5HP | NBS_030-095_4P_7.5HP_6.73_SS | 637.6666 | 637.6666 | 2550.6665 | 4 | 1 | 5 | G | NBS_EndSuction | 4 | 3 | 4 | 5 | BranchMin4_BranchMax5 | 5 | 2 | 5 | 12 | HeaderMin5_HeaderMax12 | 8 | 5 | 10
837 | 45 | 030-095-4P-7pt5HP | NBS_030-095_4P_7.5HP_6.73_SS | 637.6666 | 637.6666 | 2550.6665 | 4 | 1 | 5 | G | NBS_EndSuction | 4 | 3 | 4 | 5 | BranchMin4_BranchMax5 | 5 | 2 | 5 | 12 | HeaderMin5_HeaderMax12 | 10 | 5 | 10
837 | 45 | 030-095-4P-7pt5HP | NBS_030-095_4P_7.5HP_6.73_SS | 637.6666 | 637.6666 | 2550.6665 | 4 | 1 | 5 | G | NBS_EndSuction | 4 | 3 | 4 | 5 | BranchMin4_BranchMax5 | 5 | 2 | 5 | 12 | HeaderMin5_HeaderMax12 | 12 | 5 | 10
838 | 46 | 030-095-4P-10HP | NBS_030-095_4P_10HP_7.52_SS | 669.3599 | 669.3599 | 2677.4396 | 4 | 1 | 5 | G | NBS_EndSuction | 4 | 3 | 4 | 6 | BranchMin4_BranchMax6 | 4 | 3 | 5 | 12 | HeaderMin5_HeaderMax12 | 5 | 5 | 15
838 | 46 | 030-095-4P-10HP | NBS_030-095_4P_10HP_7.52_SS | 669.3599 | 669.3599 | 2677.4396 | 4 | 1 | 5 | G | NBS_EndSuction | 4 | 3 | 4 | 6 | BranchMin4_BranchMax6 | 4 | 3 | 5 | 12 | HeaderMin5_HeaderMax12 | 6 | 5 | 15
838 | 46 | 030-095-4P-10HP | NBS_030-095_4P_10HP_7.52_SS | 669.3599 | 669.3599 | 2677.4396 | 4 | 1 | 5 | G | NBS_EndSuction | 4 | 3 | 4 | 6 | BranchMin4_BranchMax6 | 4 | 3 | 5 | 12 | HeaderMin5_HeaderMax12 | 8 | 5 | 15
838 | 46 | 030-095-4P-10HP | NBS_030-095_4P_10HP_7.52_SS | 669.3599 | 669.3599 | 2677.4396 | 4 | 1 | 5 | G | NBS_EndSuction | 4 | 3 | 4 | 6 | BranchMin4_BranchMax6 | 4 | 3 | 5 | 12 | HeaderMin5_HeaderMax12 | 10 | 5 | 15
838 | 46 | 030-095-4P-10HP | NBS_030-095_4P_10HP_7.52_SS | 669.3599 | 669.3599 | 2677.4396 | 4 | 1 | 5 | G | NBS_EndSuction | 4 | 3 | 4 | 6 | BranchMin4_BranchMax6 | 4 | 3 | 5 | 12 | HeaderMin5_HeaderMax12 | 12 | 5 | 15
838 | 46 | 030-095-4P-10HP | NBS_030-095_4P_10HP_7.52_SS | 669.3599 | 669.3599 | 2677.4396 | 4 | 1 | 5 | G | NBS_EndSuction | 4 | 3 | 4 | 6 | BranchMin4_BranchMax6 | 5 | 3 | 5 | 12 | HeaderMin5_HeaderMax12 | 5 | 5 | 15 | [11 empty] | INVALID
838 | 46 | 030-095-4P-10HP | NBS_030-095_4P_10HP_7.52_SS | 669.3599 | 669.3599 | 2677.4396 | 4 | 1 | 5 | G | NBS_EndSuction | 4 | 3 | 4 | 6 | BranchMin4_BranchMax6 | 5 | 3 | 5 | 12 | HeaderMin5_HeaderMax12 | 6 | 5 | 15
838 | 46 | 030-095-4P-10HP | NBS_030-095_4P_10HP_7.52_SS | 669.3599 | 669.3599 | 2677.4396 | 4 | 1 | 5 | G | NBS_EndSuction | 4 | 3 | 4 | 6 | BranchMin4_BranchMax6 | 5 | 3 | 5 | 12 | HeaderMin5_HeaderMax12 | 8 | 5 | 15
838 | 46 | 030-095-4P-10HP | NBS_030-095_4P_10HP_7.52_SS | 669.3599 | 669.3599 | 2677.4396 | 4 | 1 | 5 | G | NBS_EndSuction | 4 | 3 | 4 | 6 | BranchMin4_BranchMax6 | 5 | 3 | 5 | 12 | HeaderMin5_HeaderMax12 | 10 | 5 | 15
838 | 46 | 030-095-4P-10HP | NBS_030-095_4P_10HP_7.52_SS | 669.3599 | 669.3599 | 2677.4396 | 4 | 1 | 5 | G | NBS_EndSuction | 4 | 3 | 4 | 6 | BranchMin4_BranchMax6 | 5 | 3 | 5 | 12 | HeaderMin5_HeaderMax12 | 12 | 5 | 15
838 | 46 | 030-095-4P-10HP | NBS_030-095_4P_10HP_7.52_SS | 669.3599 | 669.3599 | 2677.4396 | 4 | 1 | 5 | G | NBS_EndSuction | 4 | 3 | 4 | 6 | BranchMin4_BranchMax6 | 6 | 3 | 5 | 12 | HeaderMin5_HeaderMax12 | 5 | 5 | 15 | [11 empty] | INVALID
838 | 46 | 030-095-4P-10HP | NBS_030-095_4P_10HP_7.52_SS | 669.3599 | 669.3599 | 2677.4396 | 4 | 1 | 5 | G | NBS_EndSuction | 4 | 3 | 4 | 6 | BranchMin4_BranchMax6 | 6 | 3 | 5 | 12 | HeaderMin5_HeaderMax12 | 6 | 5 | 15 | [11 empty] | INVALID
838 | 46 | 030-095-4P-10HP | NBS_030-095_4P_10HP_7.52_SS | 669.3599 | 669.3599 | 2677.4396 | 4 | 1 | 5 | G | NBS_EndSuction | 4 | 3 | 4 | 6 | BranchMin4_BranchMax6 | 6 | 3 | 5 | 12 | HeaderMin5_HeaderMax12 | 8 | 5 | 15
838 | 46 | 030-095-4P-10HP | NBS_030-095_4P_10HP_7.52_SS | 669.3599 | 669.3599 | 2677.4396 | 4 | 1 | 5 | G | NBS_EndSuction | 4 | 3 | 4 | 6 | BranchMin4_BranchMax6 | 6 | 3 | 5 | 12 | HeaderMin5_HeaderMax12 | 10 | 5 | 15
838 | 46 | 030-095-4P-10HP | NBS_030-095_4P_10HP_7.52_SS | 669.3599 | 669.3599 | 2677.4396 | 4 | 1 | 5 | G | NBS_EndSuction | 4 | 3 | 4 | 6 | BranchMin4_BranchMax6 | 6 | 3 | 5 | 12 | HeaderMin5_HeaderMax12 | 12 | 5 | 15
839 | 47 | 030-095-4P-15HP | NBS_030-095_4P_15HP_8.86_SS | 685.5374 | 685.5374 | 2742.1495 | 4 | 1 | 5 | G | NBS_EndSuction | 4 | 3 | 4 | 6 | BranchMin4_BranchMax6 | 4 | 3 | 5 | 12 | HeaderMin5_HeaderMax12 | 5 | 5 | 15
839 | 47 | 030-095-4P-15HP | NBS_030-095_4P_15HP_8.86_SS | 685.5374 | 685.5374 | 2742.1495 | 4 | 1 | 5 | G | NBS_EndSuction | 4 | 3 | 4 | 6 | BranchMin4_BranchMax6 | 4 | 3 | 5 | 12 | HeaderMin5_HeaderMax12 | 6 | 5 | 15
839 | 47 | 030-095-4P-15HP | NBS_030-095_4P_15HP_8.86_SS | 685.5374 | 685.5374 | 2742.1495 | 4 | 1 | 5 | G | NBS_EndSuction | 4 | 3 | 4 | 6 | BranchMin4_BranchMax6 | 4 | 3 | 5 | 12 | HeaderMin5_HeaderMax12 | 8 | 5 | 15
839 | 47 | 030-095-4P-15HP | NBS_030-095_4P_15HP_8.86_SS | 685.5374 | 685.5374 | 2742.1495 | 4 | 1 | 5 | G | NBS_EndSuction | 4 | 3 | 4 | 6 | BranchMin4_BranchMax6 | 4 | 3 | 5 | 12 | HeaderMin5_HeaderMax12 | 10 | 5 | 15
839 | 47 | 030-095-4P-15HP | NBS_030-095_4P_15HP_8.86_SS | 685.5374 | 685.5374 | 2742.1495 | 4 | 1 | 5 | G | NBS_EndSuction | 4 | 3 | 4 | 6 | BranchMin4_BranchMax6 | 4 | 3 | 5 | 12 | HeaderMin5_HeaderMax12 | 12 | 5 | 15
839 | 47 | 030-095-4P-15HP | NBS_030-095_4P_15HP_8.86_SS | 685.5374 | 685.5374 | 2742.1495 | 4 | 1 | 5 | G | NBS_EndSuction | 4 | 3 | 4 | 6 | BranchMin4_BranchMax6 | 5 | 3 | 5 | 12 | HeaderMin5_HeaderMax12 | 5 | 5 | 15 | [11 empty] | INVALID
839 | 47 | 030-095-4P-15HP | NBS_030-095_4P_15HP_8.86_SS | 685.5374 | 685.5374 | 2742.1495 | 4 | 1 | 5 | G | NBS_EndSuction | 4 | 3 | 4 | 6 | BranchMin4_BranchMax6 | 5 | 3 | 5 | 12 | HeaderMin5_HeaderMax12 | 6 | 5 | 15
839 | 47 | 030-095-4P-15HP | NBS_030-095_4P_15HP_8.86_SS | 685.5374 | 685.5374 | 2742.1495 | 4 | 1 | 5 | G | NBS_EndSuction | 4 | 3 | 4 | 6 | BranchMin4_BranchMax6 | 5 | 3 | 5 | 12 | HeaderMin5_HeaderMax12 | 8 | 5 | 15
839 | 47 | 030-095-4P-15HP | NBS_030-095_4P_15HP_8.86_SS | 685.5374 | 685.5374 | 2742.1495 | 4 | 1 | 5 | G | NBS_EndSuction | 4 | 3 | 4 | 6 | BranchMin4_BranchMax6 | 5 | 3 | 5 | 12 | HeaderMin5_HeaderMax12 | 10 | 5 | 15
839 | 47 | 030-095-4P-15HP | NBS_030-095_4P_15HP_8.86_SS | 685.5374 | 685.5374 | 2742.1495 | 4 | 1 | 5 | G | NBS_EndSuction | 4 | 3 | 4 | 6 | BranchMin4_BranchMax6 | 5 | 3 | 5 | 12 | HeaderMin5_HeaderMax12 | 12 | 5 | 15
839 | 47 | 030-095-4P-15HP | NBS_030-095_4P_15HP_8.86_SS | 685.5374 | 685.5374 | 2742.1495 | 4 | 1 | 5 | G | NBS_EndSuction | 4 | 3 | 4 | 6 | BranchMin4_BranchMax6 | 6 | 3 | 5 | 12 | HeaderMin5_HeaderMax12 | 5 | 5 | 15 | [11 empty] | INVALID
839 | 47 | 030-095-4P-15HP | NBS_030-095_4P_15HP_8.86_SS | 685.5374 | 685.5374 | 2742.1495 | 4 | 1 | 5 | G | NBS_EndSuction | 4 | 3 | 4 | 6 | BranchMin4_BranchMax6 | 6 | 3 | 5 | 12 | HeaderMin5_HeaderMax12 | 6 | 5 | 15 | [11 empty] | INVALID
839 | 47 | 030-095-4P-15HP | NBS_030-095_4P_15HP_8.86_SS | 685.5374 | 685.5374 | 2742.1495 | 4 | 1 | 5 | G | NBS_EndSuction | 4 | 3 | 4 | 6 | BranchMin4_BranchMax6 | 6 | 3 | 5 | 12 | HeaderMin5_HeaderMax12 | 8 | 5 | 15
839 | 47 | 030-095-4P-15HP | NBS_030-095_4P_15HP_8.86_SS | 685.5374 | 685.5374 | 2742.1495 | 4 | 1 | 5 | G | NBS_EndSuction | 4 | 3 | 4 | 6 | BranchMin4_BranchMax6 | 6 | 3 | 5 | 12 | HeaderMin5_HeaderMax12 | 10 | 5 | 15
839 | 47 | 030-095-4P-15HP | NBS_030-095_4P_15HP_8.86_SS | 685.5374 | 685.5374 | 2742.1495 | 4 | 1 | 5 | G | NBS_EndSuction | 4 | 3 | 4 | 6 | BranchMin4_BranchMax6 | 6 | 3 | 5 | 12 | HeaderMin5_HeaderMax12 | 12 | 5 | 15
840 | 48 | 030-110-4P-10HP | NBS_030-110_4P_10HP_8.35_SS | 487.2856 | 487.2856 | 1949.1425 | 4 | 1 | 5 | G | NBS_EndSuction | 4 | 3 | 4 | 5 | BranchMin4_BranchMax5 | 4 | 2 | 5 | 10 | HeaderMin5_HeaderMax10 | 5 | 4 | 8
840 | 48 | 030-110-4P-10HP | NBS_030-110_4P_10HP_8.35_SS | 487.2856 | 487.2856 | 1949.1425 | 4 | 1 | 5 | G | NBS_EndSuction | 4 | 3 | 4 | 5 | BranchMin4_BranchMax5 | 4 | 2 | 5 | 10 | HeaderMin5_HeaderMax10 | 6 | 4 | 8
840 | 48 | 030-110-4P-10HP | NBS_030-110_4P_10HP_8.35_SS | 487.2856 | 487.2856 | 1949.1425 | 4 | 1 | 5 | G | NBS_EndSuction | 4 | 3 | 4 | 5 | BranchMin4_BranchMax5 | 4 | 2 | 5 | 10 | HeaderMin5_HeaderMax10 | 8 | 4 | 8
840 | 48 | 030-110-4P-10HP | NBS_030-110_4P_10HP_8.35_SS | 487.2856 | 487.2856 | 1949.1425 | 4 | 1 | 5 | G | NBS_EndSuction | 4 | 3 | 4 | 5 | BranchMin4_BranchMax5 | 4 | 2 | 5 | 10 | HeaderMin5_HeaderMax10 | 10 | 4 | 8
840 | 48 | 030-110-4P-10HP | NBS_030-110_4P_10HP_8.35_SS | 487.2856 | 487.2856 | 1949.1425 | 4 | 1 | 5 | G | NBS_EndSuction | 4 | 3 | 4 | 5 | BranchMin4_BranchMax5 | 5 | 2 | 5 | 10 | HeaderMin5_HeaderMax10 | 5 | 4 | 8 | [11 empty] | INVALID
840 | 48 | 030-110-4P-10HP | NBS_030-110_4P_10HP_8.35_SS | 487.2856 | 487.2856 | 1949.1425 | 4 | 1 | 5 | G | NBS_EndSuction | 4 | 3 | 4 | 5 | BranchMin4_BranchMax5 | 5 | 2 | 5 | 10 | HeaderMin5_HeaderMax10 | 6 | 4 | 8
840 | 48 | 030-110-4P-10HP | NBS_030-110_4P_10HP_8.35_SS | 487.2856 | 487.2856 | 1949.1425 | 4 | 1 | 5 | G | NBS_EndSuction | 4 | 3 | 4 | 5 | BranchMin4_BranchMax5 | 5 | 2 | 5 | 10 | HeaderMin5_HeaderMax10 | 8 | 4 | 8
840 | 48 | 030-110-4P-10HP | NBS_030-110_4P_10HP_8.35_SS | 487.2856 | 487.2856 | 1949.1425 | 4 | 1 | 5 | G | NBS_EndSuction | 4 | 3 | 4 | 5 | BranchMin4_BranchMax5 | 5 | 2 | 5 | 10 | HeaderMin5_HeaderMax10 | 10 | 4 | 8
841 | 49 | 030-110-4P-15HP | NBS_030-110_4P_15HP_9.61_SS | 573.2974 | 573.2974 | 2293.1896 | 4 | 1 | 5 | G | NBS_EndSuction | 4 | 3 | 4 | 5 | BranchMin4_BranchMax5 | 4 | 2 | 5 | 10 | HeaderMin5_HeaderMax10 | 5 | 4 | 8
841 | 49 | 030-110-4P-15HP | NBS_030-110_4P_15HP_9.61_SS | 573.2974 | 573.2974 | 2293.1896 | 4 | 1 | 5 | G | NBS_EndSuction | 4 | 3 | 4 | 5 | BranchMin4_BranchMax5 | 4 | 2 | 5 | 10 | HeaderMin5_HeaderMax10 | 6 | 4 | 8
841 | 49 | 030-110-4P-15HP | NBS_030-110_4P_15HP_9.61_SS | 573.2974 | 573.2974 | 2293.1896 | 4 | 1 | 5 | G | NBS_EndSuction | 4 | 3 | 4 | 5 | BranchMin4_BranchMax5 | 4 | 2 | 5 | 10 | HeaderMin5_HeaderMax10 | 8 | 4 | 8
841 | 49 | 030-110-4P-15HP | NBS_030-110_4P_15HP_9.61_SS | 573.2974 | 573.2974 | 2293.1896 | 4 | 1 | 5 | G | NBS_EndSuction | 4 | 3 | 4 | 5 | BranchMin4_BranchMax5 | 4 | 2 | 5 | 10 | HeaderMin5_HeaderMax10 | 10 | 4 | 8
841 | 49 | 030-110-4P-15HP | NBS_030-110_4P_15HP_9.61_SS | 573.2974 | 573.2974 | 2293.1896 | 4 | 1 | 5 | G | NBS_EndSuction | 4 | 3 | 4 | 5 | BranchMin4_BranchMax5 | 5 | 2 | 5 | 10 | HeaderMin5_HeaderMax10 | 5 | 4 | 8 | [11 empty] | INVALID
841 | 49 | 030-110-4P-15HP | NBS_030-110_4P_15HP_9.61_SS | 573.2974 | 573.2974 | 2293.1896 | 4 | 1 | 5 | G | NBS_EndSuction | 4 | 3 | 4 | 5 | BranchMin4_BranchMax5 | 5 | 2 | 5 | 10 | HeaderMin5_HeaderMax10 | 6 | 4 | 8
841 | 49 | 030-110-4P-15HP | NBS_030-110_4P_15HP_9.61_SS | 573.2974 | 573.2974 | 2293.1896 | 4 | 1 | 5 | G | NBS_EndSuction | 4 | 3 | 4 | 5 | BranchMin4_BranchMax5 | 5 | 2 | 5 | 10 | HeaderMin5_HeaderMax10 | 8 | 4 | 8
841 | 49 | 030-110-4P-15HP | NBS_030-110_4P_15HP_9.61_SS | 573.2974 | 573.2974 | 2293.1896 | 4 | 1 | 5 | G | NBS_EndSuction | 4 | 3 | 4 | 5 | BranchMin4_BranchMax5 | 5 | 2 | 5 | 10 | HeaderMin5_HeaderMax10 | 10 | 4 | 8
842 | 50 | 030-110-4P-20HP | NBS_030-110_4P_20HP_10.79_SS | 666.5942 | 666.5942 | 2666.3766 | 4 | 1 | 5 | G | NBS_EndSuction | 4 | 3 | 4 | 6 | BranchMin4_BranchMax6 | 4 | 3 | 5 | 12 | HeaderMin5_HeaderMax12 | 5 | 5 | 15
842 | 50 | 030-110-4P-20HP | NBS_030-110_4P_20HP_10.79_SS | 666.5942 | 666.5942 | 2666.3766 | 4 | 1 | 5 | G | NBS_EndSuction | 4 | 3 | 4 | 6 | BranchMin4_BranchMax6 | 4 | 3 | 5 | 12 | HeaderMin5_HeaderMax12 | 6 | 5 | 15
842 | 50 | 030-110-4P-20HP | NBS_030-110_4P_20HP_10.79_SS | 666.5942 | 666.5942 | 2666.3766 | 4 | 1 | 5 | G | NBS_EndSuction | 4 | 3 | 4 | 6 | BranchMin4_BranchMax6 | 4 | 3 | 5 | 12 | HeaderMin5_HeaderMax12 | 8 | 5 | 15
842 | 50 | 030-110-4P-20HP | NBS_030-110_4P_20HP_10.79_SS | 666.5942 | 666.5942 | 2666.3766 | 4 | 1 | 5 | G | NBS_EndSuction | 4 | 3 | 4 | 6 | BranchMin4_BranchMax6 | 4 | 3 | 5 | 12 | HeaderMin5_HeaderMax12 | 10 | 5 | 15
842 | 50 | 030-110-4P-20HP | NBS_030-110_4P_20HP_10.79_SS | 666.5942 | 666.5942 | 2666.3766 | 4 | 1 | 5 | G | NBS_EndSuction | 4 | 3 | 4 | 6 | BranchMin4_BranchMax6 | 4 | 3 | 5 | 12 | HeaderMin5_HeaderMax12 | 12 | 5 | 15
842 | 50 | 030-110-4P-20HP | NBS_030-110_4P_20HP_10.79_SS | 666.5942 | 666.5942 | 2666.3766 | 4 | 1 | 5 | G | NBS_EndSuction | 4 | 3 | 4 | 6 | BranchMin4_BranchMax6 | 5 | 3 | 5 | 12 | HeaderMin5_HeaderMax12 | 5 | 5 | 15 | [11 empty] | INVALID
842 | 50 | 030-110-4P-20HP | NBS_030-110_4P_20HP_10.79_SS | 666.5942 | 666.5942 | 2666.3766 | 4 | 1 | 5 | G | NBS_EndSuction | 4 | 3 | 4 | 6 | BranchMin4_BranchMax6 | 5 | 3 | 5 | 12 | HeaderMin5_HeaderMax12 | 6 | 5 | 15
842 | 50 | 030-110-4P-20HP | NBS_030-110_4P_20HP_10.79_SS | 666.5942 | 666.5942 | 2666.3766 | 4 | 1 | 5 | G | NBS_EndSuction | 4 | 3 | 4 | 6 | BranchMin4_BranchMax6 | 5 | 3 | 5 | 12 | HeaderMin5_HeaderMax12 | 8 | 5 | 15
842 | 50 | 030-110-4P-20HP | NBS_030-110_4P_20HP_10.79_SS | 666.5942 | 666.5942 | 2666.3766 | 4 | 1 | 5 | G | NBS_EndSuction | 4 | 3 | 4 | 6 | BranchMin4_BranchMax6 | 5 | 3 | 5 | 12 | HeaderMin5_HeaderMax12 | 10 | 5 | 15
842 | 50 | 030-110-4P-20HP | NBS_030-110_4P_20HP_10.79_SS | 666.5942 | 666.5942 | 2666.3766 | 4 | 1 | 5 | G | NBS_EndSuction | 4 | 3 | 4 | 6 | BranchMin4_BranchMax6 | 5 | 3 | 5 | 12 | HeaderMin5_HeaderMax12 | 12 | 5 | 15
842 | 50 | 030-110-4P-20HP | NBS_030-110_4P_20HP_10.79_SS | 666.5942 | 666.5942 | 2666.3766 | 4 | 1 | 5 | G | NBS_EndSuction | 4 | 3 | 4 | 6 | BranchMin4_BranchMax6 | 6 | 3 | 5 | 12 | HeaderMin5_HeaderMax12 | 5 | 5 | 15 | [11 empty] | INVALID
842 | 50 | 030-110-4P-20HP | NBS_030-110_4P_20HP_10.79_SS | 666.5942 | 666.5942 | 2666.3766 | 4 | 1 | 5 | G | NBS_EndSuction | 4 | 3 | 4 | 6 | BranchMin4_BranchMax6 | 6 | 3 | 5 | 12 | HeaderMin5_HeaderMax12 | 6 | 5 | 15 | [11 empty] | INVALID
842 | 50 | 030-110-4P-20HP | NBS_030-110_4P_20HP_10.79_SS | 666.5942 | 666.5942 | 2666.3766 | 4 | 1 | 5 | G | NBS_EndSuction | 4 | 3 | 4 | 6 | BranchMin4_BranchMax6 | 6 | 3 | 5 | 12 | HeaderMin5_HeaderMax12 | 8 | 5 | 15
842 | 50 | 030-110-4P-20HP | NBS_030-110_4P_20HP_10.79_SS | 666.5942 | 666.5942 | 2666.3766 | 4 | 1 | 5 | G | NBS_EndSuction | 4 | 3 | 4 | 6 | BranchMin4_BranchMax6 | 6 | 3 | 5 | 12 | HeaderMin5_HeaderMax12 | 10 | 5 | 15
842 | 50 | 030-110-4P-20HP | NBS_030-110_4P_20HP_10.79_SS | 666.5942 | 666.5942 | 2666.3766 | 4 | 1 | 5 | G | NBS_EndSuction | 4 | 3 | 4 | 6 | BranchMin4_BranchMax6 | 6 | 3 | 5 | 12 | HeaderMin5_HeaderMax12 | 12 | 5 | 15
843 | 51 | 030-135-4P-15HP | NBS_030-135_4P_15HP_8.98_SS | 598.5182 | 598.5182 | 2394.0728 | 4 | 1 | 5 | G | NBS_EndSuction | 4 | 3 | 4 | 5 | BranchMin4_BranchMax5 | 4 | 2 | 5 | 10 | HeaderMin5_HeaderMax10 | 5 | 4 | 8
843 | 51 | 030-135-4P-15HP | NBS_030-135_4P_15HP_8.98_SS | 598.5182 | 598.5182 | 2394.0728 | 4 | 1 | 5 | G | NBS_EndSuction | 4 | 3 | 4 | 5 | BranchMin4_BranchMax5 | 4 | 2 | 5 | 10 | HeaderMin5_HeaderMax10 | 6 | 4 | 8
843 | 51 | 030-135-4P-15HP | NBS_030-135_4P_15HP_8.98_SS | 598.5182 | 598.5182 | 2394.0728 | 4 | 1 | 5 | G | NBS_EndSuction | 4 | 3 | 4 | 5 | BranchMin4_BranchMax5 | 4 | 2 | 5 | 10 | HeaderMin5_HeaderMax10 | 8 | 4 | 8
843 | 51 | 030-135-4P-15HP | NBS_030-135_4P_15HP_8.98_SS | 598.5182 | 598.5182 | 2394.0728 | 4 | 1 | 5 | G | NBS_EndSuction | 4 | 3 | 4 | 5 | BranchMin4_BranchMax5 | 4 | 2 | 5 | 10 | HeaderMin5_HeaderMax10 | 10 | 4 | 8
843 | 51 | 030-135-4P-15HP | NBS_030-135_4P_15HP_8.98_SS | 598.5182 | 598.5182 | 2394.0728 | 4 | 1 | 5 | G | NBS_EndSuction | 4 | 3 | 4 | 5 | BranchMin4_BranchMax5 | 5 | 2 | 5 | 10 | HeaderMin5_HeaderMax10 | 5 | 4 | 8 | [11 empty] | INVALID
843 | 51 | 030-135-4P-15HP | NBS_030-135_4P_15HP_8.98_SS | 598.5182 | 598.5182 | 2394.0728 | 4 | 1 | 5 | G | NBS_EndSuction | 4 | 3 | 4 | 5 | BranchMin4_BranchMax5 | 5 | 2 | 5 | 10 | HeaderMin5_HeaderMax10 | 6 | 4 | 8
843 | 51 | 030-135-4P-15HP | NBS_030-135_4P_15HP_8.98_SS | 598.5182 | 598.5182 | 2394.0728 | 4 | 1 | 5 | G | NBS_EndSuction | 4 | 3 | 4 | 5 | BranchMin4_BranchMax5 | 5 | 2 | 5 | 10 | HeaderMin5_HeaderMax10 | 8 | 4 | 8
843 | 51 | 030-135-4P-15HP | NBS_030-135_4P_15HP_8.98_SS | 598.5182 | 598.5182 | 2394.0728 | 4 | 1 | 5 | G | NBS_EndSuction | 4 | 3 | 4 | 5 | BranchMin4_BranchMax5 | 5 | 2 | 5 | 10 | HeaderMin5_HeaderMax10 | 10 | 4 | 8
844 | 52 | 030-135-4P-20HP | NBS_030-135_4P_20HP_9.92_SS | 672.8213 | 672.8213 | 2691.2851 | 4 | 1 | 5 | G | NBS_EndSuction | 4 | 3 | 4 | 6 | BranchMin4_BranchMax6 | 4 | 3 | 5 | 12 | HeaderMin5_HeaderMax12 | 5 | 5 | 15
844 | 52 | 030-135-4P-20HP | NBS_030-135_4P_20HP_9.92_SS | 672.8213 | 672.8213 | 2691.2851 | 4 | 1 | 5 | G | NBS_EndSuction | 4 | 3 | 4 | 6 | BranchMin4_BranchMax6 | 4 | 3 | 5 | 12 | HeaderMin5_HeaderMax12 | 6 | 5 | 15
844 | 52 | 030-135-4P-20HP | NBS_030-135_4P_20HP_9.92_SS | 672.8213 | 672.8213 | 2691.2851 | 4 | 1 | 5 | G | NBS_EndSuction | 4 | 3 | 4 | 6 | BranchMin4_BranchMax6 | 4 | 3 | 5 | 12 | HeaderMin5_HeaderMax12 | 8 | 5 | 15
844 | 52 | 030-135-4P-20HP | NBS_030-135_4P_20HP_9.92_SS | 672.8213 | 672.8213 | 2691.2851 | 4 | 1 | 5 | G | NBS_EndSuction | 4 | 3 | 4 | 6 | BranchMin4_BranchMax6 | 4 | 3 | 5 | 12 | HeaderMin5_HeaderMax12 | 10 | 5 | 15
844 | 52 | 030-135-4P-20HP | NBS_030-135_4P_20HP_9.92_SS | 672.8213 | 672.8213 | 2691.2851 | 4 | 1 | 5 | G | NBS_EndSuction | 4 | 3 | 4 | 6 | BranchMin4_BranchMax6 | 4 | 3 | 5 | 12 | HeaderMin5_HeaderMax12 | 12 | 5 | 15
844 | 52 | 030-135-4P-20HP | NBS_030-135_4P_20HP_9.92_SS | 672.8213 | 672.8213 | 2691.2851 | 4 | 1 | 5 | G | NBS_EndSuction | 4 | 3 | 4 | 6 | BranchMin4_BranchMax6 | 5 | 3 | 5 | 12 | HeaderMin5_HeaderMax12 | 5 | 5 | 15 | [11 empty] | INVALID
844 | 52 | 030-135-4P-20HP | NBS_030-135_4P_20HP_9.92_SS | 672.8213 | 672.8213 | 2691.2851 | 4 | 1 | 5 | G | NBS_EndSuction | 4 | 3 | 4 | 6 | BranchMin4_BranchMax6 | 5 | 3 | 5 | 12 | HeaderMin5_HeaderMax12 | 6 | 5 | 15
844 | 52 | 030-135-4P-20HP | NBS_030-135_4P_20HP_9.92_SS | 672.8213 | 672.8213 | 2691.2851 | 4 | 1 | 5 | G | NBS_EndSuction | 4 | 3 | 4 | 6 | BranchMin4_BranchMax6 | 5 | 3 | 5 | 12 | HeaderMin5_HeaderMax12 | 8 | 5 | 15
844 | 52 | 030-135-4P-20HP | NBS_030-135_4P_20HP_9.92_SS | 672.8213 | 672.8213 | 2691.2851 | 4 | 1 | 5 | G | NBS_EndSuction | 4 | 3 | 4 | 6 | BranchMin4_BranchMax6 | 5 | 3 | 5 | 12 | HeaderMin5_HeaderMax12 | 10 | 5 | 15
844 | 52 | 030-135-4P-20HP | NBS_030-135_4P_20HP_9.92_SS | 672.8213 | 672.8213 | 2691.2851 | 4 | 1 | 5 | G | NBS_EndSuction | 4 | 3 | 4 | 6 | BranchMin4_BranchMax6 | 5 | 3 | 5 | 12 | HeaderMin5_HeaderMax12 | 12 | 5 | 15
844 | 52 | 030-135-4P-20HP | NBS_030-135_4P_20HP_9.92_SS | 672.8213 | 672.8213 | 2691.2851 | 4 | 1 | 5 | G | NBS_EndSuction | 4 | 3 | 4 | 6 | BranchMin4_BranchMax6 | 6 | 3 | 5 | 12 | HeaderMin5_HeaderMax12 | 5 | 5 | 15 | [11 empty] | INVALID
844 | 52 | 030-135-4P-20HP | NBS_030-135_4P_20HP_9.92_SS | 672.8213 | 672.8213 | 2691.2851 | 4 | 1 | 5 | G | NBS_EndSuction | 4 | 3 | 4 | 6 | BranchMin4_BranchMax6 | 6 | 3 | 5 | 12 | HeaderMin5_HeaderMax12 | 6 | 5 | 15 | [11 empty] | INVALID
844 | 52 | 030-135-4P-20HP | NBS_030-135_4P_20HP_9.92_SS | 672.8213 | 672.8213 | 2691.2851 | 4 | 1 | 5 | G | NBS_EndSuction | 4 | 3 | 4 | 6 | BranchMin4_BranchMax6 | 6 | 3 | 5 | 12 | HeaderMin5_HeaderMax12 | 8 | 5 | 15
844 | 52 | 030-135-4P-20HP | NBS_030-135_4P_20HP_9.92_SS | 672.8213 | 672.8213 | 2691.2851 | 4 | 1 | 5 | G | NBS_EndSuction | 4 | 3 | 4 | 6 | BranchMin4_BranchMax6 | 6 | 3 | 5 | 12 | HeaderMin5_HeaderMax12 | 10 | 5 | 15
844 | 52 | 030-135-4P-20HP | NBS_030-135_4P_20HP_9.92_SS | 672.8213 | 672.8213 | 2691.2851 | 4 | 1 | 5 | G | NBS_EndSuction | 4 | 3 | 4 | 6 | BranchMin4_BranchMax6 | 6 | 3 | 5 | 12 | HeaderMin5_HeaderMax12 | 12 | 5 | 15
845 | 53 | 030-135-4P-25HP | NBS_030-135_4P_25HP_10.63_SS | 735.3325 | 735.3325 | 2941.3299 | 4 | 1 | 5 | G | NBS_EndSuction | 4 | 3 | 4 | 6 | BranchMin4_BranchMax6 | 4 | 3 | 5 | 12 | HeaderMin5_HeaderMax12 | 5 | 5 | 15
845 | 53 | 030-135-4P-25HP | NBS_030-135_4P_25HP_10.63_SS | 735.3325 | 735.3325 | 2941.3299 | 4 | 1 | 5 | G | NBS_EndSuction | 4 | 3 | 4 | 6 | BranchMin4_BranchMax6 | 4 | 3 | 5 | 12 | HeaderMin5_HeaderMax12 | 6 | 5 | 15
845 | 53 | 030-135-4P-25HP | NBS_030-135_4P_25HP_10.63_SS | 735.3325 | 735.3325 | 2941.3299 | 4 | 1 | 5 | G | NBS_EndSuction | 4 | 3 | 4 | 6 | BranchMin4_BranchMax6 | 4 | 3 | 5 | 12 | HeaderMin5_HeaderMax12 | 8 | 5 | 15
845 | 53 | 030-135-4P-25HP | NBS_030-135_4P_25HP_10.63_SS | 735.3325 | 735.3325 | 2941.3299 | 4 | 1 | 5 | G | NBS_EndSuction | 4 | 3 | 4 | 6 | BranchMin4_BranchMax6 | 4 | 3 | 5 | 12 | HeaderMin5_HeaderMax12 | 10 | 5 | 15
845 | 53 | 030-135-4P-25HP | NBS_030-135_4P_25HP_10.63_SS | 735.3325 | 735.3325 | 2941.3299 | 4 | 1 | 5 | G | NBS_EndSuction | 4 | 3 | 4 | 6 | BranchMin4_BranchMax6 | 4 | 3 | 5 | 12 | HeaderMin5_HeaderMax12 | 12 | 5 | 15
845 | 53 | 030-135-4P-25HP | NBS_030-135_4P_25HP_10.63_SS | 735.3325 | 735.3325 | 2941.3299 | 4 | 1 | 5 | G | NBS_EndSuction | 4 | 3 | 4 | 6 | BranchMin4_BranchMax6 | 5 | 3 | 5 | 12 | HeaderMin5_HeaderMax12 | 5 | 5 | 15 | [11 empty] | INVALID
845 | 53 | 030-135-4P-25HP | NBS_030-135_4P_25HP_10.63_SS | 735.3325 | 735.3325 | 2941.3299 | 4 | 1 | 5 | G | NBS_EndSuction | 4 | 3 | 4 | 6 | BranchMin4_BranchMax6 | 5 | 3 | 5 | 12 | HeaderMin5_HeaderMax12 | 6 | 5 | 15
845 | 53 | 030-135-4P-25HP | NBS_030-135_4P_25HP_10.63_SS | 735.3325 | 735.3325 | 2941.3299 | 4 | 1 | 5 | G | NBS_EndSuction | 4 | 3 | 4 | 6 | BranchMin4_BranchMax6 | 5 | 3 | 5 | 12 | HeaderMin5_HeaderMax12 | 8 | 5 | 15
845 | 53 | 030-135-4P-25HP | NBS_030-135_4P_25HP_10.63_SS | 735.3325 | 735.3325 | 2941.3299 | 4 | 1 | 5 | G | NBS_EndSuction | 4 | 3 | 4 | 6 | BranchMin4_BranchMax6 | 5 | 3 | 5 | 12 | HeaderMin5_HeaderMax12 | 10 | 5 | 15
845 | 53 | 030-135-4P-25HP | NBS_030-135_4P_25HP_10.63_SS | 735.3325 | 735.3325 | 2941.3299 | 4 | 1 | 5 | G | NBS_EndSuction | 4 | 3 | 4 | 6 | BranchMin4_BranchMax6 | 5 | 3 | 5 | 12 | HeaderMin5_HeaderMax12 | 12 | 5 | 15
845 | 53 | 030-135-4P-25HP | NBS_030-135_4P_25HP_10.63_SS | 735.3325 | 735.3325 | 2941.3299 | 4 | 1 | 5 | G | NBS_EndSuction | 4 | 3 | 4 | 6 | BranchMin4_BranchMax6 | 6 | 3 | 5 | 12 | HeaderMin5_HeaderMax12 | 5 | 5 | 15 | [11 empty] | INVALID
845 | 53 | 030-135-4P-25HP | NBS_030-135_4P_25HP_10.63_SS | 735.3325 | 735.3325 | 2941.3299 | 4 | 1 | 5 | G | NBS_EndSuction | 4 | 3 | 4 | 6 | BranchMin4_BranchMax6 | 6 | 3 | 5 | 12 | HeaderMin5_HeaderMax12 | 6 | 5 | 15 | [11 empty] | INVALID
845 | 53 | 030-135-4P-25HP | NBS_030-135_4P_25HP_10.63_SS | 735.3325 | 735.3325 | 2941.3299 | 4 | 1 | 5 | G | NBS_EndSuction | 4 | 3 | 4 | 6 | BranchMin4_BranchMax6 | 6 | 3 | 5 | 12 | HeaderMin5_HeaderMax12 | 8 | 5 | 15
845 | 53 | 030-135-4P-25HP | NBS_030-135_4P_25HP_10.63_SS | 735.3325 | 735.3325 | 2941.3299 | 4 | 1 | 5 | G | NBS_EndSuction | 4 | 3 | 4 | 6 | BranchMin4_BranchMax6 | 6 | 3 | 5 | 12 | HeaderMin5_HeaderMax12 | 10 | 5 | 15
845 | 53 | 030-135-4P-25HP | NBS_030-135_4P_25HP_10.63_SS | 735.3325 | 735.3325 | 2941.3299 | 4 | 1 | 5 | G | NBS_EndSuction | 4 | 3 | 4 | 6 | BranchMin4_BranchMax6 | 6 | 3 | 5 | 12 | HeaderMin5_HeaderMax12 | 12 | 5 | 15
846 | 54 | 030-135-4P-30HP | NBS_030-135_4P_30HP_11.26_SS | 787.4175 | 787.4175 | 3149.6699 | 4 | 1 | 5 | G | NBS_EndSuction | 4 | 3 | 4 | 6 | BranchMin4_BranchMax6 | 4 | 3 | 5 | 12 | HeaderMin5_HeaderMax12 | 5 | 5 | 15
846 | 54 | 030-135-4P-30HP | NBS_030-135_4P_30HP_11.26_SS | 787.4175 | 787.4175 | 3149.6699 | 4 | 1 | 5 | G | NBS_EndSuction | 4 | 3 | 4 | 6 | BranchMin4_BranchMax6 | 4 | 3 | 5 | 12 | HeaderMin5_HeaderMax12 | 6 | 5 | 15
846 | 54 | 030-135-4P-30HP | NBS_030-135_4P_30HP_11.26_SS | 787.4175 | 787.4175 | 3149.6699 | 4 | 1 | 5 | G | NBS_EndSuction | 4 | 3 | 4 | 6 | BranchMin4_BranchMax6 | 4 | 3 | 5 | 12 | HeaderMin5_HeaderMax12 | 8 | 5 | 15
846 | 54 | 030-135-4P-30HP | NBS_030-135_4P_30HP_11.26_SS | 787.4175 | 787.4175 | 3149.6699 | 4 | 1 | 5 | G | NBS_EndSuction | 4 | 3 | 4 | 6 | BranchMin4_BranchMax6 | 4 | 3 | 5 | 12 | HeaderMin5_HeaderMax12 | 10 | 5 | 15
846 | 54 | 030-135-4P-30HP | NBS_030-135_4P_30HP_11.26_SS | 787.4175 | 787.4175 | 3149.6699 | 4 | 1 | 5 | G | NBS_EndSuction | 4 | 3 | 4 | 6 | BranchMin4_BranchMax6 | 4 | 3 | 5 | 12 | HeaderMin5_HeaderMax12 | 12 | 5 | 15
846 | 54 | 030-135-4P-30HP | NBS_030-135_4P_30HP_11.26_SS | 787.4175 | 787.4175 | 3149.6699 | 4 | 1 | 5 | G | NBS_EndSuction | 4 | 3 | 4 | 6 | BranchMin4_BranchMax6 | 5 | 3 | 5 | 12 | HeaderMin5_HeaderMax12 | 5 | 5 | 15 | [11 empty] | INVALID
846 | 54 | 030-135-4P-30HP | NBS_030-135_4P_30HP_11.26_SS | 787.4175 | 787.4175 | 3149.6699 | 4 | 1 | 5 | G | NBS_EndSuction | 4 | 3 | 4 | 6 | BranchMin4_BranchMax6 | 5 | 3 | 5 | 12 | HeaderMin5_HeaderMax12 | 6 | 5 | 15
846 | 54 | 030-135-4P-30HP | NBS_030-135_4P_30HP_11.26_SS | 787.4175 | 787.4175 | 3149.6699 | 4 | 1 | 5 | G | NBS_EndSuction | 4 | 3 | 4 | 6 | BranchMin4_BranchMax6 | 5 | 3 | 5 | 12 | HeaderMin5_HeaderMax12 | 8 | 5 | 15
846 | 54 | 030-135-4P-30HP | NBS_030-135_4P_30HP_11.26_SS | 787.4175 | 787.4175 | 3149.6699 | 4 | 1 | 5 | G | NBS_EndSuction | 4 | 3 | 4 | 6 | BranchMin4_BranchMax6 | 5 | 3 | 5 | 12 | HeaderMin5_HeaderMax12 | 10 | 5 | 15
846 | 54 | 030-135-4P-30HP | NBS_030-135_4P_30HP_11.26_SS | 787.4175 | 787.4175 | 3149.6699 | 4 | 1 | 5 | G | NBS_EndSuction | 4 | 3 | 4 | 6 | BranchMin4_BranchMax6 | 5 | 3 | 5 | 12 | HeaderMin5_HeaderMax12 | 12 | 5 | 15
846 | 54 | 030-135-4P-30HP | NBS_030-135_4P_30HP_11.26_SS | 787.4175 | 787.4175 | 3149.6699 | 4 | 1 | 5 | G | NBS_EndSuction | 4 | 3 | 4 | 6 | BranchMin4_BranchMax6 | 6 | 3 | 5 | 12 | HeaderMin5_HeaderMax12 | 5 | 5 | 15 | [11 empty] | INVALID
846 | 54 | 030-135-4P-30HP | NBS_030-135_4P_30HP_11.26_SS | 787.4175 | 787.4175 | 3149.6699 | 4 | 1 | 5 | G | NBS_EndSuction | 4 | 3 | 4 | 6 | BranchMin4_BranchMax6 | 6 | 3 | 5 | 12 | HeaderMin5_HeaderMax12 | 6 | 5 | 15 | [11 empty] | INVALID
846 | 54 | 030-135-4P-30HP | NBS_030-135_4P_30HP_11.26_SS | 787.4175 | 787.4175 | 3149.6699 | 4 | 1 | 5 | G | NBS_EndSuction | 4 | 3 | 4 | 6 | BranchMin4_BranchMax6 | 6 | 3 | 5 | 12 | HeaderMin5_HeaderMax12 | 8 | 5 | 15
846 | 54 | 030-135-4P-30HP | NBS_030-135_4P_30HP_11.26_SS | 787.4175 | 787.4175 | 3149.6699 | 4 | 1 | 5 | G | NBS_EndSuction | 4 | 3 | 4 | 6 | BranchMin4_BranchMax6 | 6 | 3 | 5 | 12 | HeaderMin5_HeaderMax12 | 10 | 5 | 15
846 | 54 | 030-135-4P-30HP | NBS_030-135_4P_30HP_11.26_SS | 787.4175 | 787.4175 | 3149.6699 | 4 | 1 | 5 | G | NBS_EndSuction | 4 | 3 | 4 | 6 | BranchMin4_BranchMax6 | 6 | 3 | 5 | 12 | HeaderMin5_HeaderMax12 | 12 | 5 | 15
847 | 55 | 030-135-4P-40HP | NBS_030-135_4P_40HP_12.91_SS | 832.83 | 832.83 | 3331.3199 | 4 | 1 | 5 | G | NBS_EndSuction | 4 | 3 | 4 | 6 | BranchMin4_BranchMax6 | 4 | 3 | 5 | 12 | HeaderMin5_HeaderMax12 | 5 | 5 | 15
847 | 55 | 030-135-4P-40HP | NBS_030-135_4P_40HP_12.91_SS | 832.83 | 832.83 | 3331.3199 | 4 | 1 | 5 | G | NBS_EndSuction | 4 | 3 | 4 | 6 | BranchMin4_BranchMax6 | 4 | 3 | 5 | 12 | HeaderMin5_HeaderMax12 | 6 | 5 | 15
847 | 55 | 030-135-4P-40HP | NBS_030-135_4P_40HP_12.91_SS | 832.83 | 832.83 | 3331.3199 | 4 | 1 | 5 | G | NBS_EndSuction | 4 | 3 | 4 | 6 | BranchMin4_BranchMax6 | 4 | 3 | 5 | 12 | HeaderMin5_HeaderMax12 | 8 | 5 | 15
847 | 55 | 030-135-4P-40HP | NBS_030-135_4P_40HP_12.91_SS | 832.83 | 832.83 | 3331.3199 | 4 | 1 | 5 | G | NBS_EndSuction | 4 | 3 | 4 | 6 | BranchMin4_BranchMax6 | 4 | 3 | 5 | 12 | HeaderMin5_HeaderMax12 | 10 | 5 | 15
847 | 55 | 030-135-4P-40HP | NBS_030-135_4P_40HP_12.91_SS | 832.83 | 832.83 | 3331.3199 | 4 | 1 | 5 | G | NBS_EndSuction | 4 | 3 | 4 | 6 | BranchMin4_BranchMax6 | 4 | 3 | 5 | 12 | HeaderMin5_HeaderMax12 | 12 | 5 | 15
847 | 55 | 030-135-4P-40HP | NBS_030-135_4P_40HP_12.91_SS | 832.83 | 832.83 | 3331.3199 | 4 | 1 | 5 | G | NBS_EndSuction | 4 | 3 | 4 | 6 | BranchMin4_BranchMax6 | 5 | 3 | 5 | 12 | HeaderMin5_HeaderMax12 | 5 | 5 | 15 | [11 empty] | INVALID
847 | 55 | 030-135-4P-40HP | NBS_030-135_4P_40HP_12.91_SS | 832.83 | 832.83 | 3331.3199 | 4 | 1 | 5 | G | NBS_EndSuction | 4 | 3 | 4 | 6 | BranchMin4_BranchMax6 | 5 | 3 | 5 | 12 | HeaderMin5_HeaderMax12 | 6 | 5 | 15
847 | 55 | 030-135-4P-40HP | NBS_030-135_4P_40HP_12.91_SS | 832.83 | 832.83 | 3331.3199 | 4 | 1 | 5 | G | NBS_EndSuction | 4 | 3 | 4 | 6 | BranchMin4_BranchMax6 | 5 | 3 | 5 | 12 | HeaderMin5_HeaderMax12 | 8 | 5 | 15
847 | 55 | 030-135-4P-40HP | NBS_030-135_4P_40HP_12.91_SS | 832.83 | 832.83 | 3331.3199 | 4 | 1 | 5 | G | NBS_EndSuction | 4 | 3 | 4 | 6 | BranchMin4_BranchMax6 | 5 | 3 | 5 | 12 | HeaderMin5_HeaderMax12 | 10 | 5 | 15
847 | 55 | 030-135-4P-40HP | NBS_030-135_4P_40HP_12.91_SS | 832.83 | 832.83 | 3331.3199 | 4 | 1 | 5 | G | NBS_EndSuction | 4 | 3 | 4 | 6 | BranchMin4_BranchMax6 | 5 | 3 | 5 | 12 | HeaderMin5_HeaderMax12 | 12 | 5 | 15
847 | 55 | 030-135-4P-40HP | NBS_030-135_4P_40HP_12.91_SS | 832.83 | 832.83 | 3331.3199 | 4 | 1 | 5 | G | NBS_EndSuction | 4 | 3 | 4 | 6 | BranchMin4_BranchMax6 | 6 | 3 | 5 | 12 | HeaderMin5_HeaderMax12 | 5 | 5 | 15 | [11 empty] | INVALID
847 | 55 | 030-135-4P-40HP | NBS_030-135_4P_40HP_12.91_SS | 832.83 | 832.83 | 3331.3199 | 4 | 1 | 5 | G | NBS_EndSuction | 4 | 3 | 4 | 6 | BranchMin4_BranchMax6 | 6 | 3 | 5 | 12 | HeaderMin5_HeaderMax12 | 6 | 5 | 15 | [11 empty] | INVALID
847 | 55 | 030-135-4P-40HP | NBS_030-135_4P_40HP_12.91_SS | 832.83 | 832.83 | 3331.3199 | 4 | 1 | 5 | G | NBS_EndSuction | 4 | 3 | 4 | 6 | BranchMin4_BranchMax6 | 6 | 3 | 5 | 12 | HeaderMin5_HeaderMax12 | 8 | 5 | 15
847 | 55 | 030-135-4P-40HP | NBS_030-135_4P_40HP_12.91_SS | 832.83 | 832.83 | 3331.3199 | 4 | 1 | 5 | G | NBS_EndSuction | 4 | 3 | 4 | 6 | BranchMin4_BranchMax6 | 6 | 3 | 5 | 12 | HeaderMin5_HeaderMax12 | 10 | 5 | 15
847 | 55 | 030-135-4P-40HP | NBS_030-135_4P_40HP_12.91_SS | 832.83 | 832.83 | 3331.3199 | 4 | 1 | 5 | G | NBS_EndSuction | 4 | 3 | 4 | 6 | BranchMin4_BranchMax6 | 6 | 3 | 5 | 12 | HeaderMin5_HeaderMax12 | 12 | 5 | 15
848 | 56 | 040-070-4P-2HP | NBS_040-070_4P_2HP_4.72_SS | 541.7729 | 541.7729 | 2167.0915 | 4 | 1 | 5 | G | NBS_EndSuction | 4 | 3 | 4 | 5 | BranchMin4_BranchMax5 | 4 | 2 | 5 | 10 | HeaderMin5_HeaderMax10 | 5 | 4 | 8
848 | 56 | 040-070-4P-2HP | NBS_040-070_4P_2HP_4.72_SS | 541.7729 | 541.7729 | 2167.0915 | 4 | 1 | 5 | G | NBS_EndSuction | 4 | 3 | 4 | 5 | BranchMin4_BranchMax5 | 4 | 2 | 5 | 10 | HeaderMin5_HeaderMax10 | 6 | 4 | 8
848 | 56 | 040-070-4P-2HP | NBS_040-070_4P_2HP_4.72_SS | 541.7729 | 541.7729 | 2167.0915 | 4 | 1 | 5 | G | NBS_EndSuction | 4 | 3 | 4 | 5 | BranchMin4_BranchMax5 | 4 | 2 | 5 | 10 | HeaderMin5_HeaderMax10 | 8 | 4 | 8
848 | 56 | 040-070-4P-2HP | NBS_040-070_4P_2HP_4.72_SS | 541.7729 | 541.7729 | 2167.0915 | 4 | 1 | 5 | G | NBS_EndSuction | 4 | 3 | 4 | 5 | BranchMin4_BranchMax5 | 4 | 2 | 5 | 10 | HeaderMin5_HeaderMax10 | 10 | 4 | 8
848 | 56 | 040-070-4P-2HP | NBS_040-070_4P_2HP_4.72_SS | 541.7729 | 541.7729 | 2167.0915 | 4 | 1 | 5 | G | NBS_EndSuction | 4 | 3 | 4 | 5 | BranchMin4_BranchMax5 | 5 | 2 | 5 | 10 | HeaderMin5_HeaderMax10 | 5 | 4 | 8 | [11 empty] | INVALID
848 | 56 | 040-070-4P-2HP | NBS_040-070_4P_2HP_4.72_SS | 541.7729 | 541.7729 | 2167.0915 | 4 | 1 | 5 | G | NBS_EndSuction | 4 | 3 | 4 | 5 | BranchMin4_BranchMax5 | 5 | 2 | 5 | 10 | HeaderMin5_HeaderMax10 | 6 | 4 | 8
848 | 56 | 040-070-4P-2HP | NBS_040-070_4P_2HP_4.72_SS | 541.7729 | 541.7729 | 2167.0915 | 4 | 1 | 5 | G | NBS_EndSuction | 4 | 3 | 4 | 5 | BranchMin4_BranchMax5 | 5 | 2 | 5 | 10 | HeaderMin5_HeaderMax10 | 8 | 4 | 8
848 | 56 | 040-070-4P-2HP | NBS_040-070_4P_2HP_4.72_SS | 541.7729 | 541.7729 | 2167.0915 | 4 | 1 | 5 | G | NBS_EndSuction | 4 | 3 | 4 | 5 | BranchMin4_BranchMax5 | 5 | 2 | 5 | 10 | HeaderMin5_HeaderMax10 | 10 | 4 | 8
849 | 57 | 040-070-4P-3HP | NBS_040-070_4P_3HP_5.43_SS | 534.0678 | 534.0678 | 2136.2714 | 4 | 1 | 5 | G | NBS_EndSuction | 4 | 3 | 4 | 5 | BranchMin4_BranchMax5 | 4 | 2 | 5 | 10 | HeaderMin5_HeaderMax10 | 5 | 4 | 8
849 | 57 | 040-070-4P-3HP | NBS_040-070_4P_3HP_5.43_SS | 534.0678 | 534.0678 | 2136.2714 | 4 | 1 | 5 | G | NBS_EndSuction | 4 | 3 | 4 | 5 | BranchMin4_BranchMax5 | 4 | 2 | 5 | 10 | HeaderMin5_HeaderMax10 | 6 | 4 | 8
849 | 57 | 040-070-4P-3HP | NBS_040-070_4P_3HP_5.43_SS | 534.0678 | 534.0678 | 2136.2714 | 4 | 1 | 5 | G | NBS_EndSuction | 4 | 3 | 4 | 5 | BranchMin4_BranchMax5 | 4 | 2 | 5 | 10 | HeaderMin5_HeaderMax10 | 8 | 4 | 8
849 | 57 | 040-070-4P-3HP | NBS_040-070_4P_3HP_5.43_SS | 534.0678 | 534.0678 | 2136.2714 | 4 | 1 | 5 | G | NBS_EndSuction | 4 | 3 | 4 | 5 | BranchMin4_BranchMax5 | 4 | 2 | 5 | 10 | HeaderMin5_HeaderMax10 | 10 | 4 | 8
849 | 57 | 040-070-4P-3HP | NBS_040-070_4P_3HP_5.43_SS | 534.0678 | 534.0678 | 2136.2714 | 4 | 1 | 5 | G | NBS_EndSuction | 4 | 3 | 4 | 5 | BranchMin4_BranchMax5 | 5 | 2 | 5 | 10 | HeaderMin5_HeaderMax10 | 5 | 4 | 8 | [11 empty] | INVALID
849 | 57 | 040-070-4P-3HP | NBS_040-070_4P_3HP_5.43_SS | 534.0678 | 534.0678 | 2136.2714 | 4 | 1 | 5 | G | NBS_EndSuction | 4 | 3 | 4 | 5 | BranchMin4_BranchMax5 | 5 | 2 | 5 | 10 | HeaderMin5_HeaderMax10 | 6 | 4 | 8
849 | 57 | 040-070-4P-3HP | NBS_040-070_4P_3HP_5.43_SS | 534.0678 | 534.0678 | 2136.2714 | 4 | 1 | 5 | G | NBS_EndSuction | 4 | 3 | 4 | 5 | BranchMin4_BranchMax5 | 5 | 2 | 5 | 10 | HeaderMin5_HeaderMax10 | 8 | 4 | 8
849 | 57 | 040-070-4P-3HP | NBS_040-070_4P_3HP_5.43_SS | 534.0678 | 534.0678 | 2136.2714 | 4 | 1 | 5 | G | NBS_EndSuction | 4 | 3 | 4 | 5 | BranchMin4_BranchMax5 | 5 | 2 | 5 | 10 | HeaderMin5_HeaderMax10 | 10 | 4 | 8
850 | 58 | 040-070-4P-5HP | NBS_040-070_4P_5HP_6.30_SS | 695.2568 | 695.2568 | 2781.0273 | 4 | 1 | 5 | G | NBS_EndSuction | 4 | 3 | 4 | 6 | BranchMin4_BranchMax6 | 4 | 3 | 5 | 12 | HeaderMin5_HeaderMax12 | 5 | 5 | 15
850 | 58 | 040-070-4P-5HP | NBS_040-070_4P_5HP_6.30_SS | 695.2568 | 695.2568 | 2781.0273 | 4 | 1 | 5 | G | NBS_EndSuction | 4 | 3 | 4 | 6 | BranchMin4_BranchMax6 | 4 | 3 | 5 | 12 | HeaderMin5_HeaderMax12 | 6 | 5 | 15
850 | 58 | 040-070-4P-5HP | NBS_040-070_4P_5HP_6.30_SS | 695.2568 | 695.2568 | 2781.0273 | 4 | 1 | 5 | G | NBS_EndSuction | 4 | 3 | 4 | 6 | BranchMin4_BranchMax6 | 4 | 3 | 5 | 12 | HeaderMin5_HeaderMax12 | 8 | 5 | 15
850 | 58 | 040-070-4P-5HP | NBS_040-070_4P_5HP_6.30_SS | 695.2568 | 695.2568 | 2781.0273 | 4 | 1 | 5 | G | NBS_EndSuction | 4 | 3 | 4 | 6 | BranchMin4_BranchMax6 | 4 | 3 | 5 | 12 | HeaderMin5_HeaderMax12 | 10 | 5 | 15
850 | 58 | 040-070-4P-5HP | NBS_040-070_4P_5HP_6.30_SS | 695.2568 | 695.2568 | 2781.0273 | 4 | 1 | 5 | G | NBS_EndSuction | 4 | 3 | 4 | 6 | BranchMin4_BranchMax6 | 4 | 3 | 5 | 12 | HeaderMin5_HeaderMax12 | 12 | 5 | 15
850 | 58 | 040-070-4P-5HP | NBS_040-070_4P_5HP_6.30_SS | 695.2568 | 695.2568 | 2781.0273 | 4 | 1 | 5 | G | NBS_EndSuction | 4 | 3 | 4 | 6 | BranchMin4_BranchMax6 | 5 | 3 | 5 | 12 | HeaderMin5_HeaderMax12 | 5 | 5 | 15 | [11 empty] | INVALID
850 | 58 | 040-070-4P-5HP | NBS_040-070_4P_5HP_6.30_SS | 695.2568 | 695.2568 | 2781.0273 | 4 | 1 | 5 | G | NBS_EndSuction | 4 | 3 | 4 | 6 | BranchMin4_BranchMax6 | 5 | 3 | 5 | 12 | HeaderMin5_HeaderMax12 | 6 | 5 | 15
850 | 58 | 040-070-4P-5HP | NBS_040-070_4P_5HP_6.30_SS | 695.2568 | 695.2568 | 2781.0273 | 4 | 1 | 5 | G | NBS_EndSuction | 4 | 3 | 4 | 6 | BranchMin4_BranchMax6 | 5 | 3 | 5 | 12 | HeaderMin5_HeaderMax12 | 8 | 5 | 15
850 | 58 | 040-070-4P-5HP | NBS_040-070_4P_5HP_6.30_SS | 695.2568 | 695.2568 | 2781.0273 | 4 | 1 | 5 | G | NBS_EndSuction | 4 | 3 | 4 | 6 | BranchMin4_BranchMax6 | 5 | 3 | 5 | 12 | HeaderMin5_HeaderMax12 | 10 | 5 | 15
850 | 58 | 040-070-4P-5HP | NBS_040-070_4P_5HP_6.30_SS | 695.2568 | 695.2568 | 2781.0273 | 4 | 1 | 5 | G | NBS_EndSuction | 4 | 3 | 4 | 6 | BranchMin4_BranchMax6 | 5 | 3 | 5 | 12 | HeaderMin5_HeaderMax12 | 12 | 5 | 15
850 | 58 | 040-070-4P-5HP | NBS_040-070_4P_5HP_6.30_SS | 695.2568 | 695.2568 | 2781.0273 | 4 | 1 | 5 | G | NBS_EndSuction | 4 | 3 | 4 | 6 | BranchMin4_BranchMax6 | 6 | 3 | 5 | 12 | HeaderMin5_HeaderMax12 | 5 | 5 | 15 | [11 empty] | INVALID
850 | 58 | 040-070-4P-5HP | NBS_040-070_4P_5HP_6.30_SS | 695.2568 | 695.2568 | 2781.0273 | 4 | 1 | 5 | G | NBS_EndSuction | 4 | 3 | 4 | 6 | BranchMin4_BranchMax6 | 6 | 3 | 5 | 12 | HeaderMin5_HeaderMax12 | 6 | 5 | 15 | [11 empty] | INVALID
850 | 58 | 040-070-4P-5HP | NBS_040-070_4P_5HP_6.30_SS | 695.2568 | 695.2568 | 2781.0273 | 4 | 1 | 5 | G | NBS_EndSuction | 4 | 3 | 4 | 6 | BranchMin4_BranchMax6 | 6 | 3 | 5 | 12 | HeaderMin5_HeaderMax12 | 8 | 5 | 15
850 | 58 | 040-070-4P-5HP | NBS_040-070_4P_5HP_6.30_SS | 695.2568 | 695.2568 | 2781.0273 | 4 | 1 | 5 | G | NBS_EndSuction | 4 | 3 | 4 | 6 | BranchMin4_BranchMax6 | 6 | 3 | 5 | 12 | HeaderMin5_HeaderMax12 | 10 | 5 | 15
850 | 58 | 040-070-4P-5HP | NBS_040-070_4P_5HP_6.30_SS | 695.2568 | 695.2568 | 2781.0273 | 4 | 1 | 5 | G | NBS_EndSuction | 4 | 3 | 4 | 6 | BranchMin4_BranchMax6 | 6 | 3 | 5 | 12 | HeaderMin5_HeaderMax12 | 12 | 5 | 15
851 | 59 | 040-070-4P-7pt5HP | NBS_040-070_4P_7.5HP_6.85_SS | 724.1837 | 724.1837 | 2896.7347 | 4 | 1 | 5 | G | NBS_EndSuction | 4 | 3 | 4 | 6 | BranchMin4_BranchMax6 | 4 | 3 | 5 | 12 | HeaderMin5_HeaderMax12 | 5 | 5 | 15
851 | 59 | 040-070-4P-7pt5HP | NBS_040-070_4P_7.5HP_6.85_SS | 724.1837 | 724.1837 | 2896.7347 | 4 | 1 | 5 | G | NBS_EndSuction | 4 | 3 | 4 | 6 | BranchMin4_BranchMax6 | 4 | 3 | 5 | 12 | HeaderMin5_HeaderMax12 | 6 | 5 | 15
851 | 59 | 040-070-4P-7pt5HP | NBS_040-070_4P_7.5HP_6.85_SS | 724.1837 | 724.1837 | 2896.7347 | 4 | 1 | 5 | G | NBS_EndSuction | 4 | 3 | 4 | 6 | BranchMin4_BranchMax6 | 4 | 3 | 5 | 12 | HeaderMin5_HeaderMax12 | 8 | 5 | 15
851 | 59 | 040-070-4P-7pt5HP | NBS_040-070_4P_7.5HP_6.85_SS | 724.1837 | 724.1837 | 2896.7347 | 4 | 1 | 5 | G | NBS_EndSuction | 4 | 3 | 4 | 6 | BranchMin4_BranchMax6 | 4 | 3 | 5 | 12 | HeaderMin5_HeaderMax12 | 10 | 5 | 15
851 | 59 | 040-070-4P-7pt5HP | NBS_040-070_4P_7.5HP_6.85_SS | 724.1837 | 724.1837 | 2896.7347 | 4 | 1 | 5 | G | NBS_EndSuction | 4 | 3 | 4 | 6 | BranchMin4_BranchMax6 | 4 | 3 | 5 | 12 | HeaderMin5_HeaderMax12 | 12 | 5 | 15
851 | 59 | 040-070-4P-7pt5HP | NBS_040-070_4P_7.5HP_6.85_SS | 724.1837 | 724.1837 | 2896.7347 | 4 | 1 | 5 | G | NBS_EndSuction | 4 | 3 | 4 | 6 | BranchMin4_BranchMax6 | 5 | 3 | 5 | 12 | HeaderMin5_HeaderMax12 | 5 | 5 | 15 | [11 empty] | INVALID
851 | 59 | 040-070-4P-7pt5HP | NBS_040-070_4P_7.5HP_6.85_SS | 724.1837 | 724.1837 | 2896.7347 | 4 | 1 | 5 | G | NBS_EndSuction | 4 | 3 | 4 | 6 | BranchMin4_BranchMax6 | 5 | 3 | 5 | 12 | HeaderMin5_HeaderMax12 | 6 | 5 | 15
851 | 59 | 040-070-4P-7pt5HP | NBS_040-070_4P_7.5HP_6.85_SS | 724.1837 | 724.1837 | 2896.7347 | 4 | 1 | 5 | G | NBS_EndSuction | 4 | 3 | 4 | 6 | BranchMin4_BranchMax6 | 5 | 3 | 5 | 12 | HeaderMin5_HeaderMax12 | 8 | 5 | 15
851 | 59 | 040-070-4P-7pt5HP | NBS_040-070_4P_7.5HP_6.85_SS | 724.1837 | 724.1837 | 2896.7347 | 4 | 1 | 5 | G | NBS_EndSuction | 4 | 3 | 4 | 6 | BranchMin4_BranchMax6 | 5 | 3 | 5 | 12 | HeaderMin5_HeaderMax12 | 10 | 5 | 15
851 | 59 | 040-070-4P-7pt5HP | NBS_040-070_4P_7.5HP_6.85_SS | 724.1837 | 724.1837 | 2896.7347 | 4 | 1 | 5 | G | NBS_EndSuction | 4 | 3 | 4 | 6 | BranchMin4_BranchMax6 | 5 | 3 | 5 | 12 | HeaderMin5_HeaderMax12 | 12 | 5 | 15
851 | 59 | 040-070-4P-7pt5HP | NBS_040-070_4P_7.5HP_6.85_SS | 724.1837 | 724.1837 | 2896.7347 | 4 | 1 | 5 | G | NBS_EndSuction | 4 | 3 | 4 | 6 | BranchMin4_BranchMax6 | 6 | 3 | 5 | 12 | HeaderMin5_HeaderMax12 | 5 | 5 | 15 | [11 empty] | INVALID
851 | 59 | 040-070-4P-7pt5HP | NBS_040-070_4P_7.5HP_6.85_SS | 724.1837 | 724.1837 | 2896.7347 | 4 | 1 | 5 | G | NBS_EndSuction | 4 | 3 | 4 | 6 | BranchMin4_BranchMax6 | 6 | 3 | 5 | 12 | HeaderMin5_HeaderMax12 | 6 | 5 | 15 | [11 empty] | INVALID
851 | 59 | 040-070-4P-7pt5HP | NBS_040-070_4P_7.5HP_6.85_SS | 724.1837 | 724.1837 | 2896.7347 | 4 | 1 | 5 | G | NBS_EndSuction | 4 | 3 | 4 | 6 | BranchMin4_BranchMax6 | 6 | 3 | 5 | 12 | HeaderMin5_HeaderMax12 | 8 | 5 | 15
851 | 59 | 040-070-4P-7pt5HP | NBS_040-070_4P_7.5HP_6.85_SS | 724.1837 | 724.1837 | 2896.7347 | 4 | 1 | 5 | G | NBS_EndSuction | 4 | 3 | 4 | 6 | BranchMin4_BranchMax6 | 6 | 3 | 5 | 12 | HeaderMin5_HeaderMax12 | 10 | 5 | 15
851 | 59 | 040-070-4P-7pt5HP | NBS_040-070_4P_7.5HP_6.85_SS | 724.1837 | 724.1837 | 2896.7347 | 4 | 1 | 5 | G | NBS_EndSuction | 4 | 3 | 4 | 6 | BranchMin4_BranchMax6 | 6 | 3 | 5 | 12 | HeaderMin5_HeaderMax12 | 12 | 5 | 15
852 | 60 | 040-095-4P-7pt5HP | NBS_040-095_4P_7.5HP_6.38_SS | 864.0628 | 864.0628 | 3456.2511 | 4 | 1 | 5 | G | NBS_EndSuction | 5 | 4 | 5 | 6 | BranchMin5_BranchMax6 | 5 | 2 | 6 | 12 | HeaderMin6_HeaderMax12 | 6 | 4 | 8
852 | 60 | 040-095-4P-7pt5HP | NBS_040-095_4P_7.5HP_6.38_SS | 864.0628 | 864.0628 | 3456.2511 | 4 | 1 | 5 | G | NBS_EndSuction | 5 | 4 | 5 | 6 | BranchMin5_BranchMax6 | 5 | 2 | 6 | 12 | HeaderMin6_HeaderMax12 | 8 | 4 | 8
852 | 60 | 040-095-4P-7pt5HP | NBS_040-095_4P_7.5HP_6.38_SS | 864.0628 | 864.0628 | 3456.2511 | 4 | 1 | 5 | G | NBS_EndSuction | 5 | 4 | 5 | 6 | BranchMin5_BranchMax6 | 5 | 2 | 6 | 12 | HeaderMin6_HeaderMax12 | 10 | 4 | 8
852 | 60 | 040-095-4P-7pt5HP | NBS_040-095_4P_7.5HP_6.38_SS | 864.0628 | 864.0628 | 3456.2511 | 4 | 1 | 5 | G | NBS_EndSuction | 5 | 4 | 5 | 6 | BranchMin5_BranchMax6 | 5 | 2 | 6 | 12 | HeaderMin6_HeaderMax12 | 12 | 4 | 8
852 | 60 | 040-095-4P-7pt5HP | NBS_040-095_4P_7.5HP_6.38_SS | 864.0628 | 864.0628 | 3456.2511 | 4 | 1 | 5 | G | NBS_EndSuction | 5 | 4 | 5 | 6 | BranchMin5_BranchMax6 | 6 | 2 | 6 | 12 | HeaderMin6_HeaderMax12 | 6 | 4 | 8 | [11 empty] | INVALID
852 | 60 | 040-095-4P-7pt5HP | NBS_040-095_4P_7.5HP_6.38_SS | 864.0628 | 864.0628 | 3456.2511 | 4 | 1 | 5 | G | NBS_EndSuction | 5 | 4 | 5 | 6 | BranchMin5_BranchMax6 | 6 | 2 | 6 | 12 | HeaderMin6_HeaderMax12 | 8 | 4 | 8
852 | 60 | 040-095-4P-7pt5HP | NBS_040-095_4P_7.5HP_6.38_SS | 864.0628 | 864.0628 | 3456.2511 | 4 | 1 | 5 | G | NBS_EndSuction | 5 | 4 | 5 | 6 | BranchMin5_BranchMax6 | 6 | 2 | 6 | 12 | HeaderMin6_HeaderMax12 | 10 | 4 | 8
852 | 60 | 040-095-4P-7pt5HP | NBS_040-095_4P_7.5HP_6.38_SS | 864.0628 | 864.0628 | 3456.2511 | 4 | 1 | 5 | G | NBS_EndSuction | 5 | 4 | 5 | 6 | BranchMin5_BranchMax6 | 6 | 2 | 6 | 12 | HeaderMin6_HeaderMax12 | 12 | 4 | 8
853 | 61 | 040-095-4P-10HP | NBS_040-095_4P_10HP_7.09_SS | 924.6022 | 924.6022 | 3698.4088 | 4 | 1 | 5 | G | NBS_EndSuction | 5 | 4 | 5 | 6 | BranchMin5_BranchMax6 | 5 | 2 | 6 | 14 | HeaderMin6_HeaderMax14 | 6 | 5 | 10
853 | 61 | 040-095-4P-10HP | NBS_040-095_4P_10HP_7.09_SS | 924.6022 | 924.6022 | 3698.4088 | 4 | 1 | 5 | G | NBS_EndSuction | 5 | 4 | 5 | 6 | BranchMin5_BranchMax6 | 5 | 2 | 6 | 14 | HeaderMin6_HeaderMax14 | 8 | 5 | 10
853 | 61 | 040-095-4P-10HP | NBS_040-095_4P_10HP_7.09_SS | 924.6022 | 924.6022 | 3698.4088 | 4 | 1 | 5 | G | NBS_EndSuction | 5 | 4 | 5 | 6 | BranchMin5_BranchMax6 | 5 | 2 | 6 | 14 | HeaderMin6_HeaderMax14 | 10 | 5 | 10
853 | 61 | 040-095-4P-10HP | NBS_040-095_4P_10HP_7.09_SS | 924.6022 | 924.6022 | 3698.4088 | 4 | 1 | 5 | G | NBS_EndSuction | 5 | 4 | 5 | 6 | BranchMin5_BranchMax6 | 5 | 2 | 6 | 14 | HeaderMin6_HeaderMax14 | 12 | 5 | 10
853 | 61 | 040-095-4P-10HP | NBS_040-095_4P_10HP_7.09_SS | 924.6022 | 924.6022 | 3698.4088 | 4 | 1 | 5 | G | NBS_EndSuction | 5 | 4 | 5 | 6 | BranchMin5_BranchMax6 | 5 | 2 | 6 | 14 | HeaderMin6_HeaderMax14 | 14 | 5 | 10
853 | 61 | 040-095-4P-10HP | NBS_040-095_4P_10HP_7.09_SS | 924.6022 | 924.6022 | 3698.4088 | 4 | 1 | 5 | G | NBS_EndSuction | 5 | 4 | 5 | 6 | BranchMin5_BranchMax6 | 6 | 2 | 6 | 14 | HeaderMin6_HeaderMax14 | 6 | 5 | 10 | [11 empty] | INVALID
853 | 61 | 040-095-4P-10HP | NBS_040-095_4P_10HP_7.09_SS | 924.6022 | 924.6022 | 3698.4088 | 4 | 1 | 5 | G | NBS_EndSuction | 5 | 4 | 5 | 6 | BranchMin5_BranchMax6 | 6 | 2 | 6 | 14 | HeaderMin6_HeaderMax14 | 8 | 5 | 10
853 | 61 | 040-095-4P-10HP | NBS_040-095_4P_10HP_7.09_SS | 924.6022 | 924.6022 | 3698.4088 | 4 | 1 | 5 | G | NBS_EndSuction | 5 | 4 | 5 | 6 | BranchMin5_BranchMax6 | 6 | 2 | 6 | 14 | HeaderMin6_HeaderMax14 | 10 | 5 | 10
853 | 61 | 040-095-4P-10HP | NBS_040-095_4P_10HP_7.09_SS | 924.6022 | 924.6022 | 3698.4088 | 4 | 1 | 5 | G | NBS_EndSuction | 5 | 4 | 5 | 6 | BranchMin5_BranchMax6 | 6 | 2 | 6 | 14 | HeaderMin6_HeaderMax14 | 12 | 5 | 10
853 | 61 | 040-095-4P-10HP | NBS_040-095_4P_10HP_7.09_SS | 924.6022 | 924.6022 | 3698.4088 | 4 | 1 | 5 | G | NBS_EndSuction | 5 | 4 | 5 | 6 | BranchMin5_BranchMax6 | 6 | 2 | 6 | 14 | HeaderMin6_HeaderMax14 | 14 | 5 | 10
854 | 62 | 040-095-4P-15HP | NBS_040-095_4P_15HP_8.35_SS | 1036.8753 | 1036.8753 | 4147.5013 | 4 | 1 | 5 | G | NBS_EndSuction | 5 | 4 | 5 | 8 | BranchMin5_BranchMax8 | 5 | 3 | 6 | 14 | HeaderMin6_HeaderMax14 | 6 | 5 | 15
854 | 62 | 040-095-4P-15HP | NBS_040-095_4P_15HP_8.35_SS | 1036.8753 | 1036.8753 | 4147.5013 | 4 | 1 | 5 | G | NBS_EndSuction | 5 | 4 | 5 | 8 | BranchMin5_BranchMax8 | 5 | 3 | 6 | 14 | HeaderMin6_HeaderMax14 | 8 | 5 | 15
854 | 62 | 040-095-4P-15HP | NBS_040-095_4P_15HP_8.35_SS | 1036.8753 | 1036.8753 | 4147.5013 | 4 | 1 | 5 | G | NBS_EndSuction | 5 | 4 | 5 | 8 | BranchMin5_BranchMax8 | 5 | 3 | 6 | 14 | HeaderMin6_HeaderMax14 | 10 | 5 | 15
854 | 62 | 040-095-4P-15HP | NBS_040-095_4P_15HP_8.35_SS | 1036.8753 | 1036.8753 | 4147.5013 | 4 | 1 | 5 | G | NBS_EndSuction | 5 | 4 | 5 | 8 | BranchMin5_BranchMax8 | 5 | 3 | 6 | 14 | HeaderMin6_HeaderMax14 | 12 | 5 | 15
854 | 62 | 040-095-4P-15HP | NBS_040-095_4P_15HP_8.35_SS | 1036.8753 | 1036.8753 | 4147.5013 | 4 | 1 | 5 | G | NBS_EndSuction | 5 | 4 | 5 | 8 | BranchMin5_BranchMax8 | 5 | 3 | 6 | 14 | HeaderMin6_HeaderMax14 | 14 | 5 | 15
854 | 62 | 040-095-4P-15HP | NBS_040-095_4P_15HP_8.35_SS | 1036.8753 | 1036.8753 | 4147.5013 | 4 | 1 | 5 | G | NBS_EndSuction | 5 | 4 | 5 | 8 | BranchMin5_BranchMax8 | 6 | 3 | 6 | 14 | HeaderMin6_HeaderMax14 | 6 | 5 | 15 | [11 empty] | INVALID
854 | 62 | 040-095-4P-15HP | NBS_040-095_4P_15HP_8.35_SS | 1036.8753 | 1036.8753 | 4147.5013 | 4 | 1 | 5 | G | NBS_EndSuction | 5 | 4 | 5 | 8 | BranchMin5_BranchMax8 | 6 | 3 | 6 | 14 | HeaderMin6_HeaderMax14 | 8 | 5 | 15
854 | 62 | 040-095-4P-15HP | NBS_040-095_4P_15HP_8.35_SS | 1036.8753 | 1036.8753 | 4147.5013 | 4 | 1 | 5 | G | NBS_EndSuction | 5 | 4 | 5 | 8 | BranchMin5_BranchMax8 | 6 | 3 | 6 | 14 | HeaderMin6_HeaderMax14 | 10 | 5 | 15
854 | 62 | 040-095-4P-15HP | NBS_040-095_4P_15HP_8.35_SS | 1036.8753 | 1036.8753 | 4147.5013 | 4 | 1 | 5 | G | NBS_EndSuction | 5 | 4 | 5 | 8 | BranchMin5_BranchMax8 | 6 | 3 | 6 | 14 | HeaderMin6_HeaderMax14 | 12 | 5 | 15
854 | 62 | 040-095-4P-15HP | NBS_040-095_4P_15HP_8.35_SS | 1036.8753 | 1036.8753 | 4147.5013 | 4 | 1 | 5 | G | NBS_EndSuction | 5 | 4 | 5 | 8 | BranchMin5_BranchMax8 | 6 | 3 | 6 | 14 | HeaderMin6_HeaderMax14 | 14 | 5 | 15
854 | 62 | 040-095-4P-15HP | NBS_040-095_4P_15HP_8.35_SS | 1036.8753 | 1036.8753 | 4147.5013 | 4 | 1 | 5 | G | NBS_EndSuction | 5 | 4 | 5 | 8 | BranchMin5_BranchMax8 | 8 | 3 | 6 | 14 | HeaderMin6_HeaderMax14 | 6 | 5 | 15 | [11 empty] | INVALID
854 | 62 | 040-095-4P-15HP | NBS_040-095_4P_15HP_8.35_SS | 1036.8753 | 1036.8753 | 4147.5013 | 4 | 1 | 5 | G | NBS_EndSuction | 5 | 4 | 5 | 8 | BranchMin5_BranchMax8 | 8 | 3 | 6 | 14 | HeaderMin6_HeaderMax14 | 8 | 5 | 15 | [11 empty] | INVALID
854 | 62 | 040-095-4P-15HP | NBS_040-095_4P_15HP_8.35_SS | 1036.8753 | 1036.8753 | 4147.5013 | 4 | 1 | 5 | G | NBS_EndSuction | 5 | 4 | 5 | 8 | BranchMin5_BranchMax8 | 8 | 3 | 6 | 14 | HeaderMin6_HeaderMax14 | 10 | 5 | 15
854 | 62 | 040-095-4P-15HP | NBS_040-095_4P_15HP_8.35_SS | 1036.8753 | 1036.8753 | 4147.5013 | 4 | 1 | 5 | G | NBS_EndSuction | 5 | 4 | 5 | 8 | BranchMin5_BranchMax8 | 8 | 3 | 6 | 14 | HeaderMin6_HeaderMax14 | 12 | 5 | 15
854 | 62 | 040-095-4P-15HP | NBS_040-095_4P_15HP_8.35_SS | 1036.8753 | 1036.8753 | 4147.5013 | 4 | 1 | 5 | G | NBS_EndSuction | 5 | 4 | 5 | 8 | BranchMin5_BranchMax8 | 8 | 3 | 6 | 14 | HeaderMin6_HeaderMax14 | 14 | 5 | 15
855 | 63 | 040-095-4P-20HP | NBS_040-095_4P_20HP_9.37_SS | 1098.4714 | 1098.4714 | 4393.8858 | 4 | 1 | 5 | G | NBS_EndSuction | 5 | 4 | 5 | 8 | BranchMin5_BranchMax8 | 5 | 3 | 6 | 16 | HeaderMin6_HeaderMax16 | 6 | 6 | 18
855 | 63 | 040-095-4P-20HP | NBS_040-095_4P_20HP_9.37_SS | 1098.4714 | 1098.4714 | 4393.8858 | 4 | 1 | 5 | G | NBS_EndSuction | 5 | 4 | 5 | 8 | BranchMin5_BranchMax8 | 5 | 3 | 6 | 16 | HeaderMin6_HeaderMax16 | 8 | 6 | 18
855 | 63 | 040-095-4P-20HP | NBS_040-095_4P_20HP_9.37_SS | 1098.4714 | 1098.4714 | 4393.8858 | 4 | 1 | 5 | G | NBS_EndSuction | 5 | 4 | 5 | 8 | BranchMin5_BranchMax8 | 5 | 3 | 6 | 16 | HeaderMin6_HeaderMax16 | 10 | 6 | 18
855 | 63 | 040-095-4P-20HP | NBS_040-095_4P_20HP_9.37_SS | 1098.4714 | 1098.4714 | 4393.8858 | 4 | 1 | 5 | G | NBS_EndSuction | 5 | 4 | 5 | 8 | BranchMin5_BranchMax8 | 5 | 3 | 6 | 16 | HeaderMin6_HeaderMax16 | 12 | 6 | 18
855 | 63 | 040-095-4P-20HP | NBS_040-095_4P_20HP_9.37_SS | 1098.4714 | 1098.4714 | 4393.8858 | 4 | 1 | 5 | G | NBS_EndSuction | 5 | 4 | 5 | 8 | BranchMin5_BranchMax8 | 5 | 3 | 6 | 16 | HeaderMin6_HeaderMax16 | 14 | 6 | 18
855 | 63 | 040-095-4P-20HP | NBS_040-095_4P_20HP_9.37_SS | 1098.4714 | 1098.4714 | 4393.8858 | 4 | 1 | 5 | G | NBS_EndSuction | 5 | 4 | 5 | 8 | BranchMin5_BranchMax8 | 5 | 3 | 6 | 16 | HeaderMin6_HeaderMax16 | 16 | 6 | 18
855 | 63 | 040-095-4P-20HP | NBS_040-095_4P_20HP_9.37_SS | 1098.4714 | 1098.4714 | 4393.8858 | 4 | 1 | 5 | G | NBS_EndSuction | 5 | 4 | 5 | 8 | BranchMin5_BranchMax8 | 6 | 3 | 6 | 16 | HeaderMin6_HeaderMax16 | 6 | 6 | 18 | [11 empty] | INVALID
855 | 63 | 040-095-4P-20HP | NBS_040-095_4P_20HP_9.37_SS | 1098.4714 | 1098.4714 | 4393.8858 | 4 | 1 | 5 | G | NBS_EndSuction | 5 | 4 | 5 | 8 | BranchMin5_BranchMax8 | 6 | 3 | 6 | 16 | HeaderMin6_HeaderMax16 | 8 | 6 | 18
855 | 63 | 040-095-4P-20HP | NBS_040-095_4P_20HP_9.37_SS | 1098.4714 | 1098.4714 | 4393.8858 | 4 | 1 | 5 | G | NBS_EndSuction | 5 | 4 | 5 | 8 | BranchMin5_BranchMax8 | 6 | 3 | 6 | 16 | HeaderMin6_HeaderMax16 | 10 | 6 | 18
855 | 63 | 040-095-4P-20HP | NBS_040-095_4P_20HP_9.37_SS | 1098.4714 | 1098.4714 | 4393.8858 | 4 | 1 | 5 | G | NBS_EndSuction | 5 | 4 | 5 | 8 | BranchMin5_BranchMax8 | 6 | 3 | 6 | 16 | HeaderMin6_HeaderMax16 | 12 | 6 | 18
855 | 63 | 040-095-4P-20HP | NBS_040-095_4P_20HP_9.37_SS | 1098.4714 | 1098.4714 | 4393.8858 | 4 | 1 | 5 | G | NBS_EndSuction | 5 | 4 | 5 | 8 | BranchMin5_BranchMax8 | 6 | 3 | 6 | 16 | HeaderMin6_HeaderMax16 | 14 | 6 | 18
855 | 63 | 040-095-4P-20HP | NBS_040-095_4P_20HP_9.37_SS | 1098.4714 | 1098.4714 | 4393.8858 | 4 | 1 | 5 | G | NBS_EndSuction | 5 | 4 | 5 | 8 | BranchMin5_BranchMax8 | 6 | 3 | 6 | 16 | HeaderMin6_HeaderMax16 | 16 | 6 | 18
855 | 63 | 040-095-4P-20HP | NBS_040-095_4P_20HP_9.37_SS | 1098.4714 | 1098.4714 | 4393.8858 | 4 | 1 | 5 | G | NBS_EndSuction | 5 | 4 | 5 | 8 | BranchMin5_BranchMax8 | 8 | 3 | 6 | 16 | HeaderMin6_HeaderMax16 | 6 | 6 | 18 | [11 empty] | INVALID
855 | 63 | 040-095-4P-20HP | NBS_040-095_4P_20HP_9.37_SS | 1098.4714 | 1098.4714 | 4393.8858 | 4 | 1 | 5 | G | NBS_EndSuction | 5 | 4 | 5 | 8 | BranchMin5_BranchMax8 | 8 | 3 | 6 | 16 | HeaderMin6_HeaderMax16 | 8 | 6 | 18 | [11 empty] | INVALID
855 | 63 | 040-095-4P-20HP | NBS_040-095_4P_20HP_9.37_SS | 1098.4714 | 1098.4714 | 4393.8858 | 4 | 1 | 5 | G | NBS_EndSuction | 5 | 4 | 5 | 8 | BranchMin5_BranchMax8 | 8 | 3 | 6 | 16 | HeaderMin6_HeaderMax16 | 10 | 6 | 18
855 | 63 | 040-095-4P-20HP | NBS_040-095_4P_20HP_9.37_SS | 1098.4714 | 1098.4714 | 4393.8858 | 4 | 1 | 5 | G | NBS_EndSuction | 5 | 4 | 5 | 8 | BranchMin5_BranchMax8 | 8 | 3 | 6 | 16 | HeaderMin6_HeaderMax16 | 12 | 6 | 18
855 | 63 | 040-095-4P-20HP | NBS_040-095_4P_20HP_9.37_SS | 1098.4714 | 1098.4714 | 4393.8858 | 4 | 1 | 5 | G | NBS_EndSuction | 5 | 4 | 5 | 8 | BranchMin5_BranchMax8 | 8 | 3 | 6 | 16 | HeaderMin6_HeaderMax16 | 14 | 6 | 18
855 | 63 | 040-095-4P-20HP | NBS_040-095_4P_20HP_9.37_SS | 1098.4714 | 1098.4714 | 4393.8858 | 4 | 1 | 5 | G | NBS_EndSuction | 5 | 4 | 5 | 8 | BranchMin5_BranchMax8 | 8 | 3 | 6 | 16 | HeaderMin6_HeaderMax16 | 16 | 6 | 18
856 | 64 | 040-110-4P-15HP | NBS_040-110_4P_15HP_8.11_SS | 877.0156 | 877.0156 | 3508.0625 | 4 | 1 | 5 | G | NBS_EndSuction | 5 | 4 | 5 | 6 | BranchMin5_BranchMax6 | 5 | 2 | 6 | 12 | HeaderMin6_HeaderMax12 | 6 | 4 | 8
856 | 64 | 040-110-4P-15HP | NBS_040-110_4P_15HP_8.11_SS | 877.0156 | 877.0156 | 3508.0625 | 4 | 1 | 5 | G | NBS_EndSuction | 5 | 4 | 5 | 6 | BranchMin5_BranchMax6 | 5 | 2 | 6 | 12 | HeaderMin6_HeaderMax12 | 8 | 4 | 8
856 | 64 | 040-110-4P-15HP | NBS_040-110_4P_15HP_8.11_SS | 877.0156 | 877.0156 | 3508.0625 | 4 | 1 | 5 | G | NBS_EndSuction | 5 | 4 | 5 | 6 | BranchMin5_BranchMax6 | 5 | 2 | 6 | 12 | HeaderMin6_HeaderMax12 | 10 | 4 | 8
856 | 64 | 040-110-4P-15HP | NBS_040-110_4P_15HP_8.11_SS | 877.0156 | 877.0156 | 3508.0625 | 4 | 1 | 5 | G | NBS_EndSuction | 5 | 4 | 5 | 6 | BranchMin5_BranchMax6 | 5 | 2 | 6 | 12 | HeaderMin6_HeaderMax12 | 12 | 4 | 8
856 | 64 | 040-110-4P-15HP | NBS_040-110_4P_15HP_8.11_SS | 877.0156 | 877.0156 | 3508.0625 | 4 | 1 | 5 | G | NBS_EndSuction | 5 | 4 | 5 | 6 | BranchMin5_BranchMax6 | 6 | 2 | 6 | 12 | HeaderMin6_HeaderMax12 | 6 | 4 | 8 | [11 empty] | INVALID
856 | 64 | 040-110-4P-15HP | NBS_040-110_4P_15HP_8.11_SS | 877.0156 | 877.0156 | 3508.0625 | 4 | 1 | 5 | G | NBS_EndSuction | 5 | 4 | 5 | 6 | BranchMin5_BranchMax6 | 6 | 2 | 6 | 12 | HeaderMin6_HeaderMax12 | 8 | 4 | 8
856 | 64 | 040-110-4P-15HP | NBS_040-110_4P_15HP_8.11_SS | 877.0156 | 877.0156 | 3508.0625 | 4 | 1 | 5 | G | NBS_EndSuction | 5 | 4 | 5 | 6 | BranchMin5_BranchMax6 | 6 | 2 | 6 | 12 | HeaderMin6_HeaderMax12 | 10 | 4 | 8
856 | 64 | 040-110-4P-15HP | NBS_040-110_4P_15HP_8.11_SS | 877.0156 | 877.0156 | 3508.0625 | 4 | 1 | 5 | G | NBS_EndSuction | 5 | 4 | 5 | 6 | BranchMin5_BranchMax6 | 6 | 2 | 6 | 12 | HeaderMin6_HeaderMax12 | 12 | 4 | 8
857 | 65 | 040-110-4P-20HP | NBS_040-110_4P_20HP_8.74_SS | 948.7162 | 948.7162 | 3794.8649 | 4 | 1 | 5 | G | NBS_EndSuction | 5 | 4 | 5 | 6 | BranchMin5_BranchMax6 | 5 | 2 | 6 | 14 | HeaderMin6_HeaderMax14 | 6 | 5 | 10
857 | 65 | 040-110-4P-20HP | NBS_040-110_4P_20HP_8.74_SS | 948.7162 | 948.7162 | 3794.8649 | 4 | 1 | 5 | G | NBS_EndSuction | 5 | 4 | 5 | 6 | BranchMin5_BranchMax6 | 5 | 2 | 6 | 14 | HeaderMin6_HeaderMax14 | 8 | 5 | 10
857 | 65 | 040-110-4P-20HP | NBS_040-110_4P_20HP_8.74_SS | 948.7162 | 948.7162 | 3794.8649 | 4 | 1 | 5 | G | NBS_EndSuction | 5 | 4 | 5 | 6 | BranchMin5_BranchMax6 | 5 | 2 | 6 | 14 | HeaderMin6_HeaderMax14 | 10 | 5 | 10
857 | 65 | 040-110-4P-20HP | NBS_040-110_4P_20HP_8.74_SS | 948.7162 | 948.7162 | 3794.8649 | 4 | 1 | 5 | G | NBS_EndSuction | 5 | 4 | 5 | 6 | BranchMin5_BranchMax6 | 5 | 2 | 6 | 14 | HeaderMin6_HeaderMax14 | 12 | 5 | 10
857 | 65 | 040-110-4P-20HP | NBS_040-110_4P_20HP_8.74_SS | 948.7162 | 948.7162 | 3794.8649 | 4 | 1 | 5 | G | NBS_EndSuction | 5 | 4 | 5 | 6 | BranchMin5_BranchMax6 | 5 | 2 | 6 | 14 | HeaderMin6_HeaderMax14 | 14 | 5 | 10
857 | 65 | 040-110-4P-20HP | NBS_040-110_4P_20HP_8.74_SS | 948.7162 | 948.7162 | 3794.8649 | 4 | 1 | 5 | G | NBS_EndSuction | 5 | 4 | 5 | 6 | BranchMin5_BranchMax6 | 6 | 2 | 6 | 14 | HeaderMin6_HeaderMax14 | 6 | 5 | 10 | [11 empty] | INVALID
857 | 65 | 040-110-4P-20HP | NBS_040-110_4P_20HP_8.74_SS | 948.7162 | 948.7162 | 3794.8649 | 4 | 1 | 5 | G | NBS_EndSuction | 5 | 4 | 5 | 6 | BranchMin5_BranchMax6 | 6 | 2 | 6 | 14 | HeaderMin6_HeaderMax14 | 8 | 5 | 10
857 | 65 | 040-110-4P-20HP | NBS_040-110_4P_20HP_8.74_SS | 948.7162 | 948.7162 | 3794.8649 | 4 | 1 | 5 | G | NBS_EndSuction | 5 | 4 | 5 | 6 | BranchMin5_BranchMax6 | 6 | 2 | 6 | 14 | HeaderMin6_HeaderMax14 | 10 | 5 | 10
857 | 65 | 040-110-4P-20HP | NBS_040-110_4P_20HP_8.74_SS | 948.7162 | 948.7162 | 3794.8649 | 4 | 1 | 5 | G | NBS_EndSuction | 5 | 4 | 5 | 6 | BranchMin5_BranchMax6 | 6 | 2 | 6 | 14 | HeaderMin6_HeaderMax14 | 12 | 5 | 10
857 | 65 | 040-110-4P-20HP | NBS_040-110_4P_20HP_8.74_SS | 948.7162 | 948.7162 | 3794.8649 | 4 | 1 | 5 | G | NBS_EndSuction | 5 | 4 | 5 | 6 | BranchMin5_BranchMax6 | 6 | 2 | 6 | 14 | HeaderMin6_HeaderMax14 | 14 | 5 | 10
858 | 66 | 040-110-4P-25HP | NBS_040-110_4P_25HP_9.45_SS | 981.9574 | 981.9574 | 3927.8296 | 4 | 1 | 5 | G | NBS_EndSuction | 5 | 4 | 5 | 8 | BranchMin5_BranchMax8 | 5 | 3 | 6 | 14 | HeaderMin6_HeaderMax14 | 6 | 5 | 15
858 | 66 | 040-110-4P-25HP | NBS_040-110_4P_25HP_9.45_SS | 981.9574 | 981.9574 | 3927.8296 | 4 | 1 | 5 | G | NBS_EndSuction | 5 | 4 | 5 | 8 | BranchMin5_BranchMax8 | 5 | 3 | 6 | 14 | HeaderMin6_HeaderMax14 | 8 | 5 | 15
858 | 66 | 040-110-4P-25HP | NBS_040-110_4P_25HP_9.45_SS | 981.9574 | 981.9574 | 3927.8296 | 4 | 1 | 5 | G | NBS_EndSuction | 5 | 4 | 5 | 8 | BranchMin5_BranchMax8 | 5 | 3 | 6 | 14 | HeaderMin6_HeaderMax14 | 10 | 5 | 15
858 | 66 | 040-110-4P-25HP | NBS_040-110_4P_25HP_9.45_SS | 981.9574 | 981.9574 | 3927.8296 | 4 | 1 | 5 | G | NBS_EndSuction | 5 | 4 | 5 | 8 | BranchMin5_BranchMax8 | 5 | 3 | 6 | 14 | HeaderMin6_HeaderMax14 | 12 | 5 | 15
858 | 66 | 040-110-4P-25HP | NBS_040-110_4P_25HP_9.45_SS | 981.9574 | 981.9574 | 3927.8296 | 4 | 1 | 5 | G | NBS_EndSuction | 5 | 4 | 5 | 8 | BranchMin5_BranchMax8 | 5 | 3 | 6 | 14 | HeaderMin6_HeaderMax14 | 14 | 5 | 15
858 | 66 | 040-110-4P-25HP | NBS_040-110_4P_25HP_9.45_SS | 981.9574 | 981.9574 | 3927.8296 | 4 | 1 | 5 | G | NBS_EndSuction | 5 | 4 | 5 | 8 | BranchMin5_BranchMax8 | 6 | 3 | 6 | 14 | HeaderMin6_HeaderMax14 | 6 | 5 | 15 | [11 empty] | INVALID
858 | 66 | 040-110-4P-25HP | NBS_040-110_4P_25HP_9.45_SS | 981.9574 | 981.9574 | 3927.8296 | 4 | 1 | 5 | G | NBS_EndSuction | 5 | 4 | 5 | 8 | BranchMin5_BranchMax8 | 6 | 3 | 6 | 14 | HeaderMin6_HeaderMax14 | 8 | 5 | 15
858 | 66 | 040-110-4P-25HP | NBS_040-110_4P_25HP_9.45_SS | 981.9574 | 981.9574 | 3927.8296 | 4 | 1 | 5 | G | NBS_EndSuction | 5 | 4 | 5 | 8 | BranchMin5_BranchMax8 | 6 | 3 | 6 | 14 | HeaderMin6_HeaderMax14 | 10 | 5 | 15
858 | 66 | 040-110-4P-25HP | NBS_040-110_4P_25HP_9.45_SS | 981.9574 | 981.9574 | 3927.8296 | 4 | 1 | 5 | G | NBS_EndSuction | 5 | 4 | 5 | 8 | BranchMin5_BranchMax8 | 6 | 3 | 6 | 14 | HeaderMin6_HeaderMax14 | 12 | 5 | 15
858 | 66 | 040-110-4P-25HP | NBS_040-110_4P_25HP_9.45_SS | 981.9574 | 981.9574 | 3927.8296 | 4 | 1 | 5 | G | NBS_EndSuction | 5 | 4 | 5 | 8 | BranchMin5_BranchMax8 | 6 | 3 | 6 | 14 | HeaderMin6_HeaderMax14 | 14 | 5 | 15
858 | 66 | 040-110-4P-25HP | NBS_040-110_4P_25HP_9.45_SS | 981.9574 | 981.9574 | 3927.8296 | 4 | 1 | 5 | G | NBS_EndSuction | 5 | 4 | 5 | 8 | BranchMin5_BranchMax8 | 8 | 3 | 6 | 14 | HeaderMin6_HeaderMax14 | 6 | 5 | 15 | [11 empty] | INVALID
858 | 66 | 040-110-4P-25HP | NBS_040-110_4P_25HP_9.45_SS | 981.9574 | 981.9574 | 3927.8296 | 4 | 1 | 5 | G | NBS_EndSuction | 5 | 4 | 5 | 8 | BranchMin5_BranchMax8 | 8 | 3 | 6 | 14 | HeaderMin6_HeaderMax14 | 8 | 5 | 15 | [11 empty] | INVALID
858 | 66 | 040-110-4P-25HP | NBS_040-110_4P_25HP_9.45_SS | 981.9574 | 981.9574 | 3927.8296 | 4 | 1 | 5 | G | NBS_EndSuction | 5 | 4 | 5 | 8 | BranchMin5_BranchMax8 | 8 | 3 | 6 | 14 | HeaderMin6_HeaderMax14 | 10 | 5 | 15
858 | 66 | 040-110-4P-25HP | NBS_040-110_4P_25HP_9.45_SS | 981.9574 | 981.9574 | 3927.8296 | 4 | 1 | 5 | G | NBS_EndSuction | 5 | 4 | 5 | 8 | BranchMin5_BranchMax8 | 8 | 3 | 6 | 14 | HeaderMin6_HeaderMax14 | 12 | 5 | 15
858 | 66 | 040-110-4P-25HP | NBS_040-110_4P_25HP_9.45_SS | 981.9574 | 981.9574 | 3927.8296 | 4 | 1 | 5 | G | NBS_EndSuction | 5 | 4 | 5 | 8 | BranchMin5_BranchMax8 | 8 | 3 | 6 | 14 | HeaderMin6_HeaderMax14 | 14 | 5 | 15
859 | 67 | 040-110-4P-30HP | NBS_040-110_4P_30HP_10.08_SS | 1058.92 | 1058.92 | 4235.6802 | 4 | 1 | 5 | G | NBS_EndSuction | 5 | 4 | 5 | 8 | BranchMin5_BranchMax8 | 5 | 3 | 6 | 14 | HeaderMin6_HeaderMax14 | 6 | 5 | 15
859 | 67 | 040-110-4P-30HP | NBS_040-110_4P_30HP_10.08_SS | 1058.92 | 1058.92 | 4235.6802 | 4 | 1 | 5 | G | NBS_EndSuction | 5 | 4 | 5 | 8 | BranchMin5_BranchMax8 | 5 | 3 | 6 | 14 | HeaderMin6_HeaderMax14 | 8 | 5 | 15
859 | 67 | 040-110-4P-30HP | NBS_040-110_4P_30HP_10.08_SS | 1058.92 | 1058.92 | 4235.6802 | 4 | 1 | 5 | G | NBS_EndSuction | 5 | 4 | 5 | 8 | BranchMin5_BranchMax8 | 5 | 3 | 6 | 14 | HeaderMin6_HeaderMax14 | 10 | 5 | 15
859 | 67 | 040-110-4P-30HP | NBS_040-110_4P_30HP_10.08_SS | 1058.92 | 1058.92 | 4235.6802 | 4 | 1 | 5 | G | NBS_EndSuction | 5 | 4 | 5 | 8 | BranchMin5_BranchMax8 | 5 | 3 | 6 | 14 | HeaderMin6_HeaderMax14 | 12 | 5 | 15
859 | 67 | 040-110-4P-30HP | NBS_040-110_4P_30HP_10.08_SS | 1058.92 | 1058.92 | 4235.6802 | 4 | 1 | 5 | G | NBS_EndSuction | 5 | 4 | 5 | 8 | BranchMin5_BranchMax8 | 5 | 3 | 6 | 14 | HeaderMin6_HeaderMax14 | 14 | 5 | 15
859 | 67 | 040-110-4P-30HP | NBS_040-110_4P_30HP_10.08_SS | 1058.92 | 1058.92 | 4235.6802 | 4 | 1 | 5 | G | NBS_EndSuction | 5 | 4 | 5 | 8 | BranchMin5_BranchMax8 | 6 | 3 | 6 | 14 | HeaderMin6_HeaderMax14 | 6 | 5 | 15 | [11 empty] | INVALID
859 | 67 | 040-110-4P-30HP | NBS_040-110_4P_30HP_10.08_SS | 1058.92 | 1058.92 | 4235.6802 | 4 | 1 | 5 | G | NBS_EndSuction | 5 | 4 | 5 | 8 | BranchMin5_BranchMax8 | 6 | 3 | 6 | 14 | HeaderMin6_HeaderMax14 | 8 | 5 | 15
859 | 67 | 040-110-4P-30HP | NBS_040-110_4P_30HP_10.08_SS | 1058.92 | 1058.92 | 4235.6802 | 4 | 1 | 5 | G | NBS_EndSuction | 5 | 4 | 5 | 8 | BranchMin5_BranchMax8 | 6 | 3 | 6 | 14 | HeaderMin6_HeaderMax14 | 10 | 5 | 15
859 | 67 | 040-110-4P-30HP | NBS_040-110_4P_30HP_10.08_SS | 1058.92 | 1058.92 | 4235.6802 | 4 | 1 | 5 | G | NBS_EndSuction | 5 | 4 | 5 | 8 | BranchMin5_BranchMax8 | 6 | 3 | 6 | 14 | HeaderMin6_HeaderMax14 | 12 | 5 | 15
859 | 67 | 040-110-4P-30HP | NBS_040-110_4P_30HP_10.08_SS | 1058.92 | 1058.92 | 4235.6802 | 4 | 1 | 5 | G | NBS_EndSuction | 5 | 4 | 5 | 8 | BranchMin5_BranchMax8 | 6 | 3 | 6 | 14 | HeaderMin6_HeaderMax14 | 14 | 5 | 15
859 | 67 | 040-110-4P-30HP | NBS_040-110_4P_30HP_10.08_SS | 1058.92 | 1058.92 | 4235.6802 | 4 | 1 | 5 | G | NBS_EndSuction | 5 | 4 | 5 | 8 | BranchMin5_BranchMax8 | 8 | 3 | 6 | 14 | HeaderMin6_HeaderMax14 | 6 | 5 | 15 | [11 empty] | INVALID
859 | 67 | 040-110-4P-30HP | NBS_040-110_4P_30HP_10.08_SS | 1058.92 | 1058.92 | 4235.6802 | 4 | 1 | 5 | G | NBS_EndSuction | 5 | 4 | 5 | 8 | BranchMin5_BranchMax8 | 8 | 3 | 6 | 14 | HeaderMin6_HeaderMax14 | 8 | 5 | 15 | [11 empty] | INVALID
859 | 67 | 040-110-4P-30HP | NBS_040-110_4P_30HP_10.08_SS | 1058.92 | 1058.92 | 4235.6802 | 4 | 1 | 5 | G | NBS_EndSuction | 5 | 4 | 5 | 8 | BranchMin5_BranchMax8 | 8 | 3 | 6 | 14 | HeaderMin6_HeaderMax14 | 10 | 5 | 15
859 | 67 | 040-110-4P-30HP | NBS_040-110_4P_30HP_10.08_SS | 1058.92 | 1058.92 | 4235.6802 | 4 | 1 | 5 | G | NBS_EndSuction | 5 | 4 | 5 | 8 | BranchMin5_BranchMax8 | 8 | 3 | 6 | 14 | HeaderMin6_HeaderMax14 | 12 | 5 | 15
859 | 67 | 040-110-4P-30HP | NBS_040-110_4P_30HP_10.08_SS | 1058.92 | 1058.92 | 4235.6802 | 4 | 1 | 5 | G | NBS_EndSuction | 5 | 4 | 5 | 8 | BranchMin5_BranchMax8 | 8 | 3 | 6 | 14 | HeaderMin6_HeaderMax14 | 14 | 5 | 15
860 | 68 | 040-135-4P-20HP | NBS_040-135_4P_20HP_9.29_SS | 812.9455 | 812.9455 | 3251.7819 | 4 | 1 | 5 | G | NBS_EndSuction | 5 | 4 | 5 | 6 | BranchMin5_BranchMax6 | 5 | 2 | 6 | 12 | HeaderMin6_HeaderMax12 | 6 | 4 | 8
860 | 68 | 040-135-4P-20HP | NBS_040-135_4P_20HP_9.29_SS | 812.9455 | 812.9455 | 3251.7819 | 4 | 1 | 5 | G | NBS_EndSuction | 5 | 4 | 5 | 6 | BranchMin5_BranchMax6 | 5 | 2 | 6 | 12 | HeaderMin6_HeaderMax12 | 8 | 4 | 8
860 | 68 | 040-135-4P-20HP | NBS_040-135_4P_20HP_9.29_SS | 812.9455 | 812.9455 | 3251.7819 | 4 | 1 | 5 | G | NBS_EndSuction | 5 | 4 | 5 | 6 | BranchMin5_BranchMax6 | 5 | 2 | 6 | 12 | HeaderMin6_HeaderMax12 | 10 | 4 | 8
860 | 68 | 040-135-4P-20HP | NBS_040-135_4P_20HP_9.29_SS | 812.9455 | 812.9455 | 3251.7819 | 4 | 1 | 5 | G | NBS_EndSuction | 5 | 4 | 5 | 6 | BranchMin5_BranchMax6 | 5 | 2 | 6 | 12 | HeaderMin6_HeaderMax12 | 12 | 4 | 8
860 | 68 | 040-135-4P-20HP | NBS_040-135_4P_20HP_9.29_SS | 812.9455 | 812.9455 | 3251.7819 | 4 | 1 | 5 | G | NBS_EndSuction | 5 | 4 | 5 | 6 | BranchMin5_BranchMax6 | 6 | 2 | 6 | 12 | HeaderMin6_HeaderMax12 | 6 | 4 | 8 | [11 empty] | INVALID
860 | 68 | 040-135-4P-20HP | NBS_040-135_4P_20HP_9.29_SS | 812.9455 | 812.9455 | 3251.7819 | 4 | 1 | 5 | G | NBS_EndSuction | 5 | 4 | 5 | 6 | BranchMin5_BranchMax6 | 6 | 2 | 6 | 12 | HeaderMin6_HeaderMax12 | 8 | 4 | 8
860 | 68 | 040-135-4P-20HP | NBS_040-135_4P_20HP_9.29_SS | 812.9455 | 812.9455 | 3251.7819 | 4 | 1 | 5 | G | NBS_EndSuction | 5 | 4 | 5 | 6 | BranchMin5_BranchMax6 | 6 | 2 | 6 | 12 | HeaderMin6_HeaderMax12 | 10 | 4 | 8
860 | 68 | 040-135-4P-20HP | NBS_040-135_4P_20HP_9.29_SS | 812.9455 | 812.9455 | 3251.7819 | 4 | 1 | 5 | G | NBS_EndSuction | 5 | 4 | 5 | 6 | BranchMin5_BranchMax6 | 6 | 2 | 6 | 12 | HeaderMin6_HeaderMax12 | 12 | 4 | 8
861 | 69 | 040-135-4P-25HP | NBS_040-135_4P_25HP_10.24_SS | 894.4426 | 894.4426 | 3577.7702 | 4 | 1 | 5 | G | NBS_EndSuction | 5 | 4 | 5 | 6 | BranchMin5_BranchMax6 | 5 | 2 | 6 | 14 | HeaderMin6_HeaderMax14 | 6 | 5 | 10
861 | 69 | 040-135-4P-25HP | NBS_040-135_4P_25HP_10.24_SS | 894.4426 | 894.4426 | 3577.7702 | 4 | 1 | 5 | G | NBS_EndSuction | 5 | 4 | 5 | 6 | BranchMin5_BranchMax6 | 5 | 2 | 6 | 14 | HeaderMin6_HeaderMax14 | 8 | 5 | 10
861 | 69 | 040-135-4P-25HP | NBS_040-135_4P_25HP_10.24_SS | 894.4426 | 894.4426 | 3577.7702 | 4 | 1 | 5 | G | NBS_EndSuction | 5 | 4 | 5 | 6 | BranchMin5_BranchMax6 | 5 | 2 | 6 | 14 | HeaderMin6_HeaderMax14 | 10 | 5 | 10
861 | 69 | 040-135-4P-25HP | NBS_040-135_4P_25HP_10.24_SS | 894.4426 | 894.4426 | 3577.7702 | 4 | 1 | 5 | G | NBS_EndSuction | 5 | 4 | 5 | 6 | BranchMin5_BranchMax6 | 5 | 2 | 6 | 14 | HeaderMin6_HeaderMax14 | 12 | 5 | 10
861 | 69 | 040-135-4P-25HP | NBS_040-135_4P_25HP_10.24_SS | 894.4426 | 894.4426 | 3577.7702 | 4 | 1 | 5 | G | NBS_EndSuction | 5 | 4 | 5 | 6 | BranchMin5_BranchMax6 | 5 | 2 | 6 | 14 | HeaderMin6_HeaderMax14 | 14 | 5 | 10
861 | 69 | 040-135-4P-25HP | NBS_040-135_4P_25HP_10.24_SS | 894.4426 | 894.4426 | 3577.7702 | 4 | 1 | 5 | G | NBS_EndSuction | 5 | 4 | 5 | 6 | BranchMin5_BranchMax6 | 6 | 2 | 6 | 14 | HeaderMin6_HeaderMax14 | 6 | 5 | 10 | [11 empty] | INVALID
861 | 69 | 040-135-4P-25HP | NBS_040-135_4P_25HP_10.24_SS | 894.4426 | 894.4426 | 3577.7702 | 4 | 1 | 5 | G | NBS_EndSuction | 5 | 4 | 5 | 6 | BranchMin5_BranchMax6 | 6 | 2 | 6 | 14 | HeaderMin6_HeaderMax14 | 8 | 5 | 10
861 | 69 | 040-135-4P-25HP | NBS_040-135_4P_25HP_10.24_SS | 894.4426 | 894.4426 | 3577.7702 | 4 | 1 | 5 | G | NBS_EndSuction | 5 | 4 | 5 | 6 | BranchMin5_BranchMax6 | 6 | 2 | 6 | 14 | HeaderMin6_HeaderMax14 | 10 | 5 | 10
861 | 69 | 040-135-4P-25HP | NBS_040-135_4P_25HP_10.24_SS | 894.4426 | 894.4426 | 3577.7702 | 4 | 1 | 5 | G | NBS_EndSuction | 5 | 4 | 5 | 6 | BranchMin5_BranchMax6 | 6 | 2 | 6 | 14 | HeaderMin6_HeaderMax14 | 12 | 5 | 10
861 | 69 | 040-135-4P-25HP | NBS_040-135_4P_25HP_10.24_SS | 894.4426 | 894.4426 | 3577.7702 | 4 | 1 | 5 | G | NBS_EndSuction | 5 | 4 | 5 | 6 | BranchMin5_BranchMax6 | 6 | 2 | 6 | 14 | HeaderMin6_HeaderMax14 | 14 | 5 | 10
862 | 70 | 040-135-4P-30HP | NBS_040-135_4P_30HP_10.94_SS | 958.5264 | 958.5264 | 3834.1056 | 4 | 1 | 5 | G | NBS_EndSuction | 5 | 4 | 5 | 8 | BranchMin5_BranchMax8 | 5 | 3 | 6 | 14 | HeaderMin6_HeaderMax14 | 6 | 5 | 15
862 | 70 | 040-135-4P-30HP | NBS_040-135_4P_30HP_10.94_SS | 958.5264 | 958.5264 | 3834.1056 | 4 | 1 | 5 | G | NBS_EndSuction | 5 | 4 | 5 | 8 | BranchMin5_BranchMax8 | 5 | 3 | 6 | 14 | HeaderMin6_HeaderMax14 | 8 | 5 | 15
862 | 70 | 040-135-4P-30HP | NBS_040-135_4P_30HP_10.94_SS | 958.5264 | 958.5264 | 3834.1056 | 4 | 1 | 5 | G | NBS_EndSuction | 5 | 4 | 5 | 8 | BranchMin5_BranchMax8 | 5 | 3 | 6 | 14 | HeaderMin6_HeaderMax14 | 10 | 5 | 15
862 | 70 | 040-135-4P-30HP | NBS_040-135_4P_30HP_10.94_SS | 958.5264 | 958.5264 | 3834.1056 | 4 | 1 | 5 | G | NBS_EndSuction | 5 | 4 | 5 | 8 | BranchMin5_BranchMax8 | 5 | 3 | 6 | 14 | HeaderMin6_HeaderMax14 | 12 | 5 | 15
862 | 70 | 040-135-4P-30HP | NBS_040-135_4P_30HP_10.94_SS | 958.5264 | 958.5264 | 3834.1056 | 4 | 1 | 5 | G | NBS_EndSuction | 5 | 4 | 5 | 8 | BranchMin5_BranchMax8 | 5 | 3 | 6 | 14 | HeaderMin6_HeaderMax14 | 14 | 5 | 15
862 | 70 | 040-135-4P-30HP | NBS_040-135_4P_30HP_10.94_SS | 958.5264 | 958.5264 | 3834.1056 | 4 | 1 | 5 | G | NBS_EndSuction | 5 | 4 | 5 | 8 | BranchMin5_BranchMax8 | 6 | 3 | 6 | 14 | HeaderMin6_HeaderMax14 | 6 | 5 | 15 | [11 empty] | INVALID
862 | 70 | 040-135-4P-30HP | NBS_040-135_4P_30HP_10.94_SS | 958.5264 | 958.5264 | 3834.1056 | 4 | 1 | 5 | G | NBS_EndSuction | 5 | 4 | 5 | 8 | BranchMin5_BranchMax8 | 6 | 3 | 6 | 14 | HeaderMin6_HeaderMax14 | 8 | 5 | 15
862 | 70 | 040-135-4P-30HP | NBS_040-135_4P_30HP_10.94_SS | 958.5264 | 958.5264 | 3834.1056 | 4 | 1 | 5 | G | NBS_EndSuction | 5 | 4 | 5 | 8 | BranchMin5_BranchMax8 | 6 | 3 | 6 | 14 | HeaderMin6_HeaderMax14 | 10 | 5 | 15
862 | 70 | 040-135-4P-30HP | NBS_040-135_4P_30HP_10.94_SS | 958.5264 | 958.5264 | 3834.1056 | 4 | 1 | 5 | G | NBS_EndSuction | 5 | 4 | 5 | 8 | BranchMin5_BranchMax8 | 6 | 3 | 6 | 14 | HeaderMin6_HeaderMax14 | 12 | 5 | 15
862 | 70 | 040-135-4P-30HP | NBS_040-135_4P_30HP_10.94_SS | 958.5264 | 958.5264 | 3834.1056 | 4 | 1 | 5 | G | NBS_EndSuction | 5 | 4 | 5 | 8 | BranchMin5_BranchMax8 | 6 | 3 | 6 | 14 | HeaderMin6_HeaderMax14 | 14 | 5 | 15
862 | 70 | 040-135-4P-30HP | NBS_040-135_4P_30HP_10.94_SS | 958.5264 | 958.5264 | 3834.1056 | 4 | 1 | 5 | G | NBS_EndSuction | 5 | 4 | 5 | 8 | BranchMin5_BranchMax8 | 8 | 3 | 6 | 14 | HeaderMin6_HeaderMax14 | 6 | 5 | 15 | [11 empty] | INVALID
862 | 70 | 040-135-4P-30HP | NBS_040-135_4P_30HP_10.94_SS | 958.5264 | 958.5264 | 3834.1056 | 4 | 1 | 5 | G | NBS_EndSuction | 5 | 4 | 5 | 8 | BranchMin5_BranchMax8 | 8 | 3 | 6 | 14 | HeaderMin6_HeaderMax14 | 8 | 5 | 15 | [11 empty] | INVALID
862 | 70 | 040-135-4P-30HP | NBS_040-135_4P_30HP_10.94_SS | 958.5264 | 958.5264 | 3834.1056 | 4 | 1 | 5 | G | NBS_EndSuction | 5 | 4 | 5 | 8 | BranchMin5_BranchMax8 | 8 | 3 | 6 | 14 | HeaderMin6_HeaderMax14 | 10 | 5 | 15
862 | 70 | 040-135-4P-30HP | NBS_040-135_4P_30HP_10.94_SS | 958.5264 | 958.5264 | 3834.1056 | 4 | 1 | 5 | G | NBS_EndSuction | 5 | 4 | 5 | 8 | BranchMin5_BranchMax8 | 8 | 3 | 6 | 14 | HeaderMin6_HeaderMax14 | 12 | 5 | 15
862 | 70 | 040-135-4P-30HP | NBS_040-135_4P_30HP_10.94_SS | 958.5264 | 958.5264 | 3834.1056 | 4 | 1 | 5 | G | NBS_EndSuction | 5 | 4 | 5 | 8 | BranchMin5_BranchMax8 | 8 | 3 | 6 | 14 | HeaderMin6_HeaderMax14 | 14 | 5 | 15
863 | 71 | 040-135-4P-40HP | NBS_040-135_4P_40HP_11.81_SS | 1092.3955 | 1092.3955 | 4369.582 | 4 | 1 | 5 | G | NBS_EndSuction | 5 | 4 | 5 | 8 | BranchMin5_BranchMax8 | 5 | 3 | 6 | 16 | HeaderMin6_HeaderMax16 | 6 | 6 | 18
863 | 71 | 040-135-4P-40HP | NBS_040-135_4P_40HP_11.81_SS | 1092.3955 | 1092.3955 | 4369.582 | 4 | 1 | 5 | G | NBS_EndSuction | 5 | 4 | 5 | 8 | BranchMin5_BranchMax8 | 5 | 3 | 6 | 16 | HeaderMin6_HeaderMax16 | 8 | 6 | 18
863 | 71 | 040-135-4P-40HP | NBS_040-135_4P_40HP_11.81_SS | 1092.3955 | 1092.3955 | 4369.582 | 4 | 1 | 5 | G | NBS_EndSuction | 5 | 4 | 5 | 8 | BranchMin5_BranchMax8 | 5 | 3 | 6 | 16 | HeaderMin6_HeaderMax16 | 10 | 6 | 18
863 | 71 | 040-135-4P-40HP | NBS_040-135_4P_40HP_11.81_SS | 1092.3955 | 1092.3955 | 4369.582 | 4 | 1 | 5 | G | NBS_EndSuction | 5 | 4 | 5 | 8 | BranchMin5_BranchMax8 | 5 | 3 | 6 | 16 | HeaderMin6_HeaderMax16 | 12 | 6 | 18
863 | 71 | 040-135-4P-40HP | NBS_040-135_4P_40HP_11.81_SS | 1092.3955 | 1092.3955 | 4369.582 | 4 | 1 | 5 | G | NBS_EndSuction | 5 | 4 | 5 | 8 | BranchMin5_BranchMax8 | 5 | 3 | 6 | 16 | HeaderMin6_HeaderMax16 | 14 | 6 | 18
863 | 71 | 040-135-4P-40HP | NBS_040-135_4P_40HP_11.81_SS | 1092.3955 | 1092.3955 | 4369.582 | 4 | 1 | 5 | G | NBS_EndSuction | 5 | 4 | 5 | 8 | BranchMin5_BranchMax8 | 5 | 3 | 6 | 16 | HeaderMin6_HeaderMax16 | 16 | 6 | 18
863 | 71 | 040-135-4P-40HP | NBS_040-135_4P_40HP_11.81_SS | 1092.3955 | 1092.3955 | 4369.582 | 4 | 1 | 5 | G | NBS_EndSuction | 5 | 4 | 5 | 8 | BranchMin5_BranchMax8 | 6 | 3 | 6 | 16 | HeaderMin6_HeaderMax16 | 6 | 6 | 18 | [11 empty] | INVALID
863 | 71 | 040-135-4P-40HP | NBS_040-135_4P_40HP_11.81_SS | 1092.3955 | 1092.3955 | 4369.582 | 4 | 1 | 5 | G | NBS_EndSuction | 5 | 4 | 5 | 8 | BranchMin5_BranchMax8 | 6 | 3 | 6 | 16 | HeaderMin6_HeaderMax16 | 8 | 6 | 18
863 | 71 | 040-135-4P-40HP | NBS_040-135_4P_40HP_11.81_SS | 1092.3955 | 1092.3955 | 4369.582 | 4 | 1 | 5 | G | NBS_EndSuction | 5 | 4 | 5 | 8 | BranchMin5_BranchMax8 | 6 | 3 | 6 | 16 | HeaderMin6_HeaderMax16 | 10 | 6 | 18
863 | 71 | 040-135-4P-40HP | NBS_040-135_4P_40HP_11.81_SS | 1092.3955 | 1092.3955 | 4369.582 | 4 | 1 | 5 | G | NBS_EndSuction | 5 | 4 | 5 | 8 | BranchMin5_BranchMax8 | 6 | 3 | 6 | 16 | HeaderMin6_HeaderMax16 | 12 | 6 | 18
863 | 71 | 040-135-4P-40HP | NBS_040-135_4P_40HP_11.81_SS | 1092.3955 | 1092.3955 | 4369.582 | 4 | 1 | 5 | G | NBS_EndSuction | 5 | 4 | 5 | 8 | BranchMin5_BranchMax8 | 6 | 3 | 6 | 16 | HeaderMin6_HeaderMax16 | 14 | 6 | 18
863 | 71 | 040-135-4P-40HP | NBS_040-135_4P_40HP_11.81_SS | 1092.3955 | 1092.3955 | 4369.582 | 4 | 1 | 5 | G | NBS_EndSuction | 5 | 4 | 5 | 8 | BranchMin5_BranchMax8 | 6 | 3 | 6 | 16 | HeaderMin6_HeaderMax16 | 16 | 6 | 18
863 | 71 | 040-135-4P-40HP | NBS_040-135_4P_40HP_11.81_SS | 1092.3955 | 1092.3955 | 4369.582 | 4 | 1 | 5 | G | NBS_EndSuction | 5 | 4 | 5 | 8 | BranchMin5_BranchMax8 | 8 | 3 | 6 | 16 | HeaderMin6_HeaderMax16 | 6 | 6 | 18 | [11 empty] | INVALID
863 | 71 | 040-135-4P-40HP | NBS_040-135_4P_40HP_11.81_SS | 1092.3955 | 1092.3955 | 4369.582 | 4 | 1 | 5 | G | NBS_EndSuction | 5 | 4 | 5 | 8 | BranchMin5_BranchMax8 | 8 | 3 | 6 | 16 | HeaderMin6_HeaderMax16 | 8 | 6 | 18 | [11 empty] | INVALID
863 | 71 | 040-135-4P-40HP | NBS_040-135_4P_40HP_11.81_SS | 1092.3955 | 1092.3955 | 4369.582 | 4 | 1 | 5 | G | NBS_EndSuction | 5 | 4 | 5 | 8 | BranchMin5_BranchMax8 | 8 | 3 | 6 | 16 | HeaderMin6_HeaderMax16 | 10 | 6 | 18
863 | 71 | 040-135-4P-40HP | NBS_040-135_4P_40HP_11.81_SS | 1092.3955 | 1092.3955 | 4369.582 | 4 | 1 | 5 | G | NBS_EndSuction | 5 | 4 | 5 | 8 | BranchMin5_BranchMax8 | 8 | 3 | 6 | 16 | HeaderMin6_HeaderMax16 | 12 | 6 | 18
863 | 71 | 040-135-4P-40HP | NBS_040-135_4P_40HP_11.81_SS | 1092.3955 | 1092.3955 | 4369.582 | 4 | 1 | 5 | G | NBS_EndSuction | 5 | 4 | 5 | 8 | BranchMin5_BranchMax8 | 8 | 3 | 6 | 16 | HeaderMin6_HeaderMax16 | 14 | 6 | 18
863 | 71 | 040-135-4P-40HP | NBS_040-135_4P_40HP_11.81_SS | 1092.3955 | 1092.3955 | 4369.582 | 4 | 1 | 5 | G | NBS_EndSuction | 5 | 4 | 5 | 8 | BranchMin5_BranchMax8 | 8 | 3 | 6 | 16 | HeaderMin6_HeaderMax16 | 16 | 6 | 18
864 | 72 | 040-135-4P-50HP | NBS_040-135_4P_50HP_12.83_SS | 1108.1578 | 1108.1578 | 4432.631 | 4 | 1 | 5 | G | NBS_EndSuction | 5 | 4 | 5 | 8 | BranchMin5_BranchMax8 | 5 | 3 | 6 | 16 | HeaderMin6_HeaderMax16 | 6 | 6 | 18
864 | 72 | 040-135-4P-50HP | NBS_040-135_4P_50HP_12.83_SS | 1108.1578 | 1108.1578 | 4432.631 | 4 | 1 | 5 | G | NBS_EndSuction | 5 | 4 | 5 | 8 | BranchMin5_BranchMax8 | 5 | 3 | 6 | 16 | HeaderMin6_HeaderMax16 | 8 | 6 | 18
864 | 72 | 040-135-4P-50HP | NBS_040-135_4P_50HP_12.83_SS | 1108.1578 | 1108.1578 | 4432.631 | 4 | 1 | 5 | G | NBS_EndSuction | 5 | 4 | 5 | 8 | BranchMin5_BranchMax8 | 5 | 3 | 6 | 16 | HeaderMin6_HeaderMax16 | 10 | 6 | 18
864 | 72 | 040-135-4P-50HP | NBS_040-135_4P_50HP_12.83_SS | 1108.1578 | 1108.1578 | 4432.631 | 4 | 1 | 5 | G | NBS_EndSuction | 5 | 4 | 5 | 8 | BranchMin5_BranchMax8 | 5 | 3 | 6 | 16 | HeaderMin6_HeaderMax16 | 12 | 6 | 18
864 | 72 | 040-135-4P-50HP | NBS_040-135_4P_50HP_12.83_SS | 1108.1578 | 1108.1578 | 4432.631 | 4 | 1 | 5 | G | NBS_EndSuction | 5 | 4 | 5 | 8 | BranchMin5_BranchMax8 | 5 | 3 | 6 | 16 | HeaderMin6_HeaderMax16 | 14 | 6 | 18
864 | 72 | 040-135-4P-50HP | NBS_040-135_4P_50HP_12.83_SS | 1108.1578 | 1108.1578 | 4432.631 | 4 | 1 | 5 | G | NBS_EndSuction | 5 | 4 | 5 | 8 | BranchMin5_BranchMax8 | 5 | 3 | 6 | 16 | HeaderMin6_HeaderMax16 | 16 | 6 | 18
864 | 72 | 040-135-4P-50HP | NBS_040-135_4P_50HP_12.83_SS | 1108.1578 | 1108.1578 | 4432.631 | 4 | 1 | 5 | G | NBS_EndSuction | 5 | 4 | 5 | 8 | BranchMin5_BranchMax8 | 6 | 3 | 6 | 16 | HeaderMin6_HeaderMax16 | 6 | 6 | 18 | [11 empty] | INVALID
864 | 72 | 040-135-4P-50HP | NBS_040-135_4P_50HP_12.83_SS | 1108.1578 | 1108.1578 | 4432.631 | 4 | 1 | 5 | G | NBS_EndSuction | 5 | 4 | 5 | 8 | BranchMin5_BranchMax8 | 6 | 3 | 6 | 16 | HeaderMin6_HeaderMax16 | 8 | 6 | 18
864 | 72 | 040-135-4P-50HP | NBS_040-135_4P_50HP_12.83_SS | 1108.1578 | 1108.1578 | 4432.631 | 4 | 1 | 5 | G | NBS_EndSuction | 5 | 4 | 5 | 8 | BranchMin5_BranchMax8 | 6 | 3 | 6 | 16 | HeaderMin6_HeaderMax16 | 10 | 6 | 18
864 | 72 | 040-135-4P-50HP | NBS_040-135_4P_50HP_12.83_SS | 1108.1578 | 1108.1578 | 4432.631 | 4 | 1 | 5 | G | NBS_EndSuction | 5 | 4 | 5 | 8 | BranchMin5_BranchMax8 | 6 | 3 | 6 | 16 | HeaderMin6_HeaderMax16 | 12 | 6 | 18
864 | 72 | 040-135-4P-50HP | NBS_040-135_4P_50HP_12.83_SS | 1108.1578 | 1108.1578 | 4432.631 | 4 | 1 | 5 | G | NBS_EndSuction | 5 | 4 | 5 | 8 | BranchMin5_BranchMax8 | 6 | 3 | 6 | 16 | HeaderMin6_HeaderMax16 | 14 | 6 | 18
864 | 72 | 040-135-4P-50HP | NBS_040-135_4P_50HP_12.83_SS | 1108.1578 | 1108.1578 | 4432.631 | 4 | 1 | 5 | G | NBS_EndSuction | 5 | 4 | 5 | 8 | BranchMin5_BranchMax8 | 6 | 3 | 6 | 16 | HeaderMin6_HeaderMax16 | 16 | 6 | 18
864 | 72 | 040-135-4P-50HP | NBS_040-135_4P_50HP_12.83_SS | 1108.1578 | 1108.1578 | 4432.631 | 4 | 1 | 5 | G | NBS_EndSuction | 5 | 4 | 5 | 8 | BranchMin5_BranchMax8 | 8 | 3 | 6 | 16 | HeaderMin6_HeaderMax16 | 6 | 6 | 18 | [11 empty] | INVALID
864 | 72 | 040-135-4P-50HP | NBS_040-135_4P_50HP_12.83_SS | 1108.1578 | 1108.1578 | 4432.631 | 4 | 1 | 5 | G | NBS_EndSuction | 5 | 4 | 5 | 8 | BranchMin5_BranchMax8 | 8 | 3 | 6 | 16 | HeaderMin6_HeaderMax16 | 8 | 6 | 18 | [11 empty] | INVALID
864 | 72 | 040-135-4P-50HP | NBS_040-135_4P_50HP_12.83_SS | 1108.1578 | 1108.1578 | 4432.631 | 4 | 1 | 5 | G | NBS_EndSuction | 5 | 4 | 5 | 8 | BranchMin5_BranchMax8 | 8 | 3 | 6 | 16 | HeaderMin6_HeaderMax16 | 10 | 6 | 18
864 | 72 | 040-135-4P-50HP | NBS_040-135_4P_50HP_12.83_SS | 1108.1578 | 1108.1578 | 4432.631 | 4 | 1 | 5 | G | NBS_EndSuction | 5 | 4 | 5 | 8 | BranchMin5_BranchMax8 | 8 | 3 | 6 | 16 | HeaderMin6_HeaderMax16 | 12 | 6 | 18
864 | 72 | 040-135-4P-50HP | NBS_040-135_4P_50HP_12.83_SS | 1108.1578 | 1108.1578 | 4432.631 | 4 | 1 | 5 | G | NBS_EndSuction | 5 | 4 | 5 | 8 | BranchMin5_BranchMax8 | 8 | 3 | 6 | 16 | HeaderMin6_HeaderMax16 | 14 | 6 | 18
864 | 72 | 040-135-4P-50HP | NBS_040-135_4P_50HP_12.83_SS | 1108.1578 | 1108.1578 | 4432.631 | 4 | 1 | 5 | G | NBS_EndSuction | 5 | 4 | 5 | 8 | BranchMin5_BranchMax8 | 8 | 3 | 6 | 16 | HeaderMin6_HeaderMax16 | 16 | 6 | 18
865 | 73 | 040-150-4P-50HP | NBS_040-150_4P_50HP_12.36_SS | 1179.7044 | 1179.7044 | 4718.8174 | 4 | 1 | 5 | G | NBS_EndSuction | 5 | 4 | 5 | 8 | BranchMin5_BranchMax8 | 5 | 3 | 6 | 16 | HeaderMin6_HeaderMax16 | 6 | 6 | 18
865 | 73 | 040-150-4P-50HP | NBS_040-150_4P_50HP_12.36_SS | 1179.7044 | 1179.7044 | 4718.8174 | 4 | 1 | 5 | G | NBS_EndSuction | 5 | 4 | 5 | 8 | BranchMin5_BranchMax8 | 5 | 3 | 6 | 16 | HeaderMin6_HeaderMax16 | 8 | 6 | 18
865 | 73 | 040-150-4P-50HP | NBS_040-150_4P_50HP_12.36_SS | 1179.7044 | 1179.7044 | 4718.8174 | 4 | 1 | 5 | G | NBS_EndSuction | 5 | 4 | 5 | 8 | BranchMin5_BranchMax8 | 5 | 3 | 6 | 16 | HeaderMin6_HeaderMax16 | 10 | 6 | 18
865 | 73 | 040-150-4P-50HP | NBS_040-150_4P_50HP_12.36_SS | 1179.7044 | 1179.7044 | 4718.8174 | 4 | 1 | 5 | G | NBS_EndSuction | 5 | 4 | 5 | 8 | BranchMin5_BranchMax8 | 5 | 3 | 6 | 16 | HeaderMin6_HeaderMax16 | 12 | 6 | 18
865 | 73 | 040-150-4P-50HP | NBS_040-150_4P_50HP_12.36_SS | 1179.7044 | 1179.7044 | 4718.8174 | 4 | 1 | 5 | G | NBS_EndSuction | 5 | 4 | 5 | 8 | BranchMin5_BranchMax8 | 5 | 3 | 6 | 16 | HeaderMin6_HeaderMax16 | 14 | 6 | 18
865 | 73 | 040-150-4P-50HP | NBS_040-150_4P_50HP_12.36_SS | 1179.7044 | 1179.7044 | 4718.8174 | 4 | 1 | 5 | G | NBS_EndSuction | 5 | 4 | 5 | 8 | BranchMin5_BranchMax8 | 5 | 3 | 6 | 16 | HeaderMin6_HeaderMax16 | 16 | 6 | 18
865 | 73 | 040-150-4P-50HP | NBS_040-150_4P_50HP_12.36_SS | 1179.7044 | 1179.7044 | 4718.8174 | 4 | 1 | 5 | G | NBS_EndSuction | 5 | 4 | 5 | 8 | BranchMin5_BranchMax8 | 6 | 3 | 6 | 16 | HeaderMin6_HeaderMax16 | 6 | 6 | 18 | [11 empty] | INVALID
865 | 73 | 040-150-4P-50HP | NBS_040-150_4P_50HP_12.36_SS | 1179.7044 | 1179.7044 | 4718.8174 | 4 | 1 | 5 | G | NBS_EndSuction | 5 | 4 | 5 | 8 | BranchMin5_BranchMax8 | 6 | 3 | 6 | 16 | HeaderMin6_HeaderMax16 | 8 | 6 | 18
865 | 73 | 040-150-4P-50HP | NBS_040-150_4P_50HP_12.36_SS | 1179.7044 | 1179.7044 | 4718.8174 | 4 | 1 | 5 | G | NBS_EndSuction | 5 | 4 | 5 | 8 | BranchMin5_BranchMax8 | 6 | 3 | 6 | 16 | HeaderMin6_HeaderMax16 | 10 | 6 | 18
865 | 73 | 040-150-4P-50HP | NBS_040-150_4P_50HP_12.36_SS | 1179.7044 | 1179.7044 | 4718.8174 | 4 | 1 | 5 | G | NBS_EndSuction | 5 | 4 | 5 | 8 | BranchMin5_BranchMax8 | 6 | 3 | 6 | 16 | HeaderMin6_HeaderMax16 | 12 | 6 | 18
865 | 73 | 040-150-4P-50HP | NBS_040-150_4P_50HP_12.36_SS | 1179.7044 | 1179.7044 | 4718.8174 | 4 | 1 | 5 | G | NBS_EndSuction | 5 | 4 | 5 | 8 | BranchMin5_BranchMax8 | 6 | 3 | 6 | 16 | HeaderMin6_HeaderMax16 | 14 | 6 | 18
865 | 73 | 040-150-4P-50HP | NBS_040-150_4P_50HP_12.36_SS | 1179.7044 | 1179.7044 | 4718.8174 | 4 | 1 | 5 | G | NBS_EndSuction | 5 | 4 | 5 | 8 | BranchMin5_BranchMax8 | 6 | 3 | 6 | 16 | HeaderMin6_HeaderMax16 | 16 | 6 | 18
865 | 73 | 040-150-4P-50HP | NBS_040-150_4P_50HP_12.36_SS | 1179.7044 | 1179.7044 | 4718.8174 | 4 | 1 | 5 | G | NBS_EndSuction | 5 | 4 | 5 | 8 | BranchMin5_BranchMax8 | 8 | 3 | 6 | 16 | HeaderMin6_HeaderMax16 | 6 | 6 | 18 | [11 empty] | INVALID
865 | 73 | 040-150-4P-50HP | NBS_040-150_4P_50HP_12.36_SS | 1179.7044 | 1179.7044 | 4718.8174 | 4 | 1 | 5 | G | NBS_EndSuction | 5 | 4 | 5 | 8 | BranchMin5_BranchMax8 | 8 | 3 | 6 | 16 | HeaderMin6_HeaderMax16 | 8 | 6 | 18 | [11 empty] | INVALID
865 | 73 | 040-150-4P-50HP | NBS_040-150_4P_50HP_12.36_SS | 1179.7044 | 1179.7044 | 4718.8174 | 4 | 1 | 5 | G | NBS_EndSuction | 5 | 4 | 5 | 8 | BranchMin5_BranchMax8 | 8 | 3 | 6 | 16 | HeaderMin6_HeaderMax16 | 10 | 6 | 18
865 | 73 | 040-150-4P-50HP | NBS_040-150_4P_50HP_12.36_SS | 1179.7044 | 1179.7044 | 4718.8174 | 4 | 1 | 5 | G | NBS_EndSuction | 5 | 4 | 5 | 8 | BranchMin5_BranchMax8 | 8 | 3 | 6 | 16 | HeaderMin6_HeaderMax16 | 12 | 6 | 18
865 | 73 | 040-150-4P-50HP | NBS_040-150_4P_50HP_12.36_SS | 1179.7044 | 1179.7044 | 4718.8174 | 4 | 1 | 5 | G | NBS_EndSuction | 5 | 4 | 5 | 8 | BranchMin5_BranchMax8 | 8 | 3 | 6 | 16 | HeaderMin6_HeaderMax16 | 14 | 6 | 18
865 | 73 | 040-150-4P-50HP | NBS_040-150_4P_50HP_12.36_SS | 1179.7044 | 1179.7044 | 4718.8174 | 4 | 1 | 5 | G | NBS_EndSuction | 5 | 4 | 5 | 8 | BranchMin5_BranchMax8 | 8 | 3 | 6 | 16 | HeaderMin6_HeaderMax16 | 16 | 6 | 18
866 | 74 | 040-150-4P-60HP | NBS_040-150_4P_60HP_13.07_SS | 1257.8884 | 1257.8884 | 5031.5535 | 4 | 1 | 5 | G | NBS_EndSuction | 5 | 4 | 5 | 8 | BranchMin5_BranchMax8 | 5 | 3 | 6 | 16 | HeaderMin6_HeaderMax16 | 6 | 6 | 18
866 | 74 | 040-150-4P-60HP | NBS_040-150_4P_60HP_13.07_SS | 1257.8884 | 1257.8884 | 5031.5535 | 4 | 1 | 5 | G | NBS_EndSuction | 5 | 4 | 5 | 8 | BranchMin5_BranchMax8 | 5 | 3 | 6 | 16 | HeaderMin6_HeaderMax16 | 8 | 6 | 18
866 | 74 | 040-150-4P-60HP | NBS_040-150_4P_60HP_13.07_SS | 1257.8884 | 1257.8884 | 5031.5535 | 4 | 1 | 5 | G | NBS_EndSuction | 5 | 4 | 5 | 8 | BranchMin5_BranchMax8 | 5 | 3 | 6 | 16 | HeaderMin6_HeaderMax16 | 10 | 6 | 18
866 | 74 | 040-150-4P-60HP | NBS_040-150_4P_60HP_13.07_SS | 1257.8884 | 1257.8884 | 5031.5535 | 4 | 1 | 5 | G | NBS_EndSuction | 5 | 4 | 5 | 8 | BranchMin5_BranchMax8 | 5 | 3 | 6 | 16 | HeaderMin6_HeaderMax16 | 12 | 6 | 18
866 | 74 | 040-150-4P-60HP | NBS_040-150_4P_60HP_13.07_SS | 1257.8884 | 1257.8884 | 5031.5535 | 4 | 1 | 5 | G | NBS_EndSuction | 5 | 4 | 5 | 8 | BranchMin5_BranchMax8 | 5 | 3 | 6 | 16 | HeaderMin6_HeaderMax16 | 14 | 6 | 18
866 | 74 | 040-150-4P-60HP | NBS_040-150_4P_60HP_13.07_SS | 1257.8884 | 1257.8884 | 5031.5535 | 4 | 1 | 5 | G | NBS_EndSuction | 5 | 4 | 5 | 8 | BranchMin5_BranchMax8 | 5 | 3 | 6 | 16 | HeaderMin6_HeaderMax16 | 16 | 6 | 18
866 | 74 | 040-150-4P-60HP | NBS_040-150_4P_60HP_13.07_SS | 1257.8884 | 1257.8884 | 5031.5535 | 4 | 1 | 5 | G | NBS_EndSuction | 5 | 4 | 5 | 8 | BranchMin5_BranchMax8 | 6 | 3 | 6 | 16 | HeaderMin6_HeaderMax16 | 6 | 6 | 18 | [11 empty] | INVALID
866 | 74 | 040-150-4P-60HP | NBS_040-150_4P_60HP_13.07_SS | 1257.8884 | 1257.8884 | 5031.5535 | 4 | 1 | 5 | G | NBS_EndSuction | 5 | 4 | 5 | 8 | BranchMin5_BranchMax8 | 6 | 3 | 6 | 16 | HeaderMin6_HeaderMax16 | 8 | 6 | 18
866 | 74 | 040-150-4P-60HP | NBS_040-150_4P_60HP_13.07_SS | 1257.8884 | 1257.8884 | 5031.5535 | 4 | 1 | 5 | G | NBS_EndSuction | 5 | 4 | 5 | 8 | BranchMin5_BranchMax8 | 6 | 3 | 6 | 16 | HeaderMin6_HeaderMax16 | 10 | 6 | 18
866 | 74 | 040-150-4P-60HP | NBS_040-150_4P_60HP_13.07_SS | 1257.8884 | 1257.8884 | 5031.5535 | 4 | 1 | 5 | G | NBS_EndSuction | 5 | 4 | 5 | 8 | BranchMin5_BranchMax8 | 6 | 3 | 6 | 16 | HeaderMin6_HeaderMax16 | 12 | 6 | 18
866 | 74 | 040-150-4P-60HP | NBS_040-150_4P_60HP_13.07_SS | 1257.8884 | 1257.8884 | 5031.5535 | 4 | 1 | 5 | G | NBS_EndSuction | 5 | 4 | 5 | 8 | BranchMin5_BranchMax8 | 6 | 3 | 6 | 16 | HeaderMin6_HeaderMax16 | 14 | 6 | 18
866 | 74 | 040-150-4P-60HP | NBS_040-150_4P_60HP_13.07_SS | 1257.8884 | 1257.8884 | 5031.5535 | 4 | 1 | 5 | G | NBS_EndSuction | 5 | 4 | 5 | 8 | BranchMin5_BranchMax8 | 6 | 3 | 6 | 16 | HeaderMin6_HeaderMax16 | 16 | 6 | 18
866 | 74 | 040-150-4P-60HP | NBS_040-150_4P_60HP_13.07_SS | 1257.8884 | 1257.8884 | 5031.5535 | 4 | 1 | 5 | G | NBS_EndSuction | 5 | 4 | 5 | 8 | BranchMin5_BranchMax8 | 8 | 3 | 6 | 16 | HeaderMin6_HeaderMax16 | 6 | 6 | 18 | [11 empty] | INVALID
866 | 74 | 040-150-4P-60HP | NBS_040-150_4P_60HP_13.07_SS | 1257.8884 | 1257.8884 | 5031.5535 | 4 | 1 | 5 | G | NBS_EndSuction | 5 | 4 | 5 | 8 | BranchMin5_BranchMax8 | 8 | 3 | 6 | 16 | HeaderMin6_HeaderMax16 | 8 | 6 | 18 | [11 empty] | INVALID
866 | 74 | 040-150-4P-60HP | NBS_040-150_4P_60HP_13.07_SS | 1257.8884 | 1257.8884 | 5031.5535 | 4 | 1 | 5 | G | NBS_EndSuction | 5 | 4 | 5 | 8 | BranchMin5_BranchMax8 | 8 | 3 | 6 | 16 | HeaderMin6_HeaderMax16 | 10 | 6 | 18
866 | 74 | 040-150-4P-60HP | NBS_040-150_4P_60HP_13.07_SS | 1257.8884 | 1257.8884 | 5031.5535 | 4 | 1 | 5 | G | NBS_EndSuction | 5 | 4 | 5 | 8 | BranchMin5_BranchMax8 | 8 | 3 | 6 | 16 | HeaderMin6_HeaderMax16 | 12 | 6 | 18
866 | 74 | 040-150-4P-60HP | NBS_040-150_4P_60HP_13.07_SS | 1257.8884 | 1257.8884 | 5031.5535 | 4 | 1 | 5 | G | NBS_EndSuction | 5 | 4 | 5 | 8 | BranchMin5_BranchMax8 | 8 | 3 | 6 | 16 | HeaderMin6_HeaderMax16 | 14 | 6 | 18
866 | 74 | 040-150-4P-60HP | NBS_040-150_4P_60HP_13.07_SS | 1257.8884 | 1257.8884 | 5031.5535 | 4 | 1 | 5 | G | NBS_EndSuction | 5 | 4 | 5 | 8 | BranchMin5_BranchMax8 | 8 | 3 | 6 | 16 | HeaderMin6_HeaderMax16 | 16 | 6 | 18
867 | 75 | 040-150-4P-75HP | NBS_040-150_4P_75HP_14.02_SS | 1397.6463 | 1397.6463 | 5590.5852 | 4 | 1 | 5 | G | NBS_EndSuction | 5 | 4 | 5 | 8 | BranchMin5_BranchMax8 | 5 | 3 | 6 | 18 | HeaderMin6_HeaderMax18 | 6 | 7 | 21
867 | 75 | 040-150-4P-75HP | NBS_040-150_4P_75HP_14.02_SS | 1397.6463 | 1397.6463 | 5590.5852 | 4 | 1 | 5 | G | NBS_EndSuction | 5 | 4 | 5 | 8 | BranchMin5_BranchMax8 | 5 | 3 | 6 | 18 | HeaderMin6_HeaderMax18 | 8 | 7 | 21
867 | 75 | 040-150-4P-75HP | NBS_040-150_4P_75HP_14.02_SS | 1397.6463 | 1397.6463 | 5590.5852 | 4 | 1 | 5 | G | NBS_EndSuction | 5 | 4 | 5 | 8 | BranchMin5_BranchMax8 | 5 | 3 | 6 | 18 | HeaderMin6_HeaderMax18 | 10 | 7 | 21
867 | 75 | 040-150-4P-75HP | NBS_040-150_4P_75HP_14.02_SS | 1397.6463 | 1397.6463 | 5590.5852 | 4 | 1 | 5 | G | NBS_EndSuction | 5 | 4 | 5 | 8 | BranchMin5_BranchMax8 | 5 | 3 | 6 | 18 | HeaderMin6_HeaderMax18 | 12 | 7 | 21
867 | 75 | 040-150-4P-75HP | NBS_040-150_4P_75HP_14.02_SS | 1397.6463 | 1397.6463 | 5590.5852 | 4 | 1 | 5 | G | NBS_EndSuction | 5 | 4 | 5 | 8 | BranchMin5_BranchMax8 | 5 | 3 | 6 | 18 | HeaderMin6_HeaderMax18 | 14 | 7 | 21
867 | 75 | 040-150-4P-75HP | NBS_040-150_4P_75HP_14.02_SS | 1397.6463 | 1397.6463 | 5590.5852 | 4 | 1 | 5 | G | NBS_EndSuction | 5 | 4 | 5 | 8 | BranchMin5_BranchMax8 | 5 | 3 | 6 | 18 | HeaderMin6_HeaderMax18 | 16 | 7 | 21
867 | 75 | 040-150-4P-75HP | NBS_040-150_4P_75HP_14.02_SS | 1397.6463 | 1397.6463 | 5590.5852 | 4 | 1 | 5 | G | NBS_EndSuction | 5 | 4 | 5 | 8 | BranchMin5_BranchMax8 | 5 | 3 | 6 | 18 | HeaderMin6_HeaderMax18 | 18 | 7 | 21
867 | 75 | 040-150-4P-75HP | NBS_040-150_4P_75HP_14.02_SS | 1397.6463 | 1397.6463 | 5590.5852 | 4 | 1 | 5 | G | NBS_EndSuction | 5 | 4 | 5 | 8 | BranchMin5_BranchMax8 | 6 | 3 | 6 | 18 | HeaderMin6_HeaderMax18 | 6 | 7 | 21 | [11 empty] | INVALID
867 | 75 | 040-150-4P-75HP | NBS_040-150_4P_75HP_14.02_SS | 1397.6463 | 1397.6463 | 5590.5852 | 4 | 1 | 5 | G | NBS_EndSuction | 5 | 4 | 5 | 8 | BranchMin5_BranchMax8 | 6 | 3 | 6 | 18 | HeaderMin6_HeaderMax18 | 8 | 7 | 21
867 | 75 | 040-150-4P-75HP | NBS_040-150_4P_75HP_14.02_SS | 1397.6463 | 1397.6463 | 5590.5852 | 4 | 1 | 5 | G | NBS_EndSuction | 5 | 4 | 5 | 8 | BranchMin5_BranchMax8 | 6 | 3 | 6 | 18 | HeaderMin6_HeaderMax18 | 10 | 7 | 21
867 | 75 | 040-150-4P-75HP | NBS_040-150_4P_75HP_14.02_SS | 1397.6463 | 1397.6463 | 5590.5852 | 4 | 1 | 5 | G | NBS_EndSuction | 5 | 4 | 5 | 8 | BranchMin5_BranchMax8 | 6 | 3 | 6 | 18 | HeaderMin6_HeaderMax18 | 12 | 7 | 21
867 | 75 | 040-150-4P-75HP | NBS_040-150_4P_75HP_14.02_SS | 1397.6463 | 1397.6463 | 5590.5852 | 4 | 1 | 5 | G | NBS_EndSuction | 5 | 4 | 5 | 8 | BranchMin5_BranchMax8 | 6 | 3 | 6 | 18 | HeaderMin6_HeaderMax18 | 14 | 7 | 21
867 | 75 | 040-150-4P-75HP | NBS_040-150_4P_75HP_14.02_SS | 1397.6463 | 1397.6463 | 5590.5852 | 4 | 1 | 5 | G | NBS_EndSuction | 5 | 4 | 5 | 8 | BranchMin5_BranchMax8 | 6 | 3 | 6 | 18 | HeaderMin6_HeaderMax18 | 16 | 7 | 21
867 | 75 | 040-150-4P-75HP | NBS_040-150_4P_75HP_14.02_SS | 1397.6463 | 1397.6463 | 5590.5852 | 4 | 1 | 5 | G | NBS_EndSuction | 5 | 4 | 5 | 8 | BranchMin5_BranchMax8 | 6 | 3 | 6 | 18 | HeaderMin6_HeaderMax18 | 18 | 7 | 21
867 | 75 | 040-150-4P-75HP | NBS_040-150_4P_75HP_14.02_SS | 1397.6463 | 1397.6463 | 5590.5852 | 4 | 1 | 5 | G | NBS_EndSuction | 5 | 4 | 5 | 8 | BranchMin5_BranchMax8 | 8 | 3 | 6 | 18 | HeaderMin6_HeaderMax18 | 6 | 7 | 21 | [11 empty] | INVALID
867 | 75 | 040-150-4P-75HP | NBS_040-150_4P_75HP_14.02_SS | 1397.6463 | 1397.6463 | 5590.5852 | 4 | 1 | 5 | G | NBS_EndSuction | 5 | 4 | 5 | 8 | BranchMin5_BranchMax8 | 8 | 3 | 6 | 18 | HeaderMin6_HeaderMax18 | 8 | 7 | 21 | [11 empty] | INVALID
867 | 75 | 040-150-4P-75HP | NBS_040-150_4P_75HP_14.02_SS | 1397.6463 | 1397.6463 | 5590.5852 | 4 | 1 | 5 | G | NBS_EndSuction | 5 | 4 | 5 | 8 | BranchMin5_BranchMax8 | 8 | 3 | 6 | 18 | HeaderMin6_HeaderMax18 | 10 | 7 | 21
867 | 75 | 040-150-4P-75HP | NBS_040-150_4P_75HP_14.02_SS | 1397.6463 | 1397.6463 | 5590.5852 | 4 | 1 | 5 | G | NBS_EndSuction | 5 | 4 | 5 | 8 | BranchMin5_BranchMax8 | 8 | 3 | 6 | 18 | HeaderMin6_HeaderMax18 | 12 | 7 | 21
867 | 75 | 040-150-4P-75HP | NBS_040-150_4P_75HP_14.02_SS | 1397.6463 | 1397.6463 | 5590.5852 | 4 | 1 | 5 | G | NBS_EndSuction | 5 | 4 | 5 | 8 | BranchMin5_BranchMax8 | 8 | 3 | 6 | 18 | HeaderMin6_HeaderMax18 | 14 | 7 | 21
867 | 75 | 040-150-4P-75HP | NBS_040-150_4P_75HP_14.02_SS | 1397.6463 | 1397.6463 | 5590.5852 | 4 | 1 | 5 | G | NBS_EndSuction | 5 | 4 | 5 | 8 | BranchMin5_BranchMax8 | 8 | 3 | 6 | 18 | HeaderMin6_HeaderMax18 | 16 | 7 | 21
867 | 75 | 040-150-4P-75HP | NBS_040-150_4P_75HP_14.02_SS | 1397.6463 | 1397.6463 | 5590.5852 | 4 | 1 | 5 | G | NBS_EndSuction | 5 | 4 | 5 | 8 | BranchMin5_BranchMax8 | 8 | 3 | 6 | 18 | HeaderMin6_HeaderMax18 | 18 | 7 | 21
868 | 76 | 040-150-4P-100HP | NBS_040-150_4P_100HP_15.28_SS | 1556.5458 | 1556.5458 | 6226.1832 | 4 | 1 | 5 | G | NBS_EndSuction | 5 | 4 | 5 | 8 | BranchMin5_BranchMax8 | 5 | 3 | 6 | 18 | HeaderMin6_HeaderMax18 | 6 | 7 | 21
868 | 76 | 040-150-4P-100HP | NBS_040-150_4P_100HP_15.28_SS | 1556.5458 | 1556.5458 | 6226.1832 | 4 | 1 | 5 | G | NBS_EndSuction | 5 | 4 | 5 | 8 | BranchMin5_BranchMax8 | 5 | 3 | 6 | 18 | HeaderMin6_HeaderMax18 | 8 | 7 | 21
868 | 76 | 040-150-4P-100HP | NBS_040-150_4P_100HP_15.28_SS | 1556.5458 | 1556.5458 | 6226.1832 | 4 | 1 | 5 | G | NBS_EndSuction | 5 | 4 | 5 | 8 | BranchMin5_BranchMax8 | 5 | 3 | 6 | 18 | HeaderMin6_HeaderMax18 | 10 | 7 | 21
868 | 76 | 040-150-4P-100HP | NBS_040-150_4P_100HP_15.28_SS | 1556.5458 | 1556.5458 | 6226.1832 | 4 | 1 | 5 | G | NBS_EndSuction | 5 | 4 | 5 | 8 | BranchMin5_BranchMax8 | 5 | 3 | 6 | 18 | HeaderMin6_HeaderMax18 | 12 | 7 | 21
868 | 76 | 040-150-4P-100HP | NBS_040-150_4P_100HP_15.28_SS | 1556.5458 | 1556.5458 | 6226.1832 | 4 | 1 | 5 | G | NBS_EndSuction | 5 | 4 | 5 | 8 | BranchMin5_BranchMax8 | 5 | 3 | 6 | 18 | HeaderMin6_HeaderMax18 | 14 | 7 | 21
868 | 76 | 040-150-4P-100HP | NBS_040-150_4P_100HP_15.28_SS | 1556.5458 | 1556.5458 | 6226.1832 | 4 | 1 | 5 | G | NBS_EndSuction | 5 | 4 | 5 | 8 | BranchMin5_BranchMax8 | 5 | 3 | 6 | 18 | HeaderMin6_HeaderMax18 | 16 | 7 | 21
868 | 76 | 040-150-4P-100HP | NBS_040-150_4P_100HP_15.28_SS | 1556.5458 | 1556.5458 | 6226.1832 | 4 | 1 | 5 | G | NBS_EndSuction | 5 | 4 | 5 | 8 | BranchMin5_BranchMax8 | 5 | 3 | 6 | 18 | HeaderMin6_HeaderMax18 | 18 | 7 | 21
868 | 76 | 040-150-4P-100HP | NBS_040-150_4P_100HP_15.28_SS | 1556.5458 | 1556.5458 | 6226.1832 | 4 | 1 | 5 | G | NBS_EndSuction | 5 | 4 | 5 | 8 | BranchMin5_BranchMax8 | 6 | 3 | 6 | 18 | HeaderMin6_HeaderMax18 | 6 | 7 | 21 | [11 empty] | INVALID
868 | 76 | 040-150-4P-100HP | NBS_040-150_4P_100HP_15.28_SS | 1556.5458 | 1556.5458 | 6226.1832 | 4 | 1 | 5 | G | NBS_EndSuction | 5 | 4 | 5 | 8 | BranchMin5_BranchMax8 | 6 | 3 | 6 | 18 | HeaderMin6_HeaderMax18 | 8 | 7 | 21
868 | 76 | 040-150-4P-100HP | NBS_040-150_4P_100HP_15.28_SS | 1556.5458 | 1556.5458 | 6226.1832 | 4 | 1 | 5 | G | NBS_EndSuction | 5 | 4 | 5 | 8 | BranchMin5_BranchMax8 | 6 | 3 | 6 | 18 | HeaderMin6_HeaderMax18 | 10 | 7 | 21
868 | 76 | 040-150-4P-100HP | NBS_040-150_4P_100HP_15.28_SS | 1556.5458 | 1556.5458 | 6226.1832 | 4 | 1 | 5 | G | NBS_EndSuction | 5 | 4 | 5 | 8 | BranchMin5_BranchMax8 | 6 | 3 | 6 | 18 | HeaderMin6_HeaderMax18 | 12 | 7 | 21
868 | 76 | 040-150-4P-100HP | NBS_040-150_4P_100HP_15.28_SS | 1556.5458 | 1556.5458 | 6226.1832 | 4 | 1 | 5 | G | NBS_EndSuction | 5 | 4 | 5 | 8 | BranchMin5_BranchMax8 | 6 | 3 | 6 | 18 | HeaderMin6_HeaderMax18 | 14 | 7 | 21
868 | 76 | 040-150-4P-100HP | NBS_040-150_4P_100HP_15.28_SS | 1556.5458 | 1556.5458 | 6226.1832 | 4 | 1 | 5 | G | NBS_EndSuction | 5 | 4 | 5 | 8 | BranchMin5_BranchMax8 | 6 | 3 | 6 | 18 | HeaderMin6_HeaderMax18 | 16 | 7 | 21
868 | 76 | 040-150-4P-100HP | NBS_040-150_4P_100HP_15.28_SS | 1556.5458 | 1556.5458 | 6226.1832 | 4 | 1 | 5 | G | NBS_EndSuction | 5 | 4 | 5 | 8 | BranchMin5_BranchMax8 | 6 | 3 | 6 | 18 | HeaderMin6_HeaderMax18 | 18 | 7 | 21
868 | 76 | 040-150-4P-100HP | NBS_040-150_4P_100HP_15.28_SS | 1556.5458 | 1556.5458 | 6226.1832 | 4 | 1 | 5 | G | NBS_EndSuction | 5 | 4 | 5 | 8 | BranchMin5_BranchMax8 | 8 | 3 | 6 | 18 | HeaderMin6_HeaderMax18 | 6 | 7 | 21 | [11 empty] | INVALID
868 | 76 | 040-150-4P-100HP | NBS_040-150_4P_100HP_15.28_SS | 1556.5458 | 1556.5458 | 6226.1832 | 4 | 1 | 5 | G | NBS_EndSuction | 5 | 4 | 5 | 8 | BranchMin5_BranchMax8 | 8 | 3 | 6 | 18 | HeaderMin6_HeaderMax18 | 8 | 7 | 21 | [11 empty] | INVALID
868 | 76 | 040-150-4P-100HP | NBS_040-150_4P_100HP_15.28_SS | 1556.5458 | 1556.5458 | 6226.1832 | 4 | 1 | 5 | G | NBS_EndSuction | 5 | 4 | 5 | 8 | BranchMin5_BranchMax8 | 8 | 3 | 6 | 18 | HeaderMin6_HeaderMax18 | 10 | 7 | 21
868 | 76 | 040-150-4P-100HP | NBS_040-150_4P_100HP_15.28_SS | 1556.5458 | 1556.5458 | 6226.1832 | 4 | 1 | 5 | G | NBS_EndSuction | 5 | 4 | 5 | 8 | BranchMin5_BranchMax8 | 8 | 3 | 6 | 18 | HeaderMin6_HeaderMax18 | 12 | 7 | 21
868 | 76 | 040-150-4P-100HP | NBS_040-150_4P_100HP_15.28_SS | 1556.5458 | 1556.5458 | 6226.1832 | 4 | 1 | 5 | G | NBS_EndSuction | 5 | 4 | 5 | 8 | BranchMin5_BranchMax8 | 8 | 3 | 6 | 18 | HeaderMin6_HeaderMax18 | 14 | 7 | 21
868 | 76 | 040-150-4P-100HP | NBS_040-150_4P_100HP_15.28_SS | 1556.5458 | 1556.5458 | 6226.1832 | 4 | 1 | 5 | G | NBS_EndSuction | 5 | 4 | 5 | 8 | BranchMin5_BranchMax8 | 8 | 3 | 6 | 18 | HeaderMin6_HeaderMax18 | 16 | 7 | 21
868 | 76 | 040-150-4P-100HP | NBS_040-150_4P_100HP_15.28_SS | 1556.5458 | 1556.5458 | 6226.1832 | 4 | 1 | 5 | G | NBS_EndSuction | 5 | 4 | 5 | 8 | BranchMin5_BranchMax8 | 8 | 3 | 6 | 18 | HeaderMin6_HeaderMax18 | 18 | 7 | 21
869 | 77 | 040-150-4P-125HP | NBS_040-150_4P_125HP_16.14_SS | 1658.4722 | 1658.4722 | 6633.8887 | 4 | 1 | 5 | G | NBS_EndSuction | 5 | 4 | 5 | 10 | BranchMin5_BranchMax10 | 5 | 4 | 6 | 18 | HeaderMin6_HeaderMax18 | 6 | 7 | 28
869 | 77 | 040-150-4P-125HP | NBS_040-150_4P_125HP_16.14_SS | 1658.4722 | 1658.4722 | 6633.8887 | 4 | 1 | 5 | G | NBS_EndSuction | 5 | 4 | 5 | 10 | BranchMin5_BranchMax10 | 5 | 4 | 6 | 18 | HeaderMin6_HeaderMax18 | 8 | 7 | 28
869 | 77 | 040-150-4P-125HP | NBS_040-150_4P_125HP_16.14_SS | 1658.4722 | 1658.4722 | 6633.8887 | 4 | 1 | 5 | G | NBS_EndSuction | 5 | 4 | 5 | 10 | BranchMin5_BranchMax10 | 5 | 4 | 6 | 18 | HeaderMin6_HeaderMax18 | 10 | 7 | 28
869 | 77 | 040-150-4P-125HP | NBS_040-150_4P_125HP_16.14_SS | 1658.4722 | 1658.4722 | 6633.8887 | 4 | 1 | 5 | G | NBS_EndSuction | 5 | 4 | 5 | 10 | BranchMin5_BranchMax10 | 5 | 4 | 6 | 18 | HeaderMin6_HeaderMax18 | 12 | 7 | 28
869 | 77 | 040-150-4P-125HP | NBS_040-150_4P_125HP_16.14_SS | 1658.4722 | 1658.4722 | 6633.8887 | 4 | 1 | 5 | G | NBS_EndSuction | 5 | 4 | 5 | 10 | BranchMin5_BranchMax10 | 5 | 4 | 6 | 18 | HeaderMin6_HeaderMax18 | 14 | 7 | 28
869 | 77 | 040-150-4P-125HP | NBS_040-150_4P_125HP_16.14_SS | 1658.4722 | 1658.4722 | 6633.8887 | 4 | 1 | 5 | G | NBS_EndSuction | 5 | 4 | 5 | 10 | BranchMin5_BranchMax10 | 5 | 4 | 6 | 18 | HeaderMin6_HeaderMax18 | 16 | 7 | 28
869 | 77 | 040-150-4P-125HP | NBS_040-150_4P_125HP_16.14_SS | 1658.4722 | 1658.4722 | 6633.8887 | 4 | 1 | 5 | G | NBS_EndSuction | 5 | 4 | 5 | 10 | BranchMin5_BranchMax10 | 5 | 4 | 6 | 18 | HeaderMin6_HeaderMax18 | 18 | 7 | 28
869 | 77 | 040-150-4P-125HP | NBS_040-150_4P_125HP_16.14_SS | 1658.4722 | 1658.4722 | 6633.8887 | 4 | 1 | 5 | G | NBS_EndSuction | 5 | 4 | 5 | 10 | BranchMin5_BranchMax10 | 6 | 4 | 6 | 18 | HeaderMin6_HeaderMax18 | 6 | 7 | 28 | [11 empty] | INVALID
869 | 77 | 040-150-4P-125HP | NBS_040-150_4P_125HP_16.14_SS | 1658.4722 | 1658.4722 | 6633.8887 | 4 | 1 | 5 | G | NBS_EndSuction | 5 | 4 | 5 | 10 | BranchMin5_BranchMax10 | 6 | 4 | 6 | 18 | HeaderMin6_HeaderMax18 | 8 | 7 | 28
869 | 77 | 040-150-4P-125HP | NBS_040-150_4P_125HP_16.14_SS | 1658.4722 | 1658.4722 | 6633.8887 | 4 | 1 | 5 | G | NBS_EndSuction | 5 | 4 | 5 | 10 | BranchMin5_BranchMax10 | 6 | 4 | 6 | 18 | HeaderMin6_HeaderMax18 | 10 | 7 | 28
869 | 77 | 040-150-4P-125HP | NBS_040-150_4P_125HP_16.14_SS | 1658.4722 | 1658.4722 | 6633.8887 | 4 | 1 | 5 | G | NBS_EndSuction | 5 | 4 | 5 | 10 | BranchMin5_BranchMax10 | 6 | 4 | 6 | 18 | HeaderMin6_HeaderMax18 | 12 | 7 | 28
869 | 77 | 040-150-4P-125HP | NBS_040-150_4P_125HP_16.14_SS | 1658.4722 | 1658.4722 | 6633.8887 | 4 | 1 | 5 | G | NBS_EndSuction | 5 | 4 | 5 | 10 | BranchMin5_BranchMax10 | 6 | 4 | 6 | 18 | HeaderMin6_HeaderMax18 | 14 | 7 | 28
869 | 77 | 040-150-4P-125HP | NBS_040-150_4P_125HP_16.14_SS | 1658.4722 | 1658.4722 | 6633.8887 | 4 | 1 | 5 | G | NBS_EndSuction | 5 | 4 | 5 | 10 | BranchMin5_BranchMax10 | 6 | 4 | 6 | 18 | HeaderMin6_HeaderMax18 | 16 | 7 | 28
869 | 77 | 040-150-4P-125HP | NBS_040-150_4P_125HP_16.14_SS | 1658.4722 | 1658.4722 | 6633.8887 | 4 | 1 | 5 | G | NBS_EndSuction | 5 | 4 | 5 | 10 | BranchMin5_BranchMax10 | 6 | 4 | 6 | 18 | HeaderMin6_HeaderMax18 | 18 | 7 | 28
869 | 77 | 040-150-4P-125HP | NBS_040-150_4P_125HP_16.14_SS | 1658.4722 | 1658.4722 | 6633.8887 | 4 | 1 | 5 | G | NBS_EndSuction | 5 | 4 | 5 | 10 | BranchMin5_BranchMax10 | 8 | 4 | 6 | 18 | HeaderMin6_HeaderMax18 | 6 | 7 | 28 | [11 empty] | INVALID
869 | 77 | 040-150-4P-125HP | NBS_040-150_4P_125HP_16.14_SS | 1658.4722 | 1658.4722 | 6633.8887 | 4 | 1 | 5 | G | NBS_EndSuction | 5 | 4 | 5 | 10 | BranchMin5_BranchMax10 | 8 | 4 | 6 | 18 | HeaderMin6_HeaderMax18 | 8 | 7 | 28 | [11 empty] | INVALID
869 | 77 | 040-150-4P-125HP | NBS_040-150_4P_125HP_16.14_SS | 1658.4722 | 1658.4722 | 6633.8887 | 4 | 1 | 5 | G | NBS_EndSuction | 5 | 4 | 5 | 10 | BranchMin5_BranchMax10 | 8 | 4 | 6 | 18 | HeaderMin6_HeaderMax18 | 10 | 7 | 28
869 | 77 | 040-150-4P-125HP | NBS_040-150_4P_125HP_16.14_SS | 1658.4722 | 1658.4722 | 6633.8887 | 4 | 1 | 5 | G | NBS_EndSuction | 5 | 4 | 5 | 10 | BranchMin5_BranchMax10 | 8 | 4 | 6 | 18 | HeaderMin6_HeaderMax18 | 12 | 7 | 28
869 | 77 | 040-150-4P-125HP | NBS_040-150_4P_125HP_16.14_SS | 1658.4722 | 1658.4722 | 6633.8887 | 4 | 1 | 5 | G | NBS_EndSuction | 5 | 4 | 5 | 10 | BranchMin5_BranchMax10 | 8 | 4 | 6 | 18 | HeaderMin6_HeaderMax18 | 14 | 7 | 28
869 | 77 | 040-150-4P-125HP | NBS_040-150_4P_125HP_16.14_SS | 1658.4722 | 1658.4722 | 6633.8887 | 4 | 1 | 5 | G | NBS_EndSuction | 5 | 4 | 5 | 10 | BranchMin5_BranchMax10 | 8 | 4 | 6 | 18 | HeaderMin6_HeaderMax18 | 16 | 7 | 28
869 | 77 | 040-150-4P-125HP | NBS_040-150_4P_125HP_16.14_SS | 1658.4722 | 1658.4722 | 6633.8887 | 4 | 1 | 5 | G | NBS_EndSuction | 5 | 4 | 5 | 10 | BranchMin5_BranchMax10 | 8 | 4 | 6 | 18 | HeaderMin6_HeaderMax18 | 18 | 7 | 28
869 | 77 | 040-150-4P-125HP | NBS_040-150_4P_125HP_16.14_SS | 1658.4722 | 1658.4722 | 6633.8887 | 4 | 1 | 5 | G | NBS_EndSuction | 5 | 4 | 5 | 10 | BranchMin5_BranchMax10 | 10 | 4 | 6 | 18 | HeaderMin6_HeaderMax18 | 6 | 7 | 28 | [11 empty] | INVALID
869 | 77 | 040-150-4P-125HP | NBS_040-150_4P_125HP_16.14_SS | 1658.4722 | 1658.4722 | 6633.8887 | 4 | 1 | 5 | G | NBS_EndSuction | 5 | 4 | 5 | 10 | BranchMin5_BranchMax10 | 10 | 4 | 6 | 18 | HeaderMin6_HeaderMax18 | 8 | 7 | 28 | [11 empty] | INVALID
869 | 77 | 040-150-4P-125HP | NBS_040-150_4P_125HP_16.14_SS | 1658.4722 | 1658.4722 | 6633.8887 | 4 | 1 | 5 | G | NBS_EndSuction | 5 | 4 | 5 | 10 | BranchMin5_BranchMax10 | 10 | 4 | 6 | 18 | HeaderMin6_HeaderMax18 | 10 | 7 | 28 | [11 empty] | INVALID
869 | 77 | 040-150-4P-125HP | NBS_040-150_4P_125HP_16.14_SS | 1658.4722 | 1658.4722 | 6633.8887 | 4 | 1 | 5 | G | NBS_EndSuction | 5 | 4 | 5 | 10 | BranchMin5_BranchMax10 | 10 | 4 | 6 | 18 | HeaderMin6_HeaderMax18 | 12 | 7 | 28
869 | 77 | 040-150-4P-125HP | NBS_040-150_4P_125HP_16.14_SS | 1658.4722 | 1658.4722 | 6633.8887 | 4 | 1 | 5 | G | NBS_EndSuction | 5 | 4 | 5 | 10 | BranchMin5_BranchMax10 | 10 | 4 | 6 | 18 | HeaderMin6_HeaderMax18 | 14 | 7 | 28
869 | 77 | 040-150-4P-125HP | NBS_040-150_4P_125HP_16.14_SS | 1658.4722 | 1658.4722 | 6633.8887 | 4 | 1 | 5 | G | NBS_EndSuction | 5 | 4 | 5 | 10 | BranchMin5_BranchMax10 | 10 | 4 | 6 | 18 | HeaderMin6_HeaderMax18 | 16 | 7 | 28
869 | 77 | 040-150-4P-125HP | NBS_040-150_4P_125HP_16.14_SS | 1658.4722 | 1658.4722 | 6633.8887 | 4 | 1 | 5 | G | NBS_EndSuction | 5 | 4 | 5 | 10 | BranchMin5_BranchMax10 | 10 | 4 | 6 | 18 | HeaderMin6_HeaderMax18 | 18 | 7 | 28
870 | 78 | 040-150-4P-150HP | NBS_040-150_4P_150HP_16.77_SS | 1749.9638 | 1749.9638 | 6999.8551 | 4 | 1 | 5 | G | NBS_EndSuction | 5 | 4 | 5 | 10 | BranchMin5_BranchMax10 | 5 | 4 | 6 | 18 | HeaderMin6_HeaderMax18 | 6 | 7 | 28
870 | 78 | 040-150-4P-150HP | NBS_040-150_4P_150HP_16.77_SS | 1749.9638 | 1749.9638 | 6999.8551 | 4 | 1 | 5 | G | NBS_EndSuction | 5 | 4 | 5 | 10 | BranchMin5_BranchMax10 | 5 | 4 | 6 | 18 | HeaderMin6_HeaderMax18 | 8 | 7 | 28
870 | 78 | 040-150-4P-150HP | NBS_040-150_4P_150HP_16.77_SS | 1749.9638 | 1749.9638 | 6999.8551 | 4 | 1 | 5 | G | NBS_EndSuction | 5 | 4 | 5 | 10 | BranchMin5_BranchMax10 | 5 | 4 | 6 | 18 | HeaderMin6_HeaderMax18 | 10 | 7 | 28
870 | 78 | 040-150-4P-150HP | NBS_040-150_4P_150HP_16.77_SS | 1749.9638 | 1749.9638 | 6999.8551 | 4 | 1 | 5 | G | NBS_EndSuction | 5 | 4 | 5 | 10 | BranchMin5_BranchMax10 | 5 | 4 | 6 | 18 | HeaderMin6_HeaderMax18 | 12 | 7 | 28
870 | 78 | 040-150-4P-150HP | NBS_040-150_4P_150HP_16.77_SS | 1749.9638 | 1749.9638 | 6999.8551 | 4 | 1 | 5 | G | NBS_EndSuction | 5 | 4 | 5 | 10 | BranchMin5_BranchMax10 | 5 | 4 | 6 | 18 | HeaderMin6_HeaderMax18 | 14 | 7 | 28
870 | 78 | 040-150-4P-150HP | NBS_040-150_4P_150HP_16.77_SS | 1749.9638 | 1749.9638 | 6999.8551 | 4 | 1 | 5 | G | NBS_EndSuction | 5 | 4 | 5 | 10 | BranchMin5_BranchMax10 | 5 | 4 | 6 | 18 | HeaderMin6_HeaderMax18 | 16 | 7 | 28
870 | 78 | 040-150-4P-150HP | NBS_040-150_4P_150HP_16.77_SS | 1749.9638 | 1749.9638 | 6999.8551 | 4 | 1 | 5 | G | NBS_EndSuction | 5 | 4 | 5 | 10 | BranchMin5_BranchMax10 | 5 | 4 | 6 | 18 | HeaderMin6_HeaderMax18 | 18 | 7 | 28
870 | 78 | 040-150-4P-150HP | NBS_040-150_4P_150HP_16.77_SS | 1749.9638 | 1749.9638 | 6999.8551 | 4 | 1 | 5 | G | NBS_EndSuction | 5 | 4 | 5 | 10 | BranchMin5_BranchMax10 | 6 | 4 | 6 | 18 | HeaderMin6_HeaderMax18 | 6 | 7 | 28 | [11 empty] | INVALID
870 | 78 | 040-150-4P-150HP | NBS_040-150_4P_150HP_16.77_SS | 1749.9638 | 1749.9638 | 6999.8551 | 4 | 1 | 5 | G | NBS_EndSuction | 5 | 4 | 5 | 10 | BranchMin5_BranchMax10 | 6 | 4 | 6 | 18 | HeaderMin6_HeaderMax18 | 8 | 7 | 28
870 | 78 | 040-150-4P-150HP | NBS_040-150_4P_150HP_16.77_SS | 1749.9638 | 1749.9638 | 6999.8551 | 4 | 1 | 5 | G | NBS_EndSuction | 5 | 4 | 5 | 10 | BranchMin5_BranchMax10 | 6 | 4 | 6 | 18 | HeaderMin6_HeaderMax18 | 10 | 7 | 28
870 | 78 | 040-150-4P-150HP | NBS_040-150_4P_150HP_16.77_SS | 1749.9638 | 1749.9638 | 6999.8551 | 4 | 1 | 5 | G | NBS_EndSuction | 5 | 4 | 5 | 10 | BranchMin5_BranchMax10 | 6 | 4 | 6 | 18 | HeaderMin6_HeaderMax18 | 12 | 7 | 28
870 | 78 | 040-150-4P-150HP | NBS_040-150_4P_150HP_16.77_SS | 1749.9638 | 1749.9638 | 6999.8551 | 4 | 1 | 5 | G | NBS_EndSuction | 5 | 4 | 5 | 10 | BranchMin5_BranchMax10 | 6 | 4 | 6 | 18 | HeaderMin6_HeaderMax18 | 14 | 7 | 28
870 | 78 | 040-150-4P-150HP | NBS_040-150_4P_150HP_16.77_SS | 1749.9638 | 1749.9638 | 6999.8551 | 4 | 1 | 5 | G | NBS_EndSuction | 5 | 4 | 5 | 10 | BranchMin5_BranchMax10 | 6 | 4 | 6 | 18 | HeaderMin6_HeaderMax18 | 16 | 7 | 28
870 | 78 | 040-150-4P-150HP | NBS_040-150_4P_150HP_16.77_SS | 1749.9638 | 1749.9638 | 6999.8551 | 4 | 1 | 5 | G | NBS_EndSuction | 5 | 4 | 5 | 10 | BranchMin5_BranchMax10 | 6 | 4 | 6 | 18 | HeaderMin6_HeaderMax18 | 18 | 7 | 28
870 | 78 | 040-150-4P-150HP | NBS_040-150_4P_150HP_16.77_SS | 1749.9638 | 1749.9638 | 6999.8551 | 4 | 1 | 5 | G | NBS_EndSuction | 5 | 4 | 5 | 10 | BranchMin5_BranchMax10 | 8 | 4 | 6 | 18 | HeaderMin6_HeaderMax18 | 6 | 7 | 28 | [11 empty] | INVALID
870 | 78 | 040-150-4P-150HP | NBS_040-150_4P_150HP_16.77_SS | 1749.9638 | 1749.9638 | 6999.8551 | 4 | 1 | 5 | G | NBS_EndSuction | 5 | 4 | 5 | 10 | BranchMin5_BranchMax10 | 8 | 4 | 6 | 18 | HeaderMin6_HeaderMax18 | 8 | 7 | 28 | [11 empty] | INVALID
870 | 78 | 040-150-4P-150HP | NBS_040-150_4P_150HP_16.77_SS | 1749.9638 | 1749.9638 | 6999.8551 | 4 | 1 | 5 | G | NBS_EndSuction | 5 | 4 | 5 | 10 | BranchMin5_BranchMax10 | 8 | 4 | 6 | 18 | HeaderMin6_HeaderMax18 | 10 | 7 | 28
870 | 78 | 040-150-4P-150HP | NBS_040-150_4P_150HP_16.77_SS | 1749.9638 | 1749.9638 | 6999.8551 | 4 | 1 | 5 | G | NBS_EndSuction | 5 | 4 | 5 | 10 | BranchMin5_BranchMax10 | 8 | 4 | 6 | 18 | HeaderMin6_HeaderMax18 | 12 | 7 | 28
870 | 78 | 040-150-4P-150HP | NBS_040-150_4P_150HP_16.77_SS | 1749.9638 | 1749.9638 | 6999.8551 | 4 | 1 | 5 | G | NBS_EndSuction | 5 | 4 | 5 | 10 | BranchMin5_BranchMax10 | 8 | 4 | 6 | 18 | HeaderMin6_HeaderMax18 | 14 | 7 | 28
870 | 78 | 040-150-4P-150HP | NBS_040-150_4P_150HP_16.77_SS | 1749.9638 | 1749.9638 | 6999.8551 | 4 | 1 | 5 | G | NBS_EndSuction | 5 | 4 | 5 | 10 | BranchMin5_BranchMax10 | 8 | 4 | 6 | 18 | HeaderMin6_HeaderMax18 | 16 | 7 | 28
870 | 78 | 040-150-4P-150HP | NBS_040-150_4P_150HP_16.77_SS | 1749.9638 | 1749.9638 | 6999.8551 | 4 | 1 | 5 | G | NBS_EndSuction | 5 | 4 | 5 | 10 | BranchMin5_BranchMax10 | 8 | 4 | 6 | 18 | HeaderMin6_HeaderMax18 | 18 | 7 | 28
870 | 78 | 040-150-4P-150HP | NBS_040-150_4P_150HP_16.77_SS | 1749.9638 | 1749.9638 | 6999.8551 | 4 | 1 | 5 | G | NBS_EndSuction | 5 | 4 | 5 | 10 | BranchMin5_BranchMax10 | 10 | 4 | 6 | 18 | HeaderMin6_HeaderMax18 | 6 | 7 | 28 | [11 empty] | INVALID
870 | 78 | 040-150-4P-150HP | NBS_040-150_4P_150HP_16.77_SS | 1749.9638 | 1749.9638 | 6999.8551 | 4 | 1 | 5 | G | NBS_EndSuction | 5 | 4 | 5 | 10 | BranchMin5_BranchMax10 | 10 | 4 | 6 | 18 | HeaderMin6_HeaderMax18 | 8 | 7 | 28 | [11 empty] | INVALID
870 | 78 | 040-150-4P-150HP | NBS_040-150_4P_150HP_16.77_SS | 1749.9638 | 1749.9638 | 6999.8551 | 4 | 1 | 5 | G | NBS_EndSuction | 5 | 4 | 5 | 10 | BranchMin5_BranchMax10 | 10 | 4 | 6 | 18 | HeaderMin6_HeaderMax18 | 10 | 7 | 28 | [11 empty] | INVALID
870 | 78 | 040-150-4P-150HP | NBS_040-150_4P_150HP_16.77_SS | 1749.9638 | 1749.9638 | 6999.8551 | 4 | 1 | 5 | G | NBS_EndSuction | 5 | 4 | 5 | 10 | BranchMin5_BranchMax10 | 10 | 4 | 6 | 18 | HeaderMin6_HeaderMax18 | 12 | 7 | 28
870 | 78 | 040-150-4P-150HP | NBS_040-150_4P_150HP_16.77_SS | 1749.9638 | 1749.9638 | 6999.8551 | 4 | 1 | 5 | G | NBS_EndSuction | 5 | 4 | 5 | 10 | BranchMin5_BranchMax10 | 10 | 4 | 6 | 18 | HeaderMin6_HeaderMax18 | 14 | 7 | 28
870 | 78 | 040-150-4P-150HP | NBS_040-150_4P_150HP_16.77_SS | 1749.9638 | 1749.9638 | 6999.8551 | 4 | 1 | 5 | G | NBS_EndSuction | 5 | 4 | 5 | 10 | BranchMin5_BranchMax10 | 10 | 4 | 6 | 18 | HeaderMin6_HeaderMax18 | 16 | 7 | 28
870 | 78 | 040-150-4P-150HP | NBS_040-150_4P_150HP_16.77_SS | 1749.9638 | 1749.9638 | 6999.8551 | 4 | 1 | 5 | G | NBS_EndSuction | 5 | 4 | 5 | 10 | BranchMin5_BranchMax10 | 10 | 4 | 6 | 18 | HeaderMin6_HeaderMax18 | 18 | 7 | 28
871 | 79 | 050-070-4P-3HP | NBS_050-070_4P_3HP_4.88_SS | 840.0118 | 840.0118 | 3360.047 | 4 | 1 | 5 | G | NBS_EndSuction | 5 | 4 | 5 | 6 | BranchMin5_BranchMax6 | 5 | 2 | 6 | 12 | HeaderMin6_HeaderMax12 | 6 | 4 | 8
871 | 79 | 050-070-4P-3HP | NBS_050-070_4P_3HP_4.88_SS | 840.0118 | 840.0118 | 3360.047 | 4 | 1 | 5 | G | NBS_EndSuction | 5 | 4 | 5 | 6 | BranchMin5_BranchMax6 | 5 | 2 | 6 | 12 | HeaderMin6_HeaderMax12 | 8 | 4 | 8
871 | 79 | 050-070-4P-3HP | NBS_050-070_4P_3HP_4.88_SS | 840.0118 | 840.0118 | 3360.047 | 4 | 1 | 5 | G | NBS_EndSuction | 5 | 4 | 5 | 6 | BranchMin5_BranchMax6 | 5 | 2 | 6 | 12 | HeaderMin6_HeaderMax12 | 10 | 4 | 8
871 | 79 | 050-070-4P-3HP | NBS_050-070_4P_3HP_4.88_SS | 840.0118 | 840.0118 | 3360.047 | 4 | 1 | 5 | G | NBS_EndSuction | 5 | 4 | 5 | 6 | BranchMin5_BranchMax6 | 5 | 2 | 6 | 12 | HeaderMin6_HeaderMax12 | 12 | 4 | 8
871 | 79 | 050-070-4P-3HP | NBS_050-070_4P_3HP_4.88_SS | 840.0118 | 840.0118 | 3360.047 | 4 | 1 | 5 | G | NBS_EndSuction | 5 | 4 | 5 | 6 | BranchMin5_BranchMax6 | 6 | 2 | 6 | 12 | HeaderMin6_HeaderMax12 | 6 | 4 | 8 | [11 empty] | INVALID
871 | 79 | 050-070-4P-3HP | NBS_050-070_4P_3HP_4.88_SS | 840.0118 | 840.0118 | 3360.047 | 4 | 1 | 5 | G | NBS_EndSuction | 5 | 4 | 5 | 6 | BranchMin5_BranchMax6 | 6 | 2 | 6 | 12 | HeaderMin6_HeaderMax12 | 8 | 4 | 8
871 | 79 | 050-070-4P-3HP | NBS_050-070_4P_3HP_4.88_SS | 840.0118 | 840.0118 | 3360.047 | 4 | 1 | 5 | G | NBS_EndSuction | 5 | 4 | 5 | 6 | BranchMin5_BranchMax6 | 6 | 2 | 6 | 12 | HeaderMin6_HeaderMax12 | 10 | 4 | 8
871 | 79 | 050-070-4P-3HP | NBS_050-070_4P_3HP_4.88_SS | 840.0118 | 840.0118 | 3360.047 | 4 | 1 | 5 | G | NBS_EndSuction | 5 | 4 | 5 | 6 | BranchMin5_BranchMax6 | 6 | 2 | 6 | 12 | HeaderMin6_HeaderMax12 | 12 | 4 | 8
872 | 80 | 050-070-4P-5HP | NBS_050-070_4P_5HP_6.06_SS | 912.3919 | 912.3919 | 3649.5676 | 4 | 1 | 5 | G | NBS_EndSuction | 5 | 4 | 5 | 6 | BranchMin5_BranchMax6 | 5 | 2 | 6 | 14 | HeaderMin6_HeaderMax14 | 6 | 5 | 10
872 | 80 | 050-070-4P-5HP | NBS_050-070_4P_5HP_6.06_SS | 912.3919 | 912.3919 | 3649.5676 | 4 | 1 | 5 | G | NBS_EndSuction | 5 | 4 | 5 | 6 | BranchMin5_BranchMax6 | 5 | 2 | 6 | 14 | HeaderMin6_HeaderMax14 | 8 | 5 | 10
872 | 80 | 050-070-4P-5HP | NBS_050-070_4P_5HP_6.06_SS | 912.3919 | 912.3919 | 3649.5676 | 4 | 1 | 5 | G | NBS_EndSuction | 5 | 4 | 5 | 6 | BranchMin5_BranchMax6 | 5 | 2 | 6 | 14 | HeaderMin6_HeaderMax14 | 10 | 5 | 10
872 | 80 | 050-070-4P-5HP | NBS_050-070_4P_5HP_6.06_SS | 912.3919 | 912.3919 | 3649.5676 | 4 | 1 | 5 | G | NBS_EndSuction | 5 | 4 | 5 | 6 | BranchMin5_BranchMax6 | 5 | 2 | 6 | 14 | HeaderMin6_HeaderMax14 | 12 | 5 | 10
872 | 80 | 050-070-4P-5HP | NBS_050-070_4P_5HP_6.06_SS | 912.3919 | 912.3919 | 3649.5676 | 4 | 1 | 5 | G | NBS_EndSuction | 5 | 4 | 5 | 6 | BranchMin5_BranchMax6 | 5 | 2 | 6 | 14 | HeaderMin6_HeaderMax14 | 14 | 5 | 10
872 | 80 | 050-070-4P-5HP | NBS_050-070_4P_5HP_6.06_SS | 912.3919 | 912.3919 | 3649.5676 | 4 | 1 | 5 | G | NBS_EndSuction | 5 | 4 | 5 | 6 | BranchMin5_BranchMax6 | 6 | 2 | 6 | 14 | HeaderMin6_HeaderMax14 | 6 | 5 | 10 | [11 empty] | INVALID
872 | 80 | 050-070-4P-5HP | NBS_050-070_4P_5HP_6.06_SS | 912.3919 | 912.3919 | 3649.5676 | 4 | 1 | 5 | G | NBS_EndSuction | 5 | 4 | 5 | 6 | BranchMin5_BranchMax6 | 6 | 2 | 6 | 14 | HeaderMin6_HeaderMax14 | 8 | 5 | 10
872 | 80 | 050-070-4P-5HP | NBS_050-070_4P_5HP_6.06_SS | 912.3919 | 912.3919 | 3649.5676 | 4 | 1 | 5 | G | NBS_EndSuction | 5 | 4 | 5 | 6 | BranchMin5_BranchMax6 | 6 | 2 | 6 | 14 | HeaderMin6_HeaderMax14 | 10 | 5 | 10
872 | 80 | 050-070-4P-5HP | NBS_050-070_4P_5HP_6.06_SS | 912.3919 | 912.3919 | 3649.5676 | 4 | 1 | 5 | G | NBS_EndSuction | 5 | 4 | 5 | 6 | BranchMin5_BranchMax6 | 6 | 2 | 6 | 14 | HeaderMin6_HeaderMax14 | 12 | 5 | 10
872 | 80 | 050-070-4P-5HP | NBS_050-070_4P_5HP_6.06_SS | 912.3919 | 912.3919 | 3649.5676 | 4 | 1 | 5 | G | NBS_EndSuction | 5 | 4 | 5 | 6 | BranchMin5_BranchMax6 | 6 | 2 | 6 | 14 | HeaderMin6_HeaderMax14 | 14 | 5 | 10
873 | 81 | 050-070-4P-7pt5HP | NBS_050-070_4P_7.5HP_6.61_SS | 963.4895 | 963.4895 | 3853.9581 | 4 | 1 | 5 | G | NBS_EndSuction | 5 | 4 | 5 | 8 | BranchMin5_BranchMax8 | 5 | 3 | 6 | 14 | HeaderMin6_HeaderMax14 | 6 | 5 | 15
873 | 81 | 050-070-4P-7pt5HP | NBS_050-070_4P_7.5HP_6.61_SS | 963.4895 | 963.4895 | 3853.9581 | 4 | 1 | 5 | G | NBS_EndSuction | 5 | 4 | 5 | 8 | BranchMin5_BranchMax8 | 5 | 3 | 6 | 14 | HeaderMin6_HeaderMax14 | 8 | 5 | 15
873 | 81 | 050-070-4P-7pt5HP | NBS_050-070_4P_7.5HP_6.61_SS | 963.4895 | 963.4895 | 3853.9581 | 4 | 1 | 5 | G | NBS_EndSuction | 5 | 4 | 5 | 8 | BranchMin5_BranchMax8 | 5 | 3 | 6 | 14 | HeaderMin6_HeaderMax14 | 10 | 5 | 15
873 | 81 | 050-070-4P-7pt5HP | NBS_050-070_4P_7.5HP_6.61_SS | 963.4895 | 963.4895 | 3853.9581 | 4 | 1 | 5 | G | NBS_EndSuction | 5 | 4 | 5 | 8 | BranchMin5_BranchMax8 | 5 | 3 | 6 | 14 | HeaderMin6_HeaderMax14 | 12 | 5 | 15
873 | 81 | 050-070-4P-7pt5HP | NBS_050-070_4P_7.5HP_6.61_SS | 963.4895 | 963.4895 | 3853.9581 | 4 | 1 | 5 | G | NBS_EndSuction | 5 | 4 | 5 | 8 | BranchMin5_BranchMax8 | 5 | 3 | 6 | 14 | HeaderMin6_HeaderMax14 | 14 | 5 | 15
873 | 81 | 050-070-4P-7pt5HP | NBS_050-070_4P_7.5HP_6.61_SS | 963.4895 | 963.4895 | 3853.9581 | 4 | 1 | 5 | G | NBS_EndSuction | 5 | 4 | 5 | 8 | BranchMin5_BranchMax8 | 6 | 3 | 6 | 14 | HeaderMin6_HeaderMax14 | 6 | 5 | 15 | [11 empty] | INVALID
873 | 81 | 050-070-4P-7pt5HP | NBS_050-070_4P_7.5HP_6.61_SS | 963.4895 | 963.4895 | 3853.9581 | 4 | 1 | 5 | G | NBS_EndSuction | 5 | 4 | 5 | 8 | BranchMin5_BranchMax8 | 6 | 3 | 6 | 14 | HeaderMin6_HeaderMax14 | 8 | 5 | 15
873 | 81 | 050-070-4P-7pt5HP | NBS_050-070_4P_7.5HP_6.61_SS | 963.4895 | 963.4895 | 3853.9581 | 4 | 1 | 5 | G | NBS_EndSuction | 5 | 4 | 5 | 8 | BranchMin5_BranchMax8 | 6 | 3 | 6 | 14 | HeaderMin6_HeaderMax14 | 10 | 5 | 15
873 | 81 | 050-070-4P-7pt5HP | NBS_050-070_4P_7.5HP_6.61_SS | 963.4895 | 963.4895 | 3853.9581 | 4 | 1 | 5 | G | NBS_EndSuction | 5 | 4 | 5 | 8 | BranchMin5_BranchMax8 | 6 | 3 | 6 | 14 | HeaderMin6_HeaderMax14 | 12 | 5 | 15
873 | 81 | 050-070-4P-7pt5HP | NBS_050-070_4P_7.5HP_6.61_SS | 963.4895 | 963.4895 | 3853.9581 | 4 | 1 | 5 | G | NBS_EndSuction | 5 | 4 | 5 | 8 | BranchMin5_BranchMax8 | 6 | 3 | 6 | 14 | HeaderMin6_HeaderMax14 | 14 | 5 | 15
873 | 81 | 050-070-4P-7pt5HP | NBS_050-070_4P_7.5HP_6.61_SS | 963.4895 | 963.4895 | 3853.9581 | 4 | 1 | 5 | G | NBS_EndSuction | 5 | 4 | 5 | 8 | BranchMin5_BranchMax8 | 8 | 3 | 6 | 14 | HeaderMin6_HeaderMax14 | 6 | 5 | 15 | [11 empty] | INVALID
873 | 81 | 050-070-4P-7pt5HP | NBS_050-070_4P_7.5HP_6.61_SS | 963.4895 | 963.4895 | 3853.9581 | 4 | 1 | 5 | G | NBS_EndSuction | 5 | 4 | 5 | 8 | BranchMin5_BranchMax8 | 8 | 3 | 6 | 14 | HeaderMin6_HeaderMax14 | 8 | 5 | 15 | [11 empty] | INVALID
873 | 81 | 050-070-4P-7pt5HP | NBS_050-070_4P_7.5HP_6.61_SS | 963.4895 | 963.4895 | 3853.9581 | 4 | 1 | 5 | G | NBS_EndSuction | 5 | 4 | 5 | 8 | BranchMin5_BranchMax8 | 8 | 3 | 6 | 14 | HeaderMin6_HeaderMax14 | 10 | 5 | 15
873 | 81 | 050-070-4P-7pt5HP | NBS_050-070_4P_7.5HP_6.61_SS | 963.4895 | 963.4895 | 3853.9581 | 4 | 1 | 5 | G | NBS_EndSuction | 5 | 4 | 5 | 8 | BranchMin5_BranchMax8 | 8 | 3 | 6 | 14 | HeaderMin6_HeaderMax14 | 12 | 5 | 15
873 | 81 | 050-070-4P-7pt5HP | NBS_050-070_4P_7.5HP_6.61_SS | 963.4895 | 963.4895 | 3853.9581 | 4 | 1 | 5 | G | NBS_EndSuction | 5 | 4 | 5 | 8 | BranchMin5_BranchMax8 | 8 | 3 | 6 | 14 | HeaderMin6_HeaderMax14 | 14 | 5 | 15
874 | 82 | 050-070-4P-10HP | NBS_050-070_4P_10HP_6.93_SS | 1003.339 | 1003.339 | 4013.356 | 4 | 1 | 5 | G | NBS_EndSuction | 5 | 4 | 5 | 8 | BranchMin5_BranchMax8 | 5 | 3 | 6 | 14 | HeaderMin6_HeaderMax14 | 6 | 5 | 15
874 | 82 | 050-070-4P-10HP | NBS_050-070_4P_10HP_6.93_SS | 1003.339 | 1003.339 | 4013.356 | 4 | 1 | 5 | G | NBS_EndSuction | 5 | 4 | 5 | 8 | BranchMin5_BranchMax8 | 5 | 3 | 6 | 14 | HeaderMin6_HeaderMax14 | 8 | 5 | 15
874 | 82 | 050-070-4P-10HP | NBS_050-070_4P_10HP_6.93_SS | 1003.339 | 1003.339 | 4013.356 | 4 | 1 | 5 | G | NBS_EndSuction | 5 | 4 | 5 | 8 | BranchMin5_BranchMax8 | 5 | 3 | 6 | 14 | HeaderMin6_HeaderMax14 | 10 | 5 | 15
874 | 82 | 050-070-4P-10HP | NBS_050-070_4P_10HP_6.93_SS | 1003.339 | 1003.339 | 4013.356 | 4 | 1 | 5 | G | NBS_EndSuction | 5 | 4 | 5 | 8 | BranchMin5_BranchMax8 | 5 | 3 | 6 | 14 | HeaderMin6_HeaderMax14 | 12 | 5 | 15
874 | 82 | 050-070-4P-10HP | NBS_050-070_4P_10HP_6.93_SS | 1003.339 | 1003.339 | 4013.356 | 4 | 1 | 5 | G | NBS_EndSuction | 5 | 4 | 5 | 8 | BranchMin5_BranchMax8 | 5 | 3 | 6 | 14 | HeaderMin6_HeaderMax14 | 14 | 5 | 15
874 | 82 | 050-070-4P-10HP | NBS_050-070_4P_10HP_6.93_SS | 1003.339 | 1003.339 | 4013.356 | 4 | 1 | 5 | G | NBS_EndSuction | 5 | 4 | 5 | 8 | BranchMin5_BranchMax8 | 6 | 3 | 6 | 14 | HeaderMin6_HeaderMax14 | 6 | 5 | 15 | [11 empty] | INVALID
874 | 82 | 050-070-4P-10HP | NBS_050-070_4P_10HP_6.93_SS | 1003.339 | 1003.339 | 4013.356 | 4 | 1 | 5 | G | NBS_EndSuction | 5 | 4 | 5 | 8 | BranchMin5_BranchMax8 | 6 | 3 | 6 | 14 | HeaderMin6_HeaderMax14 | 8 | 5 | 15
874 | 82 | 050-070-4P-10HP | NBS_050-070_4P_10HP_6.93_SS | 1003.339 | 1003.339 | 4013.356 | 4 | 1 | 5 | G | NBS_EndSuction | 5 | 4 | 5 | 8 | BranchMin5_BranchMax8 | 6 | 3 | 6 | 14 | HeaderMin6_HeaderMax14 | 10 | 5 | 15
874 | 82 | 050-070-4P-10HP | NBS_050-070_4P_10HP_6.93_SS | 1003.339 | 1003.339 | 4013.356 | 4 | 1 | 5 | G | NBS_EndSuction | 5 | 4 | 5 | 8 | BranchMin5_BranchMax8 | 6 | 3 | 6 | 14 | HeaderMin6_HeaderMax14 | 12 | 5 | 15
874 | 82 | 050-070-4P-10HP | NBS_050-070_4P_10HP_6.93_SS | 1003.339 | 1003.339 | 4013.356 | 4 | 1 | 5 | G | NBS_EndSuction | 5 | 4 | 5 | 8 | BranchMin5_BranchMax8 | 6 | 3 | 6 | 14 | HeaderMin6_HeaderMax14 | 14 | 5 | 15
874 | 82 | 050-070-4P-10HP | NBS_050-070_4P_10HP_6.93_SS | 1003.339 | 1003.339 | 4013.356 | 4 | 1 | 5 | G | NBS_EndSuction | 5 | 4 | 5 | 8 | BranchMin5_BranchMax8 | 8 | 3 | 6 | 14 | HeaderMin6_HeaderMax14 | 6 | 5 | 15 | [11 empty] | INVALID
874 | 82 | 050-070-4P-10HP | NBS_050-070_4P_10HP_6.93_SS | 1003.339 | 1003.339 | 4013.356 | 4 | 1 | 5 | G | NBS_EndSuction | 5 | 4 | 5 | 8 | BranchMin5_BranchMax8 | 8 | 3 | 6 | 14 | HeaderMin6_HeaderMax14 | 8 | 5 | 15 | [11 empty] | INVALID
874 | 82 | 050-070-4P-10HP | NBS_050-070_4P_10HP_6.93_SS | 1003.339 | 1003.339 | 4013.356 | 4 | 1 | 5 | G | NBS_EndSuction | 5 | 4 | 5 | 8 | BranchMin5_BranchMax8 | 8 | 3 | 6 | 14 | HeaderMin6_HeaderMax14 | 10 | 5 | 15
874 | 82 | 050-070-4P-10HP | NBS_050-070_4P_10HP_6.93_SS | 1003.339 | 1003.339 | 4013.356 | 4 | 1 | 5 | G | NBS_EndSuction | 5 | 4 | 5 | 8 | BranchMin5_BranchMax8 | 8 | 3 | 6 | 14 | HeaderMin6_HeaderMax14 | 12 | 5 | 15
874 | 82 | 050-070-4P-10HP | NBS_050-070_4P_10HP_6.93_SS | 1003.339 | 1003.339 | 4013.356 | 4 | 1 | 5 | G | NBS_EndSuction | 5 | 4 | 5 | 8 | BranchMin5_BranchMax8 | 8 | 3 | 6 | 14 | HeaderMin6_HeaderMax14 | 14 | 5 | 15
875 | 83 | 050-095-4P-10HP | NBS_050-095_4P_10HP_6.46_SS | 1234.2559 | 1234.2559 | 4937.0235 | 4 | 1 | 5 | G | NBS_EndSuction | 6 | 5 | 6 | 8 | BranchMin6_BranchMax8 | 6 | 2 | 8 | 16 | HeaderMin8_HeaderMax16 | 8 | 5 | 10
875 | 83 | 050-095-4P-10HP | NBS_050-095_4P_10HP_6.46_SS | 1234.2559 | 1234.2559 | 4937.0235 | 4 | 1 | 5 | G | NBS_EndSuction | 6 | 5 | 6 | 8 | BranchMin6_BranchMax8 | 6 | 2 | 8 | 16 | HeaderMin8_HeaderMax16 | 10 | 5 | 10
875 | 83 | 050-095-4P-10HP | NBS_050-095_4P_10HP_6.46_SS | 1234.2559 | 1234.2559 | 4937.0235 | 4 | 1 | 5 | G | NBS_EndSuction | 6 | 5 | 6 | 8 | BranchMin6_BranchMax8 | 6 | 2 | 8 | 16 | HeaderMin8_HeaderMax16 | 12 | 5 | 10
875 | 83 | 050-095-4P-10HP | NBS_050-095_4P_10HP_6.46_SS | 1234.2559 | 1234.2559 | 4937.0235 | 4 | 1 | 5 | G | NBS_EndSuction | 6 | 5 | 6 | 8 | BranchMin6_BranchMax8 | 6 | 2 | 8 | 16 | HeaderMin8_HeaderMax16 | 14 | 5 | 10
875 | 83 | 050-095-4P-10HP | NBS_050-095_4P_10HP_6.46_SS | 1234.2559 | 1234.2559 | 4937.0235 | 4 | 1 | 5 | G | NBS_EndSuction | 6 | 5 | 6 | 8 | BranchMin6_BranchMax8 | 6 | 2 | 8 | 16 | HeaderMin8_HeaderMax16 | 16 | 5 | 10
875 | 83 | 050-095-4P-10HP | NBS_050-095_4P_10HP_6.46_SS | 1234.2559 | 1234.2559 | 4937.0235 | 4 | 1 | 5 | G | NBS_EndSuction | 6 | 5 | 6 | 8 | BranchMin6_BranchMax8 | 8 | 2 | 8 | 16 | HeaderMin8_HeaderMax16 | 8 | 5 | 10 | [11 empty] | INVALID
875 | 83 | 050-095-4P-10HP | NBS_050-095_4P_10HP_6.46_SS | 1234.2559 | 1234.2559 | 4937.0235 | 4 | 1 | 5 | G | NBS_EndSuction | 6 | 5 | 6 | 8 | BranchMin6_BranchMax8 | 8 | 2 | 8 | 16 | HeaderMin8_HeaderMax16 | 10 | 5 | 10
875 | 83 | 050-095-4P-10HP | NBS_050-095_4P_10HP_6.46_SS | 1234.2559 | 1234.2559 | 4937.0235 | 4 | 1 | 5 | G | NBS_EndSuction | 6 | 5 | 6 | 8 | BranchMin6_BranchMax8 | 8 | 2 | 8 | 16 | HeaderMin8_HeaderMax16 | 12 | 5 | 10
875 | 83 | 050-095-4P-10HP | NBS_050-095_4P_10HP_6.46_SS | 1234.2559 | 1234.2559 | 4937.0235 | 4 | 1 | 5 | G | NBS_EndSuction | 6 | 5 | 6 | 8 | BranchMin6_BranchMax8 | 8 | 2 | 8 | 16 | HeaderMin8_HeaderMax16 | 14 | 5 | 10
875 | 83 | 050-095-4P-10HP | NBS_050-095_4P_10HP_6.46_SS | 1234.2559 | 1234.2559 | 4937.0235 | 4 | 1 | 5 | G | NBS_EndSuction | 6 | 5 | 6 | 8 | BranchMin6_BranchMax8 | 8 | 2 | 8 | 16 | HeaderMin8_HeaderMax16 | 16 | 5 | 10
876 | 84 | 050-095-4P-15HP | NBS_050-095_4P_15HP_7.40_SS | 1338.3397 | 1338.3397 | 5353.3587 | 4 | 1 | 5 | G | NBS_EndSuction | 6 | 5 | 6 | 8 | BranchMin6_BranchMax8 | 6 | 2 | 8 | 16 | HeaderMin8_HeaderMax16 | 8 | 5 | 10
876 | 84 | 050-095-4P-15HP | NBS_050-095_4P_15HP_7.40_SS | 1338.3397 | 1338.3397 | 5353.3587 | 4 | 1 | 5 | G | NBS_EndSuction | 6 | 5 | 6 | 8 | BranchMin6_BranchMax8 | 6 | 2 | 8 | 16 | HeaderMin8_HeaderMax16 | 10 | 5 | 10
876 | 84 | 050-095-4P-15HP | NBS_050-095_4P_15HP_7.40_SS | 1338.3397 | 1338.3397 | 5353.3587 | 4 | 1 | 5 | G | NBS_EndSuction | 6 | 5 | 6 | 8 | BranchMin6_BranchMax8 | 6 | 2 | 8 | 16 | HeaderMin8_HeaderMax16 | 12 | 5 | 10
876 | 84 | 050-095-4P-15HP | NBS_050-095_4P_15HP_7.40_SS | 1338.3397 | 1338.3397 | 5353.3587 | 4 | 1 | 5 | G | NBS_EndSuction | 6 | 5 | 6 | 8 | BranchMin6_BranchMax8 | 6 | 2 | 8 | 16 | HeaderMin8_HeaderMax16 | 14 | 5 | 10
876 | 84 | 050-095-4P-15HP | NBS_050-095_4P_15HP_7.40_SS | 1338.3397 | 1338.3397 | 5353.3587 | 4 | 1 | 5 | G | NBS_EndSuction | 6 | 5 | 6 | 8 | BranchMin6_BranchMax8 | 6 | 2 | 8 | 16 | HeaderMin8_HeaderMax16 | 16 | 5 | 10
876 | 84 | 050-095-4P-15HP | NBS_050-095_4P_15HP_7.40_SS | 1338.3397 | 1338.3397 | 5353.3587 | 4 | 1 | 5 | G | NBS_EndSuction | 6 | 5 | 6 | 8 | BranchMin6_BranchMax8 | 8 | 2 | 8 | 16 | HeaderMin8_HeaderMax16 | 8 | 5 | 10 | [11 empty] | INVALID
876 | 84 | 050-095-4P-15HP | NBS_050-095_4P_15HP_7.40_SS | 1338.3397 | 1338.3397 | 5353.3587 | 4 | 1 | 5 | G | NBS_EndSuction | 6 | 5 | 6 | 8 | BranchMin6_BranchMax8 | 8 | 2 | 8 | 16 | HeaderMin8_HeaderMax16 | 10 | 5 | 10
876 | 84 | 050-095-4P-15HP | NBS_050-095_4P_15HP_7.40_SS | 1338.3397 | 1338.3397 | 5353.3587 | 4 | 1 | 5 | G | NBS_EndSuction | 6 | 5 | 6 | 8 | BranchMin6_BranchMax8 | 8 | 2 | 8 | 16 | HeaderMin8_HeaderMax16 | 12 | 5 | 10
876 | 84 | 050-095-4P-15HP | NBS_050-095_4P_15HP_7.40_SS | 1338.3397 | 1338.3397 | 5353.3587 | 4 | 1 | 5 | G | NBS_EndSuction | 6 | 5 | 6 | 8 | BranchMin6_BranchMax8 | 8 | 2 | 8 | 16 | HeaderMin8_HeaderMax16 | 14 | 5 | 10
876 | 84 | 050-095-4P-15HP | NBS_050-095_4P_15HP_7.40_SS | 1338.3397 | 1338.3397 | 5353.3587 | 4 | 1 | 5 | G | NBS_EndSuction | 6 | 5 | 6 | 8 | BranchMin6_BranchMax8 | 8 | 2 | 8 | 16 | HeaderMin8_HeaderMax16 | 16 | 5 | 10
877 | 85 | 050-095-4P-20HP | NBS_050-095_4P_20HP_8.19_SS | 1409.7542 | 1409.7542 | 5639.0168 | 4 | 1 | 5 | G | NBS_EndSuction | 6 | 5 | 6 | 8 | BranchMin6_BranchMax8 | 6 | 2 | 8 | 18 | HeaderMin8_HeaderMax18 | 8 | 6 | 12
877 | 85 | 050-095-4P-20HP | NBS_050-095_4P_20HP_8.19_SS | 1409.7542 | 1409.7542 | 5639.0168 | 4 | 1 | 5 | G | NBS_EndSuction | 6 | 5 | 6 | 8 | BranchMin6_BranchMax8 | 6 | 2 | 8 | 18 | HeaderMin8_HeaderMax18 | 10 | 6 | 12
877 | 85 | 050-095-4P-20HP | NBS_050-095_4P_20HP_8.19_SS | 1409.7542 | 1409.7542 | 5639.0168 | 4 | 1 | 5 | G | NBS_EndSuction | 6 | 5 | 6 | 8 | BranchMin6_BranchMax8 | 6 | 2 | 8 | 18 | HeaderMin8_HeaderMax18 | 12 | 6 | 12
877 | 85 | 050-095-4P-20HP | NBS_050-095_4P_20HP_8.19_SS | 1409.7542 | 1409.7542 | 5639.0168 | 4 | 1 | 5 | G | NBS_EndSuction | 6 | 5 | 6 | 8 | BranchMin6_BranchMax8 | 6 | 2 | 8 | 18 | HeaderMin8_HeaderMax18 | 14 | 6 | 12
877 | 85 | 050-095-4P-20HP | NBS_050-095_4P_20HP_8.19_SS | 1409.7542 | 1409.7542 | 5639.0168 | 4 | 1 | 5 | G | NBS_EndSuction | 6 | 5 | 6 | 8 | BranchMin6_BranchMax8 | 6 | 2 | 8 | 18 | HeaderMin8_HeaderMax18 | 16 | 6 | 12
877 | 85 | 050-095-4P-20HP | NBS_050-095_4P_20HP_8.19_SS | 1409.7542 | 1409.7542 | 5639.0168 | 4 | 1 | 5 | G | NBS_EndSuction | 6 | 5 | 6 | 8 | BranchMin6_BranchMax8 | 6 | 2 | 8 | 18 | HeaderMin8_HeaderMax18 | 18 | 6 | 12
877 | 85 | 050-095-4P-20HP | NBS_050-095_4P_20HP_8.19_SS | 1409.7542 | 1409.7542 | 5639.0168 | 4 | 1 | 5 | G | NBS_EndSuction | 6 | 5 | 6 | 8 | BranchMin6_BranchMax8 | 8 | 2 | 8 | 18 | HeaderMin8_HeaderMax18 | 8 | 6 | 12 | [11 empty] | INVALID
877 | 85 | 050-095-4P-20HP | NBS_050-095_4P_20HP_8.19_SS | 1409.7542 | 1409.7542 | 5639.0168 | 4 | 1 | 5 | G | NBS_EndSuction | 6 | 5 | 6 | 8 | BranchMin6_BranchMax8 | 8 | 2 | 8 | 18 | HeaderMin8_HeaderMax18 | 10 | 6 | 12
877 | 85 | 050-095-4P-20HP | NBS_050-095_4P_20HP_8.19_SS | 1409.7542 | 1409.7542 | 5639.0168 | 4 | 1 | 5 | G | NBS_EndSuction | 6 | 5 | 6 | 8 | BranchMin6_BranchMax8 | 8 | 2 | 8 | 18 | HeaderMin8_HeaderMax18 | 12 | 6 | 12
877 | 85 | 050-095-4P-20HP | NBS_050-095_4P_20HP_8.19_SS | 1409.7542 | 1409.7542 | 5639.0168 | 4 | 1 | 5 | G | NBS_EndSuction | 6 | 5 | 6 | 8 | BranchMin6_BranchMax8 | 8 | 2 | 8 | 18 | HeaderMin8_HeaderMax18 | 14 | 6 | 12
877 | 85 | 050-095-4P-20HP | NBS_050-095_4P_20HP_8.19_SS | 1409.7542 | 1409.7542 | 5639.0168 | 4 | 1 | 5 | G | NBS_EndSuction | 6 | 5 | 6 | 8 | BranchMin6_BranchMax8 | 8 | 2 | 8 | 18 | HeaderMin8_HeaderMax18 | 16 | 6 | 12
877 | 85 | 050-095-4P-20HP | NBS_050-095_4P_20HP_8.19_SS | 1409.7542 | 1409.7542 | 5639.0168 | 4 | 1 | 5 | G | NBS_EndSuction | 6 | 5 | 6 | 8 | BranchMin6_BranchMax8 | 8 | 2 | 8 | 18 | HeaderMin8_HeaderMax18 | 18 | 6 | 12
878 | 86 | 050-095-4P-25HP | NBS_050-095_4P_25HP_8.74_SS | 1493.981 | 1493.981 | 5975.9242 | 4 | 1 | 5 | G | NBS_EndSuction | 6 | 5 | 6 | 8 | BranchMin6_BranchMax8 | 6 | 2 | 8 | 18 | HeaderMin8_HeaderMax18 | 8 | 6 | 12
878 | 86 | 050-095-4P-25HP | NBS_050-095_4P_25HP_8.74_SS | 1493.981 | 1493.981 | 5975.9242 | 4 | 1 | 5 | G | NBS_EndSuction | 6 | 5 | 6 | 8 | BranchMin6_BranchMax8 | 6 | 2 | 8 | 18 | HeaderMin8_HeaderMax18 | 10 | 6 | 12
878 | 86 | 050-095-4P-25HP | NBS_050-095_4P_25HP_8.74_SS | 1493.981 | 1493.981 | 5975.9242 | 4 | 1 | 5 | G | NBS_EndSuction | 6 | 5 | 6 | 8 | BranchMin6_BranchMax8 | 6 | 2 | 8 | 18 | HeaderMin8_HeaderMax18 | 12 | 6 | 12
878 | 86 | 050-095-4P-25HP | NBS_050-095_4P_25HP_8.74_SS | 1493.981 | 1493.981 | 5975.9242 | 4 | 1 | 5 | G | NBS_EndSuction | 6 | 5 | 6 | 8 | BranchMin6_BranchMax8 | 6 | 2 | 8 | 18 | HeaderMin8_HeaderMax18 | 14 | 6 | 12
878 | 86 | 050-095-4P-25HP | NBS_050-095_4P_25HP_8.74_SS | 1493.981 | 1493.981 | 5975.9242 | 4 | 1 | 5 | G | NBS_EndSuction | 6 | 5 | 6 | 8 | BranchMin6_BranchMax8 | 6 | 2 | 8 | 18 | HeaderMin8_HeaderMax18 | 16 | 6 | 12
878 | 86 | 050-095-4P-25HP | NBS_050-095_4P_25HP_8.74_SS | 1493.981 | 1493.981 | 5975.9242 | 4 | 1 | 5 | G | NBS_EndSuction | 6 | 5 | 6 | 8 | BranchMin6_BranchMax8 | 6 | 2 | 8 | 18 | HeaderMin8_HeaderMax18 | 18 | 6 | 12
878 | 86 | 050-095-4P-25HP | NBS_050-095_4P_25HP_8.74_SS | 1493.981 | 1493.981 | 5975.9242 | 4 | 1 | 5 | G | NBS_EndSuction | 6 | 5 | 6 | 8 | BranchMin6_BranchMax8 | 8 | 2 | 8 | 18 | HeaderMin8_HeaderMax18 | 8 | 6 | 12 | [11 empty] | INVALID
878 | 86 | 050-095-4P-25HP | NBS_050-095_4P_25HP_8.74_SS | 1493.981 | 1493.981 | 5975.9242 | 4 | 1 | 5 | G | NBS_EndSuction | 6 | 5 | 6 | 8 | BranchMin6_BranchMax8 | 8 | 2 | 8 | 18 | HeaderMin8_HeaderMax18 | 10 | 6 | 12
878 | 86 | 050-095-4P-25HP | NBS_050-095_4P_25HP_8.74_SS | 1493.981 | 1493.981 | 5975.9242 | 4 | 1 | 5 | G | NBS_EndSuction | 6 | 5 | 6 | 8 | BranchMin6_BranchMax8 | 8 | 2 | 8 | 18 | HeaderMin8_HeaderMax18 | 12 | 6 | 12
878 | 86 | 050-095-4P-25HP | NBS_050-095_4P_25HP_8.74_SS | 1493.981 | 1493.981 | 5975.9242 | 4 | 1 | 5 | G | NBS_EndSuction | 6 | 5 | 6 | 8 | BranchMin6_BranchMax8 | 8 | 2 | 8 | 18 | HeaderMin8_HeaderMax18 | 14 | 6 | 12
878 | 86 | 050-095-4P-25HP | NBS_050-095_4P_25HP_8.74_SS | 1493.981 | 1493.981 | 5975.9242 | 4 | 1 | 5 | G | NBS_EndSuction | 6 | 5 | 6 | 8 | BranchMin6_BranchMax8 | 8 | 2 | 8 | 18 | HeaderMin8_HeaderMax18 | 16 | 6 | 12
878 | 86 | 050-095-4P-25HP | NBS_050-095_4P_25HP_8.74_SS | 1493.981 | 1493.981 | 5975.9242 | 4 | 1 | 5 | G | NBS_EndSuction | 6 | 5 | 6 | 8 | BranchMin6_BranchMax8 | 8 | 2 | 8 | 18 | HeaderMin8_HeaderMax18 | 18 | 6 | 12
879 | 87 | 050-095-4P-30HP | NBS_050-095_4P_30HP_9.13_SS | 1550.69 | 1550.69 | 6202.7599 | 4 | 1 | 5 | G | NBS_EndSuction | 6 | 5 | 6 | 8 | BranchMin6_BranchMax8 | 6 | 2 | 8 | 18 | HeaderMin8_HeaderMax18 | 8 | 6 | 12
879 | 87 | 050-095-4P-30HP | NBS_050-095_4P_30HP_9.13_SS | 1550.69 | 1550.69 | 6202.7599 | 4 | 1 | 5 | G | NBS_EndSuction | 6 | 5 | 6 | 8 | BranchMin6_BranchMax8 | 6 | 2 | 8 | 18 | HeaderMin8_HeaderMax18 | 10 | 6 | 12
879 | 87 | 050-095-4P-30HP | NBS_050-095_4P_30HP_9.13_SS | 1550.69 | 1550.69 | 6202.7599 | 4 | 1 | 5 | G | NBS_EndSuction | 6 | 5 | 6 | 8 | BranchMin6_BranchMax8 | 6 | 2 | 8 | 18 | HeaderMin8_HeaderMax18 | 12 | 6 | 12
879 | 87 | 050-095-4P-30HP | NBS_050-095_4P_30HP_9.13_SS | 1550.69 | 1550.69 | 6202.7599 | 4 | 1 | 5 | G | NBS_EndSuction | 6 | 5 | 6 | 8 | BranchMin6_BranchMax8 | 6 | 2 | 8 | 18 | HeaderMin8_HeaderMax18 | 14 | 6 | 12
879 | 87 | 050-095-4P-30HP | NBS_050-095_4P_30HP_9.13_SS | 1550.69 | 1550.69 | 6202.7599 | 4 | 1 | 5 | G | NBS_EndSuction | 6 | 5 | 6 | 8 | BranchMin6_BranchMax8 | 6 | 2 | 8 | 18 | HeaderMin8_HeaderMax18 | 16 | 6 | 12
879 | 87 | 050-095-4P-30HP | NBS_050-095_4P_30HP_9.13_SS | 1550.69 | 1550.69 | 6202.7599 | 4 | 1 | 5 | G | NBS_EndSuction | 6 | 5 | 6 | 8 | BranchMin6_BranchMax8 | 6 | 2 | 8 | 18 | HeaderMin8_HeaderMax18 | 18 | 6 | 12
879 | 87 | 050-095-4P-30HP | NBS_050-095_4P_30HP_9.13_SS | 1550.69 | 1550.69 | 6202.7599 | 4 | 1 | 5 | G | NBS_EndSuction | 6 | 5 | 6 | 8 | BranchMin6_BranchMax8 | 8 | 2 | 8 | 18 | HeaderMin8_HeaderMax18 | 8 | 6 | 12 | [11 empty] | INVALID
879 | 87 | 050-095-4P-30HP | NBS_050-095_4P_30HP_9.13_SS | 1550.69 | 1550.69 | 6202.7599 | 4 | 1 | 5 | G | NBS_EndSuction | 6 | 5 | 6 | 8 | BranchMin6_BranchMax8 | 8 | 2 | 8 | 18 | HeaderMin8_HeaderMax18 | 10 | 6 | 12
879 | 87 | 050-095-4P-30HP | NBS_050-095_4P_30HP_9.13_SS | 1550.69 | 1550.69 | 6202.7599 | 4 | 1 | 5 | G | NBS_EndSuction | 6 | 5 | 6 | 8 | BranchMin6_BranchMax8 | 8 | 2 | 8 | 18 | HeaderMin8_HeaderMax18 | 12 | 6 | 12
879 | 87 | 050-095-4P-30HP | NBS_050-095_4P_30HP_9.13_SS | 1550.69 | 1550.69 | 6202.7599 | 4 | 1 | 5 | G | NBS_EndSuction | 6 | 5 | 6 | 8 | BranchMin6_BranchMax8 | 8 | 2 | 8 | 18 | HeaderMin8_HeaderMax18 | 14 | 6 | 12
879 | 87 | 050-095-4P-30HP | NBS_050-095_4P_30HP_9.13_SS | 1550.69 | 1550.69 | 6202.7599 | 4 | 1 | 5 | G | NBS_EndSuction | 6 | 5 | 6 | 8 | BranchMin6_BranchMax8 | 8 | 2 | 8 | 18 | HeaderMin8_HeaderMax18 | 16 | 6 | 12
879 | 87 | 050-095-4P-30HP | NBS_050-095_4P_30HP_9.13_SS | 1550.69 | 1550.69 | 6202.7599 | 4 | 1 | 5 | G | NBS_EndSuction | 6 | 5 | 6 | 8 | BranchMin6_BranchMax8 | 8 | 2 | 8 | 18 | HeaderMin8_HeaderMax18 | 18 | 6 | 12
880 | 88 | 050-110-4P-20HP | NBS_050-110_4P_20HP_8.35_SS | 1352.693 | 1352.693 | 5410.7721 | 4 | 1 | 5 | G | NBS_EndSuction | 6 | 5 | 6 | 8 | BranchMin6_BranchMax8 | 6 | 2 | 8 | 16 | HeaderMin8_HeaderMax16 | 8 | 5 | 10
880 | 88 | 050-110-4P-20HP | NBS_050-110_4P_20HP_8.35_SS | 1352.693 | 1352.693 | 5410.7721 | 4 | 1 | 5 | G | NBS_EndSuction | 6 | 5 | 6 | 8 | BranchMin6_BranchMax8 | 6 | 2 | 8 | 16 | HeaderMin8_HeaderMax16 | 10 | 5 | 10
880 | 88 | 050-110-4P-20HP | NBS_050-110_4P_20HP_8.35_SS | 1352.693 | 1352.693 | 5410.7721 | 4 | 1 | 5 | G | NBS_EndSuction | 6 | 5 | 6 | 8 | BranchMin6_BranchMax8 | 6 | 2 | 8 | 16 | HeaderMin8_HeaderMax16 | 12 | 5 | 10
880 | 88 | 050-110-4P-20HP | NBS_050-110_4P_20HP_8.35_SS | 1352.693 | 1352.693 | 5410.7721 | 4 | 1 | 5 | G | NBS_EndSuction | 6 | 5 | 6 | 8 | BranchMin6_BranchMax8 | 6 | 2 | 8 | 16 | HeaderMin8_HeaderMax16 | 14 | 5 | 10
880 | 88 | 050-110-4P-20HP | NBS_050-110_4P_20HP_8.35_SS | 1352.693 | 1352.693 | 5410.7721 | 4 | 1 | 5 | G | NBS_EndSuction | 6 | 5 | 6 | 8 | BranchMin6_BranchMax8 | 6 | 2 | 8 | 16 | HeaderMin8_HeaderMax16 | 16 | 5 | 10
880 | 88 | 050-110-4P-20HP | NBS_050-110_4P_20HP_8.35_SS | 1352.693 | 1352.693 | 5410.7721 | 4 | 1 | 5 | G | NBS_EndSuction | 6 | 5 | 6 | 8 | BranchMin6_BranchMax8 | 8 | 2 | 8 | 16 | HeaderMin8_HeaderMax16 | 8 | 5 | 10 | [11 empty] | INVALID
880 | 88 | 050-110-4P-20HP | NBS_050-110_4P_20HP_8.35_SS | 1352.693 | 1352.693 | 5410.7721 | 4 | 1 | 5 | G | NBS_EndSuction | 6 | 5 | 6 | 8 | BranchMin6_BranchMax8 | 8 | 2 | 8 | 16 | HeaderMin8_HeaderMax16 | 10 | 5 | 10
880 | 88 | 050-110-4P-20HP | NBS_050-110_4P_20HP_8.35_SS | 1352.693 | 1352.693 | 5410.7721 | 4 | 1 | 5 | G | NBS_EndSuction | 6 | 5 | 6 | 8 | BranchMin6_BranchMax8 | 8 | 2 | 8 | 16 | HeaderMin8_HeaderMax16 | 12 | 5 | 10
880 | 88 | 050-110-4P-20HP | NBS_050-110_4P_20HP_8.35_SS | 1352.693 | 1352.693 | 5410.7721 | 4 | 1 | 5 | G | NBS_EndSuction | 6 | 5 | 6 | 8 | BranchMin6_BranchMax8 | 8 | 2 | 8 | 16 | HeaderMin8_HeaderMax16 | 14 | 5 | 10
880 | 88 | 050-110-4P-20HP | NBS_050-110_4P_20HP_8.35_SS | 1352.693 | 1352.693 | 5410.7721 | 4 | 1 | 5 | G | NBS_EndSuction | 6 | 5 | 6 | 8 | BranchMin6_BranchMax8 | 8 | 2 | 8 | 16 | HeaderMin8_HeaderMax16 | 16 | 5 | 10
881 | 89 | 050-110-4P-25HP | NBS_050-110_4P_25HP_9.06_SS | 1398.703 | 1398.703 | 5594.812 | 4 | 1 | 5 | G | NBS_EndSuction | 6 | 5 | 6 | 8 | BranchMin6_BranchMax8 | 6 | 2 | 8 | 18 | HeaderMin8_HeaderMax18 | 8 | 6 | 12
881 | 89 | 050-110-4P-25HP | NBS_050-110_4P_25HP_9.06_SS | 1398.703 | 1398.703 | 5594.812 | 4 | 1 | 5 | G | NBS_EndSuction | 6 | 5 | 6 | 8 | BranchMin6_BranchMax8 | 6 | 2 | 8 | 18 | HeaderMin8_HeaderMax18 | 10 | 6 | 12
881 | 89 | 050-110-4P-25HP | NBS_050-110_4P_25HP_9.06_SS | 1398.703 | 1398.703 | 5594.812 | 4 | 1 | 5 | G | NBS_EndSuction | 6 | 5 | 6 | 8 | BranchMin6_BranchMax8 | 6 | 2 | 8 | 18 | HeaderMin8_HeaderMax18 | 12 | 6 | 12
881 | 89 | 050-110-4P-25HP | NBS_050-110_4P_25HP_9.06_SS | 1398.703 | 1398.703 | 5594.812 | 4 | 1 | 5 | G | NBS_EndSuction | 6 | 5 | 6 | 8 | BranchMin6_BranchMax8 | 6 | 2 | 8 | 18 | HeaderMin8_HeaderMax18 | 14 | 6 | 12
881 | 89 | 050-110-4P-25HP | NBS_050-110_4P_25HP_9.06_SS | 1398.703 | 1398.703 | 5594.812 | 4 | 1 | 5 | G | NBS_EndSuction | 6 | 5 | 6 | 8 | BranchMin6_BranchMax8 | 6 | 2 | 8 | 18 | HeaderMin8_HeaderMax18 | 16 | 6 | 12
881 | 89 | 050-110-4P-25HP | NBS_050-110_4P_25HP_9.06_SS | 1398.703 | 1398.703 | 5594.812 | 4 | 1 | 5 | G | NBS_EndSuction | 6 | 5 | 6 | 8 | BranchMin6_BranchMax8 | 6 | 2 | 8 | 18 | HeaderMin8_HeaderMax18 | 18 | 6 | 12
881 | 89 | 050-110-4P-25HP | NBS_050-110_4P_25HP_9.06_SS | 1398.703 | 1398.703 | 5594.812 | 4 | 1 | 5 | G | NBS_EndSuction | 6 | 5 | 6 | 8 | BranchMin6_BranchMax8 | 8 | 2 | 8 | 18 | HeaderMin8_HeaderMax18 | 8 | 6 | 12 | [11 empty] | INVALID
881 | 89 | 050-110-4P-25HP | NBS_050-110_4P_25HP_9.06_SS | 1398.703 | 1398.703 | 5594.812 | 4 | 1 | 5 | G | NBS_EndSuction | 6 | 5 | 6 | 8 | BranchMin6_BranchMax8 | 8 | 2 | 8 | 18 | HeaderMin8_HeaderMax18 | 10 | 6 | 12
881 | 89 | 050-110-4P-25HP | NBS_050-110_4P_25HP_9.06_SS | 1398.703 | 1398.703 | 5594.812 | 4 | 1 | 5 | G | NBS_EndSuction | 6 | 5 | 6 | 8 | BranchMin6_BranchMax8 | 8 | 2 | 8 | 18 | HeaderMin8_HeaderMax18 | 12 | 6 | 12
881 | 89 | 050-110-4P-25HP | NBS_050-110_4P_25HP_9.06_SS | 1398.703 | 1398.703 | 5594.812 | 4 | 1 | 5 | G | NBS_EndSuction | 6 | 5 | 6 | 8 | BranchMin6_BranchMax8 | 8 | 2 | 8 | 18 | HeaderMin8_HeaderMax18 | 14 | 6 | 12
881 | 89 | 050-110-4P-25HP | NBS_050-110_4P_25HP_9.06_SS | 1398.703 | 1398.703 | 5594.812 | 4 | 1 | 5 | G | NBS_EndSuction | 6 | 5 | 6 | 8 | BranchMin6_BranchMax8 | 8 | 2 | 8 | 18 | HeaderMin8_HeaderMax18 | 16 | 6 | 12
881 | 89 | 050-110-4P-25HP | NBS_050-110_4P_25HP_9.06_SS | 1398.703 | 1398.703 | 5594.812 | 4 | 1 | 5 | G | NBS_EndSuction | 6 | 5 | 6 | 8 | BranchMin6_BranchMax8 | 8 | 2 | 8 | 18 | HeaderMin8_HeaderMax18 | 18 | 6 | 12
882 | 90 | 050-110-4P-30HP | NBS_050-110_4P_30HP_9.61_SS | 1508.9068 | 1508.9068 | 6035.6271 | 4 | 1 | 5 | G | NBS_EndSuction | 6 | 5 | 6 | 8 | BranchMin6_BranchMax8 | 6 | 2 | 8 | 18 | HeaderMin8_HeaderMax18 | 8 | 6 | 12
882 | 90 | 050-110-4P-30HP | NBS_050-110_4P_30HP_9.61_SS | 1508.9068 | 1508.9068 | 6035.6271 | 4 | 1 | 5 | G | NBS_EndSuction | 6 | 5 | 6 | 8 | BranchMin6_BranchMax8 | 6 | 2 | 8 | 18 | HeaderMin8_HeaderMax18 | 10 | 6 | 12
882 | 90 | 050-110-4P-30HP | NBS_050-110_4P_30HP_9.61_SS | 1508.9068 | 1508.9068 | 6035.6271 | 4 | 1 | 5 | G | NBS_EndSuction | 6 | 5 | 6 | 8 | BranchMin6_BranchMax8 | 6 | 2 | 8 | 18 | HeaderMin8_HeaderMax18 | 12 | 6 | 12
882 | 90 | 050-110-4P-30HP | NBS_050-110_4P_30HP_9.61_SS | 1508.9068 | 1508.9068 | 6035.6271 | 4 | 1 | 5 | G | NBS_EndSuction | 6 | 5 | 6 | 8 | BranchMin6_BranchMax8 | 6 | 2 | 8 | 18 | HeaderMin8_HeaderMax18 | 14 | 6 | 12
882 | 90 | 050-110-4P-30HP | NBS_050-110_4P_30HP_9.61_SS | 1508.9068 | 1508.9068 | 6035.6271 | 4 | 1 | 5 | G | NBS_EndSuction | 6 | 5 | 6 | 8 | BranchMin6_BranchMax8 | 6 | 2 | 8 | 18 | HeaderMin8_HeaderMax18 | 16 | 6 | 12
882 | 90 | 050-110-4P-30HP | NBS_050-110_4P_30HP_9.61_SS | 1508.9068 | 1508.9068 | 6035.6271 | 4 | 1 | 5 | G | NBS_EndSuction | 6 | 5 | 6 | 8 | BranchMin6_BranchMax8 | 6 | 2 | 8 | 18 | HeaderMin8_HeaderMax18 | 18 | 6 | 12
882 | 90 | 050-110-4P-30HP | NBS_050-110_4P_30HP_9.61_SS | 1508.9068 | 1508.9068 | 6035.6271 | 4 | 1 | 5 | G | NBS_EndSuction | 6 | 5 | 6 | 8 | BranchMin6_BranchMax8 | 8 | 2 | 8 | 18 | HeaderMin8_HeaderMax18 | 8 | 6 | 12 | [11 empty] | INVALID
882 | 90 | 050-110-4P-30HP | NBS_050-110_4P_30HP_9.61_SS | 1508.9068 | 1508.9068 | 6035.6271 | 4 | 1 | 5 | G | NBS_EndSuction | 6 | 5 | 6 | 8 | BranchMin6_BranchMax8 | 8 | 2 | 8 | 18 | HeaderMin8_HeaderMax18 | 10 | 6 | 12
882 | 90 | 050-110-4P-30HP | NBS_050-110_4P_30HP_9.61_SS | 1508.9068 | 1508.9068 | 6035.6271 | 4 | 1 | 5 | G | NBS_EndSuction | 6 | 5 | 6 | 8 | BranchMin6_BranchMax8 | 8 | 2 | 8 | 18 | HeaderMin8_HeaderMax18 | 12 | 6 | 12
882 | 90 | 050-110-4P-30HP | NBS_050-110_4P_30HP_9.61_SS | 1508.9068 | 1508.9068 | 6035.6271 | 4 | 1 | 5 | G | NBS_EndSuction | 6 | 5 | 6 | 8 | BranchMin6_BranchMax8 | 8 | 2 | 8 | 18 | HeaderMin8_HeaderMax18 | 14 | 6 | 12
882 | 90 | 050-110-4P-30HP | NBS_050-110_4P_30HP_9.61_SS | 1508.9068 | 1508.9068 | 6035.6271 | 4 | 1 | 5 | G | NBS_EndSuction | 6 | 5 | 6 | 8 | BranchMin6_BranchMax8 | 8 | 2 | 8 | 18 | HeaderMin8_HeaderMax18 | 16 | 6 | 12
882 | 90 | 050-110-4P-30HP | NBS_050-110_4P_30HP_9.61_SS | 1508.9068 | 1508.9068 | 6035.6271 | 4 | 1 | 5 | G | NBS_EndSuction | 6 | 5 | 6 | 8 | BranchMin6_BranchMax8 | 8 | 2 | 8 | 18 | HeaderMin8_HeaderMax18 | 18 | 6 | 12
883 | 91 | 050-110-4P-40HP | NBS_050-110_4P_40HP_10.63_SS | 1674.3665 | 1674.3665 | 6697.4661 | 4 | 1 | 5 | G | NBS_EndSuction | 6 | 5 | 6 | 10 | BranchMin6_BranchMax10 | 6 | 3 | 8 | 18 | HeaderMin8_HeaderMax18 | 8 | 6 | 18
883 | 91 | 050-110-4P-40HP | NBS_050-110_4P_40HP_10.63_SS | 1674.3665 | 1674.3665 | 6697.4661 | 4 | 1 | 5 | G | NBS_EndSuction | 6 | 5 | 6 | 10 | BranchMin6_BranchMax10 | 6 | 3 | 8 | 18 | HeaderMin8_HeaderMax18 | 10 | 6 | 18
883 | 91 | 050-110-4P-40HP | NBS_050-110_4P_40HP_10.63_SS | 1674.3665 | 1674.3665 | 6697.4661 | 4 | 1 | 5 | G | NBS_EndSuction | 6 | 5 | 6 | 10 | BranchMin6_BranchMax10 | 6 | 3 | 8 | 18 | HeaderMin8_HeaderMax18 | 12 | 6 | 18
883 | 91 | 050-110-4P-40HP | NBS_050-110_4P_40HP_10.63_SS | 1674.3665 | 1674.3665 | 6697.4661 | 4 | 1 | 5 | G | NBS_EndSuction | 6 | 5 | 6 | 10 | BranchMin6_BranchMax10 | 6 | 3 | 8 | 18 | HeaderMin8_HeaderMax18 | 14 | 6 | 18
883 | 91 | 050-110-4P-40HP | NBS_050-110_4P_40HP_10.63_SS | 1674.3665 | 1674.3665 | 6697.4661 | 4 | 1 | 5 | G | NBS_EndSuction | 6 | 5 | 6 | 10 | BranchMin6_BranchMax10 | 6 | 3 | 8 | 18 | HeaderMin8_HeaderMax18 | 16 | 6 | 18
883 | 91 | 050-110-4P-40HP | NBS_050-110_4P_40HP_10.63_SS | 1674.3665 | 1674.3665 | 6697.4661 | 4 | 1 | 5 | G | NBS_EndSuction | 6 | 5 | 6 | 10 | BranchMin6_BranchMax10 | 6 | 3 | 8 | 18 | HeaderMin8_HeaderMax18 | 18 | 6 | 18
883 | 91 | 050-110-4P-40HP | NBS_050-110_4P_40HP_10.63_SS | 1674.3665 | 1674.3665 | 6697.4661 | 4 | 1 | 5 | G | NBS_EndSuction | 6 | 5 | 6 | 10 | BranchMin6_BranchMax10 | 8 | 3 | 8 | 18 | HeaderMin8_HeaderMax18 | 8 | 6 | 18 | [11 empty] | INVALID
883 | 91 | 050-110-4P-40HP | NBS_050-110_4P_40HP_10.63_SS | 1674.3665 | 1674.3665 | 6697.4661 | 4 | 1 | 5 | G | NBS_EndSuction | 6 | 5 | 6 | 10 | BranchMin6_BranchMax10 | 8 | 3 | 8 | 18 | HeaderMin8_HeaderMax18 | 10 | 6 | 18
883 | 91 | 050-110-4P-40HP | NBS_050-110_4P_40HP_10.63_SS | 1674.3665 | 1674.3665 | 6697.4661 | 4 | 1 | 5 | G | NBS_EndSuction | 6 | 5 | 6 | 10 | BranchMin6_BranchMax10 | 8 | 3 | 8 | 18 | HeaderMin8_HeaderMax18 | 12 | 6 | 18
883 | 91 | 050-110-4P-40HP | NBS_050-110_4P_40HP_10.63_SS | 1674.3665 | 1674.3665 | 6697.4661 | 4 | 1 | 5 | G | NBS_EndSuction | 6 | 5 | 6 | 10 | BranchMin6_BranchMax10 | 8 | 3 | 8 | 18 | HeaderMin8_HeaderMax18 | 14 | 6 | 18
883 | 91 | 050-110-4P-40HP | NBS_050-110_4P_40HP_10.63_SS | 1674.3665 | 1674.3665 | 6697.4661 | 4 | 1 | 5 | G | NBS_EndSuction | 6 | 5 | 6 | 10 | BranchMin6_BranchMax10 | 8 | 3 | 8 | 18 | HeaderMin8_HeaderMax18 | 16 | 6 | 18
883 | 91 | 050-110-4P-40HP | NBS_050-110_4P_40HP_10.63_SS | 1674.3665 | 1674.3665 | 6697.4661 | 4 | 1 | 5 | G | NBS_EndSuction | 6 | 5 | 6 | 10 | BranchMin6_BranchMax10 | 8 | 3 | 8 | 18 | HeaderMin8_HeaderMax18 | 18 | 6 | 18
883 | 91 | 050-110-4P-40HP | NBS_050-110_4P_40HP_10.63_SS | 1674.3665 | 1674.3665 | 6697.4661 | 4 | 1 | 5 | G | NBS_EndSuction | 6 | 5 | 6 | 10 | BranchMin6_BranchMax10 | 10 | 3 | 8 | 18 | HeaderMin8_HeaderMax18 | 8 | 6 | 18 | [11 empty] | INVALID
883 | 91 | 050-110-4P-40HP | NBS_050-110_4P_40HP_10.63_SS | 1674.3665 | 1674.3665 | 6697.4661 | 4 | 1 | 5 | G | NBS_EndSuction | 6 | 5 | 6 | 10 | BranchMin6_BranchMax10 | 10 | 3 | 8 | 18 | HeaderMin8_HeaderMax18 | 10 | 6 | 18 | [11 empty] | INVALID
883 | 91 | 050-110-4P-40HP | NBS_050-110_4P_40HP_10.63_SS | 1674.3665 | 1674.3665 | 6697.4661 | 4 | 1 | 5 | G | NBS_EndSuction | 6 | 5 | 6 | 10 | BranchMin6_BranchMax10 | 10 | 3 | 8 | 18 | HeaderMin8_HeaderMax18 | 12 | 6 | 18
883 | 91 | 050-110-4P-40HP | NBS_050-110_4P_40HP_10.63_SS | 1674.3665 | 1674.3665 | 6697.4661 | 4 | 1 | 5 | G | NBS_EndSuction | 6 | 5 | 6 | 10 | BranchMin6_BranchMax10 | 10 | 3 | 8 | 18 | HeaderMin8_HeaderMax18 | 14 | 6 | 18
883 | 91 | 050-110-4P-40HP | NBS_050-110_4P_40HP_10.63_SS | 1674.3665 | 1674.3665 | 6697.4661 | 4 | 1 | 5 | G | NBS_EndSuction | 6 | 5 | 6 | 10 | BranchMin6_BranchMax10 | 10 | 3 | 8 | 18 | HeaderMin8_HeaderMax18 | 16 | 6 | 18
883 | 91 | 050-110-4P-40HP | NBS_050-110_4P_40HP_10.63_SS | 1674.3665 | 1674.3665 | 6697.4661 | 4 | 1 | 5 | G | NBS_EndSuction | 6 | 5 | 6 | 10 | BranchMin6_BranchMax10 | 10 | 3 | 8 | 18 | HeaderMin8_HeaderMax18 | 18 | 6 | 18
884 | 92 | 050-135-4P-25HP | NBS_050-135_4P_25HP_8.86_SS | 1200.4144 | 1200.4144 | 4801.6577 | 4 | 1 | 5 | G | NBS_EndSuction | 6 | 5 | 6 | 8 | BranchMin6_BranchMax8 | 6 | 2 | 8 | 16 | HeaderMin8_HeaderMax16 | 8 | 5 | 10
884 | 92 | 050-135-4P-25HP | NBS_050-135_4P_25HP_8.86_SS | 1200.4144 | 1200.4144 | 4801.6577 | 4 | 1 | 5 | G | NBS_EndSuction | 6 | 5 | 6 | 8 | BranchMin6_BranchMax8 | 6 | 2 | 8 | 16 | HeaderMin8_HeaderMax16 | 10 | 5 | 10
884 | 92 | 050-135-4P-25HP | NBS_050-135_4P_25HP_8.86_SS | 1200.4144 | 1200.4144 | 4801.6577 | 4 | 1 | 5 | G | NBS_EndSuction | 6 | 5 | 6 | 8 | BranchMin6_BranchMax8 | 6 | 2 | 8 | 16 | HeaderMin8_HeaderMax16 | 12 | 5 | 10
884 | 92 | 050-135-4P-25HP | NBS_050-135_4P_25HP_8.86_SS | 1200.4144 | 1200.4144 | 4801.6577 | 4 | 1 | 5 | G | NBS_EndSuction | 6 | 5 | 6 | 8 | BranchMin6_BranchMax8 | 6 | 2 | 8 | 16 | HeaderMin8_HeaderMax16 | 14 | 5 | 10
884 | 92 | 050-135-4P-25HP | NBS_050-135_4P_25HP_8.86_SS | 1200.4144 | 1200.4144 | 4801.6577 | 4 | 1 | 5 | G | NBS_EndSuction | 6 | 5 | 6 | 8 | BranchMin6_BranchMax8 | 6 | 2 | 8 | 16 | HeaderMin8_HeaderMax16 | 16 | 5 | 10
884 | 92 | 050-135-4P-25HP | NBS_050-135_4P_25HP_8.86_SS | 1200.4144 | 1200.4144 | 4801.6577 | 4 | 1 | 5 | G | NBS_EndSuction | 6 | 5 | 6 | 8 | BranchMin6_BranchMax8 | 8 | 2 | 8 | 16 | HeaderMin8_HeaderMax16 | 8 | 5 | 10 | [11 empty] | INVALID
884 | 92 | 050-135-4P-25HP | NBS_050-135_4P_25HP_8.86_SS | 1200.4144 | 1200.4144 | 4801.6577 | 4 | 1 | 5 | G | NBS_EndSuction | 6 | 5 | 6 | 8 | BranchMin6_BranchMax8 | 8 | 2 | 8 | 16 | HeaderMin8_HeaderMax16 | 10 | 5 | 10
884 | 92 | 050-135-4P-25HP | NBS_050-135_4P_25HP_8.86_SS | 1200.4144 | 1200.4144 | 4801.6577 | 4 | 1 | 5 | G | NBS_EndSuction | 6 | 5 | 6 | 8 | BranchMin6_BranchMax8 | 8 | 2 | 8 | 16 | HeaderMin8_HeaderMax16 | 12 | 5 | 10
884 | 92 | 050-135-4P-25HP | NBS_050-135_4P_25HP_8.86_SS | 1200.4144 | 1200.4144 | 4801.6577 | 4 | 1 | 5 | G | NBS_EndSuction | 6 | 5 | 6 | 8 | BranchMin6_BranchMax8 | 8 | 2 | 8 | 16 | HeaderMin8_HeaderMax16 | 14 | 5 | 10
884 | 92 | 050-135-4P-25HP | NBS_050-135_4P_25HP_8.86_SS | 1200.4144 | 1200.4144 | 4801.6577 | 4 | 1 | 5 | G | NBS_EndSuction | 6 | 5 | 6 | 8 | BranchMin6_BranchMax8 | 8 | 2 | 8 | 16 | HeaderMin8_HeaderMax16 | 16 | 5 | 10
885 | 93 | 050-135-4P-30HP | NBS_050-135_4P_30HP_9.49_SS | 1283.8269 | 1283.8269 | 5135.3076 | 4 | 1 | 5 | G | NBS_EndSuction | 6 | 5 | 6 | 8 | BranchMin6_BranchMax8 | 6 | 2 | 8 | 16 | HeaderMin8_HeaderMax16 | 8 | 5 | 10
885 | 93 | 050-135-4P-30HP | NBS_050-135_4P_30HP_9.49_SS | 1283.8269 | 1283.8269 | 5135.3076 | 4 | 1 | 5 | G | NBS_EndSuction | 6 | 5 | 6 | 8 | BranchMin6_BranchMax8 | 6 | 2 | 8 | 16 | HeaderMin8_HeaderMax16 | 10 | 5 | 10
885 | 93 | 050-135-4P-30HP | NBS_050-135_4P_30HP_9.49_SS | 1283.8269 | 1283.8269 | 5135.3076 | 4 | 1 | 5 | G | NBS_EndSuction | 6 | 5 | 6 | 8 | BranchMin6_BranchMax8 | 6 | 2 | 8 | 16 | HeaderMin8_HeaderMax16 | 12 | 5 | 10
885 | 93 | 050-135-4P-30HP | NBS_050-135_4P_30HP_9.49_SS | 1283.8269 | 1283.8269 | 5135.3076 | 4 | 1 | 5 | G | NBS_EndSuction | 6 | 5 | 6 | 8 | BranchMin6_BranchMax8 | 6 | 2 | 8 | 16 | HeaderMin8_HeaderMax16 | 14 | 5 | 10
885 | 93 | 050-135-4P-30HP | NBS_050-135_4P_30HP_9.49_SS | 1283.8269 | 1283.8269 | 5135.3076 | 4 | 1 | 5 | G | NBS_EndSuction | 6 | 5 | 6 | 8 | BranchMin6_BranchMax8 | 6 | 2 | 8 | 16 | HeaderMin8_HeaderMax16 | 16 | 5 | 10
885 | 93 | 050-135-4P-30HP | NBS_050-135_4P_30HP_9.49_SS | 1283.8269 | 1283.8269 | 5135.3076 | 4 | 1 | 5 | G | NBS_EndSuction | 6 | 5 | 6 | 8 | BranchMin6_BranchMax8 | 8 | 2 | 8 | 16 | HeaderMin8_HeaderMax16 | 8 | 5 | 10 | [11 empty] | INVALID
885 | 93 | 050-135-4P-30HP | NBS_050-135_4P_30HP_9.49_SS | 1283.8269 | 1283.8269 | 5135.3076 | 4 | 1 | 5 | G | NBS_EndSuction | 6 | 5 | 6 | 8 | BranchMin6_BranchMax8 | 8 | 2 | 8 | 16 | HeaderMin8_HeaderMax16 | 10 | 5 | 10
885 | 93 | 050-135-4P-30HP | NBS_050-135_4P_30HP_9.49_SS | 1283.8269 | 1283.8269 | 5135.3076 | 4 | 1 | 5 | G | NBS_EndSuction | 6 | 5 | 6 | 8 | BranchMin6_BranchMax8 | 8 | 2 | 8 | 16 | HeaderMin8_HeaderMax16 | 12 | 5 | 10
885 | 93 | 050-135-4P-30HP | NBS_050-135_4P_30HP_9.49_SS | 1283.8269 | 1283.8269 | 5135.3076 | 4 | 1 | 5 | G | NBS_EndSuction | 6 | 5 | 6 | 8 | BranchMin6_BranchMax8 | 8 | 2 | 8 | 16 | HeaderMin8_HeaderMax16 | 14 | 5 | 10
885 | 93 | 050-135-4P-30HP | NBS_050-135_4P_30HP_9.49_SS | 1283.8269 | 1283.8269 | 5135.3076 | 4 | 1 | 5 | G | NBS_EndSuction | 6 | 5 | 6 | 8 | BranchMin6_BranchMax8 | 8 | 2 | 8 | 16 | HeaderMin8_HeaderMax16 | 16 | 5 | 10
886 | 94 | 050-135-4P-40HP | NBS_050-135_4P_40HP_10.59_SS | 1416.7849 | 1416.7849 | 5667.1396 | 4 | 1 | 5 | G | NBS_EndSuction | 6 | 5 | 6 | 8 | BranchMin6_BranchMax8 | 6 | 2 | 8 | 18 | HeaderMin8_HeaderMax18 | 8 | 6 | 12
886 | 94 | 050-135-4P-40HP | NBS_050-135_4P_40HP_10.59_SS | 1416.7849 | 1416.7849 | 5667.1396 | 4 | 1 | 5 | G | NBS_EndSuction | 6 | 5 | 6 | 8 | BranchMin6_BranchMax8 | 6 | 2 | 8 | 18 | HeaderMin8_HeaderMax18 | 10 | 6 | 12
886 | 94 | 050-135-4P-40HP | NBS_050-135_4P_40HP_10.59_SS | 1416.7849 | 1416.7849 | 5667.1396 | 4 | 1 | 5 | G | NBS_EndSuction | 6 | 5 | 6 | 8 | BranchMin6_BranchMax8 | 6 | 2 | 8 | 18 | HeaderMin8_HeaderMax18 | 12 | 6 | 12
886 | 94 | 050-135-4P-40HP | NBS_050-135_4P_40HP_10.59_SS | 1416.7849 | 1416.7849 | 5667.1396 | 4 | 1 | 5 | G | NBS_EndSuction | 6 | 5 | 6 | 8 | BranchMin6_BranchMax8 | 6 | 2 | 8 | 18 | HeaderMin8_HeaderMax18 | 14 | 6 | 12
886 | 94 | 050-135-4P-40HP | NBS_050-135_4P_40HP_10.59_SS | 1416.7849 | 1416.7849 | 5667.1396 | 4 | 1 | 5 | G | NBS_EndSuction | 6 | 5 | 6 | 8 | BranchMin6_BranchMax8 | 6 | 2 | 8 | 18 | HeaderMin8_HeaderMax18 | 16 | 6 | 12
886 | 94 | 050-135-4P-40HP | NBS_050-135_4P_40HP_10.59_SS | 1416.7849 | 1416.7849 | 5667.1396 | 4 | 1 | 5 | G | NBS_EndSuction | 6 | 5 | 6 | 8 | BranchMin6_BranchMax8 | 6 | 2 | 8 | 18 | HeaderMin8_HeaderMax18 | 18 | 6 | 12
886 | 94 | 050-135-4P-40HP | NBS_050-135_4P_40HP_10.59_SS | 1416.7849 | 1416.7849 | 5667.1396 | 4 | 1 | 5 | G | NBS_EndSuction | 6 | 5 | 6 | 8 | BranchMin6_BranchMax8 | 8 | 2 | 8 | 18 | HeaderMin8_HeaderMax18 | 8 | 6 | 12 | [11 empty] | INVALID
886 | 94 | 050-135-4P-40HP | NBS_050-135_4P_40HP_10.59_SS | 1416.7849 | 1416.7849 | 5667.1396 | 4 | 1 | 5 | G | NBS_EndSuction | 6 | 5 | 6 | 8 | BranchMin6_BranchMax8 | 8 | 2 | 8 | 18 | HeaderMin8_HeaderMax18 | 10 | 6 | 12
886 | 94 | 050-135-4P-40HP | NBS_050-135_4P_40HP_10.59_SS | 1416.7849 | 1416.7849 | 5667.1396 | 4 | 1 | 5 | G | NBS_EndSuction | 6 | 5 | 6 | 8 | BranchMin6_BranchMax8 | 8 | 2 | 8 | 18 | HeaderMin8_HeaderMax18 | 12 | 6 | 12
886 | 94 | 050-135-4P-40HP | NBS_050-135_4P_40HP_10.59_SS | 1416.7849 | 1416.7849 | 5667.1396 | 4 | 1 | 5 | G | NBS_EndSuction | 6 | 5 | 6 | 8 | BranchMin6_BranchMax8 | 8 | 2 | 8 | 18 | HeaderMin8_HeaderMax18 | 14 | 6 | 12
886 | 94 | 050-135-4P-40HP | NBS_050-135_4P_40HP_10.59_SS | 1416.7849 | 1416.7849 | 5667.1396 | 4 | 1 | 5 | G | NBS_EndSuction | 6 | 5 | 6 | 8 | BranchMin6_BranchMax8 | 8 | 2 | 8 | 18 | HeaderMin8_HeaderMax18 | 16 | 6 | 12
886 | 94 | 050-135-4P-40HP | NBS_050-135_4P_40HP_10.59_SS | 1416.7849 | 1416.7849 | 5667.1396 | 4 | 1 | 5 | G | NBS_EndSuction | 6 | 5 | 6 | 8 | BranchMin6_BranchMax8 | 8 | 2 | 8 | 18 | HeaderMin8_HeaderMax18 | 18 | 6 | 12
887 | 95 | 050-135-4P-50HP | NBS_050-135_4P_50HP_11.30_SS | 1508.8665 | 1508.8665 | 6035.4659 | 4 | 1 | 5 | G | NBS_EndSuction | 6 | 5 | 6 | 8 | BranchMin6_BranchMax8 | 6 | 2 | 8 | 18 | HeaderMin8_HeaderMax18 | 8 | 6 | 12
887 | 95 | 050-135-4P-50HP | NBS_050-135_4P_50HP_11.30_SS | 1508.8665 | 1508.8665 | 6035.4659 | 4 | 1 | 5 | G | NBS_EndSuction | 6 | 5 | 6 | 8 | BranchMin6_BranchMax8 | 6 | 2 | 8 | 18 | HeaderMin8_HeaderMax18 | 10 | 6 | 12
887 | 95 | 050-135-4P-50HP | NBS_050-135_4P_50HP_11.30_SS | 1508.8665 | 1508.8665 | 6035.4659 | 4 | 1 | 5 | G | NBS_EndSuction | 6 | 5 | 6 | 8 | BranchMin6_BranchMax8 | 6 | 2 | 8 | 18 | HeaderMin8_HeaderMax18 | 12 | 6 | 12
887 | 95 | 050-135-4P-50HP | NBS_050-135_4P_50HP_11.30_SS | 1508.8665 | 1508.8665 | 6035.4659 | 4 | 1 | 5 | G | NBS_EndSuction | 6 | 5 | 6 | 8 | BranchMin6_BranchMax8 | 6 | 2 | 8 | 18 | HeaderMin8_HeaderMax18 | 14 | 6 | 12
887 | 95 | 050-135-4P-50HP | NBS_050-135_4P_50HP_11.30_SS | 1508.8665 | 1508.8665 | 6035.4659 | 4 | 1 | 5 | G | NBS_EndSuction | 6 | 5 | 6 | 8 | BranchMin6_BranchMax8 | 6 | 2 | 8 | 18 | HeaderMin8_HeaderMax18 | 16 | 6 | 12
887 | 95 | 050-135-4P-50HP | NBS_050-135_4P_50HP_11.30_SS | 1508.8665 | 1508.8665 | 6035.4659 | 4 | 1 | 5 | G | NBS_EndSuction | 6 | 5 | 6 | 8 | BranchMin6_BranchMax8 | 6 | 2 | 8 | 18 | HeaderMin8_HeaderMax18 | 18 | 6 | 12
887 | 95 | 050-135-4P-50HP | NBS_050-135_4P_50HP_11.30_SS | 1508.8665 | 1508.8665 | 6035.4659 | 4 | 1 | 5 | G | NBS_EndSuction | 6 | 5 | 6 | 8 | BranchMin6_BranchMax8 | 8 | 2 | 8 | 18 | HeaderMin8_HeaderMax18 | 8 | 6 | 12 | [11 empty] | INVALID
887 | 95 | 050-135-4P-50HP | NBS_050-135_4P_50HP_11.30_SS | 1508.8665 | 1508.8665 | 6035.4659 | 4 | 1 | 5 | G | NBS_EndSuction | 6 | 5 | 6 | 8 | BranchMin6_BranchMax8 | 8 | 2 | 8 | 18 | HeaderMin8_HeaderMax18 | 10 | 6 | 12
887 | 95 | 050-135-4P-50HP | NBS_050-135_4P_50HP_11.30_SS | 1508.8665 | 1508.8665 | 6035.4659 | 4 | 1 | 5 | G | NBS_EndSuction | 6 | 5 | 6 | 8 | BranchMin6_BranchMax8 | 8 | 2 | 8 | 18 | HeaderMin8_HeaderMax18 | 12 | 6 | 12
887 | 95 | 050-135-4P-50HP | NBS_050-135_4P_50HP_11.30_SS | 1508.8665 | 1508.8665 | 6035.4659 | 4 | 1 | 5 | G | NBS_EndSuction | 6 | 5 | 6 | 8 | BranchMin6_BranchMax8 | 8 | 2 | 8 | 18 | HeaderMin8_HeaderMax18 | 14 | 6 | 12
887 | 95 | 050-135-4P-50HP | NBS_050-135_4P_50HP_11.30_SS | 1508.8665 | 1508.8665 | 6035.4659 | 4 | 1 | 5 | G | NBS_EndSuction | 6 | 5 | 6 | 8 | BranchMin6_BranchMax8 | 8 | 2 | 8 | 18 | HeaderMin8_HeaderMax18 | 16 | 6 | 12
887 | 95 | 050-135-4P-50HP | NBS_050-135_4P_50HP_11.30_SS | 1508.8665 | 1508.8665 | 6035.4659 | 4 | 1 | 5 | G | NBS_EndSuction | 6 | 5 | 6 | 8 | BranchMin6_BranchMax8 | 8 | 2 | 8 | 18 | HeaderMin8_HeaderMax18 | 18 | 6 | 12
888 | 96 | 050-135-4P-60HP | NBS_050-135_4P_60HP_12.01_SS | 1598.8017 | 1598.8017 | 6395.207 | 4 | 1 | 5 | G | NBS_EndSuction | 6 | 5 | 6 | 8 | BranchMin6_BranchMax8 | 6 | 2 | 8 | 18 | HeaderMin8_HeaderMax18 | 8 | 6 | 12
888 | 96 | 050-135-4P-60HP | NBS_050-135_4P_60HP_12.01_SS | 1598.8017 | 1598.8017 | 6395.207 | 4 | 1 | 5 | G | NBS_EndSuction | 6 | 5 | 6 | 8 | BranchMin6_BranchMax8 | 6 | 2 | 8 | 18 | HeaderMin8_HeaderMax18 | 10 | 6 | 12
888 | 96 | 050-135-4P-60HP | NBS_050-135_4P_60HP_12.01_SS | 1598.8017 | 1598.8017 | 6395.207 | 4 | 1 | 5 | G | NBS_EndSuction | 6 | 5 | 6 | 8 | BranchMin6_BranchMax8 | 6 | 2 | 8 | 18 | HeaderMin8_HeaderMax18 | 12 | 6 | 12
888 | 96 | 050-135-4P-60HP | NBS_050-135_4P_60HP_12.01_SS | 1598.8017 | 1598.8017 | 6395.207 | 4 | 1 | 5 | G | NBS_EndSuction | 6 | 5 | 6 | 8 | BranchMin6_BranchMax8 | 6 | 2 | 8 | 18 | HeaderMin8_HeaderMax18 | 14 | 6 | 12
888 | 96 | 050-135-4P-60HP | NBS_050-135_4P_60HP_12.01_SS | 1598.8017 | 1598.8017 | 6395.207 | 4 | 1 | 5 | G | NBS_EndSuction | 6 | 5 | 6 | 8 | BranchMin6_BranchMax8 | 6 | 2 | 8 | 18 | HeaderMin8_HeaderMax18 | 16 | 6 | 12
888 | 96 | 050-135-4P-60HP | NBS_050-135_4P_60HP_12.01_SS | 1598.8017 | 1598.8017 | 6395.207 | 4 | 1 | 5 | G | NBS_EndSuction | 6 | 5 | 6 | 8 | BranchMin6_BranchMax8 | 6 | 2 | 8 | 18 | HeaderMin8_HeaderMax18 | 18 | 6 | 12
888 | 96 | 050-135-4P-60HP | NBS_050-135_4P_60HP_12.01_SS | 1598.8017 | 1598.8017 | 6395.207 | 4 | 1 | 5 | G | NBS_EndSuction | 6 | 5 | 6 | 8 | BranchMin6_BranchMax8 | 8 | 2 | 8 | 18 | HeaderMin8_HeaderMax18 | 8 | 6 | 12 | [11 empty] | INVALID
888 | 96 | 050-135-4P-60HP | NBS_050-135_4P_60HP_12.01_SS | 1598.8017 | 1598.8017 | 6395.207 | 4 | 1 | 5 | G | NBS_EndSuction | 6 | 5 | 6 | 8 | BranchMin6_BranchMax8 | 8 | 2 | 8 | 18 | HeaderMin8_HeaderMax18 | 10 | 6 | 12
888 | 96 | 050-135-4P-60HP | NBS_050-135_4P_60HP_12.01_SS | 1598.8017 | 1598.8017 | 6395.207 | 4 | 1 | 5 | G | NBS_EndSuction | 6 | 5 | 6 | 8 | BranchMin6_BranchMax8 | 8 | 2 | 8 | 18 | HeaderMin8_HeaderMax18 | 12 | 6 | 12
888 | 96 | 050-135-4P-60HP | NBS_050-135_4P_60HP_12.01_SS | 1598.8017 | 1598.8017 | 6395.207 | 4 | 1 | 5 | G | NBS_EndSuction | 6 | 5 | 6 | 8 | BranchMin6_BranchMax8 | 8 | 2 | 8 | 18 | HeaderMin8_HeaderMax18 | 14 | 6 | 12
888 | 96 | 050-135-4P-60HP | NBS_050-135_4P_60HP_12.01_SS | 1598.8017 | 1598.8017 | 6395.207 | 4 | 1 | 5 | G | NBS_EndSuction | 6 | 5 | 6 | 8 | BranchMin6_BranchMax8 | 8 | 2 | 8 | 18 | HeaderMin8_HeaderMax18 | 16 | 6 | 12
888 | 96 | 050-135-4P-60HP | NBS_050-135_4P_60HP_12.01_SS | 1598.8017 | 1598.8017 | 6395.207 | 4 | 1 | 5 | G | NBS_EndSuction | 6 | 5 | 6 | 8 | BranchMin6_BranchMax8 | 8 | 2 | 8 | 18 | HeaderMin8_HeaderMax18 | 18 | 6 | 12
889 | 97 | 050-135-4P-75HP | NBS_050-135_4P_75HP_13.03_SS | 1689.4197 | 1689.4197 | 6757.6787 | 4 | 1 | 5 | G | NBS_EndSuction | 6 | 5 | 6 | 10 | BranchMin6_BranchMax10 | 6 | 3 | 8 | 18 | HeaderMin8_HeaderMax18 | 8 | 6 | 18
889 | 97 | 050-135-4P-75HP | NBS_050-135_4P_75HP_13.03_SS | 1689.4197 | 1689.4197 | 6757.6787 | 4 | 1 | 5 | G | NBS_EndSuction | 6 | 5 | 6 | 10 | BranchMin6_BranchMax10 | 6 | 3 | 8 | 18 | HeaderMin8_HeaderMax18 | 10 | 6 | 18
889 | 97 | 050-135-4P-75HP | NBS_050-135_4P_75HP_13.03_SS | 1689.4197 | 1689.4197 | 6757.6787 | 4 | 1 | 5 | G | NBS_EndSuction | 6 | 5 | 6 | 10 | BranchMin6_BranchMax10 | 6 | 3 | 8 | 18 | HeaderMin8_HeaderMax18 | 12 | 6 | 18
889 | 97 | 050-135-4P-75HP | NBS_050-135_4P_75HP_13.03_SS | 1689.4197 | 1689.4197 | 6757.6787 | 4 | 1 | 5 | G | NBS_EndSuction | 6 | 5 | 6 | 10 | BranchMin6_BranchMax10 | 6 | 3 | 8 | 18 | HeaderMin8_HeaderMax18 | 14 | 6 | 18
889 | 97 | 050-135-4P-75HP | NBS_050-135_4P_75HP_13.03_SS | 1689.4197 | 1689.4197 | 6757.6787 | 4 | 1 | 5 | G | NBS_EndSuction | 6 | 5 | 6 | 10 | BranchMin6_BranchMax10 | 6 | 3 | 8 | 18 | HeaderMin8_HeaderMax18 | 16 | 6 | 18
889 | 97 | 050-135-4P-75HP | NBS_050-135_4P_75HP_13.03_SS | 1689.4197 | 1689.4197 | 6757.6787 | 4 | 1 | 5 | G | NBS_EndSuction | 6 | 5 | 6 | 10 | BranchMin6_BranchMax10 | 6 | 3 | 8 | 18 | HeaderMin8_HeaderMax18 | 18 | 6 | 18
889 | 97 | 050-135-4P-75HP | NBS_050-135_4P_75HP_13.03_SS | 1689.4197 | 1689.4197 | 6757.6787 | 4 | 1 | 5 | G | NBS_EndSuction | 6 | 5 | 6 | 10 | BranchMin6_BranchMax10 | 8 | 3 | 8 | 18 | HeaderMin8_HeaderMax18 | 8 | 6 | 18 | [11 empty] | INVALID
889 | 97 | 050-135-4P-75HP | NBS_050-135_4P_75HP_13.03_SS | 1689.4197 | 1689.4197 | 6757.6787 | 4 | 1 | 5 | G | NBS_EndSuction | 6 | 5 | 6 | 10 | BranchMin6_BranchMax10 | 8 | 3 | 8 | 18 | HeaderMin8_HeaderMax18 | 10 | 6 | 18
889 | 97 | 050-135-4P-75HP | NBS_050-135_4P_75HP_13.03_SS | 1689.4197 | 1689.4197 | 6757.6787 | 4 | 1 | 5 | G | NBS_EndSuction | 6 | 5 | 6 | 10 | BranchMin6_BranchMax10 | 8 | 3 | 8 | 18 | HeaderMin8_HeaderMax18 | 12 | 6 | 18
889 | 97 | 050-135-4P-75HP | NBS_050-135_4P_75HP_13.03_SS | 1689.4197 | 1689.4197 | 6757.6787 | 4 | 1 | 5 | G | NBS_EndSuction | 6 | 5 | 6 | 10 | BranchMin6_BranchMax10 | 8 | 3 | 8 | 18 | HeaderMin8_HeaderMax18 | 14 | 6 | 18
889 | 97 | 050-135-4P-75HP | NBS_050-135_4P_75HP_13.03_SS | 1689.4197 | 1689.4197 | 6757.6787 | 4 | 1 | 5 | G | NBS_EndSuction | 6 | 5 | 6 | 10 | BranchMin6_BranchMax10 | 8 | 3 | 8 | 18 | HeaderMin8_HeaderMax18 | 16 | 6 | 18
889 | 97 | 050-135-4P-75HP | NBS_050-135_4P_75HP_13.03_SS | 1689.4197 | 1689.4197 | 6757.6787 | 4 | 1 | 5 | G | NBS_EndSuction | 6 | 5 | 6 | 10 | BranchMin6_BranchMax10 | 8 | 3 | 8 | 18 | HeaderMin8_HeaderMax18 | 18 | 6 | 18
889 | 97 | 050-135-4P-75HP | NBS_050-135_4P_75HP_13.03_SS | 1689.4197 | 1689.4197 | 6757.6787 | 4 | 1 | 5 | G | NBS_EndSuction | 6 | 5 | 6 | 10 | BranchMin6_BranchMax10 | 10 | 3 | 8 | 18 | HeaderMin8_HeaderMax18 | 8 | 6 | 18 | [11 empty] | INVALID
889 | 97 | 050-135-4P-75HP | NBS_050-135_4P_75HP_13.03_SS | 1689.4197 | 1689.4197 | 6757.6787 | 4 | 1 | 5 | G | NBS_EndSuction | 6 | 5 | 6 | 10 | BranchMin6_BranchMax10 | 10 | 3 | 8 | 18 | HeaderMin8_HeaderMax18 | 10 | 6 | 18 | [11 empty] | INVALID
889 | 97 | 050-135-4P-75HP | NBS_050-135_4P_75HP_13.03_SS | 1689.4197 | 1689.4197 | 6757.6787 | 4 | 1 | 5 | G | NBS_EndSuction | 6 | 5 | 6 | 10 | BranchMin6_BranchMax10 | 10 | 3 | 8 | 18 | HeaderMin8_HeaderMax18 | 12 | 6 | 18
889 | 97 | 050-135-4P-75HP | NBS_050-135_4P_75HP_13.03_SS | 1689.4197 | 1689.4197 | 6757.6787 | 4 | 1 | 5 | G | NBS_EndSuction | 6 | 5 | 6 | 10 | BranchMin6_BranchMax10 | 10 | 3 | 8 | 18 | HeaderMin8_HeaderMax18 | 14 | 6 | 18
889 | 97 | 050-135-4P-75HP | NBS_050-135_4P_75HP_13.03_SS | 1689.4197 | 1689.4197 | 6757.6787 | 4 | 1 | 5 | G | NBS_EndSuction | 6 | 5 | 6 | 10 | BranchMin6_BranchMax10 | 10 | 3 | 8 | 18 | HeaderMin8_HeaderMax18 | 16 | 6 | 18
889 | 97 | 050-135-4P-75HP | NBS_050-135_4P_75HP_13.03_SS | 1689.4197 | 1689.4197 | 6757.6787 | 4 | 1 | 5 | G | NBS_EndSuction | 6 | 5 | 6 | 10 | BranchMin6_BranchMax10 | 10 | 3 | 8 | 18 | HeaderMin8_HeaderMax18 | 18 | 6 | 18
890 | 98 | 050-150-4P-75HP | NBS_050-150_4P_75HP_11.73_SS | 2092.9884 | 2092.9884 | 8371.9535 | 4 | 1 | 5 | G | NBS_EndSuction | 6 | 5 | 6 | 10 | BranchMin6_BranchMax10 | 6 | 3 | 8 | 20 | HeaderMin8_HeaderMax20 | 8 | 7 | 21
890 | 98 | 050-150-4P-75HP | NBS_050-150_4P_75HP_11.73_SS | 2092.9884 | 2092.9884 | 8371.9535 | 4 | 1 | 5 | G | NBS_EndSuction | 6 | 5 | 6 | 10 | BranchMin6_BranchMax10 | 6 | 3 | 8 | 20 | HeaderMin8_HeaderMax20 | 10 | 7 | 21
890 | 98 | 050-150-4P-75HP | NBS_050-150_4P_75HP_11.73_SS | 2092.9884 | 2092.9884 | 8371.9535 | 4 | 1 | 5 | G | NBS_EndSuction | 6 | 5 | 6 | 10 | BranchMin6_BranchMax10 | 6 | 3 | 8 | 20 | HeaderMin8_HeaderMax20 | 12 | 7 | 21
890 | 98 | 050-150-4P-75HP | NBS_050-150_4P_75HP_11.73_SS | 2092.9884 | 2092.9884 | 8371.9535 | 4 | 1 | 5 | G | NBS_EndSuction | 6 | 5 | 6 | 10 | BranchMin6_BranchMax10 | 6 | 3 | 8 | 20 | HeaderMin8_HeaderMax20 | 14 | 7 | 21
890 | 98 | 050-150-4P-75HP | NBS_050-150_4P_75HP_11.73_SS | 2092.9884 | 2092.9884 | 8371.9535 | 4 | 1 | 5 | G | NBS_EndSuction | 6 | 5 | 6 | 10 | BranchMin6_BranchMax10 | 6 | 3 | 8 | 20 | HeaderMin8_HeaderMax20 | 16 | 7 | 21
890 | 98 | 050-150-4P-75HP | NBS_050-150_4P_75HP_11.73_SS | 2092.9884 | 2092.9884 | 8371.9535 | 4 | 1 | 5 | G | NBS_EndSuction | 6 | 5 | 6 | 10 | BranchMin6_BranchMax10 | 6 | 3 | 8 | 20 | HeaderMin8_HeaderMax20 | 18 | 7 | 21
890 | 98 | 050-150-4P-75HP | NBS_050-150_4P_75HP_11.73_SS | 2092.9884 | 2092.9884 | 8371.9535 | 4 | 1 | 5 | G | NBS_EndSuction | 6 | 5 | 6 | 10 | BranchMin6_BranchMax10 | 6 | 3 | 8 | 20 | HeaderMin8_HeaderMax20 | 20 | 7 | 21
890 | 98 | 050-150-4P-75HP | NBS_050-150_4P_75HP_11.73_SS | 2092.9884 | 2092.9884 | 8371.9535 | 4 | 1 | 5 | G | NBS_EndSuction | 6 | 5 | 6 | 10 | BranchMin6_BranchMax10 | 8 | 3 | 8 | 20 | HeaderMin8_HeaderMax20 | 8 | 7 | 21 | [11 empty] | INVALID
890 | 98 | 050-150-4P-75HP | NBS_050-150_4P_75HP_11.73_SS | 2092.9884 | 2092.9884 | 8371.9535 | 4 | 1 | 5 | G | NBS_EndSuction | 6 | 5 | 6 | 10 | BranchMin6_BranchMax10 | 8 | 3 | 8 | 20 | HeaderMin8_HeaderMax20 | 10 | 7 | 21
890 | 98 | 050-150-4P-75HP | NBS_050-150_4P_75HP_11.73_SS | 2092.9884 | 2092.9884 | 8371.9535 | 4 | 1 | 5 | G | NBS_EndSuction | 6 | 5 | 6 | 10 | BranchMin6_BranchMax10 | 8 | 3 | 8 | 20 | HeaderMin8_HeaderMax20 | 12 | 7 | 21
890 | 98 | 050-150-4P-75HP | NBS_050-150_4P_75HP_11.73_SS | 2092.9884 | 2092.9884 | 8371.9535 | 4 | 1 | 5 | G | NBS_EndSuction | 6 | 5 | 6 | 10 | BranchMin6_BranchMax10 | 8 | 3 | 8 | 20 | HeaderMin8_HeaderMax20 | 14 | 7 | 21
890 | 98 | 050-150-4P-75HP | NBS_050-150_4P_75HP_11.73_SS | 2092.9884 | 2092.9884 | 8371.9535 | 4 | 1 | 5 | G | NBS_EndSuction | 6 | 5 | 6 | 10 | BranchMin6_BranchMax10 | 8 | 3 | 8 | 20 | HeaderMin8_HeaderMax20 | 16 | 7 | 21
890 | 98 | 050-150-4P-75HP | NBS_050-150_4P_75HP_11.73_SS | 2092.9884 | 2092.9884 | 8371.9535 | 4 | 1 | 5 | G | NBS_EndSuction | 6 | 5 | 6 | 10 | BranchMin6_BranchMax10 | 8 | 3 | 8 | 20 | HeaderMin8_HeaderMax20 | 18 | 7 | 21
890 | 98 | 050-150-4P-75HP | NBS_050-150_4P_75HP_11.73_SS | 2092.9884 | 2092.9884 | 8371.9535 | 4 | 1 | 5 | G | NBS_EndSuction | 6 | 5 | 6 | 10 | BranchMin6_BranchMax10 | 8 | 3 | 8 | 20 | HeaderMin8_HeaderMax20 | 20 | 7 | 21
890 | 98 | 050-150-4P-75HP | NBS_050-150_4P_75HP_11.73_SS | 2092.9884 | 2092.9884 | 8371.9535 | 4 | 1 | 5 | G | NBS_EndSuction | 6 | 5 | 6 | 10 | BranchMin6_BranchMax10 | 10 | 3 | 8 | 20 | HeaderMin8_HeaderMax20 | 8 | 7 | 21 | [11 empty] | INVALID
890 | 98 | 050-150-4P-75HP | NBS_050-150_4P_75HP_11.73_SS | 2092.9884 | 2092.9884 | 8371.9535 | 4 | 1 | 5 | G | NBS_EndSuction | 6 | 5 | 6 | 10 | BranchMin6_BranchMax10 | 10 | 3 | 8 | 20 | HeaderMin8_HeaderMax20 | 10 | 7 | 21 | [11 empty] | INVALID
890 | 98 | 050-150-4P-75HP | NBS_050-150_4P_75HP_11.73_SS | 2092.9884 | 2092.9884 | 8371.9535 | 4 | 1 | 5 | G | NBS_EndSuction | 6 | 5 | 6 | 10 | BranchMin6_BranchMax10 | 10 | 3 | 8 | 20 | HeaderMin8_HeaderMax20 | 12 | 7 | 21
890 | 98 | 050-150-4P-75HP | NBS_050-150_4P_75HP_11.73_SS | 2092.9884 | 2092.9884 | 8371.9535 | 4 | 1 | 5 | G | NBS_EndSuction | 6 | 5 | 6 | 10 | BranchMin6_BranchMax10 | 10 | 3 | 8 | 20 | HeaderMin8_HeaderMax20 | 14 | 7 | 21
890 | 98 | 050-150-4P-75HP | NBS_050-150_4P_75HP_11.73_SS | 2092.9884 | 2092.9884 | 8371.9535 | 4 | 1 | 5 | G | NBS_EndSuction | 6 | 5 | 6 | 10 | BranchMin6_BranchMax10 | 10 | 3 | 8 | 20 | HeaderMin8_HeaderMax20 | 16 | 7 | 21
890 | 98 | 050-150-4P-75HP | NBS_050-150_4P_75HP_11.73_SS | 2092.9884 | 2092.9884 | 8371.9535 | 4 | 1 | 5 | G | NBS_EndSuction | 6 | 5 | 6 | 10 | BranchMin6_BranchMax10 | 10 | 3 | 8 | 20 | HeaderMin8_HeaderMax20 | 18 | 7 | 21
890 | 98 | 050-150-4P-75HP | NBS_050-150_4P_75HP_11.73_SS | 2092.9884 | 2092.9884 | 8371.9535 | 4 | 1 | 5 | G | NBS_EndSuction | 6 | 5 | 6 | 10 | BranchMin6_BranchMax10 | 10 | 3 | 8 | 20 | HeaderMin8_HeaderMax20 | 20 | 7 | 21
891 | 99 | 050-150-4P-100HP | NBS_050-150_4P_100HP_12.99_SS | 2346.9884 | 2346.9884 | 9387.9538 | 4 | 1 | 5 | G | NBS_EndSuction | 6 | 5 | 6 | 10 | BranchMin6_BranchMax10 | 6 | 3 | 8 | 24 | HeaderMin8_HeaderMax24 | 8 | 8 | 24
891 | 99 | 050-150-4P-100HP | NBS_050-150_4P_100HP_12.99_SS | 2346.9884 | 2346.9884 | 9387.9538 | 4 | 1 | 5 | G | NBS_EndSuction | 6 | 5 | 6 | 10 | BranchMin6_BranchMax10 | 6 | 3 | 8 | 24 | HeaderMin8_HeaderMax24 | 10 | 8 | 24
891 | 99 | 050-150-4P-100HP | NBS_050-150_4P_100HP_12.99_SS | 2346.9884 | 2346.9884 | 9387.9538 | 4 | 1 | 5 | G | NBS_EndSuction | 6 | 5 | 6 | 10 | BranchMin6_BranchMax10 | 6 | 3 | 8 | 24 | HeaderMin8_HeaderMax24 | 12 | 8 | 24
891 | 99 | 050-150-4P-100HP | NBS_050-150_4P_100HP_12.99_SS | 2346.9884 | 2346.9884 | 9387.9538 | 4 | 1 | 5 | G | NBS_EndSuction | 6 | 5 | 6 | 10 | BranchMin6_BranchMax10 | 6 | 3 | 8 | 24 | HeaderMin8_HeaderMax24 | 14 | 8 | 24
891 | 99 | 050-150-4P-100HP | NBS_050-150_4P_100HP_12.99_SS | 2346.9884 | 2346.9884 | 9387.9538 | 4 | 1 | 5 | G | NBS_EndSuction | 6 | 5 | 6 | 10 | BranchMin6_BranchMax10 | 6 | 3 | 8 | 24 | HeaderMin8_HeaderMax24 | 16 | 8 | 24
891 | 99 | 050-150-4P-100HP | NBS_050-150_4P_100HP_12.99_SS | 2346.9884 | 2346.9884 | 9387.9538 | 4 | 1 | 5 | G | NBS_EndSuction | 6 | 5 | 6 | 10 | BranchMin6_BranchMax10 | 6 | 3 | 8 | 24 | HeaderMin8_HeaderMax24 | 18 | 8 | 24
891 | 99 | 050-150-4P-100HP | NBS_050-150_4P_100HP_12.99_SS | 2346.9884 | 2346.9884 | 9387.9538 | 4 | 1 | 5 | G | NBS_EndSuction | 6 | 5 | 6 | 10 | BranchMin6_BranchMax10 | 6 | 3 | 8 | 24 | HeaderMin8_HeaderMax24 | 20 | 8 | 24
891 | 99 | 050-150-4P-100HP | NBS_050-150_4P_100HP_12.99_SS | 2346.9884 | 2346.9884 | 9387.9538 | 4 | 1 | 5 | G | NBS_EndSuction | 6 | 5 | 6 | 10 | BranchMin6_BranchMax10 | 6 | 3 | 8 | 24 | HeaderMin8_HeaderMax24 | 24 | 8 | 24
891 | 99 | 050-150-4P-100HP | NBS_050-150_4P_100HP_12.99_SS | 2346.9884 | 2346.9884 | 9387.9538 | 4 | 1 | 5 | G | NBS_EndSuction | 6 | 5 | 6 | 10 | BranchMin6_BranchMax10 | 8 | 3 | 8 | 24 | HeaderMin8_HeaderMax24 | 8 | 8 | 24 | [11 empty] | INVALID
891 | 99 | 050-150-4P-100HP | NBS_050-150_4P_100HP_12.99_SS | 2346.9884 | 2346.9884 | 9387.9538 | 4 | 1 | 5 | G | NBS_EndSuction | 6 | 5 | 6 | 10 | BranchMin6_BranchMax10 | 8 | 3 | 8 | 24 | HeaderMin8_HeaderMax24 | 10 | 8 | 24
891 | 99 | 050-150-4P-100HP | NBS_050-150_4P_100HP_12.99_SS | 2346.9884 | 2346.9884 | 9387.9538 | 4 | 1 | 5 | G | NBS_EndSuction | 6 | 5 | 6 | 10 | BranchMin6_BranchMax10 | 8 | 3 | 8 | 24 | HeaderMin8_HeaderMax24 | 12 | 8 | 24
891 | 99 | 050-150-4P-100HP | NBS_050-150_4P_100HP_12.99_SS | 2346.9884 | 2346.9884 | 9387.9538 | 4 | 1 | 5 | G | NBS_EndSuction | 6 | 5 | 6 | 10 | BranchMin6_BranchMax10 | 8 | 3 | 8 | 24 | HeaderMin8_HeaderMax24 | 14 | 8 | 24
891 | 99 | 050-150-4P-100HP | NBS_050-150_4P_100HP_12.99_SS | 2346.9884 | 2346.9884 | 9387.9538 | 4 | 1 | 5 | G | NBS_EndSuction | 6 | 5 | 6 | 10 | BranchMin6_BranchMax10 | 8 | 3 | 8 | 24 | HeaderMin8_HeaderMax24 | 16 | 8 | 24
891 | 99 | 050-150-4P-100HP | NBS_050-150_4P_100HP_12.99_SS | 2346.9884 | 2346.9884 | 9387.9538 | 4 | 1 | 5 | G | NBS_EndSuction | 6 | 5 | 6 | 10 | BranchMin6_BranchMax10 | 8 | 3 | 8 | 24 | HeaderMin8_HeaderMax24 | 18 | 8 | 24
891 | 99 | 050-150-4P-100HP | NBS_050-150_4P_100HP_12.99_SS | 2346.9884 | 2346.9884 | 9387.9538 | 4 | 1 | 5 | G | NBS_EndSuction | 6 | 5 | 6 | 10 | BranchMin6_BranchMax10 | 8 | 3 | 8 | 24 | HeaderMin8_HeaderMax24 | 20 | 8 | 24
891 | 99 | 050-150-4P-100HP | NBS_050-150_4P_100HP_12.99_SS | 2346.9884 | 2346.9884 | 9387.9538 | 4 | 1 | 5 | G | NBS_EndSuction | 6 | 5 | 6 | 10 | BranchMin6_BranchMax10 | 8 | 3 | 8 | 24 | HeaderMin8_HeaderMax24 | 24 | 8 | 24
891 | 99 | 050-150-4P-100HP | NBS_050-150_4P_100HP_12.99_SS | 2346.9884 | 2346.9884 | 9387.9538 | 4 | 1 | 5 | G | NBS_EndSuction | 6 | 5 | 6 | 10 | BranchMin6_BranchMax10 | 10 | 3 | 8 | 24 | HeaderMin8_HeaderMax24 | 8 | 8 | 24 | [11 empty] | INVALID
891 | 99 | 050-150-4P-100HP | NBS_050-150_4P_100HP_12.99_SS | 2346.9884 | 2346.9884 | 9387.9538 | 4 | 1 | 5 | G | NBS_EndSuction | 6 | 5 | 6 | 10 | BranchMin6_BranchMax10 | 10 | 3 | 8 | 24 | HeaderMin8_HeaderMax24 | 10 | 8 | 24 | [11 empty] | INVALID
891 | 99 | 050-150-4P-100HP | NBS_050-150_4P_100HP_12.99_SS | 2346.9884 | 2346.9884 | 9387.9538 | 4 | 1 | 5 | G | NBS_EndSuction | 6 | 5 | 6 | 10 | BranchMin6_BranchMax10 | 10 | 3 | 8 | 24 | HeaderMin8_HeaderMax24 | 12 | 8 | 24
891 | 99 | 050-150-4P-100HP | NBS_050-150_4P_100HP_12.99_SS | 2346.9884 | 2346.9884 | 9387.9538 | 4 | 1 | 5 | G | NBS_EndSuction | 6 | 5 | 6 | 10 | BranchMin6_BranchMax10 | 10 | 3 | 8 | 24 | HeaderMin8_HeaderMax24 | 14 | 8 | 24
891 | 99 | 050-150-4P-100HP | NBS_050-150_4P_100HP_12.99_SS | 2346.9884 | 2346.9884 | 9387.9538 | 4 | 1 | 5 | G | NBS_EndSuction | 6 | 5 | 6 | 10 | BranchMin6_BranchMax10 | 10 | 3 | 8 | 24 | HeaderMin8_HeaderMax24 | 16 | 8 | 24
891 | 99 | 050-150-4P-100HP | NBS_050-150_4P_100HP_12.99_SS | 2346.9884 | 2346.9884 | 9387.9538 | 4 | 1 | 5 | G | NBS_EndSuction | 6 | 5 | 6 | 10 | BranchMin6_BranchMax10 | 10 | 3 | 8 | 24 | HeaderMin8_HeaderMax24 | 18 | 8 | 24
891 | 99 | 050-150-4P-100HP | NBS_050-150_4P_100HP_12.99_SS | 2346.9884 | 2346.9884 | 9387.9538 | 4 | 1 | 5 | G | NBS_EndSuction | 6 | 5 | 6 | 10 | BranchMin6_BranchMax10 | 10 | 3 | 8 | 24 | HeaderMin8_HeaderMax24 | 20 | 8 | 24
891 | 99 | 050-150-4P-100HP | NBS_050-150_4P_100HP_12.99_SS | 2346.9884 | 2346.9884 | 9387.9538 | 4 | 1 | 5 | G | NBS_EndSuction | 6 | 5 | 6 | 10 | BranchMin6_BranchMax10 | 10 | 3 | 8 | 24 | HeaderMin8_HeaderMax24 | 24 | 8 | 24
892 | 100 | 050-150-4P-125HP | NBS_050-150_4P_125HP_14.09_SS | 2529.5219 | 2529.5219 | 10118.0875 | 4 | 1 | 5 | G | NBS_EndSuction | 6 | 5 | 6 | 12 | BranchMin6_BranchMax12 | 6 | 4 | 8 | 24 | HeaderMin8_HeaderMax24 | 8 | 8 | 32
892 | 100 | 050-150-4P-125HP | NBS_050-150_4P_125HP_14.09_SS | 2529.5219 | 2529.5219 | 10118.0875 | 4 | 1 | 5 | G | NBS_EndSuction | 6 | 5 | 6 | 12 | BranchMin6_BranchMax12 | 6 | 4 | 8 | 24 | HeaderMin8_HeaderMax24 | 10 | 8 | 32
892 | 100 | 050-150-4P-125HP | NBS_050-150_4P_125HP_14.09_SS | 2529.5219 | 2529.5219 | 10118.0875 | 4 | 1 | 5 | G | NBS_EndSuction | 6 | 5 | 6 | 12 | BranchMin6_BranchMax12 | 6 | 4 | 8 | 24 | HeaderMin8_HeaderMax24 | 12 | 8 | 32
892 | 100 | 050-150-4P-125HP | NBS_050-150_4P_125HP_14.09_SS | 2529.5219 | 2529.5219 | 10118.0875 | 4 | 1 | 5 | G | NBS_EndSuction | 6 | 5 | 6 | 12 | BranchMin6_BranchMax12 | 6 | 4 | 8 | 24 | HeaderMin8_HeaderMax24 | 14 | 8 | 32
892 | 100 | 050-150-4P-125HP | NBS_050-150_4P_125HP_14.09_SS | 2529.5219 | 2529.5219 | 10118.0875 | 4 | 1 | 5 | G | NBS_EndSuction | 6 | 5 | 6 | 12 | BranchMin6_BranchMax12 | 6 | 4 | 8 | 24 | HeaderMin8_HeaderMax24 | 16 | 8 | 32
892 | 100 | 050-150-4P-125HP | NBS_050-150_4P_125HP_14.09_SS | 2529.5219 | 2529.5219 | 10118.0875 | 4 | 1 | 5 | G | NBS_EndSuction | 6 | 5 | 6 | 12 | BranchMin6_BranchMax12 | 6 | 4 | 8 | 24 | HeaderMin8_HeaderMax24 | 18 | 8 | 32
892 | 100 | 050-150-4P-125HP | NBS_050-150_4P_125HP_14.09_SS | 2529.5219 | 2529.5219 | 10118.0875 | 4 | 1 | 5 | G | NBS_EndSuction | 6 | 5 | 6 | 12 | BranchMin6_BranchMax12 | 6 | 4 | 8 | 24 | HeaderMin8_HeaderMax24 | 20 | 8 | 32
892 | 100 | 050-150-4P-125HP | NBS_050-150_4P_125HP_14.09_SS | 2529.5219 | 2529.5219 | 10118.0875 | 4 | 1 | 5 | G | NBS_EndSuction | 6 | 5 | 6 | 12 | BranchMin6_BranchMax12 | 6 | 4 | 8 | 24 | HeaderMin8_HeaderMax24 | 24 | 8 | 32
892 | 100 | 050-150-4P-125HP | NBS_050-150_4P_125HP_14.09_SS | 2529.5219 | 2529.5219 | 10118.0875 | 4 | 1 | 5 | G | NBS_EndSuction | 6 | 5 | 6 | 12 | BranchMin6_BranchMax12 | 8 | 4 | 8 | 24 | HeaderMin8_HeaderMax24 | 8 | 8 | 32 | [11 empty] | INVALID
892 | 100 | 050-150-4P-125HP | NBS_050-150_4P_125HP_14.09_SS | 2529.5219 | 2529.5219 | 10118.0875 | 4 | 1 | 5 | G | NBS_EndSuction | 6 | 5 | 6 | 12 | BranchMin6_BranchMax12 | 8 | 4 | 8 | 24 | HeaderMin8_HeaderMax24 | 10 | 8 | 32
892 | 100 | 050-150-4P-125HP | NBS_050-150_4P_125HP_14.09_SS | 2529.5219 | 2529.5219 | 10118.0875 | 4 | 1 | 5 | G | NBS_EndSuction | 6 | 5 | 6 | 12 | BranchMin6_BranchMax12 | 8 | 4 | 8 | 24 | HeaderMin8_HeaderMax24 | 12 | 8 | 32
892 | 100 | 050-150-4P-125HP | NBS_050-150_4P_125HP_14.09_SS | 2529.5219 | 2529.5219 | 10118.0875 | 4 | 1 | 5 | G | NBS_EndSuction | 6 | 5 | 6 | 12 | BranchMin6_BranchMax12 | 8 | 4 | 8 | 24 | HeaderMin8_HeaderMax24 | 14 | 8 | 32
892 | 100 | 050-150-4P-125HP | NBS_050-150_4P_125HP_14.09_SS | 2529.5219 | 2529.5219 | 10118.0875 | 4 | 1 | 5 | G | NBS_EndSuction | 6 | 5 | 6 | 12 | BranchMin6_BranchMax12 | 8 | 4 | 8 | 24 | HeaderMin8_HeaderMax24 | 16 | 8 | 32
892 | 100 | 050-150-4P-125HP | NBS_050-150_4P_125HP_14.09_SS | 2529.5219 | 2529.5219 | 10118.0875 | 4 | 1 | 5 | G | NBS_EndSuction | 6 | 5 | 6 | 12 | BranchMin6_BranchMax12 | 8 | 4 | 8 | 24 | HeaderMin8_HeaderMax24 | 18 | 8 | 32
892 | 100 | 050-150-4P-125HP | NBS_050-150_4P_125HP_14.09_SS | 2529.5219 | 2529.5219 | 10118.0875 | 4 | 1 | 5 | G | NBS_EndSuction | 6 | 5 | 6 | 12 | BranchMin6_BranchMax12 | 8 | 4 | 8 | 24 | HeaderMin8_HeaderMax24 | 20 | 8 | 32
892 | 100 | 050-150-4P-125HP | NBS_050-150_4P_125HP_14.09_SS | 2529.5219 | 2529.5219 | 10118.0875 | 4 | 1 | 5 | G | NBS_EndSuction | 6 | 5 | 6 | 12 | BranchMin6_BranchMax12 | 8 | 4 | 8 | 24 | HeaderMin8_HeaderMax24 | 24 | 8 | 32
892 | 100 | 050-150-4P-125HP | NBS_050-150_4P_125HP_14.09_SS | 2529.5219 | 2529.5219 | 10118.0875 | 4 | 1 | 5 | G | NBS_EndSuction | 6 | 5 | 6 | 12 | BranchMin6_BranchMax12 | 10 | 4 | 8 | 24 | HeaderMin8_HeaderMax24 | 8 | 8 | 32 | [11 empty] | INVALID
892 | 100 | 050-150-4P-125HP | NBS_050-150_4P_125HP_14.09_SS | 2529.5219 | 2529.5219 | 10118.0875 | 4 | 1 | 5 | G | NBS_EndSuction | 6 | 5 | 6 | 12 | BranchMin6_BranchMax12 | 10 | 4 | 8 | 24 | HeaderMin8_HeaderMax24 | 10 | 8 | 32 | [11 empty] | INVALID
892 | 100 | 050-150-4P-125HP | NBS_050-150_4P_125HP_14.09_SS | 2529.5219 | 2529.5219 | 10118.0875 | 4 | 1 | 5 | G | NBS_EndSuction | 6 | 5 | 6 | 12 | BranchMin6_BranchMax12 | 10 | 4 | 8 | 24 | HeaderMin8_HeaderMax24 | 12 | 8 | 32
892 | 100 | 050-150-4P-125HP | NBS_050-150_4P_125HP_14.09_SS | 2529.5219 | 2529.5219 | 10118.0875 | 4 | 1 | 5 | G | NBS_EndSuction | 6 | 5 | 6 | 12 | BranchMin6_BranchMax12 | 10 | 4 | 8 | 24 | HeaderMin8_HeaderMax24 | 14 | 8 | 32
892 | 100 | 050-150-4P-125HP | NBS_050-150_4P_125HP_14.09_SS | 2529.5219 | 2529.5219 | 10118.0875 | 4 | 1 | 5 | G | NBS_EndSuction | 6 | 5 | 6 | 12 | BranchMin6_BranchMax12 | 10 | 4 | 8 | 24 | HeaderMin8_HeaderMax24 | 16 | 8 | 32
892 | 100 | 050-150-4P-125HP | NBS_050-150_4P_125HP_14.09_SS | 2529.5219 | 2529.5219 | 10118.0875 | 4 | 1 | 5 | G | NBS_EndSuction | 6 | 5 | 6 | 12 | BranchMin6_BranchMax12 | 10 | 4 | 8 | 24 | HeaderMin8_HeaderMax24 | 18 | 8 | 32
892 | 100 | 050-150-4P-125HP | NBS_050-150_4P_125HP_14.09_SS | 2529.5219 | 2529.5219 | 10118.0875 | 4 | 1 | 5 | G | NBS_EndSuction | 6 | 5 | 6 | 12 | BranchMin6_BranchMax12 | 10 | 4 | 8 | 24 | HeaderMin8_HeaderMax24 | 20 | 8 | 32
892 | 100 | 050-150-4P-125HP | NBS_050-150_4P_125HP_14.09_SS | 2529.5219 | 2529.5219 | 10118.0875 | 4 | 1 | 5 | G | NBS_EndSuction | 6 | 5 | 6 | 12 | BranchMin6_BranchMax12 | 10 | 4 | 8 | 24 | HeaderMin8_HeaderMax24 | 24 | 8 | 32
892 | 100 | 050-150-4P-125HP | NBS_050-150_4P_125HP_14.09_SS | 2529.5219 | 2529.5219 | 10118.0875 | 4 | 1 | 5 | G | NBS_EndSuction | 6 | 5 | 6 | 12 | BranchMin6_BranchMax12 | 12 | 4 | 8 | 24 | HeaderMin8_HeaderMax24 | 8 | 8 | 32 | [11 empty] | INVALID
892 | 100 | 050-150-4P-125HP | NBS_050-150_4P_125HP_14.09_SS | 2529.5219 | 2529.5219 | 10118.0875 | 4 | 1 | 5 | G | NBS_EndSuction | 6 | 5 | 6 | 12 | BranchMin6_BranchMax12 | 12 | 4 | 8 | 24 | HeaderMin8_HeaderMax24 | 10 | 8 | 32 | [11 empty] | INVALID
892 | 100 | 050-150-4P-125HP | NBS_050-150_4P_125HP_14.09_SS | 2529.5219 | 2529.5219 | 10118.0875 | 4 | 1 | 5 | G | NBS_EndSuction | 6 | 5 | 6 | 12 | BranchMin6_BranchMax12 | 12 | 4 | 8 | 24 | HeaderMin8_HeaderMax24 | 12 | 8 | 32 | [11 empty] | INVALID
892 | 100 | 050-150-4P-125HP | NBS_050-150_4P_125HP_14.09_SS | 2529.5219 | 2529.5219 | 10118.0875 | 4 | 1 | 5 | G | NBS_EndSuction | 6 | 5 | 6 | 12 | BranchMin6_BranchMax12 | 12 | 4 | 8 | 24 | HeaderMin8_HeaderMax24 | 14 | 8 | 32
892 | 100 | 050-150-4P-125HP | NBS_050-150_4P_125HP_14.09_SS | 2529.5219 | 2529.5219 | 10118.0875 | 4 | 1 | 5 | G | NBS_EndSuction | 6 | 5 | 6 | 12 | BranchMin6_BranchMax12 | 12 | 4 | 8 | 24 | HeaderMin8_HeaderMax24 | 16 | 8 | 32
892 | 100 | 050-150-4P-125HP | NBS_050-150_4P_125HP_14.09_SS | 2529.5219 | 2529.5219 | 10118.0875 | 4 | 1 | 5 | G | NBS_EndSuction | 6 | 5 | 6 | 12 | BranchMin6_BranchMax12 | 12 | 4 | 8 | 24 | HeaderMin8_HeaderMax24 | 18 | 8 | 32
892 | 100 | 050-150-4P-125HP | NBS_050-150_4P_125HP_14.09_SS | 2529.5219 | 2529.5219 | 10118.0875 | 4 | 1 | 5 | G | NBS_EndSuction | 6 | 5 | 6 | 12 | BranchMin6_BranchMax12 | 12 | 4 | 8 | 24 | HeaderMin8_HeaderMax24 | 20 | 8 | 32
892 | 100 | 050-150-4P-125HP | NBS_050-150_4P_125HP_14.09_SS | 2529.5219 | 2529.5219 | 10118.0875 | 4 | 1 | 5 | G | NBS_EndSuction | 6 | 5 | 6 | 12 | BranchMin6_BranchMax12 | 12 | 4 | 8 | 24 | HeaderMin8_HeaderMax24 | 24 | 8 | 32
893 | 101 | 050-150-4P-150HP | NBS_050-150_4P_150HP_14.96_SS | 2703.7978 | 2703.7978 | 10815.191 | 4 | 1 | 5 | G | NBS_EndSuction | 6 | 5 | 6 | 12 | BranchMin6_BranchMax12 | 6 | 4 | 8 | 24 | HeaderMin8_HeaderMax24 | 8 | 8 | 32
893 | 101 | 050-150-4P-150HP | NBS_050-150_4P_150HP_14.96_SS | 2703.7978 | 2703.7978 | 10815.191 | 4 | 1 | 5 | G | NBS_EndSuction | 6 | 5 | 6 | 12 | BranchMin6_BranchMax12 | 6 | 4 | 8 | 24 | HeaderMin8_HeaderMax24 | 10 | 8 | 32
893 | 101 | 050-150-4P-150HP | NBS_050-150_4P_150HP_14.96_SS | 2703.7978 | 2703.7978 | 10815.191 | 4 | 1 | 5 | G | NBS_EndSuction | 6 | 5 | 6 | 12 | BranchMin6_BranchMax12 | 6 | 4 | 8 | 24 | HeaderMin8_HeaderMax24 | 12 | 8 | 32
893 | 101 | 050-150-4P-150HP | NBS_050-150_4P_150HP_14.96_SS | 2703.7978 | 2703.7978 | 10815.191 | 4 | 1 | 5 | G | NBS_EndSuction | 6 | 5 | 6 | 12 | BranchMin6_BranchMax12 | 6 | 4 | 8 | 24 | HeaderMin8_HeaderMax24 | 14 | 8 | 32
893 | 101 | 050-150-4P-150HP | NBS_050-150_4P_150HP_14.96_SS | 2703.7978 | 2703.7978 | 10815.191 | 4 | 1 | 5 | G | NBS_EndSuction | 6 | 5 | 6 | 12 | BranchMin6_BranchMax12 | 6 | 4 | 8 | 24 | HeaderMin8_HeaderMax24 | 16 | 8 | 32
893 | 101 | 050-150-4P-150HP | NBS_050-150_4P_150HP_14.96_SS | 2703.7978 | 2703.7978 | 10815.191 | 4 | 1 | 5 | G | NBS_EndSuction | 6 | 5 | 6 | 12 | BranchMin6_BranchMax12 | 6 | 4 | 8 | 24 | HeaderMin8_HeaderMax24 | 18 | 8 | 32
893 | 101 | 050-150-4P-150HP | NBS_050-150_4P_150HP_14.96_SS | 2703.7978 | 2703.7978 | 10815.191 | 4 | 1 | 5 | G | NBS_EndSuction | 6 | 5 | 6 | 12 | BranchMin6_BranchMax12 | 6 | 4 | 8 | 24 | HeaderMin8_HeaderMax24 | 20 | 8 | 32
893 | 101 | 050-150-4P-150HP | NBS_050-150_4P_150HP_14.96_SS | 2703.7978 | 2703.7978 | 10815.191 | 4 | 1 | 5 | G | NBS_EndSuction | 6 | 5 | 6 | 12 | BranchMin6_BranchMax12 | 6 | 4 | 8 | 24 | HeaderMin8_HeaderMax24 | 24 | 8 | 32
893 | 101 | 050-150-4P-150HP | NBS_050-150_4P_150HP_14.96_SS | 2703.7978 | 2703.7978 | 10815.191 | 4 | 1 | 5 | G | NBS_EndSuction | 6 | 5 | 6 | 12 | BranchMin6_BranchMax12 | 8 | 4 | 8 | 24 | HeaderMin8_HeaderMax24 | 8 | 8 | 32 | [11 empty] | INVALID
893 | 101 | 050-150-4P-150HP | NBS_050-150_4P_150HP_14.96_SS | 2703.7978 | 2703.7978 | 10815.191 | 4 | 1 | 5 | G | NBS_EndSuction | 6 | 5 | 6 | 12 | BranchMin6_BranchMax12 | 8 | 4 | 8 | 24 | HeaderMin8_HeaderMax24 | 10 | 8 | 32
893 | 101 | 050-150-4P-150HP | NBS_050-150_4P_150HP_14.96_SS | 2703.7978 | 2703.7978 | 10815.191 | 4 | 1 | 5 | G | NBS_EndSuction | 6 | 5 | 6 | 12 | BranchMin6_BranchMax12 | 8 | 4 | 8 | 24 | HeaderMin8_HeaderMax24 | 12 | 8 | 32
893 | 101 | 050-150-4P-150HP | NBS_050-150_4P_150HP_14.96_SS | 2703.7978 | 2703.7978 | 10815.191 | 4 | 1 | 5 | G | NBS_EndSuction | 6 | 5 | 6 | 12 | BranchMin6_BranchMax12 | 8 | 4 | 8 | 24 | HeaderMin8_HeaderMax24 | 14 | 8 | 32
893 | 101 | 050-150-4P-150HP | NBS_050-150_4P_150HP_14.96_SS | 2703.7978 | 2703.7978 | 10815.191 | 4 | 1 | 5 | G | NBS_EndSuction | 6 | 5 | 6 | 12 | BranchMin6_BranchMax12 | 8 | 4 | 8 | 24 | HeaderMin8_HeaderMax24 | 16 | 8 | 32
893 | 101 | 050-150-4P-150HP | NBS_050-150_4P_150HP_14.96_SS | 2703.7978 | 2703.7978 | 10815.191 | 4 | 1 | 5 | G | NBS_EndSuction | 6 | 5 | 6 | 12 | BranchMin6_BranchMax12 | 8 | 4 | 8 | 24 | HeaderMin8_HeaderMax24 | 18 | 8 | 32
893 | 101 | 050-150-4P-150HP | NBS_050-150_4P_150HP_14.96_SS | 2703.7978 | 2703.7978 | 10815.191 | 4 | 1 | 5 | G | NBS_EndSuction | 6 | 5 | 6 | 12 | BranchMin6_BranchMax12 | 8 | 4 | 8 | 24 | HeaderMin8_HeaderMax24 | 20 | 8 | 32
893 | 101 | 050-150-4P-150HP | NBS_050-150_4P_150HP_14.96_SS | 2703.7978 | 2703.7978 | 10815.191 | 4 | 1 | 5 | G | NBS_EndSuction | 6 | 5 | 6 | 12 | BranchMin6_BranchMax12 | 8 | 4 | 8 | 24 | HeaderMin8_HeaderMax24 | 24 | 8 | 32
893 | 101 | 050-150-4P-150HP | NBS_050-150_4P_150HP_14.96_SS | 2703.7978 | 2703.7978 | 10815.191 | 4 | 1 | 5 | G | NBS_EndSuction | 6 | 5 | 6 | 12 | BranchMin6_BranchMax12 | 10 | 4 | 8 | 24 | HeaderMin8_HeaderMax24 | 8 | 8 | 32 | [11 empty] | INVALID
893 | 101 | 050-150-4P-150HP | NBS_050-150_4P_150HP_14.96_SS | 2703.7978 | 2703.7978 | 10815.191 | 4 | 1 | 5 | G | NBS_EndSuction | 6 | 5 | 6 | 12 | BranchMin6_BranchMax12 | 10 | 4 | 8 | 24 | HeaderMin8_HeaderMax24 | 10 | 8 | 32 | [11 empty] | INVALID
893 | 101 | 050-150-4P-150HP | NBS_050-150_4P_150HP_14.96_SS | 2703.7978 | 2703.7978 | 10815.191 | 4 | 1 | 5 | G | NBS_EndSuction | 6 | 5 | 6 | 12 | BranchMin6_BranchMax12 | 10 | 4 | 8 | 24 | HeaderMin8_HeaderMax24 | 12 | 8 | 32
893 | 101 | 050-150-4P-150HP | NBS_050-150_4P_150HP_14.96_SS | 2703.7978 | 2703.7978 | 10815.191 | 4 | 1 | 5 | G | NBS_EndSuction | 6 | 5 | 6 | 12 | BranchMin6_BranchMax12 | 10 | 4 | 8 | 24 | HeaderMin8_HeaderMax24 | 14 | 8 | 32
893 | 101 | 050-150-4P-150HP | NBS_050-150_4P_150HP_14.96_SS | 2703.7978 | 2703.7978 | 10815.191 | 4 | 1 | 5 | G | NBS_EndSuction | 6 | 5 | 6 | 12 | BranchMin6_BranchMax12 | 10 | 4 | 8 | 24 | HeaderMin8_HeaderMax24 | 16 | 8 | 32
893 | 101 | 050-150-4P-150HP | NBS_050-150_4P_150HP_14.96_SS | 2703.7978 | 2703.7978 | 10815.191 | 4 | 1 | 5 | G | NBS_EndSuction | 6 | 5 | 6 | 12 | BranchMin6_BranchMax12 | 10 | 4 | 8 | 24 | HeaderMin8_HeaderMax24 | 18 | 8 | 32
893 | 101 | 050-150-4P-150HP | NBS_050-150_4P_150HP_14.96_SS | 2703.7978 | 2703.7978 | 10815.191 | 4 | 1 | 5 | G | NBS_EndSuction | 6 | 5 | 6 | 12 | BranchMin6_BranchMax12 | 10 | 4 | 8 | 24 | HeaderMin8_HeaderMax24 | 20 | 8 | 32
893 | 101 | 050-150-4P-150HP | NBS_050-150_4P_150HP_14.96_SS | 2703.7978 | 2703.7978 | 10815.191 | 4 | 1 | 5 | G | NBS_EndSuction | 6 | 5 | 6 | 12 | BranchMin6_BranchMax12 | 10 | 4 | 8 | 24 | HeaderMin8_HeaderMax24 | 24 | 8 | 32
893 | 101 | 050-150-4P-150HP | NBS_050-150_4P_150HP_14.96_SS | 2703.7978 | 2703.7978 | 10815.191 | 4 | 1 | 5 | G | NBS_EndSuction | 6 | 5 | 6 | 12 | BranchMin6_BranchMax12 | 12 | 4 | 8 | 24 | HeaderMin8_HeaderMax24 | 8 | 8 | 32 | [11 empty] | INVALID
893 | 101 | 050-150-4P-150HP | NBS_050-150_4P_150HP_14.96_SS | 2703.7978 | 2703.7978 | 10815.191 | 4 | 1 | 5 | G | NBS_EndSuction | 6 | 5 | 6 | 12 | BranchMin6_BranchMax12 | 12 | 4 | 8 | 24 | HeaderMin8_HeaderMax24 | 10 | 8 | 32 | [11 empty] | INVALID
893 | 101 | 050-150-4P-150HP | NBS_050-150_4P_150HP_14.96_SS | 2703.7978 | 2703.7978 | 10815.191 | 4 | 1 | 5 | G | NBS_EndSuction | 6 | 5 | 6 | 12 | BranchMin6_BranchMax12 | 12 | 4 | 8 | 24 | HeaderMin8_HeaderMax24 | 12 | 8 | 32 | [11 empty] | INVALID
893 | 101 | 050-150-4P-150HP | NBS_050-150_4P_150HP_14.96_SS | 2703.7978 | 2703.7978 | 10815.191 | 4 | 1 | 5 | G | NBS_EndSuction | 6 | 5 | 6 | 12 | BranchMin6_BranchMax12 | 12 | 4 | 8 | 24 | HeaderMin8_HeaderMax24 | 14 | 8 | 32
893 | 101 | 050-150-4P-150HP | NBS_050-150_4P_150HP_14.96_SS | 2703.7978 | 2703.7978 | 10815.191 | 4 | 1 | 5 | G | NBS_EndSuction | 6 | 5 | 6 | 12 | BranchMin6_BranchMax12 | 12 | 4 | 8 | 24 | HeaderMin8_HeaderMax24 | 16 | 8 | 32
893 | 101 | 050-150-4P-150HP | NBS_050-150_4P_150HP_14.96_SS | 2703.7978 | 2703.7978 | 10815.191 | 4 | 1 | 5 | G | NBS_EndSuction | 6 | 5 | 6 | 12 | BranchMin6_BranchMax12 | 12 | 4 | 8 | 24 | HeaderMin8_HeaderMax24 | 18 | 8 | 32
893 | 101 | 050-150-4P-150HP | NBS_050-150_4P_150HP_14.96_SS | 2703.7978 | 2703.7978 | 10815.191 | 4 | 1 | 5 | G | NBS_EndSuction | 6 | 5 | 6 | 12 | BranchMin6_BranchMax12 | 12 | 4 | 8 | 24 | HeaderMin8_HeaderMax24 | 20 | 8 | 32
893 | 101 | 050-150-4P-150HP | NBS_050-150_4P_150HP_14.96_SS | 2703.7978 | 2703.7978 | 10815.191 | 4 | 1 | 5 | G | NBS_EndSuction | 6 | 5 | 6 | 12 | BranchMin6_BranchMax12 | 12 | 4 | 8 | 24 | HeaderMin8_HeaderMax24 | 24 | 8 | 32
894 | 102 | 060-095-4P-15HP | NBS_060-095_4P_15HP_7.32_SS | 2169.9766 | 2169.9766 | 8679.9063 | 4 | 1 | 5 | G | NBS_EndSuction | 8 | 6 | 8 | 10 | BranchMin8_BranchMax10 | 8 | 2 | 10 | 20 | HeaderMin10_HeaderMax20 | 10 | 6 | 12
894 | 102 | 060-095-4P-15HP | NBS_060-095_4P_15HP_7.32_SS | 2169.9766 | 2169.9766 | 8679.9063 | 4 | 1 | 5 | G | NBS_EndSuction | 8 | 6 | 8 | 10 | BranchMin8_BranchMax10 | 8 | 2 | 10 | 20 | HeaderMin10_HeaderMax20 | 12 | 6 | 12
894 | 102 | 060-095-4P-15HP | NBS_060-095_4P_15HP_7.32_SS | 2169.9766 | 2169.9766 | 8679.9063 | 4 | 1 | 5 | G | NBS_EndSuction | 8 | 6 | 8 | 10 | BranchMin8_BranchMax10 | 8 | 2 | 10 | 20 | HeaderMin10_HeaderMax20 | 14 | 6 | 12
894 | 102 | 060-095-4P-15HP | NBS_060-095_4P_15HP_7.32_SS | 2169.9766 | 2169.9766 | 8679.9063 | 4 | 1 | 5 | G | NBS_EndSuction | 8 | 6 | 8 | 10 | BranchMin8_BranchMax10 | 8 | 2 | 10 | 20 | HeaderMin10_HeaderMax20 | 16 | 6 | 12
894 | 102 | 060-095-4P-15HP | NBS_060-095_4P_15HP_7.32_SS | 2169.9766 | 2169.9766 | 8679.9063 | 4 | 1 | 5 | G | NBS_EndSuction | 8 | 6 | 8 | 10 | BranchMin8_BranchMax10 | 8 | 2 | 10 | 20 | HeaderMin10_HeaderMax20 | 18 | 6 | 12
894 | 102 | 060-095-4P-15HP | NBS_060-095_4P_15HP_7.32_SS | 2169.9766 | 2169.9766 | 8679.9063 | 4 | 1 | 5 | G | NBS_EndSuction | 8 | 6 | 8 | 10 | BranchMin8_BranchMax10 | 8 | 2 | 10 | 20 | HeaderMin10_HeaderMax20 | 20 | 6 | 12
894 | 102 | 060-095-4P-15HP | NBS_060-095_4P_15HP_7.32_SS | 2169.9766 | 2169.9766 | 8679.9063 | 4 | 1 | 5 | G | NBS_EndSuction | 8 | 6 | 8 | 10 | BranchMin8_BranchMax10 | 10 | 2 | 10 | 20 | HeaderMin10_HeaderMax20 | 10 | 6 | 12 | [11 empty] | INVALID
894 | 102 | 060-095-4P-15HP | NBS_060-095_4P_15HP_7.32_SS | 2169.9766 | 2169.9766 | 8679.9063 | 4 | 1 | 5 | G | NBS_EndSuction | 8 | 6 | 8 | 10 | BranchMin8_BranchMax10 | 10 | 2 | 10 | 20 | HeaderMin10_HeaderMax20 | 12 | 6 | 12
894 | 102 | 060-095-4P-15HP | NBS_060-095_4P_15HP_7.32_SS | 2169.9766 | 2169.9766 | 8679.9063 | 4 | 1 | 5 | G | NBS_EndSuction | 8 | 6 | 8 | 10 | BranchMin8_BranchMax10 | 10 | 2 | 10 | 20 | HeaderMin10_HeaderMax20 | 14 | 6 | 12
894 | 102 | 060-095-4P-15HP | NBS_060-095_4P_15HP_7.32_SS | 2169.9766 | 2169.9766 | 8679.9063 | 4 | 1 | 5 | G | NBS_EndSuction | 8 | 6 | 8 | 10 | BranchMin8_BranchMax10 | 10 | 2 | 10 | 20 | HeaderMin10_HeaderMax20 | 16 | 6 | 12
894 | 102 | 060-095-4P-15HP | NBS_060-095_4P_15HP_7.32_SS | 2169.9766 | 2169.9766 | 8679.9063 | 4 | 1 | 5 | G | NBS_EndSuction | 8 | 6 | 8 | 10 | BranchMin8_BranchMax10 | 10 | 2 | 10 | 20 | HeaderMin10_HeaderMax20 | 18 | 6 | 12
894 | 102 | 060-095-4P-15HP | NBS_060-095_4P_15HP_7.32_SS | 2169.9766 | 2169.9766 | 8679.9063 | 4 | 1 | 5 | G | NBS_EndSuction | 8 | 6 | 8 | 10 | BranchMin8_BranchMax10 | 10 | 2 | 10 | 20 | HeaderMin10_HeaderMax20 | 20 | 6 | 12
895 | 103 | 060-095-4P-20HP | NBS_060-095_4P_20HP_7.95_SS | 2284.2526 | 2284.2526 | 9137.0102 | 4 | 1 | 5 | G | NBS_EndSuction | 8 | 6 | 8 | 10 | BranchMin8_BranchMax10 | 8 | 2 | 10 | 24 | HeaderMin10_HeaderMax24 | 10 | 7 | 14
895 | 103 | 060-095-4P-20HP | NBS_060-095_4P_20HP_7.95_SS | 2284.2526 | 2284.2526 | 9137.0102 | 4 | 1 | 5 | G | NBS_EndSuction | 8 | 6 | 8 | 10 | BranchMin8_BranchMax10 | 8 | 2 | 10 | 24 | HeaderMin10_HeaderMax24 | 12 | 7 | 14
895 | 103 | 060-095-4P-20HP | NBS_060-095_4P_20HP_7.95_SS | 2284.2526 | 2284.2526 | 9137.0102 | 4 | 1 | 5 | G | NBS_EndSuction | 8 | 6 | 8 | 10 | BranchMin8_BranchMax10 | 8 | 2 | 10 | 24 | HeaderMin10_HeaderMax24 | 14 | 7 | 14
895 | 103 | 060-095-4P-20HP | NBS_060-095_4P_20HP_7.95_SS | 2284.2526 | 2284.2526 | 9137.0102 | 4 | 1 | 5 | G | NBS_EndSuction | 8 | 6 | 8 | 10 | BranchMin8_BranchMax10 | 8 | 2 | 10 | 24 | HeaderMin10_HeaderMax24 | 16 | 7 | 14
895 | 103 | 060-095-4P-20HP | NBS_060-095_4P_20HP_7.95_SS | 2284.2526 | 2284.2526 | 9137.0102 | 4 | 1 | 5 | G | NBS_EndSuction | 8 | 6 | 8 | 10 | BranchMin8_BranchMax10 | 8 | 2 | 10 | 24 | HeaderMin10_HeaderMax24 | 18 | 7 | 14
895 | 103 | 060-095-4P-20HP | NBS_060-095_4P_20HP_7.95_SS | 2284.2526 | 2284.2526 | 9137.0102 | 4 | 1 | 5 | G | NBS_EndSuction | 8 | 6 | 8 | 10 | BranchMin8_BranchMax10 | 8 | 2 | 10 | 24 | HeaderMin10_HeaderMax24 | 20 | 7 | 14
895 | 103 | 060-095-4P-20HP | NBS_060-095_4P_20HP_7.95_SS | 2284.2526 | 2284.2526 | 9137.0102 | 4 | 1 | 5 | G | NBS_EndSuction | 8 | 6 | 8 | 10 | BranchMin8_BranchMax10 | 8 | 2 | 10 | 24 | HeaderMin10_HeaderMax24 | 24 | 7 | 14
895 | 103 | 060-095-4P-20HP | NBS_060-095_4P_20HP_7.95_SS | 2284.2526 | 2284.2526 | 9137.0102 | 4 | 1 | 5 | G | NBS_EndSuction | 8 | 6 | 8 | 10 | BranchMin8_BranchMax10 | 10 | 2 | 10 | 24 | HeaderMin10_HeaderMax24 | 10 | 7 | 14 | [11 empty] | INVALID
895 | 103 | 060-095-4P-20HP | NBS_060-095_4P_20HP_7.95_SS | 2284.2526 | 2284.2526 | 9137.0102 | 4 | 1 | 5 | G | NBS_EndSuction | 8 | 6 | 8 | 10 | BranchMin8_BranchMax10 | 10 | 2 | 10 | 24 | HeaderMin10_HeaderMax24 | 12 | 7 | 14
895 | 103 | 060-095-4P-20HP | NBS_060-095_4P_20HP_7.95_SS | 2284.2526 | 2284.2526 | 9137.0102 | 4 | 1 | 5 | G | NBS_EndSuction | 8 | 6 | 8 | 10 | BranchMin8_BranchMax10 | 10 | 2 | 10 | 24 | HeaderMin10_HeaderMax24 | 14 | 7 | 14
895 | 103 | 060-095-4P-20HP | NBS_060-095_4P_20HP_7.95_SS | 2284.2526 | 2284.2526 | 9137.0102 | 4 | 1 | 5 | G | NBS_EndSuction | 8 | 6 | 8 | 10 | BranchMin8_BranchMax10 | 10 | 2 | 10 | 24 | HeaderMin10_HeaderMax24 | 16 | 7 | 14
895 | 103 | 060-095-4P-20HP | NBS_060-095_4P_20HP_7.95_SS | 2284.2526 | 2284.2526 | 9137.0102 | 4 | 1 | 5 | G | NBS_EndSuction | 8 | 6 | 8 | 10 | BranchMin8_BranchMax10 | 10 | 2 | 10 | 24 | HeaderMin10_HeaderMax24 | 18 | 7 | 14
895 | 103 | 060-095-4P-20HP | NBS_060-095_4P_20HP_7.95_SS | 2284.2526 | 2284.2526 | 9137.0102 | 4 | 1 | 5 | G | NBS_EndSuction | 8 | 6 | 8 | 10 | BranchMin8_BranchMax10 | 10 | 2 | 10 | 24 | HeaderMin10_HeaderMax24 | 20 | 7 | 14
895 | 103 | 060-095-4P-20HP | NBS_060-095_4P_20HP_7.95_SS | 2284.2526 | 2284.2526 | 9137.0102 | 4 | 1 | 5 | G | NBS_EndSuction | 8 | 6 | 8 | 10 | BranchMin8_BranchMax10 | 10 | 2 | 10 | 24 | HeaderMin10_HeaderMax24 | 24 | 7 | 14
896 | 104 | 060-095-4P-25HP | NBS_060-095_4P_25HP_8.43_SS | 2385.0423 | 2385.0423 | 9540.1692 | 4 | 1 | 5 | G | NBS_EndSuction | 8 | 6 | 8 | 10 | BranchMin8_BranchMax10 | 8 | 2 | 10 | 24 | HeaderMin10_HeaderMax24 | 10 | 7 | 14
896 | 104 | 060-095-4P-25HP | NBS_060-095_4P_25HP_8.43_SS | 2385.0423 | 2385.0423 | 9540.1692 | 4 | 1 | 5 | G | NBS_EndSuction | 8 | 6 | 8 | 10 | BranchMin8_BranchMax10 | 8 | 2 | 10 | 24 | HeaderMin10_HeaderMax24 | 12 | 7 | 14
896 | 104 | 060-095-4P-25HP | NBS_060-095_4P_25HP_8.43_SS | 2385.0423 | 2385.0423 | 9540.1692 | 4 | 1 | 5 | G | NBS_EndSuction | 8 | 6 | 8 | 10 | BranchMin8_BranchMax10 | 8 | 2 | 10 | 24 | HeaderMin10_HeaderMax24 | 14 | 7 | 14
896 | 104 | 060-095-4P-25HP | NBS_060-095_4P_25HP_8.43_SS | 2385.0423 | 2385.0423 | 9540.1692 | 4 | 1 | 5 | G | NBS_EndSuction | 8 | 6 | 8 | 10 | BranchMin8_BranchMax10 | 8 | 2 | 10 | 24 | HeaderMin10_HeaderMax24 | 16 | 7 | 14
896 | 104 | 060-095-4P-25HP | NBS_060-095_4P_25HP_8.43_SS | 2385.0423 | 2385.0423 | 9540.1692 | 4 | 1 | 5 | G | NBS_EndSuction | 8 | 6 | 8 | 10 | BranchMin8_BranchMax10 | 8 | 2 | 10 | 24 | HeaderMin10_HeaderMax24 | 18 | 7 | 14
896 | 104 | 060-095-4P-25HP | NBS_060-095_4P_25HP_8.43_SS | 2385.0423 | 2385.0423 | 9540.1692 | 4 | 1 | 5 | G | NBS_EndSuction | 8 | 6 | 8 | 10 | BranchMin8_BranchMax10 | 8 | 2 | 10 | 24 | HeaderMin10_HeaderMax24 | 20 | 7 | 14
896 | 104 | 060-095-4P-25HP | NBS_060-095_4P_25HP_8.43_SS | 2385.0423 | 2385.0423 | 9540.1692 | 4 | 1 | 5 | G | NBS_EndSuction | 8 | 6 | 8 | 10 | BranchMin8_BranchMax10 | 8 | 2 | 10 | 24 | HeaderMin10_HeaderMax24 | 24 | 7 | 14
896 | 104 | 060-095-4P-25HP | NBS_060-095_4P_25HP_8.43_SS | 2385.0423 | 2385.0423 | 9540.1692 | 4 | 1 | 5 | G | NBS_EndSuction | 8 | 6 | 8 | 10 | BranchMin8_BranchMax10 | 10 | 2 | 10 | 24 | HeaderMin10_HeaderMax24 | 10 | 7 | 14 | [11 empty] | INVALID
896 | 104 | 060-095-4P-25HP | NBS_060-095_4P_25HP_8.43_SS | 2385.0423 | 2385.0423 | 9540.1692 | 4 | 1 | 5 | G | NBS_EndSuction | 8 | 6 | 8 | 10 | BranchMin8_BranchMax10 | 10 | 2 | 10 | 24 | HeaderMin10_HeaderMax24 | 12 | 7 | 14
896 | 104 | 060-095-4P-25HP | NBS_060-095_4P_25HP_8.43_SS | 2385.0423 | 2385.0423 | 9540.1692 | 4 | 1 | 5 | G | NBS_EndSuction | 8 | 6 | 8 | 10 | BranchMin8_BranchMax10 | 10 | 2 | 10 | 24 | HeaderMin10_HeaderMax24 | 14 | 7 | 14
896 | 104 | 060-095-4P-25HP | NBS_060-095_4P_25HP_8.43_SS | 2385.0423 | 2385.0423 | 9540.1692 | 4 | 1 | 5 | G | NBS_EndSuction | 8 | 6 | 8 | 10 | BranchMin8_BranchMax10 | 10 | 2 | 10 | 24 | HeaderMin10_HeaderMax24 | 16 | 7 | 14
896 | 104 | 060-095-4P-25HP | NBS_060-095_4P_25HP_8.43_SS | 2385.0423 | 2385.0423 | 9540.1692 | 4 | 1 | 5 | G | NBS_EndSuction | 8 | 6 | 8 | 10 | BranchMin8_BranchMax10 | 10 | 2 | 10 | 24 | HeaderMin10_HeaderMax24 | 18 | 7 | 14
896 | 104 | 060-095-4P-25HP | NBS_060-095_4P_25HP_8.43_SS | 2385.0423 | 2385.0423 | 9540.1692 | 4 | 1 | 5 | G | NBS_EndSuction | 8 | 6 | 8 | 10 | BranchMin8_BranchMax10 | 10 | 2 | 10 | 24 | HeaderMin10_HeaderMax24 | 20 | 7 | 14
896 | 104 | 060-095-4P-25HP | NBS_060-095_4P_25HP_8.43_SS | 2385.0423 | 2385.0423 | 9540.1692 | 4 | 1 | 5 | G | NBS_EndSuction | 8 | 6 | 8 | 10 | BranchMin8_BranchMax10 | 10 | 2 | 10 | 24 | HeaderMin10_HeaderMax24 | 24 | 7 | 14
897 | 105 | 060-095-4P-30HP | NBS_060-095_4P_30HP_8.90_SS | 2493.7612 | 2493.7612 | 9975.0448 | 4 | 1 | 5 | G | NBS_EndSuction | 8 | 6 | 8 | 10 | BranchMin8_BranchMax10 | 8 | 2 | 10 | 24 | HeaderMin10_HeaderMax24 | 10 | 7 | 14
897 | 105 | 060-095-4P-30HP | NBS_060-095_4P_30HP_8.90_SS | 2493.7612 | 2493.7612 | 9975.0448 | 4 | 1 | 5 | G | NBS_EndSuction | 8 | 6 | 8 | 10 | BranchMin8_BranchMax10 | 8 | 2 | 10 | 24 | HeaderMin10_HeaderMax24 | 12 | 7 | 14
897 | 105 | 060-095-4P-30HP | NBS_060-095_4P_30HP_8.90_SS | 2493.7612 | 2493.7612 | 9975.0448 | 4 | 1 | 5 | G | NBS_EndSuction | 8 | 6 | 8 | 10 | BranchMin8_BranchMax10 | 8 | 2 | 10 | 24 | HeaderMin10_HeaderMax24 | 14 | 7 | 14
897 | 105 | 060-095-4P-30HP | NBS_060-095_4P_30HP_8.90_SS | 2493.7612 | 2493.7612 | 9975.0448 | 4 | 1 | 5 | G | NBS_EndSuction | 8 | 6 | 8 | 10 | BranchMin8_BranchMax10 | 8 | 2 | 10 | 24 | HeaderMin10_HeaderMax24 | 16 | 7 | 14
897 | 105 | 060-095-4P-30HP | NBS_060-095_4P_30HP_8.90_SS | 2493.7612 | 2493.7612 | 9975.0448 | 4 | 1 | 5 | G | NBS_EndSuction | 8 | 6 | 8 | 10 | BranchMin8_BranchMax10 | 8 | 2 | 10 | 24 | HeaderMin10_HeaderMax24 | 18 | 7 | 14
897 | 105 | 060-095-4P-30HP | NBS_060-095_4P_30HP_8.90_SS | 2493.7612 | 2493.7612 | 9975.0448 | 4 | 1 | 5 | G | NBS_EndSuction | 8 | 6 | 8 | 10 | BranchMin8_BranchMax10 | 8 | 2 | 10 | 24 | HeaderMin10_HeaderMax24 | 20 | 7 | 14
897 | 105 | 060-095-4P-30HP | NBS_060-095_4P_30HP_8.90_SS | 2493.7612 | 2493.7612 | 9975.0448 | 4 | 1 | 5 | G | NBS_EndSuction | 8 | 6 | 8 | 10 | BranchMin8_BranchMax10 | 8 | 2 | 10 | 24 | HeaderMin10_HeaderMax24 | 24 | 7 | 14
897 | 105 | 060-095-4P-30HP | NBS_060-095_4P_30HP_8.90_SS | 2493.7612 | 2493.7612 | 9975.0448 | 4 | 1 | 5 | G | NBS_EndSuction | 8 | 6 | 8 | 10 | BranchMin8_BranchMax10 | 10 | 2 | 10 | 24 | HeaderMin10_HeaderMax24 | 10 | 7 | 14 | [11 empty] | INVALID
897 | 105 | 060-095-4P-30HP | NBS_060-095_4P_30HP_8.90_SS | 2493.7612 | 2493.7612 | 9975.0448 | 4 | 1 | 5 | G | NBS_EndSuction | 8 | 6 | 8 | 10 | BranchMin8_BranchMax10 | 10 | 2 | 10 | 24 | HeaderMin10_HeaderMax24 | 12 | 7 | 14
897 | 105 | 060-095-4P-30HP | NBS_060-095_4P_30HP_8.90_SS | 2493.7612 | 2493.7612 | 9975.0448 | 4 | 1 | 5 | G | NBS_EndSuction | 8 | 6 | 8 | 10 | BranchMin8_BranchMax10 | 10 | 2 | 10 | 24 | HeaderMin10_HeaderMax24 | 14 | 7 | 14
897 | 105 | 060-095-4P-30HP | NBS_060-095_4P_30HP_8.90_SS | 2493.7612 | 2493.7612 | 9975.0448 | 4 | 1 | 5 | G | NBS_EndSuction | 8 | 6 | 8 | 10 | BranchMin8_BranchMax10 | 10 | 2 | 10 | 24 | HeaderMin10_HeaderMax24 | 16 | 7 | 14
897 | 105 | 060-095-4P-30HP | NBS_060-095_4P_30HP_8.90_SS | 2493.7612 | 2493.7612 | 9975.0448 | 4 | 1 | 5 | G | NBS_EndSuction | 8 | 6 | 8 | 10 | BranchMin8_BranchMax10 | 10 | 2 | 10 | 24 | HeaderMin10_HeaderMax24 | 18 | 7 | 14
897 | 105 | 060-095-4P-30HP | NBS_060-095_4P_30HP_8.90_SS | 2493.7612 | 2493.7612 | 9975.0448 | 4 | 1 | 5 | G | NBS_EndSuction | 8 | 6 | 8 | 10 | BranchMin8_BranchMax10 | 10 | 2 | 10 | 24 | HeaderMin10_HeaderMax24 | 20 | 7 | 14
897 | 105 | 060-095-4P-30HP | NBS_060-095_4P_30HP_8.90_SS | 2493.7612 | 2493.7612 | 9975.0448 | 4 | 1 | 5 | G | NBS_EndSuction | 8 | 6 | 8 | 10 | BranchMin8_BranchMax10 | 10 | 2 | 10 | 24 | HeaderMin10_HeaderMax24 | 24 | 7 | 14
898 | 106 | 060-095-4P-40HP | NBS_060-095_4P_40HP_9.53_SS | 2617.6301 | 2617.6301 | 10470.5205 | 4 | 1 | 5 | G | NBS_EndSuction | 8 | 6 | 8 | 12 | BranchMin8_BranchMax12 | 8 | 3 | 10 | 24 | HeaderMin10_HeaderMax24 | 10 | 7 | 21
898 | 106 | 060-095-4P-40HP | NBS_060-095_4P_40HP_9.53_SS | 2617.6301 | 2617.6301 | 10470.5205 | 4 | 1 | 5 | G | NBS_EndSuction | 8 | 6 | 8 | 12 | BranchMin8_BranchMax12 | 8 | 3 | 10 | 24 | HeaderMin10_HeaderMax24 | 12 | 7 | 21
898 | 106 | 060-095-4P-40HP | NBS_060-095_4P_40HP_9.53_SS | 2617.6301 | 2617.6301 | 10470.5205 | 4 | 1 | 5 | G | NBS_EndSuction | 8 | 6 | 8 | 12 | BranchMin8_BranchMax12 | 8 | 3 | 10 | 24 | HeaderMin10_HeaderMax24 | 14 | 7 | 21
898 | 106 | 060-095-4P-40HP | NBS_060-095_4P_40HP_9.53_SS | 2617.6301 | 2617.6301 | 10470.5205 | 4 | 1 | 5 | G | NBS_EndSuction | 8 | 6 | 8 | 12 | BranchMin8_BranchMax12 | 8 | 3 | 10 | 24 | HeaderMin10_HeaderMax24 | 16 | 7 | 21
898 | 106 | 060-095-4P-40HP | NBS_060-095_4P_40HP_9.53_SS | 2617.6301 | 2617.6301 | 10470.5205 | 4 | 1 | 5 | G | NBS_EndSuction | 8 | 6 | 8 | 12 | BranchMin8_BranchMax12 | 8 | 3 | 10 | 24 | HeaderMin10_HeaderMax24 | 18 | 7 | 21
898 | 106 | 060-095-4P-40HP | NBS_060-095_4P_40HP_9.53_SS | 2617.6301 | 2617.6301 | 10470.5205 | 4 | 1 | 5 | G | NBS_EndSuction | 8 | 6 | 8 | 12 | BranchMin8_BranchMax12 | 8 | 3 | 10 | 24 | HeaderMin10_HeaderMax24 | 20 | 7 | 21
898 | 106 | 060-095-4P-40HP | NBS_060-095_4P_40HP_9.53_SS | 2617.6301 | 2617.6301 | 10470.5205 | 4 | 1 | 5 | G | NBS_EndSuction | 8 | 6 | 8 | 12 | BranchMin8_BranchMax12 | 8 | 3 | 10 | 24 | HeaderMin10_HeaderMax24 | 24 | 7 | 21
898 | 106 | 060-095-4P-40HP | NBS_060-095_4P_40HP_9.53_SS | 2617.6301 | 2617.6301 | 10470.5205 | 4 | 1 | 5 | G | NBS_EndSuction | 8 | 6 | 8 | 12 | BranchMin8_BranchMax12 | 10 | 3 | 10 | 24 | HeaderMin10_HeaderMax24 | 10 | 7 | 21 | [11 empty] | INVALID
898 | 106 | 060-095-4P-40HP | NBS_060-095_4P_40HP_9.53_SS | 2617.6301 | 2617.6301 | 10470.5205 | 4 | 1 | 5 | G | NBS_EndSuction | 8 | 6 | 8 | 12 | BranchMin8_BranchMax12 | 10 | 3 | 10 | 24 | HeaderMin10_HeaderMax24 | 12 | 7 | 21
898 | 106 | 060-095-4P-40HP | NBS_060-095_4P_40HP_9.53_SS | 2617.6301 | 2617.6301 | 10470.5205 | 4 | 1 | 5 | G | NBS_EndSuction | 8 | 6 | 8 | 12 | BranchMin8_BranchMax12 | 10 | 3 | 10 | 24 | HeaderMin10_HeaderMax24 | 14 | 7 | 21
898 | 106 | 060-095-4P-40HP | NBS_060-095_4P_40HP_9.53_SS | 2617.6301 | 2617.6301 | 10470.5205 | 4 | 1 | 5 | G | NBS_EndSuction | 8 | 6 | 8 | 12 | BranchMin8_BranchMax12 | 10 | 3 | 10 | 24 | HeaderMin10_HeaderMax24 | 16 | 7 | 21
898 | 106 | 060-095-4P-40HP | NBS_060-095_4P_40HP_9.53_SS | 2617.6301 | 2617.6301 | 10470.5205 | 4 | 1 | 5 | G | NBS_EndSuction | 8 | 6 | 8 | 12 | BranchMin8_BranchMax12 | 10 | 3 | 10 | 24 | HeaderMin10_HeaderMax24 | 18 | 7 | 21
898 | 106 | 060-095-4P-40HP | NBS_060-095_4P_40HP_9.53_SS | 2617.6301 | 2617.6301 | 10470.5205 | 4 | 1 | 5 | G | NBS_EndSuction | 8 | 6 | 8 | 12 | BranchMin8_BranchMax12 | 10 | 3 | 10 | 24 | HeaderMin10_HeaderMax24 | 20 | 7 | 21
898 | 106 | 060-095-4P-40HP | NBS_060-095_4P_40HP_9.53_SS | 2617.6301 | 2617.6301 | 10470.5205 | 4 | 1 | 5 | G | NBS_EndSuction | 8 | 6 | 8 | 12 | BranchMin8_BranchMax12 | 10 | 3 | 10 | 24 | HeaderMin10_HeaderMax24 | 24 | 7 | 21
898 | 106 | 060-095-4P-40HP | NBS_060-095_4P_40HP_9.53_SS | 2617.6301 | 2617.6301 | 10470.5205 | 4 | 1 | 5 | G | NBS_EndSuction | 8 | 6 | 8 | 12 | BranchMin8_BranchMax12 | 12 | 3 | 10 | 24 | HeaderMin10_HeaderMax24 | 10 | 7 | 21 | [11 empty] | INVALID
898 | 106 | 060-095-4P-40HP | NBS_060-095_4P_40HP_9.53_SS | 2617.6301 | 2617.6301 | 10470.5205 | 4 | 1 | 5 | G | NBS_EndSuction | 8 | 6 | 8 | 12 | BranchMin8_BranchMax12 | 12 | 3 | 10 | 24 | HeaderMin10_HeaderMax24 | 12 | 7 | 21 | [11 empty] | INVALID
898 | 106 | 060-095-4P-40HP | NBS_060-095_4P_40HP_9.53_SS | 2617.6301 | 2617.6301 | 10470.5205 | 4 | 1 | 5 | G | NBS_EndSuction | 8 | 6 | 8 | 12 | BranchMin8_BranchMax12 | 12 | 3 | 10 | 24 | HeaderMin10_HeaderMax24 | 14 | 7 | 21
898 | 106 | 060-095-4P-40HP | NBS_060-095_4P_40HP_9.53_SS | 2617.6301 | 2617.6301 | 10470.5205 | 4 | 1 | 5 | G | NBS_EndSuction | 8 | 6 | 8 | 12 | BranchMin8_BranchMax12 | 12 | 3 | 10 | 24 | HeaderMin10_HeaderMax24 | 16 | 7 | 21
898 | 106 | 060-095-4P-40HP | NBS_060-095_4P_40HP_9.53_SS | 2617.6301 | 2617.6301 | 10470.5205 | 4 | 1 | 5 | G | NBS_EndSuction | 8 | 6 | 8 | 12 | BranchMin8_BranchMax12 | 12 | 3 | 10 | 24 | HeaderMin10_HeaderMax24 | 18 | 7 | 21
898 | 106 | 060-095-4P-40HP | NBS_060-095_4P_40HP_9.53_SS | 2617.6301 | 2617.6301 | 10470.5205 | 4 | 1 | 5 | G | NBS_EndSuction | 8 | 6 | 8 | 12 | BranchMin8_BranchMax12 | 12 | 3 | 10 | 24 | HeaderMin10_HeaderMax24 | 20 | 7 | 21
898 | 106 | 060-095-4P-40HP | NBS_060-095_4P_40HP_9.53_SS | 2617.6301 | 2617.6301 | 10470.5205 | 4 | 1 | 5 | G | NBS_EndSuction | 8 | 6 | 8 | 12 | BranchMin8_BranchMax12 | 12 | 3 | 10 | 24 | HeaderMin10_HeaderMax24 | 24 | 7 | 21
899 | 107 | 060-110-4P-30HP | NBS_060-110_4P_30HP_8.78_SS | 2227.2787 | 2227.2787 | 8909.1146 | 4 | 1 | 5 | G | NBS_EndSuction | 8 | 6 | 8 | 10 | BranchMin8_BranchMax10 | 8 | 2 | 10 | 24 | HeaderMin10_HeaderMax24 | 10 | 7 | 14
899 | 107 | 060-110-4P-30HP | NBS_060-110_4P_30HP_8.78_SS | 2227.2787 | 2227.2787 | 8909.1146 | 4 | 1 | 5 | G | NBS_EndSuction | 8 | 6 | 8 | 10 | BranchMin8_BranchMax10 | 8 | 2 | 10 | 24 | HeaderMin10_HeaderMax24 | 12 | 7 | 14
899 | 107 | 060-110-4P-30HP | NBS_060-110_4P_30HP_8.78_SS | 2227.2787 | 2227.2787 | 8909.1146 | 4 | 1 | 5 | G | NBS_EndSuction | 8 | 6 | 8 | 10 | BranchMin8_BranchMax10 | 8 | 2 | 10 | 24 | HeaderMin10_HeaderMax24 | 14 | 7 | 14
899 | 107 | 060-110-4P-30HP | NBS_060-110_4P_30HP_8.78_SS | 2227.2787 | 2227.2787 | 8909.1146 | 4 | 1 | 5 | G | NBS_EndSuction | 8 | 6 | 8 | 10 | BranchMin8_BranchMax10 | 8 | 2 | 10 | 24 | HeaderMin10_HeaderMax24 | 16 | 7 | 14
899 | 107 | 060-110-4P-30HP | NBS_060-110_4P_30HP_8.78_SS | 2227.2787 | 2227.2787 | 8909.1146 | 4 | 1 | 5 | G | NBS_EndSuction | 8 | 6 | 8 | 10 | BranchMin8_BranchMax10 | 8 | 2 | 10 | 24 | HeaderMin10_HeaderMax24 | 18 | 7 | 14
899 | 107 | 060-110-4P-30HP | NBS_060-110_4P_30HP_8.78_SS | 2227.2787 | 2227.2787 | 8909.1146 | 4 | 1 | 5 | G | NBS_EndSuction | 8 | 6 | 8 | 10 | BranchMin8_BranchMax10 | 8 | 2 | 10 | 24 | HeaderMin10_HeaderMax24 | 20 | 7 | 14
899 | 107 | 060-110-4P-30HP | NBS_060-110_4P_30HP_8.78_SS | 2227.2787 | 2227.2787 | 8909.1146 | 4 | 1 | 5 | G | NBS_EndSuction | 8 | 6 | 8 | 10 | BranchMin8_BranchMax10 | 8 | 2 | 10 | 24 | HeaderMin10_HeaderMax24 | 24 | 7 | 14
899 | 107 | 060-110-4P-30HP | NBS_060-110_4P_30HP_8.78_SS | 2227.2787 | 2227.2787 | 8909.1146 | 4 | 1 | 5 | G | NBS_EndSuction | 8 | 6 | 8 | 10 | BranchMin8_BranchMax10 | 10 | 2 | 10 | 24 | HeaderMin10_HeaderMax24 | 10 | 7 | 14 | [11 empty] | INVALID
899 | 107 | 060-110-4P-30HP | NBS_060-110_4P_30HP_8.78_SS | 2227.2787 | 2227.2787 | 8909.1146 | 4 | 1 | 5 | G | NBS_EndSuction | 8 | 6 | 8 | 10 | BranchMin8_BranchMax10 | 10 | 2 | 10 | 24 | HeaderMin10_HeaderMax24 | 12 | 7 | 14
899 | 107 | 060-110-4P-30HP | NBS_060-110_4P_30HP_8.78_SS | 2227.2787 | 2227.2787 | 8909.1146 | 4 | 1 | 5 | G | NBS_EndSuction | 8 | 6 | 8 | 10 | BranchMin8_BranchMax10 | 10 | 2 | 10 | 24 | HeaderMin10_HeaderMax24 | 14 | 7 | 14
899 | 107 | 060-110-4P-30HP | NBS_060-110_4P_30HP_8.78_SS | 2227.2787 | 2227.2787 | 8909.1146 | 4 | 1 | 5 | G | NBS_EndSuction | 8 | 6 | 8 | 10 | BranchMin8_BranchMax10 | 10 | 2 | 10 | 24 | HeaderMin10_HeaderMax24 | 16 | 7 | 14
899 | 107 | 060-110-4P-30HP | NBS_060-110_4P_30HP_8.78_SS | 2227.2787 | 2227.2787 | 8909.1146 | 4 | 1 | 5 | G | NBS_EndSuction | 8 | 6 | 8 | 10 | BranchMin8_BranchMax10 | 10 | 2 | 10 | 24 | HeaderMin10_HeaderMax24 | 18 | 7 | 14
899 | 107 | 060-110-4P-30HP | NBS_060-110_4P_30HP_8.78_SS | 2227.2787 | 2227.2787 | 8909.1146 | 4 | 1 | 5 | G | NBS_EndSuction | 8 | 6 | 8 | 10 | BranchMin8_BranchMax10 | 10 | 2 | 10 | 24 | HeaderMin10_HeaderMax24 | 20 | 7 | 14
899 | 107 | 060-110-4P-30HP | NBS_060-110_4P_30HP_8.78_SS | 2227.2787 | 2227.2787 | 8909.1146 | 4 | 1 | 5 | G | NBS_EndSuction | 8 | 6 | 8 | 10 | BranchMin8_BranchMax10 | 10 | 2 | 10 | 24 | HeaderMin10_HeaderMax24 | 24 | 7 | 14
900 | 108 | 060-110-4P-40HP | NBS_060-110_4P_40HP_9.57_SS | 2407.488 | 2407.488 | 9629.9521 | 4 | 1 | 5 | G | NBS_EndSuction | 8 | 6 | 8 | 10 | BranchMin8_BranchMax10 | 8 | 2 | 10 | 24 | HeaderMin10_HeaderMax24 | 10 | 7 | 14
900 | 108 | 060-110-4P-40HP | NBS_060-110_4P_40HP_9.57_SS | 2407.488 | 2407.488 | 9629.9521 | 4 | 1 | 5 | G | NBS_EndSuction | 8 | 6 | 8 | 10 | BranchMin8_BranchMax10 | 8 | 2 | 10 | 24 | HeaderMin10_HeaderMax24 | 12 | 7 | 14
900 | 108 | 060-110-4P-40HP | NBS_060-110_4P_40HP_9.57_SS | 2407.488 | 2407.488 | 9629.9521 | 4 | 1 | 5 | G | NBS_EndSuction | 8 | 6 | 8 | 10 | BranchMin8_BranchMax10 | 8 | 2 | 10 | 24 | HeaderMin10_HeaderMax24 | 14 | 7 | 14
900 | 108 | 060-110-4P-40HP | NBS_060-110_4P_40HP_9.57_SS | 2407.488 | 2407.488 | 9629.9521 | 4 | 1 | 5 | G | NBS_EndSuction | 8 | 6 | 8 | 10 | BranchMin8_BranchMax10 | 8 | 2 | 10 | 24 | HeaderMin10_HeaderMax24 | 16 | 7 | 14
900 | 108 | 060-110-4P-40HP | NBS_060-110_4P_40HP_9.57_SS | 2407.488 | 2407.488 | 9629.9521 | 4 | 1 | 5 | G | NBS_EndSuction | 8 | 6 | 8 | 10 | BranchMin8_BranchMax10 | 8 | 2 | 10 | 24 | HeaderMin10_HeaderMax24 | 18 | 7 | 14
900 | 108 | 060-110-4P-40HP | NBS_060-110_4P_40HP_9.57_SS | 2407.488 | 2407.488 | 9629.9521 | 4 | 1 | 5 | G | NBS_EndSuction | 8 | 6 | 8 | 10 | BranchMin8_BranchMax10 | 8 | 2 | 10 | 24 | HeaderMin10_HeaderMax24 | 20 | 7 | 14
900 | 108 | 060-110-4P-40HP | NBS_060-110_4P_40HP_9.57_SS | 2407.488 | 2407.488 | 9629.9521 | 4 | 1 | 5 | G | NBS_EndSuction | 8 | 6 | 8 | 10 | BranchMin8_BranchMax10 | 8 | 2 | 10 | 24 | HeaderMin10_HeaderMax24 | 24 | 7 | 14
900 | 108 | 060-110-4P-40HP | NBS_060-110_4P_40HP_9.57_SS | 2407.488 | 2407.488 | 9629.9521 | 4 | 1 | 5 | G | NBS_EndSuction | 8 | 6 | 8 | 10 | BranchMin8_BranchMax10 | 10 | 2 | 10 | 24 | HeaderMin10_HeaderMax24 | 10 | 7 | 14 | [11 empty] | INVALID
900 | 108 | 060-110-4P-40HP | NBS_060-110_4P_40HP_9.57_SS | 2407.488 | 2407.488 | 9629.9521 | 4 | 1 | 5 | G | NBS_EndSuction | 8 | 6 | 8 | 10 | BranchMin8_BranchMax10 | 10 | 2 | 10 | 24 | HeaderMin10_HeaderMax24 | 12 | 7 | 14
900 | 108 | 060-110-4P-40HP | NBS_060-110_4P_40HP_9.57_SS | 2407.488 | 2407.488 | 9629.9521 | 4 | 1 | 5 | G | NBS_EndSuction | 8 | 6 | 8 | 10 | BranchMin8_BranchMax10 | 10 | 2 | 10 | 24 | HeaderMin10_HeaderMax24 | 14 | 7 | 14
900 | 108 | 060-110-4P-40HP | NBS_060-110_4P_40HP_9.57_SS | 2407.488 | 2407.488 | 9629.9521 | 4 | 1 | 5 | G | NBS_EndSuction | 8 | 6 | 8 | 10 | BranchMin8_BranchMax10 | 10 | 2 | 10 | 24 | HeaderMin10_HeaderMax24 | 16 | 7 | 14
900 | 108 | 060-110-4P-40HP | NBS_060-110_4P_40HP_9.57_SS | 2407.488 | 2407.488 | 9629.9521 | 4 | 1 | 5 | G | NBS_EndSuction | 8 | 6 | 8 | 10 | BranchMin8_BranchMax10 | 10 | 2 | 10 | 24 | HeaderMin10_HeaderMax24 | 18 | 7 | 14
900 | 108 | 060-110-4P-40HP | NBS_060-110_4P_40HP_9.57_SS | 2407.488 | 2407.488 | 9629.9521 | 4 | 1 | 5 | G | NBS_EndSuction | 8 | 6 | 8 | 10 | BranchMin8_BranchMax10 | 10 | 2 | 10 | 24 | HeaderMin10_HeaderMax24 | 20 | 7 | 14
900 | 108 | 060-110-4P-40HP | NBS_060-110_4P_40HP_9.57_SS | 2407.488 | 2407.488 | 9629.9521 | 4 | 1 | 5 | G | NBS_EndSuction | 8 | 6 | 8 | 10 | BranchMin8_BranchMax10 | 10 | 2 | 10 | 24 | HeaderMin10_HeaderMax24 | 24 | 7 | 14
901 | 109 | 060-110-4P-50HP | NBS_060-110_4P_50HP_10.20_SS | 2508.3577 | 2508.3577 | 10033.4309 | 4 | 1 | 5 | G | NBS_EndSuction | 8 | 6 | 8 | 12 | BranchMin8_BranchMax12 | 8 | 3 | 10 | 24 | HeaderMin10_HeaderMax24 | 10 | 7 | 21
901 | 109 | 060-110-4P-50HP | NBS_060-110_4P_50HP_10.20_SS | 2508.3577 | 2508.3577 | 10033.4309 | 4 | 1 | 5 | G | NBS_EndSuction | 8 | 6 | 8 | 12 | BranchMin8_BranchMax12 | 8 | 3 | 10 | 24 | HeaderMin10_HeaderMax24 | 12 | 7 | 21
901 | 109 | 060-110-4P-50HP | NBS_060-110_4P_50HP_10.20_SS | 2508.3577 | 2508.3577 | 10033.4309 | 4 | 1 | 5 | G | NBS_EndSuction | 8 | 6 | 8 | 12 | BranchMin8_BranchMax12 | 8 | 3 | 10 | 24 | HeaderMin10_HeaderMax24 | 14 | 7 | 21
901 | 109 | 060-110-4P-50HP | NBS_060-110_4P_50HP_10.20_SS | 2508.3577 | 2508.3577 | 10033.4309 | 4 | 1 | 5 | G | NBS_EndSuction | 8 | 6 | 8 | 12 | BranchMin8_BranchMax12 | 8 | 3 | 10 | 24 | HeaderMin10_HeaderMax24 | 16 | 7 | 21
901 | 109 | 060-110-4P-50HP | NBS_060-110_4P_50HP_10.20_SS | 2508.3577 | 2508.3577 | 10033.4309 | 4 | 1 | 5 | G | NBS_EndSuction | 8 | 6 | 8 | 12 | BranchMin8_BranchMax12 | 8 | 3 | 10 | 24 | HeaderMin10_HeaderMax24 | 18 | 7 | 21
901 | 109 | 060-110-4P-50HP | NBS_060-110_4P_50HP_10.20_SS | 2508.3577 | 2508.3577 | 10033.4309 | 4 | 1 | 5 | G | NBS_EndSuction | 8 | 6 | 8 | 12 | BranchMin8_BranchMax12 | 8 | 3 | 10 | 24 | HeaderMin10_HeaderMax24 | 20 | 7 | 21
901 | 109 | 060-110-4P-50HP | NBS_060-110_4P_50HP_10.20_SS | 2508.3577 | 2508.3577 | 10033.4309 | 4 | 1 | 5 | G | NBS_EndSuction | 8 | 6 | 8 | 12 | BranchMin8_BranchMax12 | 8 | 3 | 10 | 24 | HeaderMin10_HeaderMax24 | 24 | 7 | 21
901 | 109 | 060-110-4P-50HP | NBS_060-110_4P_50HP_10.20_SS | 2508.3577 | 2508.3577 | 10033.4309 | 4 | 1 | 5 | G | NBS_EndSuction | 8 | 6 | 8 | 12 | BranchMin8_BranchMax12 | 10 | 3 | 10 | 24 | HeaderMin10_HeaderMax24 | 10 | 7 | 21 | [11 empty] | INVALID
901 | 109 | 060-110-4P-50HP | NBS_060-110_4P_50HP_10.20_SS | 2508.3577 | 2508.3577 | 10033.4309 | 4 | 1 | 5 | G | NBS_EndSuction | 8 | 6 | 8 | 12 | BranchMin8_BranchMax12 | 10 | 3 | 10 | 24 | HeaderMin10_HeaderMax24 | 12 | 7 | 21
901 | 109 | 060-110-4P-50HP | NBS_060-110_4P_50HP_10.20_SS | 2508.3577 | 2508.3577 | 10033.4309 | 4 | 1 | 5 | G | NBS_EndSuction | 8 | 6 | 8 | 12 | BranchMin8_BranchMax12 | 10 | 3 | 10 | 24 | HeaderMin10_HeaderMax24 | 14 | 7 | 21
901 | 109 | 060-110-4P-50HP | NBS_060-110_4P_50HP_10.20_SS | 2508.3577 | 2508.3577 | 10033.4309 | 4 | 1 | 5 | G | NBS_EndSuction | 8 | 6 | 8 | 12 | BranchMin8_BranchMax12 | 10 | 3 | 10 | 24 | HeaderMin10_HeaderMax24 | 16 | 7 | 21
901 | 109 | 060-110-4P-50HP | NBS_060-110_4P_50HP_10.20_SS | 2508.3577 | 2508.3577 | 10033.4309 | 4 | 1 | 5 | G | NBS_EndSuction | 8 | 6 | 8 | 12 | BranchMin8_BranchMax12 | 10 | 3 | 10 | 24 | HeaderMin10_HeaderMax24 | 18 | 7 | 21
901 | 109 | 060-110-4P-50HP | NBS_060-110_4P_50HP_10.20_SS | 2508.3577 | 2508.3577 | 10033.4309 | 4 | 1 | 5 | G | NBS_EndSuction | 8 | 6 | 8 | 12 | BranchMin8_BranchMax12 | 10 | 3 | 10 | 24 | HeaderMin10_HeaderMax24 | 20 | 7 | 21
901 | 109 | 060-110-4P-50HP | NBS_060-110_4P_50HP_10.20_SS | 2508.3577 | 2508.3577 | 10033.4309 | 4 | 1 | 5 | G | NBS_EndSuction | 8 | 6 | 8 | 12 | BranchMin8_BranchMax12 | 10 | 3 | 10 | 24 | HeaderMin10_HeaderMax24 | 24 | 7 | 21
901 | 109 | 060-110-4P-50HP | NBS_060-110_4P_50HP_10.20_SS | 2508.3577 | 2508.3577 | 10033.4309 | 4 | 1 | 5 | G | NBS_EndSuction | 8 | 6 | 8 | 12 | BranchMin8_BranchMax12 | 12 | 3 | 10 | 24 | HeaderMin10_HeaderMax24 | 10 | 7 | 21 | [11 empty] | INVALID
901 | 109 | 060-110-4P-50HP | NBS_060-110_4P_50HP_10.20_SS | 2508.3577 | 2508.3577 | 10033.4309 | 4 | 1 | 5 | G | NBS_EndSuction | 8 | 6 | 8 | 12 | BranchMin8_BranchMax12 | 12 | 3 | 10 | 24 | HeaderMin10_HeaderMax24 | 12 | 7 | 21 | [11 empty] | INVALID
901 | 109 | 060-110-4P-50HP | NBS_060-110_4P_50HP_10.20_SS | 2508.3577 | 2508.3577 | 10033.4309 | 4 | 1 | 5 | G | NBS_EndSuction | 8 | 6 | 8 | 12 | BranchMin8_BranchMax12 | 12 | 3 | 10 | 24 | HeaderMin10_HeaderMax24 | 14 | 7 | 21
901 | 109 | 060-110-4P-50HP | NBS_060-110_4P_50HP_10.20_SS | 2508.3577 | 2508.3577 | 10033.4309 | 4 | 1 | 5 | G | NBS_EndSuction | 8 | 6 | 8 | 12 | BranchMin8_BranchMax12 | 12 | 3 | 10 | 24 | HeaderMin10_HeaderMax24 | 16 | 7 | 21
901 | 109 | 060-110-4P-50HP | NBS_060-110_4P_50HP_10.20_SS | 2508.3577 | 2508.3577 | 10033.4309 | 4 | 1 | 5 | G | NBS_EndSuction | 8 | 6 | 8 | 12 | BranchMin8_BranchMax12 | 12 | 3 | 10 | 24 | HeaderMin10_HeaderMax24 | 18 | 7 | 21
901 | 109 | 060-110-4P-50HP | NBS_060-110_4P_50HP_10.20_SS | 2508.3577 | 2508.3577 | 10033.4309 | 4 | 1 | 5 | G | NBS_EndSuction | 8 | 6 | 8 | 12 | BranchMin8_BranchMax12 | 12 | 3 | 10 | 24 | HeaderMin10_HeaderMax24 | 20 | 7 | 21
901 | 109 | 060-110-4P-50HP | NBS_060-110_4P_50HP_10.20_SS | 2508.3577 | 2508.3577 | 10033.4309 | 4 | 1 | 5 | G | NBS_EndSuction | 8 | 6 | 8 | 12 | BranchMin8_BranchMax12 | 12 | 3 | 10 | 24 | HeaderMin10_HeaderMax24 | 24 | 7 | 21
902 | 110 | 060-110-4P-60HP | NBS_060-110_4P_60HP_10.75_SS | 2624.9016 | 2624.9016 | 10499.6065 | 4 | 1 | 5 | G | NBS_EndSuction | 8 | 6 | 8 | 12 | BranchMin8_BranchMax12 | 8 | 3 | 10 | 24 | HeaderMin10_HeaderMax24 | 10 | 7 | 21
902 | 110 | 060-110-4P-60HP | NBS_060-110_4P_60HP_10.75_SS | 2624.9016 | 2624.9016 | 10499.6065 | 4 | 1 | 5 | G | NBS_EndSuction | 8 | 6 | 8 | 12 | BranchMin8_BranchMax12 | 8 | 3 | 10 | 24 | HeaderMin10_HeaderMax24 | 12 | 7 | 21
902 | 110 | 060-110-4P-60HP | NBS_060-110_4P_60HP_10.75_SS | 2624.9016 | 2624.9016 | 10499.6065 | 4 | 1 | 5 | G | NBS_EndSuction | 8 | 6 | 8 | 12 | BranchMin8_BranchMax12 | 8 | 3 | 10 | 24 | HeaderMin10_HeaderMax24 | 14 | 7 | 21
902 | 110 | 060-110-4P-60HP | NBS_060-110_4P_60HP_10.75_SS | 2624.9016 | 2624.9016 | 10499.6065 | 4 | 1 | 5 | G | NBS_EndSuction | 8 | 6 | 8 | 12 | BranchMin8_BranchMax12 | 8 | 3 | 10 | 24 | HeaderMin10_HeaderMax24 | 16 | 7 | 21
902 | 110 | 060-110-4P-60HP | NBS_060-110_4P_60HP_10.75_SS | 2624.9016 | 2624.9016 | 10499.6065 | 4 | 1 | 5 | G | NBS_EndSuction | 8 | 6 | 8 | 12 | BranchMin8_BranchMax12 | 8 | 3 | 10 | 24 | HeaderMin10_HeaderMax24 | 18 | 7 | 21
902 | 110 | 060-110-4P-60HP | NBS_060-110_4P_60HP_10.75_SS | 2624.9016 | 2624.9016 | 10499.6065 | 4 | 1 | 5 | G | NBS_EndSuction | 8 | 6 | 8 | 12 | BranchMin8_BranchMax12 | 8 | 3 | 10 | 24 | HeaderMin10_HeaderMax24 | 20 | 7 | 21
902 | 110 | 060-110-4P-60HP | NBS_060-110_4P_60HP_10.75_SS | 2624.9016 | 2624.9016 | 10499.6065 | 4 | 1 | 5 | G | NBS_EndSuction | 8 | 6 | 8 | 12 | BranchMin8_BranchMax12 | 8 | 3 | 10 | 24 | HeaderMin10_HeaderMax24 | 24 | 7 | 21
902 | 110 | 060-110-4P-60HP | NBS_060-110_4P_60HP_10.75_SS | 2624.9016 | 2624.9016 | 10499.6065 | 4 | 1 | 5 | G | NBS_EndSuction | 8 | 6 | 8 | 12 | BranchMin8_BranchMax12 | 10 | 3 | 10 | 24 | HeaderMin10_HeaderMax24 | 10 | 7 | 21 | [11 empty] | INVALID
902 | 110 | 060-110-4P-60HP | NBS_060-110_4P_60HP_10.75_SS | 2624.9016 | 2624.9016 | 10499.6065 | 4 | 1 | 5 | G | NBS_EndSuction | 8 | 6 | 8 | 12 | BranchMin8_BranchMax12 | 10 | 3 | 10 | 24 | HeaderMin10_HeaderMax24 | 12 | 7 | 21
902 | 110 | 060-110-4P-60HP | NBS_060-110_4P_60HP_10.75_SS | 2624.9016 | 2624.9016 | 10499.6065 | 4 | 1 | 5 | G | NBS_EndSuction | 8 | 6 | 8 | 12 | BranchMin8_BranchMax12 | 10 | 3 | 10 | 24 | HeaderMin10_HeaderMax24 | 14 | 7 | 21
902 | 110 | 060-110-4P-60HP | NBS_060-110_4P_60HP_10.75_SS | 2624.9016 | 2624.9016 | 10499.6065 | 4 | 1 | 5 | G | NBS_EndSuction | 8 | 6 | 8 | 12 | BranchMin8_BranchMax12 | 10 | 3 | 10 | 24 | HeaderMin10_HeaderMax24 | 16 | 7 | 21
902 | 110 | 060-110-4P-60HP | NBS_060-110_4P_60HP_10.75_SS | 2624.9016 | 2624.9016 | 10499.6065 | 4 | 1 | 5 | G | NBS_EndSuction | 8 | 6 | 8 | 12 | BranchMin8_BranchMax12 | 10 | 3 | 10 | 24 | HeaderMin10_HeaderMax24 | 18 | 7 | 21
902 | 110 | 060-110-4P-60HP | NBS_060-110_4P_60HP_10.75_SS | 2624.9016 | 2624.9016 | 10499.6065 | 4 | 1 | 5 | G | NBS_EndSuction | 8 | 6 | 8 | 12 | BranchMin8_BranchMax12 | 10 | 3 | 10 | 24 | HeaderMin10_HeaderMax24 | 20 | 7 | 21
902 | 110 | 060-110-4P-60HP | NBS_060-110_4P_60HP_10.75_SS | 2624.9016 | 2624.9016 | 10499.6065 | 4 | 1 | 5 | G | NBS_EndSuction | 8 | 6 | 8 | 12 | BranchMin8_BranchMax12 | 10 | 3 | 10 | 24 | HeaderMin10_HeaderMax24 | 24 | 7 | 21
902 | 110 | 060-110-4P-60HP | NBS_060-110_4P_60HP_10.75_SS | 2624.9016 | 2624.9016 | 10499.6065 | 4 | 1 | 5 | G | NBS_EndSuction | 8 | 6 | 8 | 12 | BranchMin8_BranchMax12 | 12 | 3 | 10 | 24 | HeaderMin10_HeaderMax24 | 10 | 7 | 21 | [11 empty] | INVALID
902 | 110 | 060-110-4P-60HP | NBS_060-110_4P_60HP_10.75_SS | 2624.9016 | 2624.9016 | 10499.6065 | 4 | 1 | 5 | G | NBS_EndSuction | 8 | 6 | 8 | 12 | BranchMin8_BranchMax12 | 12 | 3 | 10 | 24 | HeaderMin10_HeaderMax24 | 12 | 7 | 21 | [11 empty] | INVALID
902 | 110 | 060-110-4P-60HP | NBS_060-110_4P_60HP_10.75_SS | 2624.9016 | 2624.9016 | 10499.6065 | 4 | 1 | 5 | G | NBS_EndSuction | 8 | 6 | 8 | 12 | BranchMin8_BranchMax12 | 12 | 3 | 10 | 24 | HeaderMin10_HeaderMax24 | 14 | 7 | 21
902 | 110 | 060-110-4P-60HP | NBS_060-110_4P_60HP_10.75_SS | 2624.9016 | 2624.9016 | 10499.6065 | 4 | 1 | 5 | G | NBS_EndSuction | 8 | 6 | 8 | 12 | BranchMin8_BranchMax12 | 12 | 3 | 10 | 24 | HeaderMin10_HeaderMax24 | 16 | 7 | 21
902 | 110 | 060-110-4P-60HP | NBS_060-110_4P_60HP_10.75_SS | 2624.9016 | 2624.9016 | 10499.6065 | 4 | 1 | 5 | G | NBS_EndSuction | 8 | 6 | 8 | 12 | BranchMin8_BranchMax12 | 12 | 3 | 10 | 24 | HeaderMin10_HeaderMax24 | 18 | 7 | 21
902 | 110 | 060-110-4P-60HP | NBS_060-110_4P_60HP_10.75_SS | 2624.9016 | 2624.9016 | 10499.6065 | 4 | 1 | 5 | G | NBS_EndSuction | 8 | 6 | 8 | 12 | BranchMin8_BranchMax12 | 12 | 3 | 10 | 24 | HeaderMin10_HeaderMax24 | 20 | 7 | 21
902 | 110 | 060-110-4P-60HP | NBS_060-110_4P_60HP_10.75_SS | 2624.9016 | 2624.9016 | 10499.6065 | 4 | 1 | 5 | G | NBS_EndSuction | 8 | 6 | 8 | 12 | BranchMin8_BranchMax12 | 12 | 3 | 10 | 24 | HeaderMin10_HeaderMax24 | 24 | 7 | 21
903 | 111 | 060-135-4P-40HP | NBS_060-135_4P_40HP_9.25_SS | 2111.5713 | 2111.5713 | 8446.2852 | 4 | 1 | 5 | G | NBS_EndSuction | 8 | 6 | 8 | 10 | BranchMin8_BranchMax10 | 8 | 2 | 10 | 20 | HeaderMin10_HeaderMax20 | 10 | 6 | 12
903 | 111 | 060-135-4P-40HP | NBS_060-135_4P_40HP_9.25_SS | 2111.5713 | 2111.5713 | 8446.2852 | 4 | 1 | 5 | G | NBS_EndSuction | 8 | 6 | 8 | 10 | BranchMin8_BranchMax10 | 8 | 2 | 10 | 20 | HeaderMin10_HeaderMax20 | 12 | 6 | 12
903 | 111 | 060-135-4P-40HP | NBS_060-135_4P_40HP_9.25_SS | 2111.5713 | 2111.5713 | 8446.2852 | 4 | 1 | 5 | G | NBS_EndSuction | 8 | 6 | 8 | 10 | BranchMin8_BranchMax10 | 8 | 2 | 10 | 20 | HeaderMin10_HeaderMax20 | 14 | 6 | 12
903 | 111 | 060-135-4P-40HP | NBS_060-135_4P_40HP_9.25_SS | 2111.5713 | 2111.5713 | 8446.2852 | 4 | 1 | 5 | G | NBS_EndSuction | 8 | 6 | 8 | 10 | BranchMin8_BranchMax10 | 8 | 2 | 10 | 20 | HeaderMin10_HeaderMax20 | 16 | 6 | 12
903 | 111 | 060-135-4P-40HP | NBS_060-135_4P_40HP_9.25_SS | 2111.5713 | 2111.5713 | 8446.2852 | 4 | 1 | 5 | G | NBS_EndSuction | 8 | 6 | 8 | 10 | BranchMin8_BranchMax10 | 8 | 2 | 10 | 20 | HeaderMin10_HeaderMax20 | 18 | 6 | 12
903 | 111 | 060-135-4P-40HP | NBS_060-135_4P_40HP_9.25_SS | 2111.5713 | 2111.5713 | 8446.2852 | 4 | 1 | 5 | G | NBS_EndSuction | 8 | 6 | 8 | 10 | BranchMin8_BranchMax10 | 8 | 2 | 10 | 20 | HeaderMin10_HeaderMax20 | 20 | 6 | 12
903 | 111 | 060-135-4P-40HP | NBS_060-135_4P_40HP_9.25_SS | 2111.5713 | 2111.5713 | 8446.2852 | 4 | 1 | 5 | G | NBS_EndSuction | 8 | 6 | 8 | 10 | BranchMin8_BranchMax10 | 10 | 2 | 10 | 20 | HeaderMin10_HeaderMax20 | 10 | 6 | 12 | [11 empty] | INVALID
903 | 111 | 060-135-4P-40HP | NBS_060-135_4P_40HP_9.25_SS | 2111.5713 | 2111.5713 | 8446.2852 | 4 | 1 | 5 | G | NBS_EndSuction | 8 | 6 | 8 | 10 | BranchMin8_BranchMax10 | 10 | 2 | 10 | 20 | HeaderMin10_HeaderMax20 | 12 | 6 | 12
903 | 111 | 060-135-4P-40HP | NBS_060-135_4P_40HP_9.25_SS | 2111.5713 | 2111.5713 | 8446.2852 | 4 | 1 | 5 | G | NBS_EndSuction | 8 | 6 | 8 | 10 | BranchMin8_BranchMax10 | 10 | 2 | 10 | 20 | HeaderMin10_HeaderMax20 | 14 | 6 | 12
903 | 111 | 060-135-4P-40HP | NBS_060-135_4P_40HP_9.25_SS | 2111.5713 | 2111.5713 | 8446.2852 | 4 | 1 | 5 | G | NBS_EndSuction | 8 | 6 | 8 | 10 | BranchMin8_BranchMax10 | 10 | 2 | 10 | 20 | HeaderMin10_HeaderMax20 | 16 | 6 | 12
903 | 111 | 060-135-4P-40HP | NBS_060-135_4P_40HP_9.25_SS | 2111.5713 | 2111.5713 | 8446.2852 | 4 | 1 | 5 | G | NBS_EndSuction | 8 | 6 | 8 | 10 | BranchMin8_BranchMax10 | 10 | 2 | 10 | 20 | HeaderMin10_HeaderMax20 | 18 | 6 | 12
903 | 111 | 060-135-4P-40HP | NBS_060-135_4P_40HP_9.25_SS | 2111.5713 | 2111.5713 | 8446.2852 | 4 | 1 | 5 | G | NBS_EndSuction | 8 | 6 | 8 | 10 | BranchMin8_BranchMax10 | 10 | 2 | 10 | 20 | HeaderMin10_HeaderMax20 | 20 | 6 | 12
904 | 112 | 060-135-4P-50HP | NBS_060-135_4P_50HP_9.96_SS | 2305.4296 | 2305.4296 | 9221.7182 | 4 | 1 | 5 | G | NBS_EndSuction | 8 | 6 | 8 | 10 | BranchMin8_BranchMax10 | 8 | 2 | 10 | 24 | HeaderMin10_HeaderMax24 | 10 | 7 | 14
904 | 112 | 060-135-4P-50HP | NBS_060-135_4P_50HP_9.96_SS | 2305.4296 | 2305.4296 | 9221.7182 | 4 | 1 | 5 | G | NBS_EndSuction | 8 | 6 | 8 | 10 | BranchMin8_BranchMax10 | 8 | 2 | 10 | 24 | HeaderMin10_HeaderMax24 | 12 | 7 | 14
904 | 112 | 060-135-4P-50HP | NBS_060-135_4P_50HP_9.96_SS | 2305.4296 | 2305.4296 | 9221.7182 | 4 | 1 | 5 | G | NBS_EndSuction | 8 | 6 | 8 | 10 | BranchMin8_BranchMax10 | 8 | 2 | 10 | 24 | HeaderMin10_HeaderMax24 | 14 | 7 | 14
904 | 112 | 060-135-4P-50HP | NBS_060-135_4P_50HP_9.96_SS | 2305.4296 | 2305.4296 | 9221.7182 | 4 | 1 | 5 | G | NBS_EndSuction | 8 | 6 | 8 | 10 | BranchMin8_BranchMax10 | 8 | 2 | 10 | 24 | HeaderMin10_HeaderMax24 | 16 | 7 | 14
904 | 112 | 060-135-4P-50HP | NBS_060-135_4P_50HP_9.96_SS | 2305.4296 | 2305.4296 | 9221.7182 | 4 | 1 | 5 | G | NBS_EndSuction | 8 | 6 | 8 | 10 | BranchMin8_BranchMax10 | 8 | 2 | 10 | 24 | HeaderMin10_HeaderMax24 | 18 | 7 | 14
904 | 112 | 060-135-4P-50HP | NBS_060-135_4P_50HP_9.96_SS | 2305.4296 | 2305.4296 | 9221.7182 | 4 | 1 | 5 | G | NBS_EndSuction | 8 | 6 | 8 | 10 | BranchMin8_BranchMax10 | 8 | 2 | 10 | 24 | HeaderMin10_HeaderMax24 | 20 | 7 | 14
904 | 112 | 060-135-4P-50HP | NBS_060-135_4P_50HP_9.96_SS | 2305.4296 | 2305.4296 | 9221.7182 | 4 | 1 | 5 | G | NBS_EndSuction | 8 | 6 | 8 | 10 | BranchMin8_BranchMax10 | 8 | 2 | 10 | 24 | HeaderMin10_HeaderMax24 | 24 | 7 | 14
904 | 112 | 060-135-4P-50HP | NBS_060-135_4P_50HP_9.96_SS | 2305.4296 | 2305.4296 | 9221.7182 | 4 | 1 | 5 | G | NBS_EndSuction | 8 | 6 | 8 | 10 | BranchMin8_BranchMax10 | 10 | 2 | 10 | 24 | HeaderMin10_HeaderMax24 | 10 | 7 | 14 | [11 empty] | INVALID
904 | 112 | 060-135-4P-50HP | NBS_060-135_4P_50HP_9.96_SS | 2305.4296 | 2305.4296 | 9221.7182 | 4 | 1 | 5 | G | NBS_EndSuction | 8 | 6 | 8 | 10 | BranchMin8_BranchMax10 | 10 | 2 | 10 | 24 | HeaderMin10_HeaderMax24 | 12 | 7 | 14
904 | 112 | 060-135-4P-50HP | NBS_060-135_4P_50HP_9.96_SS | 2305.4296 | 2305.4296 | 9221.7182 | 4 | 1 | 5 | G | NBS_EndSuction | 8 | 6 | 8 | 10 | BranchMin8_BranchMax10 | 10 | 2 | 10 | 24 | HeaderMin10_HeaderMax24 | 14 | 7 | 14
904 | 112 | 060-135-4P-50HP | NBS_060-135_4P_50HP_9.96_SS | 2305.4296 | 2305.4296 | 9221.7182 | 4 | 1 | 5 | G | NBS_EndSuction | 8 | 6 | 8 | 10 | BranchMin8_BranchMax10 | 10 | 2 | 10 | 24 | HeaderMin10_HeaderMax24 | 16 | 7 | 14
904 | 112 | 060-135-4P-50HP | NBS_060-135_4P_50HP_9.96_SS | 2305.4296 | 2305.4296 | 9221.7182 | 4 | 1 | 5 | G | NBS_EndSuction | 8 | 6 | 8 | 10 | BranchMin8_BranchMax10 | 10 | 2 | 10 | 24 | HeaderMin10_HeaderMax24 | 18 | 7 | 14
904 | 112 | 060-135-4P-50HP | NBS_060-135_4P_50HP_9.96_SS | 2305.4296 | 2305.4296 | 9221.7182 | 4 | 1 | 5 | G | NBS_EndSuction | 8 | 6 | 8 | 10 | BranchMin8_BranchMax10 | 10 | 2 | 10 | 24 | HeaderMin10_HeaderMax24 | 20 | 7 | 14
904 | 112 | 060-135-4P-50HP | NBS_060-135_4P_50HP_9.96_SS | 2305.4296 | 2305.4296 | 9221.7182 | 4 | 1 | 5 | G | NBS_EndSuction | 8 | 6 | 8 | 10 | BranchMin8_BranchMax10 | 10 | 2 | 10 | 24 | HeaderMin10_HeaderMax24 | 24 | 7 | 14
905 | 113 | 060-135-4P-60HP | NBS_060-135_4P_60HP_10.35_SS | 2491.2746 | 2491.2746 | 9965.0984 | 4 | 1 | 5 | G | NBS_EndSuction | 8 | 6 | 8 | 10 | BranchMin8_BranchMax10 | 8 | 2 | 10 | 24 | HeaderMin10_HeaderMax24 | 10 | 7 | 14
905 | 113 | 060-135-4P-60HP | NBS_060-135_4P_60HP_10.35_SS | 2491.2746 | 2491.2746 | 9965.0984 | 4 | 1 | 5 | G | NBS_EndSuction | 8 | 6 | 8 | 10 | BranchMin8_BranchMax10 | 8 | 2 | 10 | 24 | HeaderMin10_HeaderMax24 | 12 | 7 | 14
905 | 113 | 060-135-4P-60HP | NBS_060-135_4P_60HP_10.35_SS | 2491.2746 | 2491.2746 | 9965.0984 | 4 | 1 | 5 | G | NBS_EndSuction | 8 | 6 | 8 | 10 | BranchMin8_BranchMax10 | 8 | 2 | 10 | 24 | HeaderMin10_HeaderMax24 | 14 | 7 | 14
905 | 113 | 060-135-4P-60HP | NBS_060-135_4P_60HP_10.35_SS | 2491.2746 | 2491.2746 | 9965.0984 | 4 | 1 | 5 | G | NBS_EndSuction | 8 | 6 | 8 | 10 | BranchMin8_BranchMax10 | 8 | 2 | 10 | 24 | HeaderMin10_HeaderMax24 | 16 | 7 | 14
905 | 113 | 060-135-4P-60HP | NBS_060-135_4P_60HP_10.35_SS | 2491.2746 | 2491.2746 | 9965.0984 | 4 | 1 | 5 | G | NBS_EndSuction | 8 | 6 | 8 | 10 | BranchMin8_BranchMax10 | 8 | 2 | 10 | 24 | HeaderMin10_HeaderMax24 | 18 | 7 | 14
905 | 113 | 060-135-4P-60HP | NBS_060-135_4P_60HP_10.35_SS | 2491.2746 | 2491.2746 | 9965.0984 | 4 | 1 | 5 | G | NBS_EndSuction | 8 | 6 | 8 | 10 | BranchMin8_BranchMax10 | 8 | 2 | 10 | 24 | HeaderMin10_HeaderMax24 | 20 | 7 | 14
905 | 113 | 060-135-4P-60HP | NBS_060-135_4P_60HP_10.35_SS | 2491.2746 | 2491.2746 | 9965.0984 | 4 | 1 | 5 | G | NBS_EndSuction | 8 | 6 | 8 | 10 | BranchMin8_BranchMax10 | 8 | 2 | 10 | 24 | HeaderMin10_HeaderMax24 | 24 | 7 | 14
905 | 113 | 060-135-4P-60HP | NBS_060-135_4P_60HP_10.35_SS | 2491.2746 | 2491.2746 | 9965.0984 | 4 | 1 | 5 | G | NBS_EndSuction | 8 | 6 | 8 | 10 | BranchMin8_BranchMax10 | 10 | 2 | 10 | 24 | HeaderMin10_HeaderMax24 | 10 | 7 | 14 | [11 empty] | INVALID
905 | 113 | 060-135-4P-60HP | NBS_060-135_4P_60HP_10.35_SS | 2491.2746 | 2491.2746 | 9965.0984 | 4 | 1 | 5 | G | NBS_EndSuction | 8 | 6 | 8 | 10 | BranchMin8_BranchMax10 | 10 | 2 | 10 | 24 | HeaderMin10_HeaderMax24 | 12 | 7 | 14
905 | 113 | 060-135-4P-60HP | NBS_060-135_4P_60HP_10.35_SS | 2491.2746 | 2491.2746 | 9965.0984 | 4 | 1 | 5 | G | NBS_EndSuction | 8 | 6 | 8 | 10 | BranchMin8_BranchMax10 | 10 | 2 | 10 | 24 | HeaderMin10_HeaderMax24 | 14 | 7 | 14
905 | 113 | 060-135-4P-60HP | NBS_060-135_4P_60HP_10.35_SS | 2491.2746 | 2491.2746 | 9965.0984 | 4 | 1 | 5 | G | NBS_EndSuction | 8 | 6 | 8 | 10 | BranchMin8_BranchMax10 | 10 | 2 | 10 | 24 | HeaderMin10_HeaderMax24 | 16 | 7 | 14
905 | 113 | 060-135-4P-60HP | NBS_060-135_4P_60HP_10.35_SS | 2491.2746 | 2491.2746 | 9965.0984 | 4 | 1 | 5 | G | NBS_EndSuction | 8 | 6 | 8 | 10 | BranchMin8_BranchMax10 | 10 | 2 | 10 | 24 | HeaderMin10_HeaderMax24 | 18 | 7 | 14
905 | 113 | 060-135-4P-60HP | NBS_060-135_4P_60HP_10.35_SS | 2491.2746 | 2491.2746 | 9965.0984 | 4 | 1 | 5 | G | NBS_EndSuction | 8 | 6 | 8 | 10 | BranchMin8_BranchMax10 | 10 | 2 | 10 | 24 | HeaderMin10_HeaderMax24 | 20 | 7 | 14
905 | 113 | 060-135-4P-60HP | NBS_060-135_4P_60HP_10.35_SS | 2491.2746 | 2491.2746 | 9965.0984 | 4 | 1 | 5 | G | NBS_EndSuction | 8 | 6 | 8 | 10 | BranchMin8_BranchMax10 | 10 | 2 | 10 | 24 | HeaderMin10_HeaderMax24 | 24 | 7 | 14
906 | 114 | 060-135-4P-75HP | NBS_060-135_4P_75HP_11.22_SS | 2766.6299 | 2766.6299 | 11066.5198 | 4 | 1 | 5 | G | NBS_EndSuction | 8 | 6 | 8 | 12 | BranchMin8_BranchMax12 | 8 | 3 | 10 | 24 | HeaderMin10_HeaderMax24 | 10 | 7 | 21
906 | 114 | 060-135-4P-75HP | NBS_060-135_4P_75HP_11.22_SS | 2766.6299 | 2766.6299 | 11066.5198 | 4 | 1 | 5 | G | NBS_EndSuction | 8 | 6 | 8 | 12 | BranchMin8_BranchMax12 | 8 | 3 | 10 | 24 | HeaderMin10_HeaderMax24 | 12 | 7 | 21
906 | 114 | 060-135-4P-75HP | NBS_060-135_4P_75HP_11.22_SS | 2766.6299 | 2766.6299 | 11066.5198 | 4 | 1 | 5 | G | NBS_EndSuction | 8 | 6 | 8 | 12 | BranchMin8_BranchMax12 | 8 | 3 | 10 | 24 | HeaderMin10_HeaderMax24 | 14 | 7 | 21
906 | 114 | 060-135-4P-75HP | NBS_060-135_4P_75HP_11.22_SS | 2766.6299 | 2766.6299 | 11066.5198 | 4 | 1 | 5 | G | NBS_EndSuction | 8 | 6 | 8 | 12 | BranchMin8_BranchMax12 | 8 | 3 | 10 | 24 | HeaderMin10_HeaderMax24 | 16 | 7 | 21
906 | 114 | 060-135-4P-75HP | NBS_060-135_4P_75HP_11.22_SS | 2766.6299 | 2766.6299 | 11066.5198 | 4 | 1 | 5 | G | NBS_EndSuction | 8 | 6 | 8 | 12 | BranchMin8_BranchMax12 | 8 | 3 | 10 | 24 | HeaderMin10_HeaderMax24 | 18 | 7 | 21
906 | 114 | 060-135-4P-75HP | NBS_060-135_4P_75HP_11.22_SS | 2766.6299 | 2766.6299 | 11066.5198 | 4 | 1 | 5 | G | NBS_EndSuction | 8 | 6 | 8 | 12 | BranchMin8_BranchMax12 | 8 | 3 | 10 | 24 | HeaderMin10_HeaderMax24 | 20 | 7 | 21
906 | 114 | 060-135-4P-75HP | NBS_060-135_4P_75HP_11.22_SS | 2766.6299 | 2766.6299 | 11066.5198 | 4 | 1 | 5 | G | NBS_EndSuction | 8 | 6 | 8 | 12 | BranchMin8_BranchMax12 | 8 | 3 | 10 | 24 | HeaderMin10_HeaderMax24 | 24 | 7 | 21
906 | 114 | 060-135-4P-75HP | NBS_060-135_4P_75HP_11.22_SS | 2766.6299 | 2766.6299 | 11066.5198 | 4 | 1 | 5 | G | NBS_EndSuction | 8 | 6 | 8 | 12 | BranchMin8_BranchMax12 | 10 | 3 | 10 | 24 | HeaderMin10_HeaderMax24 | 10 | 7 | 21 | [11 empty] | INVALID
906 | 114 | 060-135-4P-75HP | NBS_060-135_4P_75HP_11.22_SS | 2766.6299 | 2766.6299 | 11066.5198 | 4 | 1 | 5 | G | NBS_EndSuction | 8 | 6 | 8 | 12 | BranchMin8_BranchMax12 | 10 | 3 | 10 | 24 | HeaderMin10_HeaderMax24 | 12 | 7 | 21
906 | 114 | 060-135-4P-75HP | NBS_060-135_4P_75HP_11.22_SS | 2766.6299 | 2766.6299 | 11066.5198 | 4 | 1 | 5 | G | NBS_EndSuction | 8 | 6 | 8 | 12 | BranchMin8_BranchMax12 | 10 | 3 | 10 | 24 | HeaderMin10_HeaderMax24 | 14 | 7 | 21
906 | 114 | 060-135-4P-75HP | NBS_060-135_4P_75HP_11.22_SS | 2766.6299 | 2766.6299 | 11066.5198 | 4 | 1 | 5 | G | NBS_EndSuction | 8 | 6 | 8 | 12 | BranchMin8_BranchMax12 | 10 | 3 | 10 | 24 | HeaderMin10_HeaderMax24 | 16 | 7 | 21
906 | 114 | 060-135-4P-75HP | NBS_060-135_4P_75HP_11.22_SS | 2766.6299 | 2766.6299 | 11066.5198 | 4 | 1 | 5 | G | NBS_EndSuction | 8 | 6 | 8 | 12 | BranchMin8_BranchMax12 | 10 | 3 | 10 | 24 | HeaderMin10_HeaderMax24 | 18 | 7 | 21
906 | 114 | 060-135-4P-75HP | NBS_060-135_4P_75HP_11.22_SS | 2766.6299 | 2766.6299 | 11066.5198 | 4 | 1 | 5 | G | NBS_EndSuction | 8 | 6 | 8 | 12 | BranchMin8_BranchMax12 | 10 | 3 | 10 | 24 | HeaderMin10_HeaderMax24 | 20 | 7 | 21
906 | 114 | 060-135-4P-75HP | NBS_060-135_4P_75HP_11.22_SS | 2766.6299 | 2766.6299 | 11066.5198 | 4 | 1 | 5 | G | NBS_EndSuction | 8 | 6 | 8 | 12 | BranchMin8_BranchMax12 | 10 | 3 | 10 | 24 | HeaderMin10_HeaderMax24 | 24 | 7 | 21
906 | 114 | 060-135-4P-75HP | NBS_060-135_4P_75HP_11.22_SS | 2766.6299 | 2766.6299 | 11066.5198 | 4 | 1 | 5 | G | NBS_EndSuction | 8 | 6 | 8 | 12 | BranchMin8_BranchMax12 | 12 | 3 | 10 | 24 | HeaderMin10_HeaderMax24 | 10 | 7 | 21 | [11 empty] | INVALID
906 | 114 | 060-135-4P-75HP | NBS_060-135_4P_75HP_11.22_SS | 2766.6299 | 2766.6299 | 11066.5198 | 4 | 1 | 5 | G | NBS_EndSuction | 8 | 6 | 8 | 12 | BranchMin8_BranchMax12 | 12 | 3 | 10 | 24 | HeaderMin10_HeaderMax24 | 12 | 7 | 21 | [11 empty] | INVALID
906 | 114 | 060-135-4P-75HP | NBS_060-135_4P_75HP_11.22_SS | 2766.6299 | 2766.6299 | 11066.5198 | 4 | 1 | 5 | G | NBS_EndSuction | 8 | 6 | 8 | 12 | BranchMin8_BranchMax12 | 12 | 3 | 10 | 24 | HeaderMin10_HeaderMax24 | 14 | 7 | 21
906 | 114 | 060-135-4P-75HP | NBS_060-135_4P_75HP_11.22_SS | 2766.6299 | 2766.6299 | 11066.5198 | 4 | 1 | 5 | G | NBS_EndSuction | 8 | 6 | 8 | 12 | BranchMin8_BranchMax12 | 12 | 3 | 10 | 24 | HeaderMin10_HeaderMax24 | 16 | 7 | 21
906 | 114 | 060-135-4P-75HP | NBS_060-135_4P_75HP_11.22_SS | 2766.6299 | 2766.6299 | 11066.5198 | 4 | 1 | 5 | G | NBS_EndSuction | 8 | 6 | 8 | 12 | BranchMin8_BranchMax12 | 12 | 3 | 10 | 24 | HeaderMin10_HeaderMax24 | 18 | 7 | 21
906 | 114 | 060-135-4P-75HP | NBS_060-135_4P_75HP_11.22_SS | 2766.6299 | 2766.6299 | 11066.5198 | 4 | 1 | 5 | G | NBS_EndSuction | 8 | 6 | 8 | 12 | BranchMin8_BranchMax12 | 12 | 3 | 10 | 24 | HeaderMin10_HeaderMax24 | 20 | 7 | 21
906 | 114 | 060-135-4P-75HP | NBS_060-135_4P_75HP_11.22_SS | 2766.6299 | 2766.6299 | 11066.5198 | 4 | 1 | 5 | G | NBS_EndSuction | 8 | 6 | 8 | 12 | BranchMin8_BranchMax12 | 12 | 3 | 10 | 24 | HeaderMin10_HeaderMax24 | 24 | 7 | 21
907 | 115 | 060-135-4P-100HP | NBS_060-135_4P_100HP_12.24_SS | 3069.239 | 3069.239 | 12276.9561 | 4 | 1 | 5 | G | NBS_EndSuction | 8 | 6 | 8 | 12 | BranchMin8_BranchMax12 | 8 | 3 | 10 | 24 | HeaderMin10_HeaderMax24 | 10 | 7 | 21
907 | 115 | 060-135-4P-100HP | NBS_060-135_4P_100HP_12.24_SS | 3069.239 | 3069.239 | 12276.9561 | 4 | 1 | 5 | G | NBS_EndSuction | 8 | 6 | 8 | 12 | BranchMin8_BranchMax12 | 8 | 3 | 10 | 24 | HeaderMin10_HeaderMax24 | 12 | 7 | 21
907 | 115 | 060-135-4P-100HP | NBS_060-135_4P_100HP_12.24_SS | 3069.239 | 3069.239 | 12276.9561 | 4 | 1 | 5 | G | NBS_EndSuction | 8 | 6 | 8 | 12 | BranchMin8_BranchMax12 | 8 | 3 | 10 | 24 | HeaderMin10_HeaderMax24 | 14 | 7 | 21
907 | 115 | 060-135-4P-100HP | NBS_060-135_4P_100HP_12.24_SS | 3069.239 | 3069.239 | 12276.9561 | 4 | 1 | 5 | G | NBS_EndSuction | 8 | 6 | 8 | 12 | BranchMin8_BranchMax12 | 8 | 3 | 10 | 24 | HeaderMin10_HeaderMax24 | 16 | 7 | 21
907 | 115 | 060-135-4P-100HP | NBS_060-135_4P_100HP_12.24_SS | 3069.239 | 3069.239 | 12276.9561 | 4 | 1 | 5 | G | NBS_EndSuction | 8 | 6 | 8 | 12 | BranchMin8_BranchMax12 | 8 | 3 | 10 | 24 | HeaderMin10_HeaderMax24 | 18 | 7 | 21
907 | 115 | 060-135-4P-100HP | NBS_060-135_4P_100HP_12.24_SS | 3069.239 | 3069.239 | 12276.9561 | 4 | 1 | 5 | G | NBS_EndSuction | 8 | 6 | 8 | 12 | BranchMin8_BranchMax12 | 8 | 3 | 10 | 24 | HeaderMin10_HeaderMax24 | 20 | 7 | 21
907 | 115 | 060-135-4P-100HP | NBS_060-135_4P_100HP_12.24_SS | 3069.239 | 3069.239 | 12276.9561 | 4 | 1 | 5 | G | NBS_EndSuction | 8 | 6 | 8 | 12 | BranchMin8_BranchMax12 | 8 | 3 | 10 | 24 | HeaderMin10_HeaderMax24 | 24 | 7 | 21
907 | 115 | 060-135-4P-100HP | NBS_060-135_4P_100HP_12.24_SS | 3069.239 | 3069.239 | 12276.9561 | 4 | 1 | 5 | G | NBS_EndSuction | 8 | 6 | 8 | 12 | BranchMin8_BranchMax12 | 10 | 3 | 10 | 24 | HeaderMin10_HeaderMax24 | 10 | 7 | 21 | [11 empty] | INVALID
907 | 115 | 060-135-4P-100HP | NBS_060-135_4P_100HP_12.24_SS | 3069.239 | 3069.239 | 12276.9561 | 4 | 1 | 5 | G | NBS_EndSuction | 8 | 6 | 8 | 12 | BranchMin8_BranchMax12 | 10 | 3 | 10 | 24 | HeaderMin10_HeaderMax24 | 12 | 7 | 21
907 | 115 | 060-135-4P-100HP | NBS_060-135_4P_100HP_12.24_SS | 3069.239 | 3069.239 | 12276.9561 | 4 | 1 | 5 | G | NBS_EndSuction | 8 | 6 | 8 | 12 | BranchMin8_BranchMax12 | 10 | 3 | 10 | 24 | HeaderMin10_HeaderMax24 | 14 | 7 | 21
907 | 115 | 060-135-4P-100HP | NBS_060-135_4P_100HP_12.24_SS | 3069.239 | 3069.239 | 12276.9561 | 4 | 1 | 5 | G | NBS_EndSuction | 8 | 6 | 8 | 12 | BranchMin8_BranchMax12 | 10 | 3 | 10 | 24 | HeaderMin10_HeaderMax24 | 16 | 7 | 21
907 | 115 | 060-135-4P-100HP | NBS_060-135_4P_100HP_12.24_SS | 3069.239 | 3069.239 | 12276.9561 | 4 | 1 | 5 | G | NBS_EndSuction | 8 | 6 | 8 | 12 | BranchMin8_BranchMax12 | 10 | 3 | 10 | 24 | HeaderMin10_HeaderMax24 | 18 | 7 | 21
907 | 115 | 060-135-4P-100HP | NBS_060-135_4P_100HP_12.24_SS | 3069.239 | 3069.239 | 12276.9561 | 4 | 1 | 5 | G | NBS_EndSuction | 8 | 6 | 8 | 12 | BranchMin8_BranchMax12 | 10 | 3 | 10 | 24 | HeaderMin10_HeaderMax24 | 20 | 7 | 21
907 | 115 | 060-135-4P-100HP | NBS_060-135_4P_100HP_12.24_SS | 3069.239 | 3069.239 | 12276.9561 | 4 | 1 | 5 | G | NBS_EndSuction | 8 | 6 | 8 | 12 | BranchMin8_BranchMax12 | 10 | 3 | 10 | 24 | HeaderMin10_HeaderMax24 | 24 | 7 | 21
907 | 115 | 060-135-4P-100HP | NBS_060-135_4P_100HP_12.24_SS | 3069.239 | 3069.239 | 12276.9561 | 4 | 1 | 5 | G | NBS_EndSuction | 8 | 6 | 8 | 12 | BranchMin8_BranchMax12 | 12 | 3 | 10 | 24 | HeaderMin10_HeaderMax24 | 10 | 7 | 21 | [11 empty] | INVALID
907 | 115 | 060-135-4P-100HP | NBS_060-135_4P_100HP_12.24_SS | 3069.239 | 3069.239 | 12276.9561 | 4 | 1 | 5 | G | NBS_EndSuction | 8 | 6 | 8 | 12 | BranchMin8_BranchMax12 | 12 | 3 | 10 | 24 | HeaderMin10_HeaderMax24 | 12 | 7 | 21 | [11 empty] | INVALID
907 | 115 | 060-135-4P-100HP | NBS_060-135_4P_100HP_12.24_SS | 3069.239 | 3069.239 | 12276.9561 | 4 | 1 | 5 | G | NBS_EndSuction | 8 | 6 | 8 | 12 | BranchMin8_BranchMax12 | 12 | 3 | 10 | 24 | HeaderMin10_HeaderMax24 | 14 | 7 | 21
907 | 115 | 060-135-4P-100HP | NBS_060-135_4P_100HP_12.24_SS | 3069.239 | 3069.239 | 12276.9561 | 4 | 1 | 5 | G | NBS_EndSuction | 8 | 6 | 8 | 12 | BranchMin8_BranchMax12 | 12 | 3 | 10 | 24 | HeaderMin10_HeaderMax24 | 16 | 7 | 21
907 | 115 | 060-135-4P-100HP | NBS_060-135_4P_100HP_12.24_SS | 3069.239 | 3069.239 | 12276.9561 | 4 | 1 | 5 | G | NBS_EndSuction | 8 | 6 | 8 | 12 | BranchMin8_BranchMax12 | 12 | 3 | 10 | 24 | HeaderMin10_HeaderMax24 | 18 | 7 | 21
907 | 115 | 060-135-4P-100HP | NBS_060-135_4P_100HP_12.24_SS | 3069.239 | 3069.239 | 12276.9561 | 4 | 1 | 5 | G | NBS_EndSuction | 8 | 6 | 8 | 12 | BranchMin8_BranchMax12 | 12 | 3 | 10 | 24 | HeaderMin10_HeaderMax24 | 20 | 7 | 21
907 | 115 | 060-135-4P-100HP | NBS_060-135_4P_100HP_12.24_SS | 3069.239 | 3069.239 | 12276.9561 | 4 | 1 | 5 | G | NBS_EndSuction | 8 | 6 | 8 | 12 | BranchMin8_BranchMax12 | 12 | 3 | 10 | 24 | HeaderMin10_HeaderMax24 | 24 | 7 | 21
908 | 116 | 060-135-4P-125HP | NBS_060-135_4P_125HP_12.83_SS | 3426.3556 | 3426.3556 | 13705.4225 | 4 | 1 | 5 | G | NBS_EndSuction | 8 | 6 | 8 | 12 | BranchMin8_BranchMax12 | 8 | 3 | 10 | 24 | HeaderMin10_HeaderMax24 | 10 | 7 | 21
908 | 116 | 060-135-4P-125HP | NBS_060-135_4P_125HP_12.83_SS | 3426.3556 | 3426.3556 | 13705.4225 | 4 | 1 | 5 | G | NBS_EndSuction | 8 | 6 | 8 | 12 | BranchMin8_BranchMax12 | 8 | 3 | 10 | 24 | HeaderMin10_HeaderMax24 | 12 | 7 | 21
908 | 116 | 060-135-4P-125HP | NBS_060-135_4P_125HP_12.83_SS | 3426.3556 | 3426.3556 | 13705.4225 | 4 | 1 | 5 | G | NBS_EndSuction | 8 | 6 | 8 | 12 | BranchMin8_BranchMax12 | 8 | 3 | 10 | 24 | HeaderMin10_HeaderMax24 | 14 | 7 | 21
908 | 116 | 060-135-4P-125HP | NBS_060-135_4P_125HP_12.83_SS | 3426.3556 | 3426.3556 | 13705.4225 | 4 | 1 | 5 | G | NBS_EndSuction | 8 | 6 | 8 | 12 | BranchMin8_BranchMax12 | 8 | 3 | 10 | 24 | HeaderMin10_HeaderMax24 | 16 | 7 | 21
908 | 116 | 060-135-4P-125HP | NBS_060-135_4P_125HP_12.83_SS | 3426.3556 | 3426.3556 | 13705.4225 | 4 | 1 | 5 | G | NBS_EndSuction | 8 | 6 | 8 | 12 | BranchMin8_BranchMax12 | 8 | 3 | 10 | 24 | HeaderMin10_HeaderMax24 | 18 | 7 | 21
908 | 116 | 060-135-4P-125HP | NBS_060-135_4P_125HP_12.83_SS | 3426.3556 | 3426.3556 | 13705.4225 | 4 | 1 | 5 | G | NBS_EndSuction | 8 | 6 | 8 | 12 | BranchMin8_BranchMax12 | 8 | 3 | 10 | 24 | HeaderMin10_HeaderMax24 | 20 | 7 | 21
908 | 116 | 060-135-4P-125HP | NBS_060-135_4P_125HP_12.83_SS | 3426.3556 | 3426.3556 | 13705.4225 | 4 | 1 | 5 | G | NBS_EndSuction | 8 | 6 | 8 | 12 | BranchMin8_BranchMax12 | 8 | 3 | 10 | 24 | HeaderMin10_HeaderMax24 | 24 | 7 | 21
908 | 116 | 060-135-4P-125HP | NBS_060-135_4P_125HP_12.83_SS | 3426.3556 | 3426.3556 | 13705.4225 | 4 | 1 | 5 | G | NBS_EndSuction | 8 | 6 | 8 | 12 | BranchMin8_BranchMax12 | 10 | 3 | 10 | 24 | HeaderMin10_HeaderMax24 | 10 | 7 | 21 | [11 empty] | INVALID
908 | 116 | 060-135-4P-125HP | NBS_060-135_4P_125HP_12.83_SS | 3426.3556 | 3426.3556 | 13705.4225 | 4 | 1 | 5 | G | NBS_EndSuction | 8 | 6 | 8 | 12 | BranchMin8_BranchMax12 | 10 | 3 | 10 | 24 | HeaderMin10_HeaderMax24 | 12 | 7 | 21
908 | 116 | 060-135-4P-125HP | NBS_060-135_4P_125HP_12.83_SS | 3426.3556 | 3426.3556 | 13705.4225 | 4 | 1 | 5 | G | NBS_EndSuction | 8 | 6 | 8 | 12 | BranchMin8_BranchMax12 | 10 | 3 | 10 | 24 | HeaderMin10_HeaderMax24 | 14 | 7 | 21
908 | 116 | 060-135-4P-125HP | NBS_060-135_4P_125HP_12.83_SS | 3426.3556 | 3426.3556 | 13705.4225 | 4 | 1 | 5 | G | NBS_EndSuction | 8 | 6 | 8 | 12 | BranchMin8_BranchMax12 | 10 | 3 | 10 | 24 | HeaderMin10_HeaderMax24 | 16 | 7 | 21
908 | 116 | 060-135-4P-125HP | NBS_060-135_4P_125HP_12.83_SS | 3426.3556 | 3426.3556 | 13705.4225 | 4 | 1 | 5 | G | NBS_EndSuction | 8 | 6 | 8 | 12 | BranchMin8_BranchMax12 | 10 | 3 | 10 | 24 | HeaderMin10_HeaderMax24 | 18 | 7 | 21
908 | 116 | 060-135-4P-125HP | NBS_060-135_4P_125HP_12.83_SS | 3426.3556 | 3426.3556 | 13705.4225 | 4 | 1 | 5 | G | NBS_EndSuction | 8 | 6 | 8 | 12 | BranchMin8_BranchMax12 | 10 | 3 | 10 | 24 | HeaderMin10_HeaderMax24 | 20 | 7 | 21
908 | 116 | 060-135-4P-125HP | NBS_060-135_4P_125HP_12.83_SS | 3426.3556 | 3426.3556 | 13705.4225 | 4 | 1 | 5 | G | NBS_EndSuction | 8 | 6 | 8 | 12 | BranchMin8_BranchMax12 | 10 | 3 | 10 | 24 | HeaderMin10_HeaderMax24 | 24 | 7 | 21
908 | 116 | 060-135-4P-125HP | NBS_060-135_4P_125HP_12.83_SS | 3426.3556 | 3426.3556 | 13705.4225 | 4 | 1 | 5 | G | NBS_EndSuction | 8 | 6 | 8 | 12 | BranchMin8_BranchMax12 | 12 | 3 | 10 | 24 | HeaderMin10_HeaderMax24 | 10 | 7 | 21 | [11 empty] | INVALID
908 | 116 | 060-135-4P-125HP | NBS_060-135_4P_125HP_12.83_SS | 3426.3556 | 3426.3556 | 13705.4225 | 4 | 1 | 5 | G | NBS_EndSuction | 8 | 6 | 8 | 12 | BranchMin8_BranchMax12 | 12 | 3 | 10 | 24 | HeaderMin10_HeaderMax24 | 12 | 7 | 21 | [11 empty] | INVALID
908 | 116 | 060-135-4P-125HP | NBS_060-135_4P_125HP_12.83_SS | 3426.3556 | 3426.3556 | 13705.4225 | 4 | 1 | 5 | G | NBS_EndSuction | 8 | 6 | 8 | 12 | BranchMin8_BranchMax12 | 12 | 3 | 10 | 24 | HeaderMin10_HeaderMax24 | 14 | 7 | 21
908 | 116 | 060-135-4P-125HP | NBS_060-135_4P_125HP_12.83_SS | 3426.3556 | 3426.3556 | 13705.4225 | 4 | 1 | 5 | G | NBS_EndSuction | 8 | 6 | 8 | 12 | BranchMin8_BranchMax12 | 12 | 3 | 10 | 24 | HeaderMin10_HeaderMax24 | 16 | 7 | 21
908 | 116 | 060-135-4P-125HP | NBS_060-135_4P_125HP_12.83_SS | 3426.3556 | 3426.3556 | 13705.4225 | 4 | 1 | 5 | G | NBS_EndSuction | 8 | 6 | 8 | 12 | BranchMin8_BranchMax12 | 12 | 3 | 10 | 24 | HeaderMin10_HeaderMax24 | 18 | 7 | 21
908 | 116 | 060-135-4P-125HP | NBS_060-135_4P_125HP_12.83_SS | 3426.3556 | 3426.3556 | 13705.4225 | 4 | 1 | 5 | G | NBS_EndSuction | 8 | 6 | 8 | 12 | BranchMin8_BranchMax12 | 12 | 3 | 10 | 24 | HeaderMin10_HeaderMax24 | 20 | 7 | 21
908 | 116 | 060-135-4P-125HP | NBS_060-135_4P_125HP_12.83_SS | 3426.3556 | 3426.3556 | 13705.4225 | 4 | 1 | 5 | G | NBS_EndSuction | 8 | 6 | 8 | 12 | BranchMin8_BranchMax12 | 12 | 3 | 10 | 24 | HeaderMin10_HeaderMax24 | 24 | 7 | 21
909 | 117 | 060-150-4P-125HP | NBS_060-150_4P_125HP_11.97_SS | 2867.819 | 2867.819 | 11471.2759 | 4 | 1 | 5 | G | NBS_EndSuction | 8 | 6 | 8 | 12 | BranchMin8_BranchMax12 | 8 | 3 | 10 | 24 | HeaderMin10_HeaderMax24 | 10 | 7 | 21
909 | 117 | 060-150-4P-125HP | NBS_060-150_4P_125HP_11.97_SS | 2867.819 | 2867.819 | 11471.2759 | 4 | 1 | 5 | G | NBS_EndSuction | 8 | 6 | 8 | 12 | BranchMin8_BranchMax12 | 8 | 3 | 10 | 24 | HeaderMin10_HeaderMax24 | 12 | 7 | 21
909 | 117 | 060-150-4P-125HP | NBS_060-150_4P_125HP_11.97_SS | 2867.819 | 2867.819 | 11471.2759 | 4 | 1 | 5 | G | NBS_EndSuction | 8 | 6 | 8 | 12 | BranchMin8_BranchMax12 | 8 | 3 | 10 | 24 | HeaderMin10_HeaderMax24 | 14 | 7 | 21
909 | 117 | 060-150-4P-125HP | NBS_060-150_4P_125HP_11.97_SS | 2867.819 | 2867.819 | 11471.2759 | 4 | 1 | 5 | G | NBS_EndSuction | 8 | 6 | 8 | 12 | BranchMin8_BranchMax12 | 8 | 3 | 10 | 24 | HeaderMin10_HeaderMax24 | 16 | 7 | 21
909 | 117 | 060-150-4P-125HP | NBS_060-150_4P_125HP_11.97_SS | 2867.819 | 2867.819 | 11471.2759 | 4 | 1 | 5 | G | NBS_EndSuction | 8 | 6 | 8 | 12 | BranchMin8_BranchMax12 | 8 | 3 | 10 | 24 | HeaderMin10_HeaderMax24 | 18 | 7 | 21
909 | 117 | 060-150-4P-125HP | NBS_060-150_4P_125HP_11.97_SS | 2867.819 | 2867.819 | 11471.2759 | 4 | 1 | 5 | G | NBS_EndSuction | 8 | 6 | 8 | 12 | BranchMin8_BranchMax12 | 8 | 3 | 10 | 24 | HeaderMin10_HeaderMax24 | 20 | 7 | 21
909 | 117 | 060-150-4P-125HP | NBS_060-150_4P_125HP_11.97_SS | 2867.819 | 2867.819 | 11471.2759 | 4 | 1 | 5 | G | NBS_EndSuction | 8 | 6 | 8 | 12 | BranchMin8_BranchMax12 | 8 | 3 | 10 | 24 | HeaderMin10_HeaderMax24 | 24 | 7 | 21
909 | 117 | 060-150-4P-125HP | NBS_060-150_4P_125HP_11.97_SS | 2867.819 | 2867.819 | 11471.2759 | 4 | 1 | 5 | G | NBS_EndSuction | 8 | 6 | 8 | 12 | BranchMin8_BranchMax12 | 10 | 3 | 10 | 24 | HeaderMin10_HeaderMax24 | 10 | 7 | 21 | [11 empty] | INVALID
909 | 117 | 060-150-4P-125HP | NBS_060-150_4P_125HP_11.97_SS | 2867.819 | 2867.819 | 11471.2759 | 4 | 1 | 5 | G | NBS_EndSuction | 8 | 6 | 8 | 12 | BranchMin8_BranchMax12 | 10 | 3 | 10 | 24 | HeaderMin10_HeaderMax24 | 12 | 7 | 21
909 | 117 | 060-150-4P-125HP | NBS_060-150_4P_125HP_11.97_SS | 2867.819 | 2867.819 | 11471.2759 | 4 | 1 | 5 | G | NBS_EndSuction | 8 | 6 | 8 | 12 | BranchMin8_BranchMax12 | 10 | 3 | 10 | 24 | HeaderMin10_HeaderMax24 | 14 | 7 | 21
909 | 117 | 060-150-4P-125HP | NBS_060-150_4P_125HP_11.97_SS | 2867.819 | 2867.819 | 11471.2759 | 4 | 1 | 5 | G | NBS_EndSuction | 8 | 6 | 8 | 12 | BranchMin8_BranchMax12 | 10 | 3 | 10 | 24 | HeaderMin10_HeaderMax24 | 16 | 7 | 21
909 | 117 | 060-150-4P-125HP | NBS_060-150_4P_125HP_11.97_SS | 2867.819 | 2867.819 | 11471.2759 | 4 | 1 | 5 | G | NBS_EndSuction | 8 | 6 | 8 | 12 | BranchMin8_BranchMax12 | 10 | 3 | 10 | 24 | HeaderMin10_HeaderMax24 | 18 | 7 | 21
909 | 117 | 060-150-4P-125HP | NBS_060-150_4P_125HP_11.97_SS | 2867.819 | 2867.819 | 11471.2759 | 4 | 1 | 5 | G | NBS_EndSuction | 8 | 6 | 8 | 12 | BranchMin8_BranchMax12 | 10 | 3 | 10 | 24 | HeaderMin10_HeaderMax24 | 20 | 7 | 21
909 | 117 | 060-150-4P-125HP | NBS_060-150_4P_125HP_11.97_SS | 2867.819 | 2867.819 | 11471.2759 | 4 | 1 | 5 | G | NBS_EndSuction | 8 | 6 | 8 | 12 | BranchMin8_BranchMax12 | 10 | 3 | 10 | 24 | HeaderMin10_HeaderMax24 | 24 | 7 | 21
909 | 117 | 060-150-4P-125HP | NBS_060-150_4P_125HP_11.97_SS | 2867.819 | 2867.819 | 11471.2759 | 4 | 1 | 5 | G | NBS_EndSuction | 8 | 6 | 8 | 12 | BranchMin8_BranchMax12 | 12 | 3 | 10 | 24 | HeaderMin10_HeaderMax24 | 10 | 7 | 21 | [11 empty] | INVALID
909 | 117 | 060-150-4P-125HP | NBS_060-150_4P_125HP_11.97_SS | 2867.819 | 2867.819 | 11471.2759 | 4 | 1 | 5 | G | NBS_EndSuction | 8 | 6 | 8 | 12 | BranchMin8_BranchMax12 | 12 | 3 | 10 | 24 | HeaderMin10_HeaderMax24 | 12 | 7 | 21 | [11 empty] | INVALID
909 | 117 | 060-150-4P-125HP | NBS_060-150_4P_125HP_11.97_SS | 2867.819 | 2867.819 | 11471.2759 | 4 | 1 | 5 | G | NBS_EndSuction | 8 | 6 | 8 | 12 | BranchMin8_BranchMax12 | 12 | 3 | 10 | 24 | HeaderMin10_HeaderMax24 | 14 | 7 | 21
909 | 117 | 060-150-4P-125HP | NBS_060-150_4P_125HP_11.97_SS | 2867.819 | 2867.819 | 11471.2759 | 4 | 1 | 5 | G | NBS_EndSuction | 8 | 6 | 8 | 12 | BranchMin8_BranchMax12 | 12 | 3 | 10 | 24 | HeaderMin10_HeaderMax24 | 16 | 7 | 21
909 | 117 | 060-150-4P-125HP | NBS_060-150_4P_125HP_11.97_SS | 2867.819 | 2867.819 | 11471.2759 | 4 | 1 | 5 | G | NBS_EndSuction | 8 | 6 | 8 | 12 | BranchMin8_BranchMax12 | 12 | 3 | 10 | 24 | HeaderMin10_HeaderMax24 | 18 | 7 | 21
909 | 117 | 060-150-4P-125HP | NBS_060-150_4P_125HP_11.97_SS | 2867.819 | 2867.819 | 11471.2759 | 4 | 1 | 5 | G | NBS_EndSuction | 8 | 6 | 8 | 12 | BranchMin8_BranchMax12 | 12 | 3 | 10 | 24 | HeaderMin10_HeaderMax24 | 20 | 7 | 21
909 | 117 | 060-150-4P-125HP | NBS_060-150_4P_125HP_11.97_SS | 2867.819 | 2867.819 | 11471.2759 | 4 | 1 | 5 | G | NBS_EndSuction | 8 | 6 | 8 | 12 | BranchMin8_BranchMax12 | 12 | 3 | 10 | 24 | HeaderMin10_HeaderMax24 | 24 | 7 | 21
910 | 118 | 060-150-4P-150HP | NBS_060-150_4P_150HP_12.83_SS | 3379.8685 | 3379.8685 | 13519.4741 | 4 | 1 | 5 | G | NBS_EndSuction | 8 | 6 | 8 | 12 | BranchMin8_BranchMax12 | 8 | 3 | 10 | 24 | HeaderMin10_HeaderMax24 | 10 | 7 | 21
910 | 118 | 060-150-4P-150HP | NBS_060-150_4P_150HP_12.83_SS | 3379.8685 | 3379.8685 | 13519.4741 | 4 | 1 | 5 | G | NBS_EndSuction | 8 | 6 | 8 | 12 | BranchMin8_BranchMax12 | 8 | 3 | 10 | 24 | HeaderMin10_HeaderMax24 | 12 | 7 | 21
910 | 118 | 060-150-4P-150HP | NBS_060-150_4P_150HP_12.83_SS | 3379.8685 | 3379.8685 | 13519.4741 | 4 | 1 | 5 | G | NBS_EndSuction | 8 | 6 | 8 | 12 | BranchMin8_BranchMax12 | 8 | 3 | 10 | 24 | HeaderMin10_HeaderMax24 | 14 | 7 | 21
910 | 118 | 060-150-4P-150HP | NBS_060-150_4P_150HP_12.83_SS | 3379.8685 | 3379.8685 | 13519.4741 | 4 | 1 | 5 | G | NBS_EndSuction | 8 | 6 | 8 | 12 | BranchMin8_BranchMax12 | 8 | 3 | 10 | 24 | HeaderMin10_HeaderMax24 | 16 | 7 | 21
910 | 118 | 060-150-4P-150HP | NBS_060-150_4P_150HP_12.83_SS | 3379.8685 | 3379.8685 | 13519.4741 | 4 | 1 | 5 | G | NBS_EndSuction | 8 | 6 | 8 | 12 | BranchMin8_BranchMax12 | 8 | 3 | 10 | 24 | HeaderMin10_HeaderMax24 | 18 | 7 | 21
910 | 118 | 060-150-4P-150HP | NBS_060-150_4P_150HP_12.83_SS | 3379.8685 | 3379.8685 | 13519.4741 | 4 | 1 | 5 | G | NBS_EndSuction | 8 | 6 | 8 | 12 | BranchMin8_BranchMax12 | 8 | 3 | 10 | 24 | HeaderMin10_HeaderMax24 | 20 | 7 | 21
910 | 118 | 060-150-4P-150HP | NBS_060-150_4P_150HP_12.83_SS | 3379.8685 | 3379.8685 | 13519.4741 | 4 | 1 | 5 | G | NBS_EndSuction | 8 | 6 | 8 | 12 | BranchMin8_BranchMax12 | 8 | 3 | 10 | 24 | HeaderMin10_HeaderMax24 | 24 | 7 | 21
910 | 118 | 060-150-4P-150HP | NBS_060-150_4P_150HP_12.83_SS | 3379.8685 | 3379.8685 | 13519.4741 | 4 | 1 | 5 | G | NBS_EndSuction | 8 | 6 | 8 | 12 | BranchMin8_BranchMax12 | 10 | 3 | 10 | 24 | HeaderMin10_HeaderMax24 | 10 | 7 | 21 | [11 empty] | INVALID
910 | 118 | 060-150-4P-150HP | NBS_060-150_4P_150HP_12.83_SS | 3379.8685 | 3379.8685 | 13519.4741 | 4 | 1 | 5 | G | NBS_EndSuction | 8 | 6 | 8 | 12 | BranchMin8_BranchMax12 | 10 | 3 | 10 | 24 | HeaderMin10_HeaderMax24 | 12 | 7 | 21
910 | 118 | 060-150-4P-150HP | NBS_060-150_4P_150HP_12.83_SS | 3379.8685 | 3379.8685 | 13519.4741 | 4 | 1 | 5 | G | NBS_EndSuction | 8 | 6 | 8 | 12 | BranchMin8_BranchMax12 | 10 | 3 | 10 | 24 | HeaderMin10_HeaderMax24 | 14 | 7 | 21
910 | 118 | 060-150-4P-150HP | NBS_060-150_4P_150HP_12.83_SS | 3379.8685 | 3379.8685 | 13519.4741 | 4 | 1 | 5 | G | NBS_EndSuction | 8 | 6 | 8 | 12 | BranchMin8_BranchMax12 | 10 | 3 | 10 | 24 | HeaderMin10_HeaderMax24 | 16 | 7 | 21
910 | 118 | 060-150-4P-150HP | NBS_060-150_4P_150HP_12.83_SS | 3379.8685 | 3379.8685 | 13519.4741 | 4 | 1 | 5 | G | NBS_EndSuction | 8 | 6 | 8 | 12 | BranchMin8_BranchMax12 | 10 | 3 | 10 | 24 | HeaderMin10_HeaderMax24 | 18 | 7 | 21
910 | 118 | 060-150-4P-150HP | NBS_060-150_4P_150HP_12.83_SS | 3379.8685 | 3379.8685 | 13519.4741 | 4 | 1 | 5 | G | NBS_EndSuction | 8 | 6 | 8 | 12 | BranchMin8_BranchMax12 | 10 | 3 | 10 | 24 | HeaderMin10_HeaderMax24 | 20 | 7 | 21
910 | 118 | 060-150-4P-150HP | NBS_060-150_4P_150HP_12.83_SS | 3379.8685 | 3379.8685 | 13519.4741 | 4 | 1 | 5 | G | NBS_EndSuction | 8 | 6 | 8 | 12 | BranchMin8_BranchMax12 | 10 | 3 | 10 | 24 | HeaderMin10_HeaderMax24 | 24 | 7 | 21
910 | 118 | 060-150-4P-150HP | NBS_060-150_4P_150HP_12.83_SS | 3379.8685 | 3379.8685 | 13519.4741 | 4 | 1 | 5 | G | NBS_EndSuction | 8 | 6 | 8 | 12 | BranchMin8_BranchMax12 | 12 | 3 | 10 | 24 | HeaderMin10_HeaderMax24 | 10 | 7 | 21 | [11 empty] | INVALID
910 | 118 | 060-150-4P-150HP | NBS_060-150_4P_150HP_12.83_SS | 3379.8685 | 3379.8685 | 13519.4741 | 4 | 1 | 5 | G | NBS_EndSuction | 8 | 6 | 8 | 12 | BranchMin8_BranchMax12 | 12 | 3 | 10 | 24 | HeaderMin10_HeaderMax24 | 12 | 7 | 21 | [11 empty] | INVALID
910 | 118 | 060-150-4P-150HP | NBS_060-150_4P_150HP_12.83_SS | 3379.8685 | 3379.8685 | 13519.4741 | 4 | 1 | 5 | G | NBS_EndSuction | 8 | 6 | 8 | 12 | BranchMin8_BranchMax12 | 12 | 3 | 10 | 24 | HeaderMin10_HeaderMax24 | 14 | 7 | 21
910 | 118 | 060-150-4P-150HP | NBS_060-150_4P_150HP_12.83_SS | 3379.8685 | 3379.8685 | 13519.4741 | 4 | 1 | 5 | G | NBS_EndSuction | 8 | 6 | 8 | 12 | BranchMin8_BranchMax12 | 12 | 3 | 10 | 24 | HeaderMin10_HeaderMax24 | 16 | 7 | 21
910 | 118 | 060-150-4P-150HP | NBS_060-150_4P_150HP_12.83_SS | 3379.8685 | 3379.8685 | 13519.4741 | 4 | 1 | 5 | G | NBS_EndSuction | 8 | 6 | 8 | 12 | BranchMin8_BranchMax12 | 12 | 3 | 10 | 24 | HeaderMin10_HeaderMax24 | 18 | 7 | 21
910 | 118 | 060-150-4P-150HP | NBS_060-150_4P_150HP_12.83_SS | 3379.8685 | 3379.8685 | 13519.4741 | 4 | 1 | 5 | G | NBS_EndSuction | 8 | 6 | 8 | 12 | BranchMin8_BranchMax12 | 12 | 3 | 10 | 24 | HeaderMin10_HeaderMax24 | 20 | 7 | 21
910 | 118 | 060-150-4P-150HP | NBS_060-150_4P_150HP_12.83_SS | 3379.8685 | 3379.8685 | 13519.4741 | 4 | 1 | 5 | G | NBS_EndSuction | 8 | 6 | 8 | 12 | BranchMin8_BranchMax12 | 12 | 3 | 10 | 24 | HeaderMin10_HeaderMax24 | 24 | 7 | 21
911 | 119 | 060-150-4P-200HP | NBS_060-150_4P_200HP_14.8_SS | 3737.7603 | 3737.7603 | 14951.0411 | 4 | 1 | 5 | G | NBS_EndSuction | 8 | 6 | 8 | 14 | BranchMin8_BranchMax14 | 8 | 4 | 10 | 24 | HeaderMin10_HeaderMax24 | 10 | 7 | 28
911 | 119 | 060-150-4P-200HP | NBS_060-150_4P_200HP_14.8_SS | 3737.7603 | 3737.7603 | 14951.0411 | 4 | 1 | 5 | G | NBS_EndSuction | 8 | 6 | 8 | 14 | BranchMin8_BranchMax14 | 8 | 4 | 10 | 24 | HeaderMin10_HeaderMax24 | 12 | 7 | 28
911 | 119 | 060-150-4P-200HP | NBS_060-150_4P_200HP_14.8_SS | 3737.7603 | 3737.7603 | 14951.0411 | 4 | 1 | 5 | G | NBS_EndSuction | 8 | 6 | 8 | 14 | BranchMin8_BranchMax14 | 8 | 4 | 10 | 24 | HeaderMin10_HeaderMax24 | 14 | 7 | 28
911 | 119 | 060-150-4P-200HP | NBS_060-150_4P_200HP_14.8_SS | 3737.7603 | 3737.7603 | 14951.0411 | 4 | 1 | 5 | G | NBS_EndSuction | 8 | 6 | 8 | 14 | BranchMin8_BranchMax14 | 8 | 4 | 10 | 24 | HeaderMin10_HeaderMax24 | 16 | 7 | 28
911 | 119 | 060-150-4P-200HP | NBS_060-150_4P_200HP_14.8_SS | 3737.7603 | 3737.7603 | 14951.0411 | 4 | 1 | 5 | G | NBS_EndSuction | 8 | 6 | 8 | 14 | BranchMin8_BranchMax14 | 8 | 4 | 10 | 24 | HeaderMin10_HeaderMax24 | 18 | 7 | 28
911 | 119 | 060-150-4P-200HP | NBS_060-150_4P_200HP_14.8_SS | 3737.7603 | 3737.7603 | 14951.0411 | 4 | 1 | 5 | G | NBS_EndSuction | 8 | 6 | 8 | 14 | BranchMin8_BranchMax14 | 8 | 4 | 10 | 24 | HeaderMin10_HeaderMax24 | 20 | 7 | 28
911 | 119 | 060-150-4P-200HP | NBS_060-150_4P_200HP_14.8_SS | 3737.7603 | 3737.7603 | 14951.0411 | 4 | 1 | 5 | G | NBS_EndSuction | 8 | 6 | 8 | 14 | BranchMin8_BranchMax14 | 8 | 4 | 10 | 24 | HeaderMin10_HeaderMax24 | 24 | 7 | 28
911 | 119 | 060-150-4P-200HP | NBS_060-150_4P_200HP_14.8_SS | 3737.7603 | 3737.7603 | 14951.0411 | 4 | 1 | 5 | G | NBS_EndSuction | 8 | 6 | 8 | 14 | BranchMin8_BranchMax14 | 10 | 4 | 10 | 24 | HeaderMin10_HeaderMax24 | 10 | 7 | 28 | [11 empty] | INVALID
911 | 119 | 060-150-4P-200HP | NBS_060-150_4P_200HP_14.8_SS | 3737.7603 | 3737.7603 | 14951.0411 | 4 | 1 | 5 | G | NBS_EndSuction | 8 | 6 | 8 | 14 | BranchMin8_BranchMax14 | 10 | 4 | 10 | 24 | HeaderMin10_HeaderMax24 | 12 | 7 | 28
911 | 119 | 060-150-4P-200HP | NBS_060-150_4P_200HP_14.8_SS | 3737.7603 | 3737.7603 | 14951.0411 | 4 | 1 | 5 | G | NBS_EndSuction | 8 | 6 | 8 | 14 | BranchMin8_BranchMax14 | 10 | 4 | 10 | 24 | HeaderMin10_HeaderMax24 | 14 | 7 | 28
911 | 119 | 060-150-4P-200HP | NBS_060-150_4P_200HP_14.8_SS | 3737.7603 | 3737.7603 | 14951.0411 | 4 | 1 | 5 | G | NBS_EndSuction | 8 | 6 | 8 | 14 | BranchMin8_BranchMax14 | 10 | 4 | 10 | 24 | HeaderMin10_HeaderMax24 | 16 | 7 | 28
911 | 119 | 060-150-4P-200HP | NBS_060-150_4P_200HP_14.8_SS | 3737.7603 | 3737.7603 | 14951.0411 | 4 | 1 | 5 | G | NBS_EndSuction | 8 | 6 | 8 | 14 | BranchMin8_BranchMax14 | 10 | 4 | 10 | 24 | HeaderMin10_HeaderMax24 | 18 | 7 | 28
911 | 119 | 060-150-4P-200HP | NBS_060-150_4P_200HP_14.8_SS | 3737.7603 | 3737.7603 | 14951.0411 | 4 | 1 | 5 | G | NBS_EndSuction | 8 | 6 | 8 | 14 | BranchMin8_BranchMax14 | 10 | 4 | 10 | 24 | HeaderMin10_HeaderMax24 | 20 | 7 | 28
911 | 119 | 060-150-4P-200HP | NBS_060-150_4P_200HP_14.8_SS | 3737.7603 | 3737.7603 | 14951.0411 | 4 | 1 | 5 | G | NBS_EndSuction | 8 | 6 | 8 | 14 | BranchMin8_BranchMax14 | 10 | 4 | 10 | 24 | HeaderMin10_HeaderMax24 | 24 | 7 | 28
911 | 119 | 060-150-4P-200HP | NBS_060-150_4P_200HP_14.8_SS | 3737.7603 | 3737.7603 | 14951.0411 | 4 | 1 | 5 | G | NBS_EndSuction | 8 | 6 | 8 | 14 | BranchMin8_BranchMax14 | 12 | 4 | 10 | 24 | HeaderMin10_HeaderMax24 | 10 | 7 | 28 | [11 empty] | INVALID
911 | 119 | 060-150-4P-200HP | NBS_060-150_4P_200HP_14.8_SS | 3737.7603 | 3737.7603 | 14951.0411 | 4 | 1 | 5 | G | NBS_EndSuction | 8 | 6 | 8 | 14 | BranchMin8_BranchMax14 | 12 | 4 | 10 | 24 | HeaderMin10_HeaderMax24 | 12 | 7 | 28 | [11 empty] | INVALID
911 | 119 | 060-150-4P-200HP | NBS_060-150_4P_200HP_14.8_SS | 3737.7603 | 3737.7603 | 14951.0411 | 4 | 1 | 5 | G | NBS_EndSuction | 8 | 6 | 8 | 14 | BranchMin8_BranchMax14 | 12 | 4 | 10 | 24 | HeaderMin10_HeaderMax24 | 14 | 7 | 28
911 | 119 | 060-150-4P-200HP | NBS_060-150_4P_200HP_14.8_SS | 3737.7603 | 3737.7603 | 14951.0411 | 4 | 1 | 5 | G | NBS_EndSuction | 8 | 6 | 8 | 14 | BranchMin8_BranchMax14 | 12 | 4 | 10 | 24 | HeaderMin10_HeaderMax24 | 16 | 7 | 28
911 | 119 | 060-150-4P-200HP | NBS_060-150_4P_200HP_14.8_SS | 3737.7603 | 3737.7603 | 14951.0411 | 4 | 1 | 5 | G | NBS_EndSuction | 8 | 6 | 8 | 14 | BranchMin8_BranchMax14 | 12 | 4 | 10 | 24 | HeaderMin10_HeaderMax24 | 18 | 7 | 28
911 | 119 | 060-150-4P-200HP | NBS_060-150_4P_200HP_14.8_SS | 3737.7603 | 3737.7603 | 14951.0411 | 4 | 1 | 5 | G | NBS_EndSuction | 8 | 6 | 8 | 14 | BranchMin8_BranchMax14 | 12 | 4 | 10 | 24 | HeaderMin10_HeaderMax24 | 20 | 7 | 28
911 | 119 | 060-150-4P-200HP | NBS_060-150_4P_200HP_14.8_SS | 3737.7603 | 3737.7603 | 14951.0411 | 4 | 1 | 5 | G | NBS_EndSuction | 8 | 6 | 8 | 14 | BranchMin8_BranchMax14 | 12 | 4 | 10 | 24 | HeaderMin10_HeaderMax24 | 24 | 7 | 28
911 | 119 | 060-150-4P-200HP | NBS_060-150_4P_200HP_14.8_SS | 3737.7603 | 3737.7603 | 14951.0411 | 4 | 1 | 5 | G | NBS_EndSuction | 8 | 6 | 8 | 14 | BranchMin8_BranchMax14 | 14 | 4 | 10 | 24 | HeaderMin10_HeaderMax24 | 10 | 7 | 28 | [11 empty] | INVALID
911 | 119 | 060-150-4P-200HP | NBS_060-150_4P_200HP_14.8_SS | 3737.7603 | 3737.7603 | 14951.0411 | 4 | 1 | 5 | G | NBS_EndSuction | 8 | 6 | 8 | 14 | BranchMin8_BranchMax14 | 14 | 4 | 10 | 24 | HeaderMin10_HeaderMax24 | 12 | 7 | 28 | [11 empty] | INVALID
911 | 119 | 060-150-4P-200HP | NBS_060-150_4P_200HP_14.8_SS | 3737.7603 | 3737.7603 | 14951.0411 | 4 | 1 | 5 | G | NBS_EndSuction | 8 | 6 | 8 | 14 | BranchMin8_BranchMax14 | 14 | 4 | 10 | 24 | HeaderMin10_HeaderMax24 | 14 | 7 | 28 | [11 empty] | INVALID
911 | 119 | 060-150-4P-200HP | NBS_060-150_4P_200HP_14.8_SS | 3737.7603 | 3737.7603 | 14951.0411 | 4 | 1 | 5 | G | NBS_EndSuction | 8 | 6 | 8 | 14 | BranchMin8_BranchMax14 | 14 | 4 | 10 | 24 | HeaderMin10_HeaderMax24 | 16 | 7 | 28
911 | 119 | 060-150-4P-200HP | NBS_060-150_4P_200HP_14.8_SS | 3737.7603 | 3737.7603 | 14951.0411 | 4 | 1 | 5 | G | NBS_EndSuction | 8 | 6 | 8 | 14 | BranchMin8_BranchMax14 | 14 | 4 | 10 | 24 | HeaderMin10_HeaderMax24 | 18 | 7 | 28
911 | 119 | 060-150-4P-200HP | NBS_060-150_4P_200HP_14.8_SS | 3737.7603 | 3737.7603 | 14951.0411 | 4 | 1 | 5 | G | NBS_EndSuction | 8 | 6 | 8 | 14 | BranchMin8_BranchMax14 | 14 | 4 | 10 | 24 | HeaderMin10_HeaderMax24 | 20 | 7 | 28
911 | 119 | 060-150-4P-200HP | NBS_060-150_4P_200HP_14.8_SS | 3737.7603 | 3737.7603 | 14951.0411 | 4 | 1 | 5 | G | NBS_EndSuction | 8 | 6 | 8 | 14 | BranchMin8_BranchMax14 | 14 | 4 | 10 | 24 | HeaderMin10_HeaderMax24 | 24 | 7 | 28
912 | 120 | 060-150-4P-250HP | NBS_060-150_4P_250HP_15.83_SS | 3875.064 | 3875.064 | 15500.2559 | 4 | 1 | 5 | G | NBS_EndSuction | 8 | 6 | 8 | 14 | BranchMin8_BranchMax14 | 8 | 4 | 10 | 24 | HeaderMin10_HeaderMax24 | 10 | 7 | 28
912 | 120 | 060-150-4P-250HP | NBS_060-150_4P_250HP_15.83_SS | 3875.064 | 3875.064 | 15500.2559 | 4 | 1 | 5 | G | NBS_EndSuction | 8 | 6 | 8 | 14 | BranchMin8_BranchMax14 | 8 | 4 | 10 | 24 | HeaderMin10_HeaderMax24 | 12 | 7 | 28
912 | 120 | 060-150-4P-250HP | NBS_060-150_4P_250HP_15.83_SS | 3875.064 | 3875.064 | 15500.2559 | 4 | 1 | 5 | G | NBS_EndSuction | 8 | 6 | 8 | 14 | BranchMin8_BranchMax14 | 8 | 4 | 10 | 24 | HeaderMin10_HeaderMax24 | 14 | 7 | 28
912 | 120 | 060-150-4P-250HP | NBS_060-150_4P_250HP_15.83_SS | 3875.064 | 3875.064 | 15500.2559 | 4 | 1 | 5 | G | NBS_EndSuction | 8 | 6 | 8 | 14 | BranchMin8_BranchMax14 | 8 | 4 | 10 | 24 | HeaderMin10_HeaderMax24 | 16 | 7 | 28
912 | 120 | 060-150-4P-250HP | NBS_060-150_4P_250HP_15.83_SS | 3875.064 | 3875.064 | 15500.2559 | 4 | 1 | 5 | G | NBS_EndSuction | 8 | 6 | 8 | 14 | BranchMin8_BranchMax14 | 8 | 4 | 10 | 24 | HeaderMin10_HeaderMax24 | 18 | 7 | 28
912 | 120 | 060-150-4P-250HP | NBS_060-150_4P_250HP_15.83_SS | 3875.064 | 3875.064 | 15500.2559 | 4 | 1 | 5 | G | NBS_EndSuction | 8 | 6 | 8 | 14 | BranchMin8_BranchMax14 | 8 | 4 | 10 | 24 | HeaderMin10_HeaderMax24 | 20 | 7 | 28
912 | 120 | 060-150-4P-250HP | NBS_060-150_4P_250HP_15.83_SS | 3875.064 | 3875.064 | 15500.2559 | 4 | 1 | 5 | G | NBS_EndSuction | 8 | 6 | 8 | 14 | BranchMin8_BranchMax14 | 8 | 4 | 10 | 24 | HeaderMin10_HeaderMax24 | 24 | 7 | 28
912 | 120 | 060-150-4P-250HP | NBS_060-150_4P_250HP_15.83_SS | 3875.064 | 3875.064 | 15500.2559 | 4 | 1 | 5 | G | NBS_EndSuction | 8 | 6 | 8 | 14 | BranchMin8_BranchMax14 | 10 | 4 | 10 | 24 | HeaderMin10_HeaderMax24 | 10 | 7 | 28 | [11 empty] | INVALID
912 | 120 | 060-150-4P-250HP | NBS_060-150_4P_250HP_15.83_SS | 3875.064 | 3875.064 | 15500.2559 | 4 | 1 | 5 | G | NBS_EndSuction | 8 | 6 | 8 | 14 | BranchMin8_BranchMax14 | 10 | 4 | 10 | 24 | HeaderMin10_HeaderMax24 | 12 | 7 | 28
912 | 120 | 060-150-4P-250HP | NBS_060-150_4P_250HP_15.83_SS | 3875.064 | 3875.064 | 15500.2559 | 4 | 1 | 5 | G | NBS_EndSuction | 8 | 6 | 8 | 14 | BranchMin8_BranchMax14 | 10 | 4 | 10 | 24 | HeaderMin10_HeaderMax24 | 14 | 7 | 28
912 | 120 | 060-150-4P-250HP | NBS_060-150_4P_250HP_15.83_SS | 3875.064 | 3875.064 | 15500.2559 | 4 | 1 | 5 | G | NBS_EndSuction | 8 | 6 | 8 | 14 | BranchMin8_BranchMax14 | 10 | 4 | 10 | 24 | HeaderMin10_HeaderMax24 | 16 | 7 | 28
912 | 120 | 060-150-4P-250HP | NBS_060-150_4P_250HP_15.83_SS | 3875.064 | 3875.064 | 15500.2559 | 4 | 1 | 5 | G | NBS_EndSuction | 8 | 6 | 8 | 14 | BranchMin8_BranchMax14 | 10 | 4 | 10 | 24 | HeaderMin10_HeaderMax24 | 18 | 7 | 28
912 | 120 | 060-150-4P-250HP | NBS_060-150_4P_250HP_15.83_SS | 3875.064 | 3875.064 | 15500.2559 | 4 | 1 | 5 | G | NBS_EndSuction | 8 | 6 | 8 | 14 | BranchMin8_BranchMax14 | 10 | 4 | 10 | 24 | HeaderMin10_HeaderMax24 | 20 | 7 | 28
912 | 120 | 060-150-4P-250HP | NBS_060-150_4P_250HP_15.83_SS | 3875.064 | 3875.064 | 15500.2559 | 4 | 1 | 5 | G | NBS_EndSuction | 8 | 6 | 8 | 14 | BranchMin8_BranchMax14 | 10 | 4 | 10 | 24 | HeaderMin10_HeaderMax24 | 24 | 7 | 28
912 | 120 | 060-150-4P-250HP | NBS_060-150_4P_250HP_15.83_SS | 3875.064 | 3875.064 | 15500.2559 | 4 | 1 | 5 | G | NBS_EndSuction | 8 | 6 | 8 | 14 | BranchMin8_BranchMax14 | 12 | 4 | 10 | 24 | HeaderMin10_HeaderMax24 | 10 | 7 | 28 | [11 empty] | INVALID
912 | 120 | 060-150-4P-250HP | NBS_060-150_4P_250HP_15.83_SS | 3875.064 | 3875.064 | 15500.2559 | 4 | 1 | 5 | G | NBS_EndSuction | 8 | 6 | 8 | 14 | BranchMin8_BranchMax14 | 12 | 4 | 10 | 24 | HeaderMin10_HeaderMax24 | 12 | 7 | 28 | [11 empty] | INVALID
912 | 120 | 060-150-4P-250HP | NBS_060-150_4P_250HP_15.83_SS | 3875.064 | 3875.064 | 15500.2559 | 4 | 1 | 5 | G | NBS_EndSuction | 8 | 6 | 8 | 14 | BranchMin8_BranchMax14 | 12 | 4 | 10 | 24 | HeaderMin10_HeaderMax24 | 14 | 7 | 28
912 | 120 | 060-150-4P-250HP | NBS_060-150_4P_250HP_15.83_SS | 3875.064 | 3875.064 | 15500.2559 | 4 | 1 | 5 | G | NBS_EndSuction | 8 | 6 | 8 | 14 | BranchMin8_BranchMax14 | 12 | 4 | 10 | 24 | HeaderMin10_HeaderMax24 | 16 | 7 | 28
912 | 120 | 060-150-4P-250HP | NBS_060-150_4P_250HP_15.83_SS | 3875.064 | 3875.064 | 15500.2559 | 4 | 1 | 5 | G | NBS_EndSuction | 8 | 6 | 8 | 14 | BranchMin8_BranchMax14 | 12 | 4 | 10 | 24 | HeaderMin10_HeaderMax24 | 18 | 7 | 28
912 | 120 | 060-150-4P-250HP | NBS_060-150_4P_250HP_15.83_SS | 3875.064 | 3875.064 | 15500.2559 | 4 | 1 | 5 | G | NBS_EndSuction | 8 | 6 | 8 | 14 | BranchMin8_BranchMax14 | 12 | 4 | 10 | 24 | HeaderMin10_HeaderMax24 | 20 | 7 | 28
912 | 120 | 060-150-4P-250HP | NBS_060-150_4P_250HP_15.83_SS | 3875.064 | 3875.064 | 15500.2559 | 4 | 1 | 5 | G | NBS_EndSuction | 8 | 6 | 8 | 14 | BranchMin8_BranchMax14 | 12 | 4 | 10 | 24 | HeaderMin10_HeaderMax24 | 24 | 7 | 28
912 | 120 | 060-150-4P-250HP | NBS_060-150_4P_250HP_15.83_SS | 3875.064 | 3875.064 | 15500.2559 | 4 | 1 | 5 | G | NBS_EndSuction | 8 | 6 | 8 | 14 | BranchMin8_BranchMax14 | 14 | 4 | 10 | 24 | HeaderMin10_HeaderMax24 | 10 | 7 | 28 | [11 empty] | INVALID
912 | 120 | 060-150-4P-250HP | NBS_060-150_4P_250HP_15.83_SS | 3875.064 | 3875.064 | 15500.2559 | 4 | 1 | 5 | G | NBS_EndSuction | 8 | 6 | 8 | 14 | BranchMin8_BranchMax14 | 14 | 4 | 10 | 24 | HeaderMin10_HeaderMax24 | 12 | 7 | 28 | [11 empty] | INVALID
912 | 120 | 060-150-4P-250HP | NBS_060-150_4P_250HP_15.83_SS | 3875.064 | 3875.064 | 15500.2559 | 4 | 1 | 5 | G | NBS_EndSuction | 8 | 6 | 8 | 14 | BranchMin8_BranchMax14 | 14 | 4 | 10 | 24 | HeaderMin10_HeaderMax24 | 14 | 7 | 28 | [11 empty] | INVALID
912 | 120 | 060-150-4P-250HP | NBS_060-150_4P_250HP_15.83_SS | 3875.064 | 3875.064 | 15500.2559 | 4 | 1 | 5 | G | NBS_EndSuction | 8 | 6 | 8 | 14 | BranchMin8_BranchMax14 | 14 | 4 | 10 | 24 | HeaderMin10_HeaderMax24 | 16 | 7 | 28
912 | 120 | 060-150-4P-250HP | NBS_060-150_4P_250HP_15.83_SS | 3875.064 | 3875.064 | 15500.2559 | 4 | 1 | 5 | G | NBS_EndSuction | 8 | 6 | 8 | 14 | BranchMin8_BranchMax14 | 14 | 4 | 10 | 24 | HeaderMin10_HeaderMax24 | 18 | 7 | 28
912 | 120 | 060-150-4P-250HP | NBS_060-150_4P_250HP_15.83_SS | 3875.064 | 3875.064 | 15500.2559 | 4 | 1 | 5 | G | NBS_EndSuction | 8 | 6 | 8 | 14 | BranchMin8_BranchMax14 | 14 | 4 | 10 | 24 | HeaderMin10_HeaderMax24 | 20 | 7 | 28
912 | 120 | 060-150-4P-250HP | NBS_060-150_4P_250HP_15.83_SS | 3875.064 | 3875.064 | 15500.2559 | 4 | 1 | 5 | G | NBS_EndSuction | 8 | 6 | 8 | 14 | BranchMin8_BranchMax14 | 14 | 4 | 10 | 24 | HeaderMin10_HeaderMax24 | 24 | 7 | 28
913 | 121 | 080-135-4P-60HP | NBS_080-135_4P_60HP_9.84_SS | 4004.1439 | 4004.1439 | 16016.5758 | 4 | 1 | 5 | G | NBS_EndSuction | 10 | 8 | 10 | 14 | BranchMin10_BranchMax14 | 10 | 3 | 12 | 24 | HeaderMin12_HeaderMax24 | 12 | 6 | 18
913 | 121 | 080-135-4P-60HP | NBS_080-135_4P_60HP_9.84_SS | 4004.1439 | 4004.1439 | 16016.5758 | 4 | 1 | 5 | G | NBS_EndSuction | 10 | 8 | 10 | 14 | BranchMin10_BranchMax14 | 10 | 3 | 12 | 24 | HeaderMin12_HeaderMax24 | 14 | 6 | 18
913 | 121 | 080-135-4P-60HP | NBS_080-135_4P_60HP_9.84_SS | 4004.1439 | 4004.1439 | 16016.5758 | 4 | 1 | 5 | G | NBS_EndSuction | 10 | 8 | 10 | 14 | BranchMin10_BranchMax14 | 10 | 3 | 12 | 24 | HeaderMin12_HeaderMax24 | 16 | 6 | 18
913 | 121 | 080-135-4P-60HP | NBS_080-135_4P_60HP_9.84_SS | 4004.1439 | 4004.1439 | 16016.5758 | 4 | 1 | 5 | G | NBS_EndSuction | 10 | 8 | 10 | 14 | BranchMin10_BranchMax14 | 10 | 3 | 12 | 24 | HeaderMin12_HeaderMax24 | 18 | 6 | 18
913 | 121 | 080-135-4P-60HP | NBS_080-135_4P_60HP_9.84_SS | 4004.1439 | 4004.1439 | 16016.5758 | 4 | 1 | 5 | G | NBS_EndSuction | 10 | 8 | 10 | 14 | BranchMin10_BranchMax14 | 10 | 3 | 12 | 24 | HeaderMin12_HeaderMax24 | 20 | 6 | 18
913 | 121 | 080-135-4P-60HP | NBS_080-135_4P_60HP_9.84_SS | 4004.1439 | 4004.1439 | 16016.5758 | 4 | 1 | 5 | G | NBS_EndSuction | 10 | 8 | 10 | 14 | BranchMin10_BranchMax14 | 10 | 3 | 12 | 24 | HeaderMin12_HeaderMax24 | 24 | 6 | 18
913 | 121 | 080-135-4P-60HP | NBS_080-135_4P_60HP_9.84_SS | 4004.1439 | 4004.1439 | 16016.5758 | 4 | 1 | 5 | G | NBS_EndSuction | 10 | 8 | 10 | 14 | BranchMin10_BranchMax14 | 12 | 3 | 12 | 24 | HeaderMin12_HeaderMax24 | 12 | 6 | 18 | [11 empty] | INVALID
913 | 121 | 080-135-4P-60HP | NBS_080-135_4P_60HP_9.84_SS | 4004.1439 | 4004.1439 | 16016.5758 | 4 | 1 | 5 | G | NBS_EndSuction | 10 | 8 | 10 | 14 | BranchMin10_BranchMax14 | 12 | 3 | 12 | 24 | HeaderMin12_HeaderMax24 | 14 | 6 | 18
913 | 121 | 080-135-4P-60HP | NBS_080-135_4P_60HP_9.84_SS | 4004.1439 | 4004.1439 | 16016.5758 | 4 | 1 | 5 | G | NBS_EndSuction | 10 | 8 | 10 | 14 | BranchMin10_BranchMax14 | 12 | 3 | 12 | 24 | HeaderMin12_HeaderMax24 | 16 | 6 | 18
913 | 121 | 080-135-4P-60HP | NBS_080-135_4P_60HP_9.84_SS | 4004.1439 | 4004.1439 | 16016.5758 | 4 | 1 | 5 | G | NBS_EndSuction | 10 | 8 | 10 | 14 | BranchMin10_BranchMax14 | 12 | 3 | 12 | 24 | HeaderMin12_HeaderMax24 | 18 | 6 | 18
913 | 121 | 080-135-4P-60HP | NBS_080-135_4P_60HP_9.84_SS | 4004.1439 | 4004.1439 | 16016.5758 | 4 | 1 | 5 | G | NBS_EndSuction | 10 | 8 | 10 | 14 | BranchMin10_BranchMax14 | 12 | 3 | 12 | 24 | HeaderMin12_HeaderMax24 | 20 | 6 | 18
913 | 121 | 080-135-4P-60HP | NBS_080-135_4P_60HP_9.84_SS | 4004.1439 | 4004.1439 | 16016.5758 | 4 | 1 | 5 | G | NBS_EndSuction | 10 | 8 | 10 | 14 | BranchMin10_BranchMax14 | 12 | 3 | 12 | 24 | HeaderMin12_HeaderMax24 | 24 | 6 | 18
913 | 121 | 080-135-4P-60HP | NBS_080-135_4P_60HP_9.84_SS | 4004.1439 | 4004.1439 | 16016.5758 | 4 | 1 | 5 | G | NBS_EndSuction | 10 | 8 | 10 | 14 | BranchMin10_BranchMax14 | 14 | 3 | 12 | 24 | HeaderMin12_HeaderMax24 | 12 | 6 | 18 | [11 empty] | INVALID
913 | 121 | 080-135-4P-60HP | NBS_080-135_4P_60HP_9.84_SS | 4004.1439 | 4004.1439 | 16016.5758 | 4 | 1 | 5 | G | NBS_EndSuction | 10 | 8 | 10 | 14 | BranchMin10_BranchMax14 | 14 | 3 | 12 | 24 | HeaderMin12_HeaderMax24 | 14 | 6 | 18 | [11 empty] | INVALID
913 | 121 | 080-135-4P-60HP | NBS_080-135_4P_60HP_9.84_SS | 4004.1439 | 4004.1439 | 16016.5758 | 4 | 1 | 5 | G | NBS_EndSuction | 10 | 8 | 10 | 14 | BranchMin10_BranchMax14 | 14 | 3 | 12 | 24 | HeaderMin12_HeaderMax24 | 16 | 6 | 18
913 | 121 | 080-135-4P-60HP | NBS_080-135_4P_60HP_9.84_SS | 4004.1439 | 4004.1439 | 16016.5758 | 4 | 1 | 5 | G | NBS_EndSuction | 10 | 8 | 10 | 14 | BranchMin10_BranchMax14 | 14 | 3 | 12 | 24 | HeaderMin12_HeaderMax24 | 18 | 6 | 18
913 | 121 | 080-135-4P-60HP | NBS_080-135_4P_60HP_9.84_SS | 4004.1439 | 4004.1439 | 16016.5758 | 4 | 1 | 5 | G | NBS_EndSuction | 10 | 8 | 10 | 14 | BranchMin10_BranchMax14 | 14 | 3 | 12 | 24 | HeaderMin12_HeaderMax24 | 20 | 6 | 18
913 | 121 | 080-135-4P-60HP | NBS_080-135_4P_60HP_9.84_SS | 4004.1439 | 4004.1439 | 16016.5758 | 4 | 1 | 5 | G | NBS_EndSuction | 10 | 8 | 10 | 14 | BranchMin10_BranchMax14 | 14 | 3 | 12 | 24 | HeaderMin12_HeaderMax24 | 24 | 6 | 18
914 | 122 | 080-135-4P-75HP | NBS_080-135_4P_75HP_10.31_SS | 4295.2175 | 4295.2175 | 17180.8701 | 4 | 1 | 5 | G | NBS_EndSuction | 10 | 8 | 10 | 16 | BranchMin10_BranchMax16 | 10 | 4 | 12 | 24 | HeaderMin12_HeaderMax24 | 12 | 6 | 24
914 | 122 | 080-135-4P-75HP | NBS_080-135_4P_75HP_10.31_SS | 4295.2175 | 4295.2175 | 17180.8701 | 4 | 1 | 5 | G | NBS_EndSuction | 10 | 8 | 10 | 16 | BranchMin10_BranchMax16 | 10 | 4 | 12 | 24 | HeaderMin12_HeaderMax24 | 14 | 6 | 24
914 | 122 | 080-135-4P-75HP | NBS_080-135_4P_75HP_10.31_SS | 4295.2175 | 4295.2175 | 17180.8701 | 4 | 1 | 5 | G | NBS_EndSuction | 10 | 8 | 10 | 16 | BranchMin10_BranchMax16 | 10 | 4 | 12 | 24 | HeaderMin12_HeaderMax24 | 16 | 6 | 24
914 | 122 | 080-135-4P-75HP | NBS_080-135_4P_75HP_10.31_SS | 4295.2175 | 4295.2175 | 17180.8701 | 4 | 1 | 5 | G | NBS_EndSuction | 10 | 8 | 10 | 16 | BranchMin10_BranchMax16 | 10 | 4 | 12 | 24 | HeaderMin12_HeaderMax24 | 18 | 6 | 24
914 | 122 | 080-135-4P-75HP | NBS_080-135_4P_75HP_10.31_SS | 4295.2175 | 4295.2175 | 17180.8701 | 4 | 1 | 5 | G | NBS_EndSuction | 10 | 8 | 10 | 16 | BranchMin10_BranchMax16 | 10 | 4 | 12 | 24 | HeaderMin12_HeaderMax24 | 20 | 6 | 24
914 | 122 | 080-135-4P-75HP | NBS_080-135_4P_75HP_10.31_SS | 4295.2175 | 4295.2175 | 17180.8701 | 4 | 1 | 5 | G | NBS_EndSuction | 10 | 8 | 10 | 16 | BranchMin10_BranchMax16 | 10 | 4 | 12 | 24 | HeaderMin12_HeaderMax24 | 24 | 6 | 24
914 | 122 | 080-135-4P-75HP | NBS_080-135_4P_75HP_10.31_SS | 4295.2175 | 4295.2175 | 17180.8701 | 4 | 1 | 5 | G | NBS_EndSuction | 10 | 8 | 10 | 16 | BranchMin10_BranchMax16 | 12 | 4 | 12 | 24 | HeaderMin12_HeaderMax24 | 12 | 6 | 24 | [11 empty] | INVALID
914 | 122 | 080-135-4P-75HP | NBS_080-135_4P_75HP_10.31_SS | 4295.2175 | 4295.2175 | 17180.8701 | 4 | 1 | 5 | G | NBS_EndSuction | 10 | 8 | 10 | 16 | BranchMin10_BranchMax16 | 12 | 4 | 12 | 24 | HeaderMin12_HeaderMax24 | 14 | 6 | 24
914 | 122 | 080-135-4P-75HP | NBS_080-135_4P_75HP_10.31_SS | 4295.2175 | 4295.2175 | 17180.8701 | 4 | 1 | 5 | G | NBS_EndSuction | 10 | 8 | 10 | 16 | BranchMin10_BranchMax16 | 12 | 4 | 12 | 24 | HeaderMin12_HeaderMax24 | 16 | 6 | 24
914 | 122 | 080-135-4P-75HP | NBS_080-135_4P_75HP_10.31_SS | 4295.2175 | 4295.2175 | 17180.8701 | 4 | 1 | 5 | G | NBS_EndSuction | 10 | 8 | 10 | 16 | BranchMin10_BranchMax16 | 12 | 4 | 12 | 24 | HeaderMin12_HeaderMax24 | 18 | 6 | 24
914 | 122 | 080-135-4P-75HP | NBS_080-135_4P_75HP_10.31_SS | 4295.2175 | 4295.2175 | 17180.8701 | 4 | 1 | 5 | G | NBS_EndSuction | 10 | 8 | 10 | 16 | BranchMin10_BranchMax16 | 12 | 4 | 12 | 24 | HeaderMin12_HeaderMax24 | 20 | 6 | 24
914 | 122 | 080-135-4P-75HP | NBS_080-135_4P_75HP_10.31_SS | 4295.2175 | 4295.2175 | 17180.8701 | 4 | 1 | 5 | G | NBS_EndSuction | 10 | 8 | 10 | 16 | BranchMin10_BranchMax16 | 12 | 4 | 12 | 24 | HeaderMin12_HeaderMax24 | 24 | 6 | 24
914 | 122 | 080-135-4P-75HP | NBS_080-135_4P_75HP_10.31_SS | 4295.2175 | 4295.2175 | 17180.8701 | 4 | 1 | 5 | G | NBS_EndSuction | 10 | 8 | 10 | 16 | BranchMin10_BranchMax16 | 14 | 4 | 12 | 24 | HeaderMin12_HeaderMax24 | 12 | 6 | 24 | [11 empty] | INVALID
914 | 122 | 080-135-4P-75HP | NBS_080-135_4P_75HP_10.31_SS | 4295.2175 | 4295.2175 | 17180.8701 | 4 | 1 | 5 | G | NBS_EndSuction | 10 | 8 | 10 | 16 | BranchMin10_BranchMax16 | 14 | 4 | 12 | 24 | HeaderMin12_HeaderMax24 | 14 | 6 | 24 | [11 empty] | INVALID
914 | 122 | 080-135-4P-75HP | NBS_080-135_4P_75HP_10.31_SS | 4295.2175 | 4295.2175 | 17180.8701 | 4 | 1 | 5 | G | NBS_EndSuction | 10 | 8 | 10 | 16 | BranchMin10_BranchMax16 | 14 | 4 | 12 | 24 | HeaderMin12_HeaderMax24 | 16 | 6 | 24
914 | 122 | 080-135-4P-75HP | NBS_080-135_4P_75HP_10.31_SS | 4295.2175 | 4295.2175 | 17180.8701 | 4 | 1 | 5 | G | NBS_EndSuction | 10 | 8 | 10 | 16 | BranchMin10_BranchMax16 | 14 | 4 | 12 | 24 | HeaderMin12_HeaderMax24 | 18 | 6 | 24
914 | 122 | 080-135-4P-75HP | NBS_080-135_4P_75HP_10.31_SS | 4295.2175 | 4295.2175 | 17180.8701 | 4 | 1 | 5 | G | NBS_EndSuction | 10 | 8 | 10 | 16 | BranchMin10_BranchMax16 | 14 | 4 | 12 | 24 | HeaderMin12_HeaderMax24 | 20 | 6 | 24
914 | 122 | 080-135-4P-75HP | NBS_080-135_4P_75HP_10.31_SS | 4295.2175 | 4295.2175 | 17180.8701 | 4 | 1 | 5 | G | NBS_EndSuction | 10 | 8 | 10 | 16 | BranchMin10_BranchMax16 | 14 | 4 | 12 | 24 | HeaderMin12_HeaderMax24 | 24 | 6 | 24
914 | 122 | 080-135-4P-75HP | NBS_080-135_4P_75HP_10.31_SS | 4295.2175 | 4295.2175 | 17180.8701 | 4 | 1 | 5 | G | NBS_EndSuction | 10 | 8 | 10 | 16 | BranchMin10_BranchMax16 | 16 | 4 | 12 | 24 | HeaderMin12_HeaderMax24 | 12 | 6 | 24 | [11 empty] | INVALID
914 | 122 | 080-135-4P-75HP | NBS_080-135_4P_75HP_10.31_SS | 4295.2175 | 4295.2175 | 17180.8701 | 4 | 1 | 5 | G | NBS_EndSuction | 10 | 8 | 10 | 16 | BranchMin10_BranchMax16 | 16 | 4 | 12 | 24 | HeaderMin12_HeaderMax24 | 14 | 6 | 24 | [11 empty] | INVALID
914 | 122 | 080-135-4P-75HP | NBS_080-135_4P_75HP_10.31_SS | 4295.2175 | 4295.2175 | 17180.8701 | 4 | 1 | 5 | G | NBS_EndSuction | 10 | 8 | 10 | 16 | BranchMin10_BranchMax16 | 16 | 4 | 12 | 24 | HeaderMin12_HeaderMax24 | 16 | 6 | 24 | [11 empty] | INVALID
914 | 122 | 080-135-4P-75HP | NBS_080-135_4P_75HP_10.31_SS | 4295.2175 | 4295.2175 | 17180.8701 | 4 | 1 | 5 | G | NBS_EndSuction | 10 | 8 | 10 | 16 | BranchMin10_BranchMax16 | 16 | 4 | 12 | 24 | HeaderMin12_HeaderMax24 | 18 | 6 | 24
914 | 122 | 080-135-4P-75HP | NBS_080-135_4P_75HP_10.31_SS | 4295.2175 | 4295.2175 | 17180.8701 | 4 | 1 | 5 | G | NBS_EndSuction | 10 | 8 | 10 | 16 | BranchMin10_BranchMax16 | 16 | 4 | 12 | 24 | HeaderMin12_HeaderMax24 | 20 | 6 | 24
914 | 122 | 080-135-4P-75HP | NBS_080-135_4P_75HP_10.31_SS | 4295.2175 | 4295.2175 | 17180.8701 | 4 | 1 | 5 | G | NBS_EndSuction | 10 | 8 | 10 | 16 | BranchMin10_BranchMax16 | 16 | 4 | 12 | 24 | HeaderMin12_HeaderMax24 | 24 | 6 | 24
915 | 123 | 080-135-4P-100HP | NBS_080-135_4P_100HP_11.26_SS | 4595.0968 | 4595.0968 | 18380.3874 | 4 | 1 | 5 | G | NBS_EndSuction | 10 | 8 | 10 | 16 | BranchMin10_BranchMax16 | 10 | 4 | 12 | 24 | HeaderMin12_HeaderMax24 | 12 | 6 | 24
915 | 123 | 080-135-4P-100HP | NBS_080-135_4P_100HP_11.26_SS | 4595.0968 | 4595.0968 | 18380.3874 | 4 | 1 | 5 | G | NBS_EndSuction | 10 | 8 | 10 | 16 | BranchMin10_BranchMax16 | 10 | 4 | 12 | 24 | HeaderMin12_HeaderMax24 | 14 | 6 | 24
915 | 123 | 080-135-4P-100HP | NBS_080-135_4P_100HP_11.26_SS | 4595.0968 | 4595.0968 | 18380.3874 | 4 | 1 | 5 | G | NBS_EndSuction | 10 | 8 | 10 | 16 | BranchMin10_BranchMax16 | 10 | 4 | 12 | 24 | HeaderMin12_HeaderMax24 | 16 | 6 | 24
915 | 123 | 080-135-4P-100HP | NBS_080-135_4P_100HP_11.26_SS | 4595.0968 | 4595.0968 | 18380.3874 | 4 | 1 | 5 | G | NBS_EndSuction | 10 | 8 | 10 | 16 | BranchMin10_BranchMax16 | 10 | 4 | 12 | 24 | HeaderMin12_HeaderMax24 | 18 | 6 | 24
915 | 123 | 080-135-4P-100HP | NBS_080-135_4P_100HP_11.26_SS | 4595.0968 | 4595.0968 | 18380.3874 | 4 | 1 | 5 | G | NBS_EndSuction | 10 | 8 | 10 | 16 | BranchMin10_BranchMax16 | 10 | 4 | 12 | 24 | HeaderMin12_HeaderMax24 | 20 | 6 | 24
915 | 123 | 080-135-4P-100HP | NBS_080-135_4P_100HP_11.26_SS | 4595.0968 | 4595.0968 | 18380.3874 | 4 | 1 | 5 | G | NBS_EndSuction | 10 | 8 | 10 | 16 | BranchMin10_BranchMax16 | 10 | 4 | 12 | 24 | HeaderMin12_HeaderMax24 | 24 | 6 | 24
915 | 123 | 080-135-4P-100HP | NBS_080-135_4P_100HP_11.26_SS | 4595.0968 | 4595.0968 | 18380.3874 | 4 | 1 | 5 | G | NBS_EndSuction | 10 | 8 | 10 | 16 | BranchMin10_BranchMax16 | 12 | 4 | 12 | 24 | HeaderMin12_HeaderMax24 | 12 | 6 | 24 | [11 empty] | INVALID
915 | 123 | 080-135-4P-100HP | NBS_080-135_4P_100HP_11.26_SS | 4595.0968 | 4595.0968 | 18380.3874 | 4 | 1 | 5 | G | NBS_EndSuction | 10 | 8 | 10 | 16 | BranchMin10_BranchMax16 | 12 | 4 | 12 | 24 | HeaderMin12_HeaderMax24 | 14 | 6 | 24
915 | 123 | 080-135-4P-100HP | NBS_080-135_4P_100HP_11.26_SS | 4595.0968 | 4595.0968 | 18380.3874 | 4 | 1 | 5 | G | NBS_EndSuction | 10 | 8 | 10 | 16 | BranchMin10_BranchMax16 | 12 | 4 | 12 | 24 | HeaderMin12_HeaderMax24 | 16 | 6 | 24
915 | 123 | 080-135-4P-100HP | NBS_080-135_4P_100HP_11.26_SS | 4595.0968 | 4595.0968 | 18380.3874 | 4 | 1 | 5 | G | NBS_EndSuction | 10 | 8 | 10 | 16 | BranchMin10_BranchMax16 | 12 | 4 | 12 | 24 | HeaderMin12_HeaderMax24 | 18 | 6 | 24
915 | 123 | 080-135-4P-100HP | NBS_080-135_4P_100HP_11.26_SS | 4595.0968 | 4595.0968 | 18380.3874 | 4 | 1 | 5 | G | NBS_EndSuction | 10 | 8 | 10 | 16 | BranchMin10_BranchMax16 | 12 | 4 | 12 | 24 | HeaderMin12_HeaderMax24 | 20 | 6 | 24
915 | 123 | 080-135-4P-100HP | NBS_080-135_4P_100HP_11.26_SS | 4595.0968 | 4595.0968 | 18380.3874 | 4 | 1 | 5 | G | NBS_EndSuction | 10 | 8 | 10 | 16 | BranchMin10_BranchMax16 | 12 | 4 | 12 | 24 | HeaderMin12_HeaderMax24 | 24 | 6 | 24
915 | 123 | 080-135-4P-100HP | NBS_080-135_4P_100HP_11.26_SS | 4595.0968 | 4595.0968 | 18380.3874 | 4 | 1 | 5 | G | NBS_EndSuction | 10 | 8 | 10 | 16 | BranchMin10_BranchMax16 | 14 | 4 | 12 | 24 | HeaderMin12_HeaderMax24 | 12 | 6 | 24 | [11 empty] | INVALID
915 | 123 | 080-135-4P-100HP | NBS_080-135_4P_100HP_11.26_SS | 4595.0968 | 4595.0968 | 18380.3874 | 4 | 1 | 5 | G | NBS_EndSuction | 10 | 8 | 10 | 16 | BranchMin10_BranchMax16 | 14 | 4 | 12 | 24 | HeaderMin12_HeaderMax24 | 14 | 6 | 24 | [11 empty] | INVALID
915 | 123 | 080-135-4P-100HP | NBS_080-135_4P_100HP_11.26_SS | 4595.0968 | 4595.0968 | 18380.3874 | 4 | 1 | 5 | G | NBS_EndSuction | 10 | 8 | 10 | 16 | BranchMin10_BranchMax16 | 14 | 4 | 12 | 24 | HeaderMin12_HeaderMax24 | 16 | 6 | 24
915 | 123 | 080-135-4P-100HP | NBS_080-135_4P_100HP_11.26_SS | 4595.0968 | 4595.0968 | 18380.3874 | 4 | 1 | 5 | G | NBS_EndSuction | 10 | 8 | 10 | 16 | BranchMin10_BranchMax16 | 14 | 4 | 12 | 24 | HeaderMin12_HeaderMax24 | 18 | 6 | 24
915 | 123 | 080-135-4P-100HP | NBS_080-135_4P_100HP_11.26_SS | 4595.0968 | 4595.0968 | 18380.3874 | 4 | 1 | 5 | G | NBS_EndSuction | 10 | 8 | 10 | 16 | BranchMin10_BranchMax16 | 14 | 4 | 12 | 24 | HeaderMin12_HeaderMax24 | 20 | 6 | 24
915 | 123 | 080-135-4P-100HP | NBS_080-135_4P_100HP_11.26_SS | 4595.0968 | 4595.0968 | 18380.3874 | 4 | 1 | 5 | G | NBS_EndSuction | 10 | 8 | 10 | 16 | BranchMin10_BranchMax16 | 14 | 4 | 12 | 24 | HeaderMin12_HeaderMax24 | 24 | 6 | 24
915 | 123 | 080-135-4P-100HP | NBS_080-135_4P_100HP_11.26_SS | 4595.0968 | 4595.0968 | 18380.3874 | 4 | 1 | 5 | G | NBS_EndSuction | 10 | 8 | 10 | 16 | BranchMin10_BranchMax16 | 16 | 4 | 12 | 24 | HeaderMin12_HeaderMax24 | 12 | 6 | 24 | [11 empty] | INVALID
915 | 123 | 080-135-4P-100HP | NBS_080-135_4P_100HP_11.26_SS | 4595.0968 | 4595.0968 | 18380.3874 | 4 | 1 | 5 | G | NBS_EndSuction | 10 | 8 | 10 | 16 | BranchMin10_BranchMax16 | 16 | 4 | 12 | 24 | HeaderMin12_HeaderMax24 | 14 | 6 | 24 | [11 empty] | INVALID
915 | 123 | 080-135-4P-100HP | NBS_080-135_4P_100HP_11.26_SS | 4595.0968 | 4595.0968 | 18380.3874 | 4 | 1 | 5 | G | NBS_EndSuction | 10 | 8 | 10 | 16 | BranchMin10_BranchMax16 | 16 | 4 | 12 | 24 | HeaderMin12_HeaderMax24 | 16 | 6 | 24 | [11 empty] | INVALID
915 | 123 | 080-135-4P-100HP | NBS_080-135_4P_100HP_11.26_SS | 4595.0968 | 4595.0968 | 18380.3874 | 4 | 1 | 5 | G | NBS_EndSuction | 10 | 8 | 10 | 16 | BranchMin10_BranchMax16 | 16 | 4 | 12 | 24 | HeaderMin12_HeaderMax24 | 18 | 6 | 24
915 | 123 | 080-135-4P-100HP | NBS_080-135_4P_100HP_11.26_SS | 4595.0968 | 4595.0968 | 18380.3874 | 4 | 1 | 5 | G | NBS_EndSuction | 10 | 8 | 10 | 16 | BranchMin10_BranchMax16 | 16 | 4 | 12 | 24 | HeaderMin12_HeaderMax24 | 20 | 6 | 24
915 | 123 | 080-135-4P-100HP | NBS_080-135_4P_100HP_11.26_SS | 4595.0968 | 4595.0968 | 18380.3874 | 4 | 1 | 5 | G | NBS_EndSuction | 10 | 8 | 10 | 16 | BranchMin10_BranchMax16 | 16 | 4 | 12 | 24 | HeaderMin12_HeaderMax24 | 24 | 6 | 24
916 | 124 | 080-135-4P-125HP | NBS_080-135_4P_125HP_11.89_SS | 4656.6379 | 4656.6379 | 18626.5517 | 4 | 1 | 5 | G | NBS_EndSuction | 10 | 8 | 10 | 16 | BranchMin10_BranchMax16 | 10 | 4 | 12 | 24 | HeaderMin12_HeaderMax24 | 12 | 6 | 24
916 | 124 | 080-135-4P-125HP | NBS_080-135_4P_125HP_11.89_SS | 4656.6379 | 4656.6379 | 18626.5517 | 4 | 1 | 5 | G | NBS_EndSuction | 10 | 8 | 10 | 16 | BranchMin10_BranchMax16 | 10 | 4 | 12 | 24 | HeaderMin12_HeaderMax24 | 14 | 6 | 24
916 | 124 | 080-135-4P-125HP | NBS_080-135_4P_125HP_11.89_SS | 4656.6379 | 4656.6379 | 18626.5517 | 4 | 1 | 5 | G | NBS_EndSuction | 10 | 8 | 10 | 16 | BranchMin10_BranchMax16 | 10 | 4 | 12 | 24 | HeaderMin12_HeaderMax24 | 16 | 6 | 24
916 | 124 | 080-135-4P-125HP | NBS_080-135_4P_125HP_11.89_SS | 4656.6379 | 4656.6379 | 18626.5517 | 4 | 1 | 5 | G | NBS_EndSuction | 10 | 8 | 10 | 16 | BranchMin10_BranchMax16 | 10 | 4 | 12 | 24 | HeaderMin12_HeaderMax24 | 18 | 6 | 24
916 | 124 | 080-135-4P-125HP | NBS_080-135_4P_125HP_11.89_SS | 4656.6379 | 4656.6379 | 18626.5517 | 4 | 1 | 5 | G | NBS_EndSuction | 10 | 8 | 10 | 16 | BranchMin10_BranchMax16 | 10 | 4 | 12 | 24 | HeaderMin12_HeaderMax24 | 20 | 6 | 24
916 | 124 | 080-135-4P-125HP | NBS_080-135_4P_125HP_11.89_SS | 4656.6379 | 4656.6379 | 18626.5517 | 4 | 1 | 5 | G | NBS_EndSuction | 10 | 8 | 10 | 16 | BranchMin10_BranchMax16 | 10 | 4 | 12 | 24 | HeaderMin12_HeaderMax24 | 24 | 6 | 24
916 | 124 | 080-135-4P-125HP | NBS_080-135_4P_125HP_11.89_SS | 4656.6379 | 4656.6379 | 18626.5517 | 4 | 1 | 5 | G | NBS_EndSuction | 10 | 8 | 10 | 16 | BranchMin10_BranchMax16 | 12 | 4 | 12 | 24 | HeaderMin12_HeaderMax24 | 12 | 6 | 24 | [11 empty] | INVALID
916 | 124 | 080-135-4P-125HP | NBS_080-135_4P_125HP_11.89_SS | 4656.6379 | 4656.6379 | 18626.5517 | 4 | 1 | 5 | G | NBS_EndSuction | 10 | 8 | 10 | 16 | BranchMin10_BranchMax16 | 12 | 4 | 12 | 24 | HeaderMin12_HeaderMax24 | 14 | 6 | 24
916 | 124 | 080-135-4P-125HP | NBS_080-135_4P_125HP_11.89_SS | 4656.6379 | 4656.6379 | 18626.5517 | 4 | 1 | 5 | G | NBS_EndSuction | 10 | 8 | 10 | 16 | BranchMin10_BranchMax16 | 12 | 4 | 12 | 24 | HeaderMin12_HeaderMax24 | 16 | 6 | 24
916 | 124 | 080-135-4P-125HP | NBS_080-135_4P_125HP_11.89_SS | 4656.6379 | 4656.6379 | 18626.5517 | 4 | 1 | 5 | G | NBS_EndSuction | 10 | 8 | 10 | 16 | BranchMin10_BranchMax16 | 12 | 4 | 12 | 24 | HeaderMin12_HeaderMax24 | 18 | 6 | 24
916 | 124 | 080-135-4P-125HP | NBS_080-135_4P_125HP_11.89_SS | 4656.6379 | 4656.6379 | 18626.5517 | 4 | 1 | 5 | G | NBS_EndSuction | 10 | 8 | 10 | 16 | BranchMin10_BranchMax16 | 12 | 4 | 12 | 24 | HeaderMin12_HeaderMax24 | 20 | 6 | 24
916 | 124 | 080-135-4P-125HP | NBS_080-135_4P_125HP_11.89_SS | 4656.6379 | 4656.6379 | 18626.5517 | 4 | 1 | 5 | G | NBS_EndSuction | 10 | 8 | 10 | 16 | BranchMin10_BranchMax16 | 12 | 4 | 12 | 24 | HeaderMin12_HeaderMax24 | 24 | 6 | 24
916 | 124 | 080-135-4P-125HP | NBS_080-135_4P_125HP_11.89_SS | 4656.6379 | 4656.6379 | 18626.5517 | 4 | 1 | 5 | G | NBS_EndSuction | 10 | 8 | 10 | 16 | BranchMin10_BranchMax16 | 14 | 4 | 12 | 24 | HeaderMin12_HeaderMax24 | 12 | 6 | 24 | [11 empty] | INVALID
916 | 124 | 080-135-4P-125HP | NBS_080-135_4P_125HP_11.89_SS | 4656.6379 | 4656.6379 | 18626.5517 | 4 | 1 | 5 | G | NBS_EndSuction | 10 | 8 | 10 | 16 | BranchMin10_BranchMax16 | 14 | 4 | 12 | 24 | HeaderMin12_HeaderMax24 | 14 | 6 | 24 | [11 empty] | INVALID
916 | 124 | 080-135-4P-125HP | NBS_080-135_4P_125HP_11.89_SS | 4656.6379 | 4656.6379 | 18626.5517 | 4 | 1 | 5 | G | NBS_EndSuction | 10 | 8 | 10 | 16 | BranchMin10_BranchMax16 | 14 | 4 | 12 | 24 | HeaderMin12_HeaderMax24 | 16 | 6 | 24
916 | 124 | 080-135-4P-125HP | NBS_080-135_4P_125HP_11.89_SS | 4656.6379 | 4656.6379 | 18626.5517 | 4 | 1 | 5 | G | NBS_EndSuction | 10 | 8 | 10 | 16 | BranchMin10_BranchMax16 | 14 | 4 | 12 | 24 | HeaderMin12_HeaderMax24 | 18 | 6 | 24
916 | 124 | 080-135-4P-125HP | NBS_080-135_4P_125HP_11.89_SS | 4656.6379 | 4656.6379 | 18626.5517 | 4 | 1 | 5 | G | NBS_EndSuction | 10 | 8 | 10 | 16 | BranchMin10_BranchMax16 | 14 | 4 | 12 | 24 | HeaderMin12_HeaderMax24 | 20 | 6 | 24
916 | 124 | 080-135-4P-125HP | NBS_080-135_4P_125HP_11.89_SS | 4656.6379 | 4656.6379 | 18626.5517 | 4 | 1 | 5 | G | NBS_EndSuction | 10 | 8 | 10 | 16 | BranchMin10_BranchMax16 | 14 | 4 | 12 | 24 | HeaderMin12_HeaderMax24 | 24 | 6 | 24
916 | 124 | 080-135-4P-125HP | NBS_080-135_4P_125HP_11.89_SS | 4656.6379 | 4656.6379 | 18626.5517 | 4 | 1 | 5 | G | NBS_EndSuction | 10 | 8 | 10 | 16 | BranchMin10_BranchMax16 | 16 | 4 | 12 | 24 | HeaderMin12_HeaderMax24 | 12 | 6 | 24 | [11 empty] | INVALID
916 | 124 | 080-135-4P-125HP | NBS_080-135_4P_125HP_11.89_SS | 4656.6379 | 4656.6379 | 18626.5517 | 4 | 1 | 5 | G | NBS_EndSuction | 10 | 8 | 10 | 16 | BranchMin10_BranchMax16 | 16 | 4 | 12 | 24 | HeaderMin12_HeaderMax24 | 14 | 6 | 24 | [11 empty] | INVALID
916 | 124 | 080-135-4P-125HP | NBS_080-135_4P_125HP_11.89_SS | 4656.6379 | 4656.6379 | 18626.5517 | 4 | 1 | 5 | G | NBS_EndSuction | 10 | 8 | 10 | 16 | BranchMin10_BranchMax16 | 16 | 4 | 12 | 24 | HeaderMin12_HeaderMax24 | 16 | 6 | 24 | [11 empty] | INVALID
916 | 124 | 080-135-4P-125HP | NBS_080-135_4P_125HP_11.89_SS | 4656.6379 | 4656.6379 | 18626.5517 | 4 | 1 | 5 | G | NBS_EndSuction | 10 | 8 | 10 | 16 | BranchMin10_BranchMax16 | 16 | 4 | 12 | 24 | HeaderMin12_HeaderMax24 | 18 | 6 | 24
916 | 124 | 080-135-4P-125HP | NBS_080-135_4P_125HP_11.89_SS | 4656.6379 | 4656.6379 | 18626.5517 | 4 | 1 | 5 | G | NBS_EndSuction | 10 | 8 | 10 | 16 | BranchMin10_BranchMax16 | 16 | 4 | 12 | 24 | HeaderMin12_HeaderMax24 | 20 | 6 | 24
916 | 124 | 080-135-4P-125HP | NBS_080-135_4P_125HP_11.89_SS | 4656.6379 | 4656.6379 | 18626.5517 | 4 | 1 | 5 | G | NBS_EndSuction | 10 | 8 | 10 | 16 | BranchMin10_BranchMax16 | 16 | 4 | 12 | 24 | HeaderMin12_HeaderMax24 | 24 | 6 | 24
917 | 125 | 080-135-4P-150HP | NBS_080-135_4P_150HP_12.60_SS | 4664.6626 | 4664.6626 | 18658.6504 | 4 | 1 | 5 | G | NBS_EndSuction | 10 | 8 | 10 | 16 | BranchMin10_BranchMax16 | 10 | 4 | 12 | 24 | HeaderMin12_HeaderMax24 | 12 | 6 | 24
917 | 125 | 080-135-4P-150HP | NBS_080-135_4P_150HP_12.60_SS | 4664.6626 | 4664.6626 | 18658.6504 | 4 | 1 | 5 | G | NBS_EndSuction | 10 | 8 | 10 | 16 | BranchMin10_BranchMax16 | 10 | 4 | 12 | 24 | HeaderMin12_HeaderMax24 | 14 | 6 | 24
917 | 125 | 080-135-4P-150HP | NBS_080-135_4P_150HP_12.60_SS | 4664.6626 | 4664.6626 | 18658.6504 | 4 | 1 | 5 | G | NBS_EndSuction | 10 | 8 | 10 | 16 | BranchMin10_BranchMax16 | 10 | 4 | 12 | 24 | HeaderMin12_HeaderMax24 | 16 | 6 | 24
917 | 125 | 080-135-4P-150HP | NBS_080-135_4P_150HP_12.60_SS | 4664.6626 | 4664.6626 | 18658.6504 | 4 | 1 | 5 | G | NBS_EndSuction | 10 | 8 | 10 | 16 | BranchMin10_BranchMax16 | 10 | 4 | 12 | 24 | HeaderMin12_HeaderMax24 | 18 | 6 | 24
917 | 125 | 080-135-4P-150HP | NBS_080-135_4P_150HP_12.60_SS | 4664.6626 | 4664.6626 | 18658.6504 | 4 | 1 | 5 | G | NBS_EndSuction | 10 | 8 | 10 | 16 | BranchMin10_BranchMax16 | 10 | 4 | 12 | 24 | HeaderMin12_HeaderMax24 | 20 | 6 | 24
917 | 125 | 080-135-4P-150HP | NBS_080-135_4P_150HP_12.60_SS | 4664.6626 | 4664.6626 | 18658.6504 | 4 | 1 | 5 | G | NBS_EndSuction | 10 | 8 | 10 | 16 | BranchMin10_BranchMax16 | 10 | 4 | 12 | 24 | HeaderMin12_HeaderMax24 | 24 | 6 | 24
917 | 125 | 080-135-4P-150HP | NBS_080-135_4P_150HP_12.60_SS | 4664.6626 | 4664.6626 | 18658.6504 | 4 | 1 | 5 | G | NBS_EndSuction | 10 | 8 | 10 | 16 | BranchMin10_BranchMax16 | 12 | 4 | 12 | 24 | HeaderMin12_HeaderMax24 | 12 | 6 | 24 | [11 empty] | INVALID
917 | 125 | 080-135-4P-150HP | NBS_080-135_4P_150HP_12.60_SS | 4664.6626 | 4664.6626 | 18658.6504 | 4 | 1 | 5 | G | NBS_EndSuction | 10 | 8 | 10 | 16 | BranchMin10_BranchMax16 | 12 | 4 | 12 | 24 | HeaderMin12_HeaderMax24 | 14 | 6 | 24
917 | 125 | 080-135-4P-150HP | NBS_080-135_4P_150HP_12.60_SS | 4664.6626 | 4664.6626 | 18658.6504 | 4 | 1 | 5 | G | NBS_EndSuction | 10 | 8 | 10 | 16 | BranchMin10_BranchMax16 | 12 | 4 | 12 | 24 | HeaderMin12_HeaderMax24 | 16 | 6 | 24
917 | 125 | 080-135-4P-150HP | NBS_080-135_4P_150HP_12.60_SS | 4664.6626 | 4664.6626 | 18658.6504 | 4 | 1 | 5 | G | NBS_EndSuction | 10 | 8 | 10 | 16 | BranchMin10_BranchMax16 | 12 | 4 | 12 | 24 | HeaderMin12_HeaderMax24 | 18 | 6 | 24
917 | 125 | 080-135-4P-150HP | NBS_080-135_4P_150HP_12.60_SS | 4664.6626 | 4664.6626 | 18658.6504 | 4 | 1 | 5 | G | NBS_EndSuction | 10 | 8 | 10 | 16 | BranchMin10_BranchMax16 | 12 | 4 | 12 | 24 | HeaderMin12_HeaderMax24 | 20 | 6 | 24
917 | 125 | 080-135-4P-150HP | NBS_080-135_4P_150HP_12.60_SS | 4664.6626 | 4664.6626 | 18658.6504 | 4 | 1 | 5 | G | NBS_EndSuction | 10 | 8 | 10 | 16 | BranchMin10_BranchMax16 | 12 | 4 | 12 | 24 | HeaderMin12_HeaderMax24 | 24 | 6 | 24
917 | 125 | 080-135-4P-150HP | NBS_080-135_4P_150HP_12.60_SS | 4664.6626 | 4664.6626 | 18658.6504 | 4 | 1 | 5 | G | NBS_EndSuction | 10 | 8 | 10 | 16 | BranchMin10_BranchMax16 | 14 | 4 | 12 | 24 | HeaderMin12_HeaderMax24 | 12 | 6 | 24 | [11 empty] | INVALID
917 | 125 | 080-135-4P-150HP | NBS_080-135_4P_150HP_12.60_SS | 4664.6626 | 4664.6626 | 18658.6504 | 4 | 1 | 5 | G | NBS_EndSuction | 10 | 8 | 10 | 16 | BranchMin10_BranchMax16 | 14 | 4 | 12 | 24 | HeaderMin12_HeaderMax24 | 14 | 6 | 24 | [11 empty] | INVALID
917 | 125 | 080-135-4P-150HP | NBS_080-135_4P_150HP_12.60_SS | 4664.6626 | 4664.6626 | 18658.6504 | 4 | 1 | 5 | G | NBS_EndSuction | 10 | 8 | 10 | 16 | BranchMin10_BranchMax16 | 14 | 4 | 12 | 24 | HeaderMin12_HeaderMax24 | 16 | 6 | 24
917 | 125 | 080-135-4P-150HP | NBS_080-135_4P_150HP_12.60_SS | 4664.6626 | 4664.6626 | 18658.6504 | 4 | 1 | 5 | G | NBS_EndSuction | 10 | 8 | 10 | 16 | BranchMin10_BranchMax16 | 14 | 4 | 12 | 24 | HeaderMin12_HeaderMax24 | 18 | 6 | 24
917 | 125 | 080-135-4P-150HP | NBS_080-135_4P_150HP_12.60_SS | 4664.6626 | 4664.6626 | 18658.6504 | 4 | 1 | 5 | G | NBS_EndSuction | 10 | 8 | 10 | 16 | BranchMin10_BranchMax16 | 14 | 4 | 12 | 24 | HeaderMin12_HeaderMax24 | 20 | 6 | 24
917 | 125 | 080-135-4P-150HP | NBS_080-135_4P_150HP_12.60_SS | 4664.6626 | 4664.6626 | 18658.6504 | 4 | 1 | 5 | G | NBS_EndSuction | 10 | 8 | 10 | 16 | BranchMin10_BranchMax16 | 14 | 4 | 12 | 24 | HeaderMin12_HeaderMax24 | 24 | 6 | 24
917 | 125 | 080-135-4P-150HP | NBS_080-135_4P_150HP_12.60_SS | 4664.6626 | 4664.6626 | 18658.6504 | 4 | 1 | 5 | G | NBS_EndSuction | 10 | 8 | 10 | 16 | BranchMin10_BranchMax16 | 16 | 4 | 12 | 24 | HeaderMin12_HeaderMax24 | 12 | 6 | 24 | [11 empty] | INVALID
917 | 125 | 080-135-4P-150HP | NBS_080-135_4P_150HP_12.60_SS | 4664.6626 | 4664.6626 | 18658.6504 | 4 | 1 | 5 | G | NBS_EndSuction | 10 | 8 | 10 | 16 | BranchMin10_BranchMax16 | 16 | 4 | 12 | 24 | HeaderMin12_HeaderMax24 | 14 | 6 | 24 | [11 empty] | INVALID
917 | 125 | 080-135-4P-150HP | NBS_080-135_4P_150HP_12.60_SS | 4664.6626 | 4664.6626 | 18658.6504 | 4 | 1 | 5 | G | NBS_EndSuction | 10 | 8 | 10 | 16 | BranchMin10_BranchMax16 | 16 | 4 | 12 | 24 | HeaderMin12_HeaderMax24 | 16 | 6 | 24 | [11 empty] | INVALID
917 | 125 | 080-135-4P-150HP | NBS_080-135_4P_150HP_12.60_SS | 4664.6626 | 4664.6626 | 18658.6504 | 4 | 1 | 5 | G | NBS_EndSuction | 10 | 8 | 10 | 16 | BranchMin10_BranchMax16 | 16 | 4 | 12 | 24 | HeaderMin12_HeaderMax24 | 18 | 6 | 24
917 | 125 | 080-135-4P-150HP | NBS_080-135_4P_150HP_12.60_SS | 4664.6626 | 4664.6626 | 18658.6504 | 4 | 1 | 5 | G | NBS_EndSuction | 10 | 8 | 10 | 16 | BranchMin10_BranchMax16 | 16 | 4 | 12 | 24 | HeaderMin12_HeaderMax24 | 20 | 6 | 24
917 | 125 | 080-135-4P-150HP | NBS_080-135_4P_150HP_12.60_SS | 4664.6626 | 4664.6626 | 18658.6504 | 4 | 1 | 5 | G | NBS_EndSuction | 10 | 8 | 10 | 16 | BranchMin10_BranchMax16 | 16 | 4 | 12 | 24 | HeaderMin12_HeaderMax24 | 24 | 6 | 24
918 | 126 | 080-150-4P-125HP | NBS_080-150_4P_125HP_12.20_SS | 3448.9864 | 3448.9864 | 13795.9455 | 4 | 1 | 5 | G | NBS_EndSuction | 10 | 8 | 10 | 12 | BranchMin10_BranchMax12 | 10 | 2 | 12 | 24 | HeaderMin12_HeaderMax24 | 12 | 6 | 12
918 | 126 | 080-150-4P-125HP | NBS_080-150_4P_125HP_12.20_SS | 3448.9864 | 3448.9864 | 13795.9455 | 4 | 1 | 5 | G | NBS_EndSuction | 10 | 8 | 10 | 12 | BranchMin10_BranchMax12 | 10 | 2 | 12 | 24 | HeaderMin12_HeaderMax24 | 14 | 6 | 12
918 | 126 | 080-150-4P-125HP | NBS_080-150_4P_125HP_12.20_SS | 3448.9864 | 3448.9864 | 13795.9455 | 4 | 1 | 5 | G | NBS_EndSuction | 10 | 8 | 10 | 12 | BranchMin10_BranchMax12 | 10 | 2 | 12 | 24 | HeaderMin12_HeaderMax24 | 16 | 6 | 12
918 | 126 | 080-150-4P-125HP | NBS_080-150_4P_125HP_12.20_SS | 3448.9864 | 3448.9864 | 13795.9455 | 4 | 1 | 5 | G | NBS_EndSuction | 10 | 8 | 10 | 12 | BranchMin10_BranchMax12 | 10 | 2 | 12 | 24 | HeaderMin12_HeaderMax24 | 18 | 6 | 12
918 | 126 | 080-150-4P-125HP | NBS_080-150_4P_125HP_12.20_SS | 3448.9864 | 3448.9864 | 13795.9455 | 4 | 1 | 5 | G | NBS_EndSuction | 10 | 8 | 10 | 12 | BranchMin10_BranchMax12 | 10 | 2 | 12 | 24 | HeaderMin12_HeaderMax24 | 20 | 6 | 12
918 | 126 | 080-150-4P-125HP | NBS_080-150_4P_125HP_12.20_SS | 3448.9864 | 3448.9864 | 13795.9455 | 4 | 1 | 5 | G | NBS_EndSuction | 10 | 8 | 10 | 12 | BranchMin10_BranchMax12 | 10 | 2 | 12 | 24 | HeaderMin12_HeaderMax24 | 24 | 6 | 12
918 | 126 | 080-150-4P-125HP | NBS_080-150_4P_125HP_12.20_SS | 3448.9864 | 3448.9864 | 13795.9455 | 4 | 1 | 5 | G | NBS_EndSuction | 10 | 8 | 10 | 12 | BranchMin10_BranchMax12 | 12 | 2 | 12 | 24 | HeaderMin12_HeaderMax24 | 12 | 6 | 12 | [11 empty] | INVALID
918 | 126 | 080-150-4P-125HP | NBS_080-150_4P_125HP_12.20_SS | 3448.9864 | 3448.9864 | 13795.9455 | 4 | 1 | 5 | G | NBS_EndSuction | 10 | 8 | 10 | 12 | BranchMin10_BranchMax12 | 12 | 2 | 12 | 24 | HeaderMin12_HeaderMax24 | 14 | 6 | 12
918 | 126 | 080-150-4P-125HP | NBS_080-150_4P_125HP_12.20_SS | 3448.9864 | 3448.9864 | 13795.9455 | 4 | 1 | 5 | G | NBS_EndSuction | 10 | 8 | 10 | 12 | BranchMin10_BranchMax12 | 12 | 2 | 12 | 24 | HeaderMin12_HeaderMax24 | 16 | 6 | 12
918 | 126 | 080-150-4P-125HP | NBS_080-150_4P_125HP_12.20_SS | 3448.9864 | 3448.9864 | 13795.9455 | 4 | 1 | 5 | G | NBS_EndSuction | 10 | 8 | 10 | 12 | BranchMin10_BranchMax12 | 12 | 2 | 12 | 24 | HeaderMin12_HeaderMax24 | 18 | 6 | 12
918 | 126 | 080-150-4P-125HP | NBS_080-150_4P_125HP_12.20_SS | 3448.9864 | 3448.9864 | 13795.9455 | 4 | 1 | 5 | G | NBS_EndSuction | 10 | 8 | 10 | 12 | BranchMin10_BranchMax12 | 12 | 2 | 12 | 24 | HeaderMin12_HeaderMax24 | 20 | 6 | 12
918 | 126 | 080-150-4P-125HP | NBS_080-150_4P_125HP_12.20_SS | 3448.9864 | 3448.9864 | 13795.9455 | 4 | 1 | 5 | G | NBS_EndSuction | 10 | 8 | 10 | 12 | BranchMin10_BranchMax12 | 12 | 2 | 12 | 24 | HeaderMin12_HeaderMax24 | 24 | 6 | 12
919 | 127 | 080-150-4P-150HP | NBS_080-150_4P_150HP_12.99_SS | 3639.5425 | 3639.5425 | 14558.1699 | 4 | 1 | 5 | G | NBS_EndSuction | 10 | 8 | 10 | 14 | BranchMin10_BranchMax14 | 10 | 3 | 12 | 24 | HeaderMin12_HeaderMax24 | 12 | 6 | 18
919 | 127 | 080-150-4P-150HP | NBS_080-150_4P_150HP_12.99_SS | 3639.5425 | 3639.5425 | 14558.1699 | 4 | 1 | 5 | G | NBS_EndSuction | 10 | 8 | 10 | 14 | BranchMin10_BranchMax14 | 10 | 3 | 12 | 24 | HeaderMin12_HeaderMax24 | 14 | 6 | 18
919 | 127 | 080-150-4P-150HP | NBS_080-150_4P_150HP_12.99_SS | 3639.5425 | 3639.5425 | 14558.1699 | 4 | 1 | 5 | G | NBS_EndSuction | 10 | 8 | 10 | 14 | BranchMin10_BranchMax14 | 10 | 3 | 12 | 24 | HeaderMin12_HeaderMax24 | 16 | 6 | 18
919 | 127 | 080-150-4P-150HP | NBS_080-150_4P_150HP_12.99_SS | 3639.5425 | 3639.5425 | 14558.1699 | 4 | 1 | 5 | G | NBS_EndSuction | 10 | 8 | 10 | 14 | BranchMin10_BranchMax14 | 10 | 3 | 12 | 24 | HeaderMin12_HeaderMax24 | 18 | 6 | 18
919 | 127 | 080-150-4P-150HP | NBS_080-150_4P_150HP_12.99_SS | 3639.5425 | 3639.5425 | 14558.1699 | 4 | 1 | 5 | G | NBS_EndSuction | 10 | 8 | 10 | 14 | BranchMin10_BranchMax14 | 10 | 3 | 12 | 24 | HeaderMin12_HeaderMax24 | 20 | 6 | 18
919 | 127 | 080-150-4P-150HP | NBS_080-150_4P_150HP_12.99_SS | 3639.5425 | 3639.5425 | 14558.1699 | 4 | 1 | 5 | G | NBS_EndSuction | 10 | 8 | 10 | 14 | BranchMin10_BranchMax14 | 10 | 3 | 12 | 24 | HeaderMin12_HeaderMax24 | 24 | 6 | 18
919 | 127 | 080-150-4P-150HP | NBS_080-150_4P_150HP_12.99_SS | 3639.5425 | 3639.5425 | 14558.1699 | 4 | 1 | 5 | G | NBS_EndSuction | 10 | 8 | 10 | 14 | BranchMin10_BranchMax14 | 12 | 3 | 12 | 24 | HeaderMin12_HeaderMax24 | 12 | 6 | 18 | [11 empty] | INVALID
919 | 127 | 080-150-4P-150HP | NBS_080-150_4P_150HP_12.99_SS | 3639.5425 | 3639.5425 | 14558.1699 | 4 | 1 | 5 | G | NBS_EndSuction | 10 | 8 | 10 | 14 | BranchMin10_BranchMax14 | 12 | 3 | 12 | 24 | HeaderMin12_HeaderMax24 | 14 | 6 | 18
919 | 127 | 080-150-4P-150HP | NBS_080-150_4P_150HP_12.99_SS | 3639.5425 | 3639.5425 | 14558.1699 | 4 | 1 | 5 | G | NBS_EndSuction | 10 | 8 | 10 | 14 | BranchMin10_BranchMax14 | 12 | 3 | 12 | 24 | HeaderMin12_HeaderMax24 | 16 | 6 | 18
919 | 127 | 080-150-4P-150HP | NBS_080-150_4P_150HP_12.99_SS | 3639.5425 | 3639.5425 | 14558.1699 | 4 | 1 | 5 | G | NBS_EndSuction | 10 | 8 | 10 | 14 | BranchMin10_BranchMax14 | 12 | 3 | 12 | 24 | HeaderMin12_HeaderMax24 | 18 | 6 | 18
919 | 127 | 080-150-4P-150HP | NBS_080-150_4P_150HP_12.99_SS | 3639.5425 | 3639.5425 | 14558.1699 | 4 | 1 | 5 | G | NBS_EndSuction | 10 | 8 | 10 | 14 | BranchMin10_BranchMax14 | 12 | 3 | 12 | 24 | HeaderMin12_HeaderMax24 | 20 | 6 | 18
919 | 127 | 080-150-4P-150HP | NBS_080-150_4P_150HP_12.99_SS | 3639.5425 | 3639.5425 | 14558.1699 | 4 | 1 | 5 | G | NBS_EndSuction | 10 | 8 | 10 | 14 | BranchMin10_BranchMax14 | 12 | 3 | 12 | 24 | HeaderMin12_HeaderMax24 | 24 | 6 | 18
919 | 127 | 080-150-4P-150HP | NBS_080-150_4P_150HP_12.99_SS | 3639.5425 | 3639.5425 | 14558.1699 | 4 | 1 | 5 | G | NBS_EndSuction | 10 | 8 | 10 | 14 | BranchMin10_BranchMax14 | 14 | 3 | 12 | 24 | HeaderMin12_HeaderMax24 | 12 | 6 | 18 | [11 empty] | INVALID
919 | 127 | 080-150-4P-150HP | NBS_080-150_4P_150HP_12.99_SS | 3639.5425 | 3639.5425 | 14558.1699 | 4 | 1 | 5 | G | NBS_EndSuction | 10 | 8 | 10 | 14 | BranchMin10_BranchMax14 | 14 | 3 | 12 | 24 | HeaderMin12_HeaderMax24 | 14 | 6 | 18 | [11 empty] | INVALID
919 | 127 | 080-150-4P-150HP | NBS_080-150_4P_150HP_12.99_SS | 3639.5425 | 3639.5425 | 14558.1699 | 4 | 1 | 5 | G | NBS_EndSuction | 10 | 8 | 10 | 14 | BranchMin10_BranchMax14 | 14 | 3 | 12 | 24 | HeaderMin12_HeaderMax24 | 16 | 6 | 18
919 | 127 | 080-150-4P-150HP | NBS_080-150_4P_150HP_12.99_SS | 3639.5425 | 3639.5425 | 14558.1699 | 4 | 1 | 5 | G | NBS_EndSuction | 10 | 8 | 10 | 14 | BranchMin10_BranchMax14 | 14 | 3 | 12 | 24 | HeaderMin12_HeaderMax24 | 18 | 6 | 18
919 | 127 | 080-150-4P-150HP | NBS_080-150_4P_150HP_12.99_SS | 3639.5425 | 3639.5425 | 14558.1699 | 4 | 1 | 5 | G | NBS_EndSuction | 10 | 8 | 10 | 14 | BranchMin10_BranchMax14 | 14 | 3 | 12 | 24 | HeaderMin12_HeaderMax24 | 20 | 6 | 18
919 | 127 | 080-150-4P-150HP | NBS_080-150_4P_150HP_12.99_SS | 3639.5425 | 3639.5425 | 14558.1699 | 4 | 1 | 5 | G | NBS_EndSuction | 10 | 8 | 10 | 14 | BranchMin10_BranchMax14 | 14 | 3 | 12 | 24 | HeaderMin12_HeaderMax24 | 24 | 6 | 18
920 | 128 | 080-150-4P-200HP | NBS_080-150_4P_200HP_14.25_SS | 4042.4929 | 4042.4929 | 16169.9717 | 4 | 1 | 5 | G | NBS_EndSuction | 10 | 8 | 10 | 14 | BranchMin10_BranchMax14 | 10 | 3 | 12 | 24 | HeaderMin12_HeaderMax24 | 12 | 6 | 18
920 | 128 | 080-150-4P-200HP | NBS_080-150_4P_200HP_14.25_SS | 4042.4929 | 4042.4929 | 16169.9717 | 4 | 1 | 5 | G | NBS_EndSuction | 10 | 8 | 10 | 14 | BranchMin10_BranchMax14 | 10 | 3 | 12 | 24 | HeaderMin12_HeaderMax24 | 14 | 6 | 18
920 | 128 | 080-150-4P-200HP | NBS_080-150_4P_200HP_14.25_SS | 4042.4929 | 4042.4929 | 16169.9717 | 4 | 1 | 5 | G | NBS_EndSuction | 10 | 8 | 10 | 14 | BranchMin10_BranchMax14 | 10 | 3 | 12 | 24 | HeaderMin12_HeaderMax24 | 16 | 6 | 18
920 | 128 | 080-150-4P-200HP | NBS_080-150_4P_200HP_14.25_SS | 4042.4929 | 4042.4929 | 16169.9717 | 4 | 1 | 5 | G | NBS_EndSuction | 10 | 8 | 10 | 14 | BranchMin10_BranchMax14 | 10 | 3 | 12 | 24 | HeaderMin12_HeaderMax24 | 18 | 6 | 18
920 | 128 | 080-150-4P-200HP | NBS_080-150_4P_200HP_14.25_SS | 4042.4929 | 4042.4929 | 16169.9717 | 4 | 1 | 5 | G | NBS_EndSuction | 10 | 8 | 10 | 14 | BranchMin10_BranchMax14 | 10 | 3 | 12 | 24 | HeaderMin12_HeaderMax24 | 20 | 6 | 18
920 | 128 | 080-150-4P-200HP | NBS_080-150_4P_200HP_14.25_SS | 4042.4929 | 4042.4929 | 16169.9717 | 4 | 1 | 5 | G | NBS_EndSuction | 10 | 8 | 10 | 14 | BranchMin10_BranchMax14 | 10 | 3 | 12 | 24 | HeaderMin12_HeaderMax24 | 24 | 6 | 18
920 | 128 | 080-150-4P-200HP | NBS_080-150_4P_200HP_14.25_SS | 4042.4929 | 4042.4929 | 16169.9717 | 4 | 1 | 5 | G | NBS_EndSuction | 10 | 8 | 10 | 14 | BranchMin10_BranchMax14 | 12 | 3 | 12 | 24 | HeaderMin12_HeaderMax24 | 12 | 6 | 18 | [11 empty] | INVALID
920 | 128 | 080-150-4P-200HP | NBS_080-150_4P_200HP_14.25_SS | 4042.4929 | 4042.4929 | 16169.9717 | 4 | 1 | 5 | G | NBS_EndSuction | 10 | 8 | 10 | 14 | BranchMin10_BranchMax14 | 12 | 3 | 12 | 24 | HeaderMin12_HeaderMax24 | 14 | 6 | 18
920 | 128 | 080-150-4P-200HP | NBS_080-150_4P_200HP_14.25_SS | 4042.4929 | 4042.4929 | 16169.9717 | 4 | 1 | 5 | G | NBS_EndSuction | 10 | 8 | 10 | 14 | BranchMin10_BranchMax14 | 12 | 3 | 12 | 24 | HeaderMin12_HeaderMax24 | 16 | 6 | 18
920 | 128 | 080-150-4P-200HP | NBS_080-150_4P_200HP_14.25_SS | 4042.4929 | 4042.4929 | 16169.9717 | 4 | 1 | 5 | G | NBS_EndSuction | 10 | 8 | 10 | 14 | BranchMin10_BranchMax14 | 12 | 3 | 12 | 24 | HeaderMin12_HeaderMax24 | 18 | 6 | 18
920 | 128 | 080-150-4P-200HP | NBS_080-150_4P_200HP_14.25_SS | 4042.4929 | 4042.4929 | 16169.9717 | 4 | 1 | 5 | G | NBS_EndSuction | 10 | 8 | 10 | 14 | BranchMin10_BranchMax14 | 12 | 3 | 12 | 24 | HeaderMin12_HeaderMax24 | 20 | 6 | 18
920 | 128 | 080-150-4P-200HP | NBS_080-150_4P_200HP_14.25_SS | 4042.4929 | 4042.4929 | 16169.9717 | 4 | 1 | 5 | G | NBS_EndSuction | 10 | 8 | 10 | 14 | BranchMin10_BranchMax14 | 12 | 3 | 12 | 24 | HeaderMin12_HeaderMax24 | 24 | 6 | 18
920 | 128 | 080-150-4P-200HP | NBS_080-150_4P_200HP_14.25_SS | 4042.4929 | 4042.4929 | 16169.9717 | 4 | 1 | 5 | G | NBS_EndSuction | 10 | 8 | 10 | 14 | BranchMin10_BranchMax14 | 14 | 3 | 12 | 24 | HeaderMin12_HeaderMax24 | 12 | 6 | 18 | [11 empty] | INVALID
920 | 128 | 080-150-4P-200HP | NBS_080-150_4P_200HP_14.25_SS | 4042.4929 | 4042.4929 | 16169.9717 | 4 | 1 | 5 | G | NBS_EndSuction | 10 | 8 | 10 | 14 | BranchMin10_BranchMax14 | 14 | 3 | 12 | 24 | HeaderMin12_HeaderMax24 | 14 | 6 | 18 | [11 empty] | INVALID
920 | 128 | 080-150-4P-200HP | NBS_080-150_4P_200HP_14.25_SS | 4042.4929 | 4042.4929 | 16169.9717 | 4 | 1 | 5 | G | NBS_EndSuction | 10 | 8 | 10 | 14 | BranchMin10_BranchMax14 | 14 | 3 | 12 | 24 | HeaderMin12_HeaderMax24 | 16 | 6 | 18
920 | 128 | 080-150-4P-200HP | NBS_080-150_4P_200HP_14.25_SS | 4042.4929 | 4042.4929 | 16169.9717 | 4 | 1 | 5 | G | NBS_EndSuction | 10 | 8 | 10 | 14 | BranchMin10_BranchMax14 | 14 | 3 | 12 | 24 | HeaderMin12_HeaderMax24 | 18 | 6 | 18
920 | 128 | 080-150-4P-200HP | NBS_080-150_4P_200HP_14.25_SS | 4042.4929 | 4042.4929 | 16169.9717 | 4 | 1 | 5 | G | NBS_EndSuction | 10 | 8 | 10 | 14 | BranchMin10_BranchMax14 | 14 | 3 | 12 | 24 | HeaderMin12_HeaderMax24 | 20 | 6 | 18
920 | 128 | 080-150-4P-200HP | NBS_080-150_4P_200HP_14.25_SS | 4042.4929 | 4042.4929 | 16169.9717 | 4 | 1 | 5 | G | NBS_EndSuction | 10 | 8 | 10 | 14 | BranchMin10_BranchMax14 | 14 | 3 | 12 | 24 | HeaderMin12_HeaderMax24 | 24 | 6 | 18
921 | 129 | 080-150-4P-250HP | NBS_080-150_4P_250HP_15.59_SS | 4332.4218 | 4332.4218 | 17329.687 | 4 | 1 | 5 | G | NBS_EndSuction | 10 | 8 | 10 | 16 | BranchMin10_BranchMax16 | 10 | 4 | 12 | 24 | HeaderMin12_HeaderMax24 | 12 | 6 | 24
921 | 129 | 080-150-4P-250HP | NBS_080-150_4P_250HP_15.59_SS | 4332.4218 | 4332.4218 | 17329.687 | 4 | 1 | 5 | G | NBS_EndSuction | 10 | 8 | 10 | 16 | BranchMin10_BranchMax16 | 10 | 4 | 12 | 24 | HeaderMin12_HeaderMax24 | 14 | 6 | 24
921 | 129 | 080-150-4P-250HP | NBS_080-150_4P_250HP_15.59_SS | 4332.4218 | 4332.4218 | 17329.687 | 4 | 1 | 5 | G | NBS_EndSuction | 10 | 8 | 10 | 16 | BranchMin10_BranchMax16 | 10 | 4 | 12 | 24 | HeaderMin12_HeaderMax24 | 16 | 6 | 24
921 | 129 | 080-150-4P-250HP | NBS_080-150_4P_250HP_15.59_SS | 4332.4218 | 4332.4218 | 17329.687 | 4 | 1 | 5 | G | NBS_EndSuction | 10 | 8 | 10 | 16 | BranchMin10_BranchMax16 | 10 | 4 | 12 | 24 | HeaderMin12_HeaderMax24 | 18 | 6 | 24
921 | 129 | 080-150-4P-250HP | NBS_080-150_4P_250HP_15.59_SS | 4332.4218 | 4332.4218 | 17329.687 | 4 | 1 | 5 | G | NBS_EndSuction | 10 | 8 | 10 | 16 | BranchMin10_BranchMax16 | 10 | 4 | 12 | 24 | HeaderMin12_HeaderMax24 | 20 | 6 | 24
921 | 129 | 080-150-4P-250HP | NBS_080-150_4P_250HP_15.59_SS | 4332.4218 | 4332.4218 | 17329.687 | 4 | 1 | 5 | G | NBS_EndSuction | 10 | 8 | 10 | 16 | BranchMin10_BranchMax16 | 10 | 4 | 12 | 24 | HeaderMin12_HeaderMax24 | 24 | 6 | 24
921 | 129 | 080-150-4P-250HP | NBS_080-150_4P_250HP_15.59_SS | 4332.4218 | 4332.4218 | 17329.687 | 4 | 1 | 5 | G | NBS_EndSuction | 10 | 8 | 10 | 16 | BranchMin10_BranchMax16 | 12 | 4 | 12 | 24 | HeaderMin12_HeaderMax24 | 12 | 6 | 24 | [11 empty] | INVALID
921 | 129 | 080-150-4P-250HP | NBS_080-150_4P_250HP_15.59_SS | 4332.4218 | 4332.4218 | 17329.687 | 4 | 1 | 5 | G | NBS_EndSuction | 10 | 8 | 10 | 16 | BranchMin10_BranchMax16 | 12 | 4 | 12 | 24 | HeaderMin12_HeaderMax24 | 14 | 6 | 24
921 | 129 | 080-150-4P-250HP | NBS_080-150_4P_250HP_15.59_SS | 4332.4218 | 4332.4218 | 17329.687 | 4 | 1 | 5 | G | NBS_EndSuction | 10 | 8 | 10 | 16 | BranchMin10_BranchMax16 | 12 | 4 | 12 | 24 | HeaderMin12_HeaderMax24 | 16 | 6 | 24
921 | 129 | 080-150-4P-250HP | NBS_080-150_4P_250HP_15.59_SS | 4332.4218 | 4332.4218 | 17329.687 | 4 | 1 | 5 | G | NBS_EndSuction | 10 | 8 | 10 | 16 | BranchMin10_BranchMax16 | 12 | 4 | 12 | 24 | HeaderMin12_HeaderMax24 | 18 | 6 | 24
921 | 129 | 080-150-4P-250HP | NBS_080-150_4P_250HP_15.59_SS | 4332.4218 | 4332.4218 | 17329.687 | 4 | 1 | 5 | G | NBS_EndSuction | 10 | 8 | 10 | 16 | BranchMin10_BranchMax16 | 12 | 4 | 12 | 24 | HeaderMin12_HeaderMax24 | 20 | 6 | 24
921 | 129 | 080-150-4P-250HP | NBS_080-150_4P_250HP_15.59_SS | 4332.4218 | 4332.4218 | 17329.687 | 4 | 1 | 5 | G | NBS_EndSuction | 10 | 8 | 10 | 16 | BranchMin10_BranchMax16 | 12 | 4 | 12 | 24 | HeaderMin12_HeaderMax24 | 24 | 6 | 24
921 | 129 | 080-150-4P-250HP | NBS_080-150_4P_250HP_15.59_SS | 4332.4218 | 4332.4218 | 17329.687 | 4 | 1 | 5 | G | NBS_EndSuction | 10 | 8 | 10 | 16 | BranchMin10_BranchMax16 | 14 | 4 | 12 | 24 | HeaderMin12_HeaderMax24 | 12 | 6 | 24 | [11 empty] | INVALID
921 | 129 | 080-150-4P-250HP | NBS_080-150_4P_250HP_15.59_SS | 4332.4218 | 4332.4218 | 17329.687 | 4 | 1 | 5 | G | NBS_EndSuction | 10 | 8 | 10 | 16 | BranchMin10_BranchMax16 | 14 | 4 | 12 | 24 | HeaderMin12_HeaderMax24 | 14 | 6 | 24 | [11 empty] | INVALID
921 | 129 | 080-150-4P-250HP | NBS_080-150_4P_250HP_15.59_SS | 4332.4218 | 4332.4218 | 17329.687 | 4 | 1 | 5 | G | NBS_EndSuction | 10 | 8 | 10 | 16 | BranchMin10_BranchMax16 | 14 | 4 | 12 | 24 | HeaderMin12_HeaderMax24 | 16 | 6 | 24
921 | 129 | 080-150-4P-250HP | NBS_080-150_4P_250HP_15.59_SS | 4332.4218 | 4332.4218 | 17329.687 | 4 | 1 | 5 | G | NBS_EndSuction | 10 | 8 | 10 | 16 | BranchMin10_BranchMax16 | 14 | 4 | 12 | 24 | HeaderMin12_HeaderMax24 | 18 | 6 | 24
921 | 129 | 080-150-4P-250HP | NBS_080-150_4P_250HP_15.59_SS | 4332.4218 | 4332.4218 | 17329.687 | 4 | 1 | 5 | G | NBS_EndSuction | 10 | 8 | 10 | 16 | BranchMin10_BranchMax16 | 14 | 4 | 12 | 24 | HeaderMin12_HeaderMax24 | 20 | 6 | 24
921 | 129 | 080-150-4P-250HP | NBS_080-150_4P_250HP_15.59_SS | 4332.4218 | 4332.4218 | 17329.687 | 4 | 1 | 5 | G | NBS_EndSuction | 10 | 8 | 10 | 16 | BranchMin10_BranchMax16 | 14 | 4 | 12 | 24 | HeaderMin12_HeaderMax24 | 24 | 6 | 24
921 | 129 | 080-150-4P-250HP | NBS_080-150_4P_250HP_15.59_SS | 4332.4218 | 4332.4218 | 17329.687 | 4 | 1 | 5 | G | NBS_EndSuction | 10 | 8 | 10 | 16 | BranchMin10_BranchMax16 | 16 | 4 | 12 | 24 | HeaderMin12_HeaderMax24 | 12 | 6 | 24 | [11 empty] | INVALID
921 | 129 | 080-150-4P-250HP | NBS_080-150_4P_250HP_15.59_SS | 4332.4218 | 4332.4218 | 17329.687 | 4 | 1 | 5 | G | NBS_EndSuction | 10 | 8 | 10 | 16 | BranchMin10_BranchMax16 | 16 | 4 | 12 | 24 | HeaderMin12_HeaderMax24 | 14 | 6 | 24 | [11 empty] | INVALID
921 | 129 | 080-150-4P-250HP | NBS_080-150_4P_250HP_15.59_SS | 4332.4218 | 4332.4218 | 17329.687 | 4 | 1 | 5 | G | NBS_EndSuction | 10 | 8 | 10 | 16 | BranchMin10_BranchMax16 | 16 | 4 | 12 | 24 | HeaderMin12_HeaderMax24 | 16 | 6 | 24 | [11 empty] | INVALID
921 | 129 | 080-150-4P-250HP | NBS_080-150_4P_250HP_15.59_SS | 4332.4218 | 4332.4218 | 17329.687 | 4 | 1 | 5 | G | NBS_EndSuction | 10 | 8 | 10 | 16 | BranchMin10_BranchMax16 | 16 | 4 | 12 | 24 | HeaderMin12_HeaderMax24 | 18 | 6 | 24
921 | 129 | 080-150-4P-250HP | NBS_080-150_4P_250HP_15.59_SS | 4332.4218 | 4332.4218 | 17329.687 | 4 | 1 | 5 | G | NBS_EndSuction | 10 | 8 | 10 | 16 | BranchMin10_BranchMax16 | 16 | 4 | 12 | 24 | HeaderMin12_HeaderMax24 | 20 | 6 | 24
921 | 129 | 080-150-4P-250HP | NBS_080-150_4P_250HP_15.59_SS | 4332.4218 | 4332.4218 | 17329.687 | 4 | 1 | 5 | G | NBS_EndSuction | 10 | 8 | 10 | 16 | BranchMin10_BranchMax16 | 16 | 4 | 12 | 24 | HeaderMin12_HeaderMax24 | 24 | 6 | 24
922 | 130 | 100-150-4P-150HP | NBS_100-150_4P_150HP_12.48_SS | 5072.7199 | 5072.7199 | 20290.8797 | 4 | 1 | 5 | G | NBS_EndSuction | 12 | 10 | 12 | 16 | BranchMin12_BranchMax16 | 12 | 3 | 14 | 24 | HeaderMin14_HeaderMax24 | 14 | 5 | 15
922 | 130 | 100-150-4P-150HP | NBS_100-150_4P_150HP_12.48_SS | 5072.7199 | 5072.7199 | 20290.8797 | 4 | 1 | 5 | G | NBS_EndSuction | 12 | 10 | 12 | 16 | BranchMin12_BranchMax16 | 12 | 3 | 14 | 24 | HeaderMin14_HeaderMax24 | 16 | 5 | 15
922 | 130 | 100-150-4P-150HP | NBS_100-150_4P_150HP_12.48_SS | 5072.7199 | 5072.7199 | 20290.8797 | 4 | 1 | 5 | G | NBS_EndSuction | 12 | 10 | 12 | 16 | BranchMin12_BranchMax16 | 12 | 3 | 14 | 24 | HeaderMin14_HeaderMax24 | 18 | 5 | 15
922 | 130 | 100-150-4P-150HP | NBS_100-150_4P_150HP_12.48_SS | 5072.7199 | 5072.7199 | 20290.8797 | 4 | 1 | 5 | G | NBS_EndSuction | 12 | 10 | 12 | 16 | BranchMin12_BranchMax16 | 12 | 3 | 14 | 24 | HeaderMin14_HeaderMax24 | 20 | 5 | 15
922 | 130 | 100-150-4P-150HP | NBS_100-150_4P_150HP_12.48_SS | 5072.7199 | 5072.7199 | 20290.8797 | 4 | 1 | 5 | G | NBS_EndSuction | 12 | 10 | 12 | 16 | BranchMin12_BranchMax16 | 12 | 3 | 14 | 24 | HeaderMin14_HeaderMax24 | 24 | 5 | 15
922 | 130 | 100-150-4P-150HP | NBS_100-150_4P_150HP_12.48_SS | 5072.7199 | 5072.7199 | 20290.8797 | 4 | 1 | 5 | G | NBS_EndSuction | 12 | 10 | 12 | 16 | BranchMin12_BranchMax16 | 14 | 3 | 14 | 24 | HeaderMin14_HeaderMax24 | 14 | 5 | 15 | [11 empty] | INVALID
922 | 130 | 100-150-4P-150HP | NBS_100-150_4P_150HP_12.48_SS | 5072.7199 | 5072.7199 | 20290.8797 | 4 | 1 | 5 | G | NBS_EndSuction | 12 | 10 | 12 | 16 | BranchMin12_BranchMax16 | 14 | 3 | 14 | 24 | HeaderMin14_HeaderMax24 | 16 | 5 | 15
922 | 130 | 100-150-4P-150HP | NBS_100-150_4P_150HP_12.48_SS | 5072.7199 | 5072.7199 | 20290.8797 | 4 | 1 | 5 | G | NBS_EndSuction | 12 | 10 | 12 | 16 | BranchMin12_BranchMax16 | 14 | 3 | 14 | 24 | HeaderMin14_HeaderMax24 | 18 | 5 | 15
922 | 130 | 100-150-4P-150HP | NBS_100-150_4P_150HP_12.48_SS | 5072.7199 | 5072.7199 | 20290.8797 | 4 | 1 | 5 | G | NBS_EndSuction | 12 | 10 | 12 | 16 | BranchMin12_BranchMax16 | 14 | 3 | 14 | 24 | HeaderMin14_HeaderMax24 | 20 | 5 | 15
922 | 130 | 100-150-4P-150HP | NBS_100-150_4P_150HP_12.48_SS | 5072.7199 | 5072.7199 | 20290.8797 | 4 | 1 | 5 | G | NBS_EndSuction | 12 | 10 | 12 | 16 | BranchMin12_BranchMax16 | 14 | 3 | 14 | 24 | HeaderMin14_HeaderMax24 | 24 | 5 | 15
922 | 130 | 100-150-4P-150HP | NBS_100-150_4P_150HP_12.48_SS | 5072.7199 | 5072.7199 | 20290.8797 | 4 | 1 | 5 | G | NBS_EndSuction | 12 | 10 | 12 | 16 | BranchMin12_BranchMax16 | 16 | 3 | 14 | 24 | HeaderMin14_HeaderMax24 | 14 | 5 | 15 | [11 empty] | INVALID
922 | 130 | 100-150-4P-150HP | NBS_100-150_4P_150HP_12.48_SS | 5072.7199 | 5072.7199 | 20290.8797 | 4 | 1 | 5 | G | NBS_EndSuction | 12 | 10 | 12 | 16 | BranchMin12_BranchMax16 | 16 | 3 | 14 | 24 | HeaderMin14_HeaderMax24 | 16 | 5 | 15 | [11 empty] | INVALID
922 | 130 | 100-150-4P-150HP | NBS_100-150_4P_150HP_12.48_SS | 5072.7199 | 5072.7199 | 20290.8797 | 4 | 1 | 5 | G | NBS_EndSuction | 12 | 10 | 12 | 16 | BranchMin12_BranchMax16 | 16 | 3 | 14 | 24 | HeaderMin14_HeaderMax24 | 18 | 5 | 15
922 | 130 | 100-150-4P-150HP | NBS_100-150_4P_150HP_12.48_SS | 5072.7199 | 5072.7199 | 20290.8797 | 4 | 1 | 5 | G | NBS_EndSuction | 12 | 10 | 12 | 16 | BranchMin12_BranchMax16 | 16 | 3 | 14 | 24 | HeaderMin14_HeaderMax24 | 20 | 5 | 15
922 | 130 | 100-150-4P-150HP | NBS_100-150_4P_150HP_12.48_SS | 5072.7199 | 5072.7199 | 20290.8797 | 4 | 1 | 5 | G | NBS_EndSuction | 12 | 10 | 12 | 16 | BranchMin12_BranchMax16 | 16 | 3 | 14 | 24 | HeaderMin14_HeaderMax24 | 24 | 5 | 15
923 | 131 | 100-150-4P-200HP | NBS_100-150_4P_200HP_13.66_SS | 5521.0639 | 5521.0639 | 22084.2557 | 4 | 1 | 5 | G | NBS_EndSuction | 12 | 10 | 12 | 16 | BranchMin12_BranchMax16 | 12 | 3 | 14 | 24 | HeaderMin14_HeaderMax24 | 14 | 5 | 15
923 | 131 | 100-150-4P-200HP | NBS_100-150_4P_200HP_13.66_SS | 5521.0639 | 5521.0639 | 22084.2557 | 4 | 1 | 5 | G | NBS_EndSuction | 12 | 10 | 12 | 16 | BranchMin12_BranchMax16 | 12 | 3 | 14 | 24 | HeaderMin14_HeaderMax24 | 16 | 5 | 15
923 | 131 | 100-150-4P-200HP | NBS_100-150_4P_200HP_13.66_SS | 5521.0639 | 5521.0639 | 22084.2557 | 4 | 1 | 5 | G | NBS_EndSuction | 12 | 10 | 12 | 16 | BranchMin12_BranchMax16 | 12 | 3 | 14 | 24 | HeaderMin14_HeaderMax24 | 18 | 5 | 15
923 | 131 | 100-150-4P-200HP | NBS_100-150_4P_200HP_13.66_SS | 5521.0639 | 5521.0639 | 22084.2557 | 4 | 1 | 5 | G | NBS_EndSuction | 12 | 10 | 12 | 16 | BranchMin12_BranchMax16 | 12 | 3 | 14 | 24 | HeaderMin14_HeaderMax24 | 20 | 5 | 15
923 | 131 | 100-150-4P-200HP | NBS_100-150_4P_200HP_13.66_SS | 5521.0639 | 5521.0639 | 22084.2557 | 4 | 1 | 5 | G | NBS_EndSuction | 12 | 10 | 12 | 16 | BranchMin12_BranchMax16 | 12 | 3 | 14 | 24 | HeaderMin14_HeaderMax24 | 24 | 5 | 15
923 | 131 | 100-150-4P-200HP | NBS_100-150_4P_200HP_13.66_SS | 5521.0639 | 5521.0639 | 22084.2557 | 4 | 1 | 5 | G | NBS_EndSuction | 12 | 10 | 12 | 16 | BranchMin12_BranchMax16 | 14 | 3 | 14 | 24 | HeaderMin14_HeaderMax24 | 14 | 5 | 15 | [11 empty] | INVALID
923 | 131 | 100-150-4P-200HP | NBS_100-150_4P_200HP_13.66_SS | 5521.0639 | 5521.0639 | 22084.2557 | 4 | 1 | 5 | G | NBS_EndSuction | 12 | 10 | 12 | 16 | BranchMin12_BranchMax16 | 14 | 3 | 14 | 24 | HeaderMin14_HeaderMax24 | 16 | 5 | 15
923 | 131 | 100-150-4P-200HP | NBS_100-150_4P_200HP_13.66_SS | 5521.0639 | 5521.0639 | 22084.2557 | 4 | 1 | 5 | G | NBS_EndSuction | 12 | 10 | 12 | 16 | BranchMin12_BranchMax16 | 14 | 3 | 14 | 24 | HeaderMin14_HeaderMax24 | 18 | 5 | 15
923 | 131 | 100-150-4P-200HP | NBS_100-150_4P_200HP_13.66_SS | 5521.0639 | 5521.0639 | 22084.2557 | 4 | 1 | 5 | G | NBS_EndSuction | 12 | 10 | 12 | 16 | BranchMin12_BranchMax16 | 14 | 3 | 14 | 24 | HeaderMin14_HeaderMax24 | 20 | 5 | 15
923 | 131 | 100-150-4P-200HP | NBS_100-150_4P_200HP_13.66_SS | 5521.0639 | 5521.0639 | 22084.2557 | 4 | 1 | 5 | G | NBS_EndSuction | 12 | 10 | 12 | 16 | BranchMin12_BranchMax16 | 14 | 3 | 14 | 24 | HeaderMin14_HeaderMax24 | 24 | 5 | 15
923 | 131 | 100-150-4P-200HP | NBS_100-150_4P_200HP_13.66_SS | 5521.0639 | 5521.0639 | 22084.2557 | 4 | 1 | 5 | G | NBS_EndSuction | 12 | 10 | 12 | 16 | BranchMin12_BranchMax16 | 16 | 3 | 14 | 24 | HeaderMin14_HeaderMax24 | 14 | 5 | 15 | [11 empty] | INVALID
923 | 131 | 100-150-4P-200HP | NBS_100-150_4P_200HP_13.66_SS | 5521.0639 | 5521.0639 | 22084.2557 | 4 | 1 | 5 | G | NBS_EndSuction | 12 | 10 | 12 | 16 | BranchMin12_BranchMax16 | 16 | 3 | 14 | 24 | HeaderMin14_HeaderMax24 | 16 | 5 | 15 | [11 empty] | INVALID
923 | 131 | 100-150-4P-200HP | NBS_100-150_4P_200HP_13.66_SS | 5521.0639 | 5521.0639 | 22084.2557 | 4 | 1 | 5 | G | NBS_EndSuction | 12 | 10 | 12 | 16 | BranchMin12_BranchMax16 | 16 | 3 | 14 | 24 | HeaderMin14_HeaderMax24 | 18 | 5 | 15
923 | 131 | 100-150-4P-200HP | NBS_100-150_4P_200HP_13.66_SS | 5521.0639 | 5521.0639 | 22084.2557 | 4 | 1 | 5 | G | NBS_EndSuction | 12 | 10 | 12 | 16 | BranchMin12_BranchMax16 | 16 | 3 | 14 | 24 | HeaderMin14_HeaderMax24 | 20 | 5 | 15
923 | 131 | 100-150-4P-200HP | NBS_100-150_4P_200HP_13.66_SS | 5521.0639 | 5521.0639 | 22084.2557 | 4 | 1 | 5 | G | NBS_EndSuction | 12 | 10 | 12 | 16 | BranchMin12_BranchMax16 | 16 | 3 | 14 | 24 | HeaderMin14_HeaderMax24 | 24 | 5 | 15
924 | 132 | 100-150-4P-250HP | NBS_100-150_4P_250HP_14.76_SS | 5727.2058 | 5727.2058 | 22908.8234 | 4 | 1 | 5 | G | NBS_EndSuction | 12 | 10 | 12 | 18 | BranchMin12_BranchMax18 | 12 | 4 | 14 | 24 | HeaderMin14_HeaderMax24 | 14 | 5 | 20
924 | 132 | 100-150-4P-250HP | NBS_100-150_4P_250HP_14.76_SS | 5727.2058 | 5727.2058 | 22908.8234 | 4 | 1 | 5 | G | NBS_EndSuction | 12 | 10 | 12 | 18 | BranchMin12_BranchMax18 | 12 | 4 | 14 | 24 | HeaderMin14_HeaderMax24 | 16 | 5 | 20
924 | 132 | 100-150-4P-250HP | NBS_100-150_4P_250HP_14.76_SS | 5727.2058 | 5727.2058 | 22908.8234 | 4 | 1 | 5 | G | NBS_EndSuction | 12 | 10 | 12 | 18 | BranchMin12_BranchMax18 | 12 | 4 | 14 | 24 | HeaderMin14_HeaderMax24 | 18 | 5 | 20
924 | 132 | 100-150-4P-250HP | NBS_100-150_4P_250HP_14.76_SS | 5727.2058 | 5727.2058 | 22908.8234 | 4 | 1 | 5 | G | NBS_EndSuction | 12 | 10 | 12 | 18 | BranchMin12_BranchMax18 | 12 | 4 | 14 | 24 | HeaderMin14_HeaderMax24 | 20 | 5 | 20
924 | 132 | 100-150-4P-250HP | NBS_100-150_4P_250HP_14.76_SS | 5727.2058 | 5727.2058 | 22908.8234 | 4 | 1 | 5 | G | NBS_EndSuction | 12 | 10 | 12 | 18 | BranchMin12_BranchMax18 | 12 | 4 | 14 | 24 | HeaderMin14_HeaderMax24 | 24 | 5 | 20
924 | 132 | 100-150-4P-250HP | NBS_100-150_4P_250HP_14.76_SS | 5727.2058 | 5727.2058 | 22908.8234 | 4 | 1 | 5 | G | NBS_EndSuction | 12 | 10 | 12 | 18 | BranchMin12_BranchMax18 | 14 | 4 | 14 | 24 | HeaderMin14_HeaderMax24 | 14 | 5 | 20 | [11 empty] | INVALID
924 | 132 | 100-150-4P-250HP | NBS_100-150_4P_250HP_14.76_SS | 5727.2058 | 5727.2058 | 22908.8234 | 4 | 1 | 5 | G | NBS_EndSuction | 12 | 10 | 12 | 18 | BranchMin12_BranchMax18 | 14 | 4 | 14 | 24 | HeaderMin14_HeaderMax24 | 16 | 5 | 20
924 | 132 | 100-150-4P-250HP | NBS_100-150_4P_250HP_14.76_SS | 5727.2058 | 5727.2058 | 22908.8234 | 4 | 1 | 5 | G | NBS_EndSuction | 12 | 10 | 12 | 18 | BranchMin12_BranchMax18 | 14 | 4 | 14 | 24 | HeaderMin14_HeaderMax24 | 18 | 5 | 20
924 | 132 | 100-150-4P-250HP | NBS_100-150_4P_250HP_14.76_SS | 5727.2058 | 5727.2058 | 22908.8234 | 4 | 1 | 5 | G | NBS_EndSuction | 12 | 10 | 12 | 18 | BranchMin12_BranchMax18 | 14 | 4 | 14 | 24 | HeaderMin14_HeaderMax24 | 20 | 5 | 20
924 | 132 | 100-150-4P-250HP | NBS_100-150_4P_250HP_14.76_SS | 5727.2058 | 5727.2058 | 22908.8234 | 4 | 1 | 5 | G | NBS_EndSuction | 12 | 10 | 12 | 18 | BranchMin12_BranchMax18 | 14 | 4 | 14 | 24 | HeaderMin14_HeaderMax24 | 24 | 5 | 20
924 | 132 | 100-150-4P-250HP | NBS_100-150_4P_250HP_14.76_SS | 5727.2058 | 5727.2058 | 22908.8234 | 4 | 1 | 5 | G | NBS_EndSuction | 12 | 10 | 12 | 18 | BranchMin12_BranchMax18 | 16 | 4 | 14 | 24 | HeaderMin14_HeaderMax24 | 14 | 5 | 20 | [11 empty] | INVALID
924 | 132 | 100-150-4P-250HP | NBS_100-150_4P_250HP_14.76_SS | 5727.2058 | 5727.2058 | 22908.8234 | 4 | 1 | 5 | G | NBS_EndSuction | 12 | 10 | 12 | 18 | BranchMin12_BranchMax18 | 16 | 4 | 14 | 24 | HeaderMin14_HeaderMax24 | 16 | 5 | 20 | [11 empty] | INVALID
924 | 132 | 100-150-4P-250HP | NBS_100-150_4P_250HP_14.76_SS | 5727.2058 | 5727.2058 | 22908.8234 | 4 | 1 | 5 | G | NBS_EndSuction | 12 | 10 | 12 | 18 | BranchMin12_BranchMax18 | 16 | 4 | 14 | 24 | HeaderMin14_HeaderMax24 | 18 | 5 | 20
924 | 132 | 100-150-4P-250HP | NBS_100-150_4P_250HP_14.76_SS | 5727.2058 | 5727.2058 | 22908.8234 | 4 | 1 | 5 | G | NBS_EndSuction | 12 | 10 | 12 | 18 | BranchMin12_BranchMax18 | 16 | 4 | 14 | 24 | HeaderMin14_HeaderMax24 | 20 | 5 | 20
924 | 132 | 100-150-4P-250HP | NBS_100-150_4P_250HP_14.76_SS | 5727.2058 | 5727.2058 | 22908.8234 | 4 | 1 | 5 | G | NBS_EndSuction | 12 | 10 | 12 | 18 | BranchMin12_BranchMax18 | 16 | 4 | 14 | 24 | HeaderMin14_HeaderMax24 | 24 | 5 | 20
924 | 132 | 100-150-4P-250HP | NBS_100-150_4P_250HP_14.76_SS | 5727.2058 | 5727.2058 | 22908.8234 | 4 | 1 | 5 | G | NBS_EndSuction | 12 | 10 | 12 | 18 | BranchMin12_BranchMax18 | 18 | 4 | 14 | 24 | HeaderMin14_HeaderMax24 | 14 | 5 | 20 | [11 empty] | INVALID
924 | 132 | 100-150-4P-250HP | NBS_100-150_4P_250HP_14.76_SS | 5727.2058 | 5727.2058 | 22908.8234 | 4 | 1 | 5 | G | NBS_EndSuction | 12 | 10 | 12 | 18 | BranchMin12_BranchMax18 | 18 | 4 | 14 | 24 | HeaderMin14_HeaderMax24 | 16 | 5 | 20 | [11 empty] | INVALID
924 | 132 | 100-150-4P-250HP | NBS_100-150_4P_250HP_14.76_SS | 5727.2058 | 5727.2058 | 22908.8234 | 4 | 1 | 5 | G | NBS_EndSuction | 12 | 10 | 12 | 18 | BranchMin12_BranchMax18 | 18 | 4 | 14 | 24 | HeaderMin14_HeaderMax24 | 18 | 5 | 20 | [11 empty] | INVALID
924 | 132 | 100-150-4P-250HP | NBS_100-150_4P_250HP_14.76_SS | 5727.2058 | 5727.2058 | 22908.8234 | 4 | 1 | 5 | G | NBS_EndSuction | 12 | 10 | 12 | 18 | BranchMin12_BranchMax18 | 18 | 4 | 14 | 24 | HeaderMin14_HeaderMax24 | 20 | 5 | 20
924 | 132 | 100-150-4P-250HP | NBS_100-150_4P_250HP_14.76_SS | 5727.2058 | 5727.2058 | 22908.8234 | 4 | 1 | 5 | G | NBS_EndSuction | 12 | 10 | 12 | 18 | BranchMin12_BranchMax18 | 18 | 4 | 14 | 24 | HeaderMin14_HeaderMax24 | 24 | 5 | 20
9998