## GES_KPVS+CUE
Sequencing | Pump Size ID | Pump Size | Curve | Max flow @ max speed (gpm), 1 pump | Max Branch Flow | Max Header Flow | Number of Active Pumps | Number of Backup Pumps | Number of Total Pumps | Cost Group | Cost Group Type | Suction | Discharge | Branch Minimum | Branch Maximum | Header Minimum | Header Maximum |  |  |  |  | Curve | Max flow @ max speed (gpm)
1 | 1 | 2095-1/2-2P-20HP KPVS | KPVS_2095-1/2_2P_25HP_7.19_BRZ | 404.6 | 404.6 | 809.2 | 2 | 0 | 2 | A | KPVS_SplitCase | 2.5 | 2 | 2.5 |  | 3 |  |  | 2 | 2 | 2.5 | NBS_012-070_4P_1HP_6.10_SS | 90.8476 | KPVS_1012-1/2_4P_100HP_10.20_BRZ | 5663.7
2 | 2 | 2095-1/2-2P-25HP KPVS | KPVS_2095-1/2_2P_30HP_7.57_BRZ | 435.2 | 435.2 | 870.4 | 2 | 0 | 2 | A | KPVS_SplitCase | 2.5 | 2 | 2.5 |  | 3 |  | 2 | 2.5 | 2.5 | 3 | NBS_012-070_4P_1.5HP_6.97_SS | 106.5592 | KPVS_1012-1/2_4P_125HP_10.79_BRZ | 6091.7
3 | 3 | 2095-1/2-2P-30HP KPVS | KPVS_2095-1/2_2P_40HP_8.07_BRZ | 476.1 | 476.1 | 952.2 | 2 | 0 | 2 | A | KPVS_SplitCase | 2.5 | 2 | 2.5 |  | 3 |  | 2.5 | 3 | 3 | 4 | NBS_015-070_4P_1HP_5.12_SS | 145.3387 | KPVS_1012-1/2_4P_150HP_11.42_BRZ | 6598.6
4 | 4 | 2095-1/2-2P-40HP KPVS | KPVS_2095-1/2_2P_50HP_8.60_BRZ | 521.2 | 521.2 | 1042.4 | 2 | 0 | 2 | A | KPVS_SplitCase | 2.5 | 2 | 2.5 |  | 3 |  | 3 | 4 | 4 | 5 | NBS_015-070_4P_1.5HP_5.91_SS | 167.6172 | KPVS_1012-1/2_4P_200HP_12.00_BRZ | 7035
5 | 5 | 2095-1/2-2P-50HP KPVS | KPVS_2095-1/2_2P_60HP_9.11_BRZ | 565.7 | 565.7 | 1131.4 | 2 | 0 | 2 | A | KPVS_SplitCase | 2.5 | 2 | 2.5 |  | 3 |  | 4 | 5 | 5 | 6 | NBS_015-070_4P_2HP_6.54_SS | 188.3547 | KPVS_1012-1/2_4P_60HP_8.54_BRZ | 4880.8
6 | 6 | 2095-1/2-2P-60HP KPVS | KPVS_2095-1/2_2P_75HP_9.50_BRZ | 600 | 600 | 1200 | 2 | 0 | 2 | A | KPVS_SplitCase | 2.5 | 2 | 2.5 |  | 3 |  | 5 | 6 | 6 | 8 | NBS_015-070_4P_3HP_6.93_SS | 202.4879 | KPVS_1012-1/2_4P_75HP_9.30_BRZ | 5233.9
7 | 7 | 2095-1/2-2P-75HP KPVS | KPVS_2095-1/2_2P_40HP_8.07_BRZ | 476.1 | 476.1 | 952.2 | 2 | 0 | 2 | A | KPVS_SplitCase | 2.5 | 2 | 2.5 |  | 3 |  | 6 | 8 | 8 | 10 | NBS_015-090_4P_1.5HP_6.69_SS | 102.972 | KPVS_1015-3/4_4P_125HP_11.26_BRZ | 5646.6
8 | 8 | 2013-5/6-4P-10HP KPVS | KPVS_2013-5/6_4P_10HP_9.49_SS | 309.5 | 309.5 | 619 | 2 | 0 | 2 | A | KPVS_SplitCase | 2.5 | 2 | 2.5 |  | 3 |  | 8 | 10 | 10 | 12 | NBS_015-090_4P_2HP_7.24_SS | 116.1429 | KPVS_1015-3/4_4P_150HP_11.96_BRZ | 6108.6
9 | 9 | 2013-5/6-4P-15HP KPVS | KPVS_2013-5/6_4P_15HP_10.92_SS | 366.2 | 366.2 | 732.4 | 2 | 0 | 2 | A | KPVS_SplitCase | 2.5 | 2 | 2.5 |  | 3 |  | 10 | 12 | 12 | 14 | NBS_015-090_4P_3HP_8.11_SS | 133.8158 | KPVS_1015-3/4_4P_200HP_12.89_BRZ | 6722.4
10 | 10 | 2013-5/6-4P-20HP KPVS | KPVS_2013-5/6_4P_20HP_12.03_SS | 405.9 | 405.9 | 811.8 | 2 | 0 | 2 | A | KPVS_SplitCase | 2.5 | 2 | 2.5 |  | 3 |  | 12 | 14 | 14 | 16 | NBS_015-090_4P_5HP_9.84_SS | 150.196 | KPVS_1015-3/4_4P_250HP_13.52_BRZ | 7055.6
11 | 11 | 2013-5/6-4P-25HP KPVS | KPVS_2013-5/6_4P_25HP_13.00_SS | 441.1 | 441.1 | 882.2 | 2 | 0 | 2 | A | KPVS_SplitCase | 2.5 | 2 | 2.5 |  | 3 |  | 14 | 16 | 16 | 18 | NBS_015-095_4P_2HP_6.54_SS | 177.561 | KPVS_1015-3/4_4P_300HP_14.03_BRZ | 7256.3
12 | 12 | 3095-7/8-2P-40HP KPVS | KPVS_3095-7/8_2P_40HP_6.83_BRZ | 844.1 | 844.1 | 1688.2 | 2 | 0 | 2 | A | KPVS_SplitCase | 4 | 3 | 4 |  | 5 |  | 16 | 18 | 18 | 20 | NBS_015-095_4P_3HP_7.32_SS | 194.9972 | KPVS_1220-5/6_6P_125HP_13.61_BRZ | 7208.6
13 | 13 | 3095-7/8-2P-50HP KPVS | KPVS_3095-7/8_2P_50HP_7.31_BRZ | 888.7 | 888.7 | 1777.4 | 2 | 0 | 2 | A | KPVS_SplitCase | 4 | 3 | 4 |  | 5 |  | 18 | 20 |  |  | NBS_015-095_4P_5HP_8.82_SS | 230.1371 | KPVS_1220-5/6_6P_150HP_14.41_BRZ | 7821.9
14 | 14 | 3095-7/8-2P-60HP KPVS | KPVS_3095-7/8_2P_60HP_7.80_BRZ | 910.5 | 910.5 | 1821 | 2 | 0 | 2 | A | KPVS_SplitCase | 4 | 3 | 4 |  | 5 |  | 20 | 24 |  |  | NBS_015-095_4P_7.5HP_9.84_SS | 242.8034 | KPVS_1220-5/6_6P_200HP_16.03_BRZ | 9109.1
15 | 15 | 3095-7/8-2P-75HP KPVS | KPVS_3095-7/8_2P_75HP_8.47_BRZ | 901.5 | 901.5 | 1803 | 2 | 0 | 2 | A | KPVS_SplitCase | 4 | 3 | 4 |  | 5 |  | 24 |  |  |  | NBS_020-095_4P_2HP_5.83_SS | 178.5455 | KPVS_1220-5/6_6P_250HP_17.26_BRZ | 10125.3
16 | 16 | 3095-7/8-2P-100HP KPVS | KPVS_3095-7/8_2P_100HP_9.24_BRZ | 964.4 | 964.4 | 1928.8 | 2 | 0 | 2 | A | KPVS_SplitCase | 4 | 3 | 4 |  | 5 | [5 empty] | NBS_020-095_4P_3HP_6.61_SS | 208.9617 | KPVS_1220-5/6_6P_300HP_18.18_BRZ | 10905.9
17 | 17 | 3095-7/8-2P-125HP KPVS | KPVS_3095-7/8_2P_125HP_9.50_BRZ | 1000 | 1000 | 2000 | 2 | 0 | 2 | A | KPVS_SplitCase | 4 | 3 | 4 |  | 5 | [5 empty] | NBS_020-095_4P_5HP_8.11_SS | 260.8895 | KPVS_1415-1/2_4P_250HP_12.73_BRZ | 10473.9
18 | 18 | 3014-7/8-4P-20HP KPVS | KPVS_3014-7/8_4P_20HP_10.51_BRZ | 597.3 | 597.3 | 1194.6 | 2 | 0 | 2 | A | KPVS_SplitCase | 4 | 3 | 4 |  | 5 | [5 empty] | NBS_020-095_4P_7.5HP_9.45_SS | 297.3228 | KPVS_1415-1/2_4P_300HP_13.48_BRZ | 11367.6
19 | 19 | 3014-7/8-4P-25HP KPVS | KPVS_3014-7/8_4P_25HP_11.23_BRZ | 656.6 | 656.6 | 1313.2 | 2 | 0 | 2 | A | KPVS_SplitCase | 4 | 3 | 4 |  | 5 | [5 empty] | NBS_020-110_4P_5HP_8.11_SS | 273.669 | KPVS_1415-3/4_4P_300HP_13.24_BRZ | 11554.5
20 | 20 | 3014-7/8-4P-30HP KPVS | KPVS_3014-7/8_4P_30HP_11.86_BRZ | 710 | 710 | 1420 | 2 | 0 | 2 | A | KPVS_SplitCase | 4 | 3 | 4 |  | 5 | [5 empty] | NBS_020-110_4P_7.5HP_8.98_SS | 321.881 | KPVS_2013-5/6_4P_10HP_9.49_SS | 309.5
21 | 21 | 3014-7/8-4P-40HP KPVS | KPVS_3014-7/8_4P_40HP_12.92_BRZ | 802.4 | 802.4 | 1604.8 | 2 | 0 | 2 | A | KPVS_SplitCase | 4 | 3 | 4 |  | 5 | [5 empty] | NBS_020-110_4P_10HP_9.92_SS | 360.1978 | KPVS_2013-5/6_4P_15HP_10.92_SS | 366.2
22 | 22 | 3014-7/8-4P-50HP KPVS | KPVS_3014-7/8_4P_50HP_13.79_BRZ | 880.7 | 880.7 | 1761.4 | 2 | 0 | 2 | A | KPVS_SplitCase | 4 | 3 | 4 |  | 5 | [5 empty] | NBS_020-110_4P_15HP_10.31_SS | 376.0572 | KPVS_2013-5/6_4P_20HP_12.03_SS | 405.9
23 | 23 | 3014-7/8-4P-60HP KPVS | KPVS_3014-7/8_4P_60HP_14.00_BRZ | 900 | 900 | 1800 | 2 | 0 | 2 | A | KPVS_SplitCase | 4 | 3 | 4 |  | 5 | [5 empty] | NBS_020-135_4P_7.5HP_9.29_SS | 261.6739 | KPVS_2013-5/6_4P_25HP_13.00_SS | 441.1
24 | 24 | 4012-1/2-4P-5HP KPVS | KPVS_4012-1/2_4P_5HP_6.82_BRZ | 532.4 | 532.4 | 1064.8 | 2 | 0 | 2 | A | KPVS_SplitCase | 5 | 4 | 5 |  | 6 | [5 empty] | NBS_020-135_4P_10HP_10.16_SS | 299.9456 | KPVS_2095-1/2_2P_20HP_6.75_BRZ | 369.8
25 | 25 | 4012-1/2-4P-7.5HP KPVS | KPVS_4012-1/2_4P_7.5HP_7.70_BRZ | 625.2 | 625.2 | 1250.4 | 2 | 0 | 2 | A | KPVS_SplitCase | 5 | 4 | 5 |  | 6 | [5 empty] | NBS_020-135_4P_15HP_11.42_SS | 365.149 | KPVS_2095-1/2_2P_25HP_7.19_BRZ | 404.6
26 | 26 | 4012-1/2-4P-10HP KPVS | KPVS_4012-1/2_4P_10HP_8.39_BRZ | 696.4 | 696.4 | 1392.8 | 2 | 0 | 2 | A | KPVS_SplitCase | 5 | 4 | 5 |  | 6 | [5 empty] | NBS_020-135_4P_20HP_12.52_SS | 403.7936 | KPVS_2095-1/2_2P_30HP_7.57_BRZ | 435.2
27 | 27 | 4012-1/2-4P-15HP KPVS | KPVS_4012-1/2_4P_15HP_9.28_BRZ | 775.8 | 775.8 | 1551.6 | 2 | 0 | 2 | A | KPVS_SplitCase | 5 | 4 | 5 |  | 6 | [5 empty] | NBS_020-135_4P_25HP_13.31_SS | 402.7736 | KPVS_2095-1/2_2P_40HP_8.07_BRZ | 476.1
28 | 28 | 4012-1/2-4P-20HP KPVS | KPVS_4012-1/2_4P_20HP_10.04_BRZ | 829.7 | 829.7 | 1659.4 | 2 | 0 | 2 | A | KPVS_SplitCase | 5 | 4 | 5 |  | 6 | [5 empty] | NBS_025-070_4P_1HP_4.65_SS | 183.5282 | KPVS_2095-1/2_2P_50HP_8.60_BRZ | 521.2
29 | 29 | 4012-1/2-4P-25HP KPVS | KPVS_4012-1/2_4P_25HP_10.91_BRZ | 914.4 | 914.4 | 1828.8 | 2 | 0 | 2 | A | KPVS_SplitCase | 5 | 4 | 5 |  | 6 | [5 empty] | NBS_025-070_4P_1.5HP_5.28_SS | 235.9056 | KPVS_2095-1/2_2P_60HP_9.11_BRZ | 565.7
30 | 30 | 4012-1/2-4P-30HP KPVS | KPVS_4012-1/2_4P_30HP_11.00_BRZ | 924 | 924 | 1848 | 2 | 0 | 2 | A | KPVS_SplitCase | 5 | 4 | 5 |  | 6 | [5 empty] | NBS_025-070_4P_2HP_5.83_SS | 254.5738 | KPVS_2095-1/2_2P_75HP_9.50_BRZ | 600
31 | 31 | 4012-7/8-4P-10HP KPVS | KPVS_4012-7/8_4P_10HP_7.56_BRZ | 887.5 | 887.5 | 1775 | 2 | 0 | 2 | A | KPVS_SplitCase | 5 | 4 | 5 |  | 6 | [5 empty] | NBS_025-070_4P_3HP_6.61_SS | 278.649 | KPVS_3014-7/8_4P_20HP_10.51_BRZ | 597.3
32 | 32 | 4012-7/8-4P-15HP KPVS | KPVS_4012-7/8_4P_15HP_8.57_BRZ | 976.3 | 976.3 | 1952.6 | 2 | 0 | 2 | A | KPVS_SplitCase | 5 | 4 | 5 |  | 6 | [5 empty] | NBS_025-070_4P_5HP_6.77_SS | 302.5651 | KPVS_3014-7/8_4P_25HP_11.23_BRZ | 656.6
33 | 33 | 4012-7/8-4P-20HP KPVS | KPVS_4012-7/8_4P_20HP_9.35_BRZ | 1058.8 | 1058.8 | 2117.6 | 2 | 0 | 2 | A | KPVS_SplitCase | 5 | 4 | 5 |  | 6 | [5 empty] | NBS_025-095_4P_3HP_5.98_SS | 278.138 | KPVS_3014-7/8_4P_30HP_11.86_BRZ | 710
34 | 34 | 4012-7/8-4P-25HP KPVS | KPVS_4012-7/8_4P_25HP_9.91_BRZ | 1105.4 | 1105.4 | 2210.8 | 2 | 0 | 2 | A | KPVS_SplitCase | 5 | 4 | 5 |  | 6 | [5 empty] | NBS_025-095_4P_5HP_7.17_SS | 343.952 | KPVS_3014-7/8_4P_40HP_12.92_BRZ | 802.4
35 | 35 | 4012-7/8-4P-30HP KPVS | KPVS_4012-7/8_4P_30HP_10.38_BRZ | 1130.9 | 1130.9 | 2261.8 | 2 | 0 | 2 | A | KPVS_SplitCase | 5 | 4 | 5 |  | 6 | [5 empty] | NBS_025-095_4P_7.5HP_8.43_SS | 398.9817 | KPVS_3014-7/8_4P_50HP_13.79_BRZ | 880.7
36 | 36 | 4012-7/8-4P-40HP KPVS | KPVS_4012-7/8_4P_40HP_11.39_BRZ | 1197.7 | 1197.7 | 2395.4 | 2 | 0 | 2 | A | KPVS_SplitCase | 5 | 4 | 5 |  | 6 | [5 empty] | NBS_025-095_4P_10HP_9.53_SS | 427.0782 | KPVS_3014-7/8_4P_60HP_14.00_BRZ | 900
37 | 37 | 4012-7/8-4P-50HP KPVS | KPVS_4012-7/8_4P_50HP_12.00_BRZ | 1259 | 1259 | 2518 | 2 | 0 | 2 | A | KPVS_SplitCase | 5 | 4 | 5 |  | 6 | [5 empty] | NBS_025-110_4P_7.5HP_8.58_SS | 374.2437 | KPVS_3095-7/8_2P_100HP_9.24_BRZ | 964.4
38 | 38 | 4015-9/0-4P-25HP KPVS | KPVS_4015-9/0_4P_25HP_9.71_BRZ | 786.3 | 786.3 | 1572.6 | 2 | 0 | 2 | A | KPVS_SplitCase | 5 | 4 | 5 |  | 6 | [5 empty] | NBS_025-110_4P_10HP_9.45_SS | 422.9151 | KPVS_3095-7/8_2P_125HP_9.50_BRZ | 1000
39 | 39 | 4015-9/0-4P-30HP KPVS | KPVS_4015-9/0_4P_30HP_10.24_BRZ | 848.4 | 848.4 | 1696.8 | 2 | 0 | 2 | A | KPVS_SplitCase | 5 | 4 | 5 |  | 6 | [5 empty] | NBS_025-110_4P_15HP_11.02_SS | 479.4087 | KPVS_3095-7/8_2P_40HP_6.83_BRZ | 844.1
40 | 40 | 4015-9/0-4P-40HP KPVS | KPVS_4015-9/0_4P_40HP_11.17_BRZ | 960.9 | 960.9 | 1921.8 | 2 | 0 | 2 | A | KPVS_SplitCase | 5 | 4 | 5 |  | 6 | [5 empty] | NBS_030-070_4P_1.5HP_4.72_SS | 318.8997 | KPVS_3095-7/8_2P_50HP_7.31_BRZ | 888.7
41 | 41 | 4015-9/0-4P-50HP KPVS | KPVS_4015-9/0_4P_50HP_11.92_BRZ | 1054.6 | 1054.6 | 2109.2 | 2 | 0 | 2 | A | KPVS_SplitCase | 5 | 4 | 5 |  | 6 | [5 empty] | NBS_030-070_4P_2HP_5.20_SS | 359.467 | KPVS_3095-7/8_2P_60HP_7.80_BRZ | 910.5
42 | 42 | 4015-9/0-4P-60HP KPVS | KPVS_4015-9/0_4P_60HP_12.56_BRZ | 1137.7 | 1137.7 | 2275.4 | 2 | 0 | 2 | A | KPVS_SplitCase | 5 | 4 | 5 |  | 6 | [5 empty] | NBS_030-070_4P_3HP_5.83_SS | 413.6934 | KPVS_3095-7/8_2P_75HP_8.47_BRZ | 901.5
43 | 43 | 4015-9/0-4P-75HP KPVS | KPVS_4015-9/0_4P_75HP_13.30_BRZ | 1251.5 | 1251.5 | 2503 | 2 | 0 | 2 | A | KPVS_SplitCase | 5 | 4 | 5 |  | 6 | [5 empty] | NBS_030-070_4P_5HP_6.85_SS | 469.9181 | KPVS_4012-1/2_4P_10HP_8.39_BRZ | 696.4
44 | 44 | 4015-9/0-4P-100HP KPVS | KPVS_4015-9/0_4P_100HP_14.44_BRZ | 1415.3 | 1415.3 | 2830.6 | 2 | 0 | 2 | A | KPVS_SplitCase | 5 | 4 | 5 |  | 6 | [5 empty] | NBS_030-095_4P_5HP_6.10_SS | 576.7129 | KPVS_4012-1/2_4P_15HP_9.28_BRZ | 775.8
45 | 45 | 4015-9/0-4P-125HP KPVS | KPVS_4015-9/0_4P_125HP_15.25_BRZ | 1500 | 1500 | 3000 | 2 | 0 | 2 | A | KPVS_SplitCase | 5 | 4 | 5 |  | 6 | [5 empty] | NBS_030-095_4P_7.5HP_6.73_SS | 637.6666 | KPVS_4012-1/2_4P_20HP_10.04_BRZ | 829.7
46 | 46 | 5012-7/8-4P-15HP KPVS | KPVS_5012-7/8_4P_15HP_7.65_BRZ | 1236.1 | 1236.1 | 2472.2 | 2 | 0 | 2 | A | KPVS_SplitCase | 6 | 5 | 6 |  | 8 | [5 empty] | NBS_030-095_4P_10HP_7.52_SS | 669.3599 | KPVS_4012-1/2_4P_25HP_10.91_BRZ | 914.4
47 | 47 | 5012-7/8-4P-20HP KPVS | KPVS_5012-7/8_4P_20HP_8.38_BRZ | 1345.4 | 1345.4 | 2690.8 | 2 | 0 | 2 | A | KPVS_SplitCase | 6 | 5 | 6 |  | 8 | [5 empty] | NBS_030-095_4P_15HP_8.86_SS | 685.5374 | KPVS_4012-1/2_4P_30HP_11.00_BRZ | 924
48 | 48 | 5012-7/8-4P-25HP KPVS | KPVS_5012-7/8_4P_25HP_8.96_BRZ | 1441.8 | 1441.8 | 2883.6 | 2 | 0 | 2 | A | KPVS_SplitCase | 6 | 5 | 6 |  | 8 | [5 empty] | NBS_030-110_4P_10HP_8.35_SS | 487.2856 | KPVS_4012-1/2_4P_5HP_6.82_BRZ | 532.4
49 | 49 | 5012-7/8-4P-30HP KPVS | KPVS_5012-7/8_4P_30HP_9.45_BRZ | 1529.7 | 1529.7 | 3059.4 | 2 | 0 | 2 | A | KPVS_SplitCase | 6 | 5 | 6 |  | 8 | [5 empty] | NBS_030-110_4P_15HP_9.61_SS | 573.2974 | KPVS_4012-1/2_4P_7.5HP_7.70_BRZ | 625.2
50 | 50 | 5012-7/8-4P-40HP KPVS | KPVS_5012-7/8_4P_40HP_10.20_BRZ | 1658 | 1658 | 3316 | 2 | 0 | 2 | A | KPVS_SplitCase | 6 | 5 | 6 |  | 8 | [5 empty] | NBS_030-110_4P_20HP_10.79_SS | 666.5942 | KPVS_4012-7/8_4P_10HP_7.56_BRZ | 887.5
51 | 51 | 5012-7/8-4P-50HP KPVS | KPVS_5012-7/8_4P_50HP_10.79_BRZ | 1758.4 | 1758.4 | 3516.8 | 2 | 0 | 2 | A | KPVS_SplitCase | 6 | 5 | 6 |  | 8 | [5 empty] | NBS_030-135_4P_15HP_8.98_SS | 598.5182 | KPVS_4012-7/8_4P_15HP_8.57_BRZ | 976.3
52 | 52 | 5012-7/8-4P-60HP KPVS | KPVS_5012-7/8_4P_60HP_11.37_BRZ | 1869.9 | 1869.9 | 3739.8 | 2 | 0 | 2 | A | KPVS_SplitCase | 6 | 5 | 6 |  | 8 | [5 empty] | NBS_030-135_4P_20HP_9.92_SS | 672.8213 | KPVS_4012-7/8_4P_20HP_9.35_BRZ | 1058.8
53 | 53 | 5012-7/8-4P-75HP KPVS | KPVS_5012-7/8_4P_75HP_12.00_BRZ | 2000 | 2000 | 4000 | 2 | 0 | 2 | A | KPVS_SplitCase | 6 | 5 | 6 |  | 8 | [5 empty] | NBS_030-135_4P_25HP_10.63_SS | 735.3325 | KPVS_4012-7/8_4P_25HP_9.91_BRZ | 1105.4
54 | 54 | 5015-9/0-4P-25HP KPVS | KPVS_5015-9/0_4P_25HP_9.03_BRZ | 1495.7 | 1495.7 | 2991.4 | 2 | 0 | 2 | A | KPVS_SplitCase | 6 | 5 | 6 |  | 8 | [5 empty] | NBS_030-135_4P_30HP_11.26_SS | 787.4175 | KPVS_4012-7/8_4P_30HP_10.38_BRZ | 1130.9
55 | 55 | 5015-9/0-4P-30HP KPVS | KPVS_5015-9/0_4P_30HP_9.62_BRZ | 1583.4 | 1583.4 | 3166.8 | 2 | 0 | 2 | A | KPVS_SplitCase | 6 | 5 | 6 |  | 8 | [5 empty] | NBS_030-135_4P_40HP_12.91_SS | 832.83 | KPVS_4012-7/8_4P_40HP_11.39_BRZ | 1197.7
56 | 56 | 5015-9/0-4P-40HP KPVS | KPVS_5015-9/0_4P_40HP_10.56_BRZ | 1715.7 | 1715.7 | 3431.4 | 2 | 0 | 2 | A | KPVS_SplitCase | 6 | 5 | 6 |  | 8 | [5 empty] | NBS_040-070_4P_2HP_4.72_SS | 541.7729 | KPVS_4012-7/8_4P_50HP_12.00_BRZ | 1259
57 | 57 | 5015-9/0-4P-50HP KPVS | KPVS_5015-9/0_4P_50HP_11.30_BRZ | 1813.1 | 1813.1 | 3626.2 | 2 | 0 | 2 | A | KPVS_SplitCase | 6 | 5 | 6 |  | 8 | [5 empty] | NBS_040-070_4P_3HP_5.43_SS | 534.0678 | KPVS_4015-9/0_4P_100HP_14.44_BRZ | 1415.3
58 | 58 | 5015-9/0-4P-60HP KPVS | KPVS_5015-9/0_4P_60HP_11.87_BRZ | 1884.3 | 1884.3 | 3768.6 | 2 | 0 | 2 | A | KPVS_SplitCase | 6 | 5 | 6 |  | 8 | [5 empty] | NBS_040-070_4P_5HP_6.30_SS | 695.2568 | KPVS_4015-9/0_4P_125HP_15.25_BRZ | 1500
59 | 59 | 5015-9/0-4P-75HP KPVS | KPVS_5015-9/0_4P_75HP_12.61_BRZ | 1998.6 | 1998.6 | 3997.2 | 2 | 0 | 2 | A | KPVS_SplitCase | 6 | 5 | 6 |  | 8 | [5 empty] | NBS_040-070_4P_7.5HP_6.85_SS | 724.1837 | KPVS_4015-9/0_4P_25HP_9.71_BRZ | 786.3
60 | 60 | 5015-9/0-4P-100HP KPVS | KPVS_5015-9/0_4P_100HP_13.60_BRZ | 2182.4 | 2182.4 | 4364.8 | 2 | 0 | 2 | A | KPVS_SplitCase | 6 | 5 | 6 |  | 8 | [5 empty] | NBS_040-095_4P_7.5HP_6.38_SS | 864.0628 | KPVS_4015-9/0_4P_30HP_10.24_BRZ | 848.4
61 | 61 | 5015-9/0-4P-125HP KPVS | KPVS_5015-9/0_4P_125HP_14.35_BRZ | 2327.6 | 2327.6 | 4655.2 | 2 | 0 | 2 | A | KPVS_SplitCase | 6 | 5 | 6 |  | 8 | [5 empty] | NBS_040-095_4P_10HP_7.09_SS | 924.6022 | KPVS_4015-9/0_4P_40HP_11.17_BRZ | 960.9
62 | 62 | 5015-9/0-4P-150HP KPVS | KPVS_5015-9/0_4P_150HP_15.00_BRZ | 2460 | 2460 | 4920 | 2 | 0 | 2 | A | KPVS_SplitCase | 6 | 5 | 6 |  | 8 | [5 empty] | NBS_040-095_4P_15HP_8.35_SS | 1036.8753 | KPVS_4015-9/0_4P_50HP_11.92_BRZ | 1054.6
63 | 63 | 6012-3/4-4P-20HP KPVS | KPVS_6012-3/4_4P_20HP_7.18_BRZ | 1948.3 | 1948.3 | 3896.6 | 2 | 0 | 2 | A | KPVS_SplitCase | 8 | 6 | 8 |  | 10 | [5 empty] | NBS_040-095_4P_20HP_9.37_SS | 1098.4714 | KPVS_4015-9/0_4P_60HP_12.56_BRZ | 1137.7
64 | 64 | 6012-3/4-4P-25HP KPVS | KPVS_6012-3/4_4P_25HP_7.66_BRZ | 2103.8 | 2103.8 | 4207.6 | 2 | 0 | 2 | A | KPVS_SplitCase | 8 | 6 | 8 |  | 10 | [5 empty] | NBS_040-110_4P_15HP_8.11_SS | 877.0156 | KPVS_4015-9/0_4P_75HP_13.30_BRZ | 1251.5
65 | 65 | 6012-3/4-4P-30HP KPVS | KPVS_6012-3/4_4P_30HP_8.02_BRZ | 2220.5 | 2220.5 | 4441 | 2 | 0 | 2 | A | KPVS_SplitCase | 8 | 6 | 8 |  | 10 | [5 empty] | NBS_040-110_4P_20HP_8.74_SS | 948.7162 | KPVS_5012-7/8_4P_15HP_7.65_BRZ | 1236.1
66 | 66 | 6012-3/4-4P-40HP KPVS | KPVS_6012-3/4_4P_40HP_8.86_BRZ | 2492.6 | 2492.6 | 4985.2 | 2 | 0 | 2 | A | KPVS_SplitCase | 8 | 6 | 8 |  | 10 | [5 empty] | NBS_040-110_4P_25HP_9.45_SS | 981.9574 | KPVS_5012-7/8_4P_20HP_8.38_BRZ | 1345.4
67 | 67 | 6012-3/4-4P-50HP KPVS | KPVS_6012-3/4_4P_50HP_9.85_BRZ | 2801.3 | 2801.3 | 5602.6 | 2 | 0 | 2 | A | KPVS_SplitCase | 8 | 6 | 8 |  | 10 | [5 empty] | NBS_040-110_4P_30HP_10.08_SS | 1058.92 | KPVS_5012-7/8_4P_25HP_8.96_BRZ | 1441.8
68 | 68 | 6012-3/4-4P-60HP KPVS | KPVS_6012-3/4_4P_60HP_10.38_BRZ | 2944.6 | 2944.6 | 5889.2 | 2 | 0 | 2 | A | KPVS_SplitCase | 8 | 6 | 8 |  | 10 | [5 empty] | NBS_040-135_4P_20HP_9.29_SS | 812.9455 | KPVS_5012-7/8_4P_30HP_9.45_BRZ | 1529.7
69 | 69 | 6012-3/4-4P-75HP KPVS | KPVS_6012-3/4_4P_75HP_11.05_BRZ | 3118.5 | 3118.5 | 6237 | 2 | 0 | 2 | A | KPVS_SplitCase | 8 | 6 | 8 |  | 10 | [5 empty] | NBS_040-135_4P_25HP_10.24_SS | 894.4426 | KPVS_5012-7/8_4P_40HP_10.20_BRZ | 1658
70 | 70 | 6012-3/4-4P-100HP KPVS | KPVS_6012-3/4_4P_100HP_12.00_BRZ | 3375 | 3375 | 6750 | 2 | 0 | 2 | A | KPVS_SplitCase | 8 | 6 | 8 |  | 10 | [5 empty] | NBS_040-135_4P_30HP_10.94_SS | 958.5264 | KPVS_5012-7/8_4P_50HP_10.79_BRZ | 1758.4
71 | 71 | 6015-3/4-4P-40HP KPVS | KPVS_6015-3/4_4P_40HP_9.03_BRZ | 2242.4 | 2242.4 | 4484.8 | 2 | 0 | 2 | A | KPVS_SplitCase | 8 | 6 | 8 |  | 10 | [5 empty] | NBS_040-135_4P_40HP_11.81_SS | 1092.3955 | KPVS_5012-7/8_4P_60HP_11.37_BRZ | 1869.9
72 | 72 | 6015-3/4-4P-50HP KPVS | KPVS_6015-3/4_4P_50HP_9.58_BRZ | 2378.6 | 2378.6 | 4757.2 | 2 | 0 | 2 | A | KPVS_SplitCase | 8 | 6 | 8 |  | 10 | [5 empty] | NBS_040-135_4P_50HP_12.83_SS | 1108.1578 | KPVS_5012-7/8_4P_75HP_12.00_BRZ | 2000
73 | 73 | 6015-3/4-4P-60HP KPVS | KPVS_6015-3/4_4P_60HP_10.10_BRZ | 2507.3 | 2507.3 | 5014.6 | 2 | 0 | 2 | A | KPVS_SplitCase | 8 | 6 | 8 |  | 10 | [5 empty] | NBS_040-150_4P_50HP_12.36_SS | 1179.7044 | KPVS_5015-9/0_4P_100HP_13.60_BRZ | 2182.4
74 | 74 | 6015-3/4-4P-75HP KPVS | KPVS_6015-3/4_4P_75HP_10.82_BRZ | 2685.5 | 2685.5 | 5371 | 2 | 0 | 2 | A | KPVS_SplitCase | 8 | 6 | 8 |  | 10 | [5 empty] | NBS_040-150_4P_60HP_13.07_SS | 1257.8884 | KPVS_5015-9/0_4P_125HP_14.35_BRZ | 2327.6
75 | 75 | 6015-3/4-4P-100HP KPVS | KPVS_6015-3/4_4P_100HP_11.99_BRZ | 2975 | 2975 | 5950 | 2 | 0 | 2 | A | KPVS_SplitCase | 8 | 6 | 8 |  | 10 | [5 empty] | NBS_040-150_4P_75HP_14.02_SS | 1397.6463 | KPVS_5015-9/0_4P_150HP_15.00_BRZ | 2460
76 | 76 | 6015-3/4-4P-125HP KPVS | KPVS_6015-3/4_4P_125HP_12.84_BRZ | 3257.5 | 3257.5 | 6515 | 2 | 0 | 2 | A | KPVS_SplitCase | 8 | 6 | 8 |  | 10 | [5 empty] | NBS_040-150_4P_100HP_15.28_SS | 1556.5458 | KPVS_5015-9/0_4P_25HP_9.03_BRZ | 1495.7
77 | 77 | 6015-3/4-4P-150HP KPVS | KPVS_6015-3/4_4P_150HP_13.50_BRZ | 3513.8 | 3513.8 | 7027.6 | 2 | 0 | 2 | A | KPVS_SplitCase | 8 | 6 | 8 |  | 10 | [5 empty] | NBS_040-150_4P_125HP_16.14_SS | 1658.4722 | KPVS_5015-9/0_4P_30HP_9.62_BRZ | 1583.4
78 | 78 | 6015-3/4-4P-200HP KPVS | KPVS_6015-3/4_4P_200HP_14.71_BRZ | 3946.3 | 3946.3 | 7892.6 | 2 | 0 | 2 | A | KPVS_SplitCase | 8 | 6 | 8 |  | 10 | [5 empty] | NBS_040-150_4P_150HP_16.77_SS | 1749.9638 | KPVS_5015-9/0_4P_40HP_10.56_BRZ | 1715.7
79 | 79 | 6015-3/4-4P-250HP KPVS | KPVS_6015-3/4_4P_250HP_15.00_BRZ | 4050 | 4050 | 8100 | 2 | 0 | 2 | A | KPVS_SplitCase | 8 | 6 | 8 |  | 10 | [5 empty] | NBS_050-070_4P_3HP_4.88_SS | 840.0118 | KPVS_5015-9/0_4P_50HP_11.30_BRZ | 1813.1
80 | 80 | 6019-7/8-4P-125HP KPVS | KPVS_6019-7/8_4P_125HP_15.17_BRZ | 2174.5 | 2174.5 | 4349 | 2 | 0 | 2 | A | KPVS_SplitCase | 8 | 6 | 8 |  | 10 | [5 empty] | NBS_050-070_4P_5HP_6.06_SS | 912.3919 | KPVS_5015-9/0_4P_60HP_11.87_BRZ | 1884.3
81 | 81 | 6019-7/8-4P-150HP KPVS | KPVS_6019-7/8_4P_150HP_15.81_BRZ | 2306.3 | 2306.3 | 4612.6 | 2 | 0 | 2 | A | KPVS_SplitCase | 8 | 6 | 8 |  | 10 | [5 empty] | NBS_050-070_4P_7.5HP_6.61_SS | 963.4895 | KPVS_5015-9/0_4P_75HP_12.61_BRZ | 1998.6
82 | 82 | 6019-7/8-4P-200HP KPVS | KPVS_6019-7/8_4P_200HP_17.26_BRZ | 2615.2 | 2615.2 | 5230.4 | 2 | 0 | 2 | A | KPVS_SplitCase | 8 | 6 | 8 |  | 10 | [5 empty] | NBS_050-070_4P_10HP_6.93_SS | 1003.339 | KPVS_6012-3/4_4P_100HP_12.00_BRZ | 3375
83 | 83 | 6019-7/8-4P-250HP KPVS | KPVS_6019-7/8_4P_250HP_18.44_BRZ | 2874.5 | 2874.5 | 5749 | 2 | 0 | 2 | A | KPVS_SplitCase | 8 | 6 | 8 |  | 10 | [5 empty] | NBS_050-095_4P_10HP_6.46_SS | 1234.2559 | KPVS_6012-3/4_4P_20HP_7.18_BRZ | 1948.3
84 | 84 | 6019-7/8-4P-300HP KPVS | KPVS_6019-7/8_4P_300HP_19.00_BRZ | 3000 | 3000 | 6000 | 2 | 0 | 2 | A | KPVS_SplitCase | 8 | 6 | 8 |  | 10 | [5 empty] | NBS_050-095_4P_15HP_7.40_SS | 1338.3397 | KPVS_6012-3/4_4P_25HP_7.66_BRZ | 2103.8
85 | 85 | 8012-5/6-4P-30HP KPVS | KPVS_8012-5/6_4P_30HP_7.25_BRZ | 2655.1 | 2655.1 | 5310.2 | 2 | 0 | 2 | A | KPVS_SplitCase | 10 | 8 | 10 |  | 12 | [5 empty] | NBS_050-095_4P_20HP_8.19_SS | 1409.7542 | KPVS_6012-3/4_4P_30HP_8.02_BRZ | 2220.5
86 | 86 | 8012-5/6-4P-40HP KPVS | KPVS_8012-5/6_4P_40HP_8.36_BRZ | 3152.9 | 3152.9 | 6305.8 | 2 | 0 | 2 | A | KPVS_SplitCase | 10 | 8 | 10 |  | 12 | [5 empty] | NBS_050-095_4P_25HP_8.74_SS | 1493.981 | KPVS_6012-3/4_4P_40HP_8.86_BRZ | 2492.6
87 | 87 | 8012-5/6-4P-50HP KPVS | KPVS_8012-5/6_4P_50HP_9.16_BRZ | 3509.4 | 3509.4 | 7018.8 | 2 | 0 | 2 | A | KPVS_SplitCase | 10 | 8 | 10 |  | 12 | [5 empty] | NBS_050-095_4P_30HP_9.13_SS | 1550.69 | KPVS_6012-3/4_4P_50HP_9.85_BRZ | 2801.3
88 | 88 | 8012-5/6-4P-60HP KPVS | KPVS_8012-5/6_4P_60HP_9.76_BRZ | 3787.8 | 3787.8 | 7575.6 | 2 | 0 | 2 | A | KPVS_SplitCase | 10 | 8 | 10 |  | 12 | [5 empty] | NBS_050-110_4P_20HP_8.35_SS | 1352.693 | KPVS_6012-3/4_4P_60HP_10.38_BRZ | 2944.6
89 | 89 | 8012-5/6-4P-75HP KPVS | KPVS_8012-5/6_4P_75HP_10.38_BRZ | 4118.9 | 4118.9 | 8237.8 | 2 | 0 | 2 | A | KPVS_SplitCase | 10 | 8 | 10 |  | 12 | [5 empty] | NBS_050-110_4P_25HP_9.06_SS | 1398.703 | KPVS_6012-3/4_4P_75HP_11.05_BRZ | 3118.5
90 | 90 | 8012-5/6-4P-100HP KPVS | KPVS_8012-5/6_4P_100HP_11.25_BRZ | 4600.7 | 4600.7 | 9201.4 | 2 | 0 | 2 | A | KPVS_SplitCase | 10 | 8 | 10 |  | 12 | [5 empty] | NBS_050-110_4P_30HP_9.61_SS | 1508.9068 | KPVS_6015-3/4_4P_100HP_11.99_BRZ | 2975
91 | 91 | 8012-5/6-4P-125HP KPVS | KPVS_8012-5/6_4P_125HP_12.00_BRZ | 5002.5 | 5002.5 | 10005 | 2 | 0 | 2 | A | KPVS_SplitCase | 10 | 8 | 10 |  | 12 | [5 empty] | NBS_050-110_4P_40HP_10.63_SS | 1674.3665 | KPVS_6015-3/4_4P_125HP_12.84_BRZ | 3257.5
92 | 92 | 8015-3/4-4P-60HP KPVS | KPVS_8015-3/4_4P_60HP_9.15_BRZ | 3658.5 | 3658.5 | 7317 | 2 | 0 | 2 | A | KPVS_SplitCase | 10 | 8 | 10 |  | 12 | [5 empty] | NBS_050-135_4P_25HP_8.86_SS | 1200.4144 | KPVS_6015-3/4_4P_150HP_13.50_BRZ | 3513.8
93 | 93 | 8015-3/4-4P-75HP KPVS | KPVS_8015-3/4_4P_75HP_9.92_BRZ | 3958.8 | 3958.8 | 7917.6 | 2 | 0 | 2 | A | KPVS_SplitCase | 10 | 8 | 10 |  | 12 | [5 empty] | NBS_050-135_4P_30HP_9.49_SS | 1283.8269 | KPVS_6015-3/4_4P_200HP_14.71_BRZ | 3946.3
94 | 94 | 8015-3/4-4P-100HP KPVS | KPVS_8015-3/4_4P_100HP_10.95_BRZ | 4360.5 | 4360.5 | 8721 | 2 | 0 | 2 | A | KPVS_SplitCase | 10 | 8 | 10 |  | 12 | [5 empty] | NBS_050-135_4P_40HP_10.59_SS | 1416.7849 | KPVS_6015-3/4_4P_250HP_15.00_BRZ | 4050
95 | 95 | 8015-3/4-4P-125HP KPVS | KPVS_8015-3/4_4P_125HP_11.69_BRZ | 4649.1 | 4649.1 | 9298.2 | 2 | 0 | 2 | A | KPVS_SplitCase | 10 | 8 | 10 |  | 12 | [5 empty] | NBS_050-135_4P_50HP_11.30_SS | 1508.8665 | KPVS_6015-3/4_4P_40HP_9.03_BRZ | 2242.4
96 | 96 | 8015-3/4-4P-150HP KPVS | KPVS_8015-3/4_4P_150HP_12.23_BRZ | 4862.4 | 4862.4 | 9724.8 | 2 | 0 | 2 | A | KPVS_SplitCase | 10 | 8 | 10 |  | 12 | [5 empty] | NBS_050-135_4P_60HP_12.01_SS | 1598.8017 | KPVS_6015-3/4_4P_50HP_9.58_BRZ | 2378.6
97 | 97 | 8015-3/4-4P-200HP KPVS | KPVS_8015-3/4_4P_200HP_13.29_BRZ | 5297.1 | 5297.1 | 10594.2 | 2 | 0 | 2 | A | KPVS_SplitCase | 10 | 8 | 10 |  | 12 | [5 empty] | NBS_050-135_4P_75HP_13.03_SS | 1689.4197 | KPVS_6015-3/4_4P_60HP_10.10_BRZ | 2507.3
98 | 98 | 8015-3/4-4P-250HP KPVS | KPVS_8015-3/4_4P_250HP_14.19_BRZ | 5667.9 | 5667.9 | 11335.8 | 2 | 0 | 2 | A | KPVS_SplitCase | 10 | 8 | 10 |  | 12 | [5 empty] | NBS_050-150_4P_75HP_11.73_SS | 2092.9884 | KPVS_6015-3/4_4P_75HP_10.82_BRZ | 2685.5
99 | 99 | 8015-3/4-4P-300HP KPVS | KPVS_8015-3/4_4P_300HP_15.00_BRZ | 6000 | 6000 | 12000 | 2 | 0 | 2 | A | KPVS_SplitCase | 10 | 8 | 10 |  | 12 | [5 empty] | NBS_050-150_4P_100HP_12.99_SS | 2346.9884 | KPVS_6019-7/8_4P_125HP_15.17_BRZ | 2174.5
100 | 100 | 8020-5/6-4P-250HP KPVS | KPVS_8020-5/6_4P_250HP_14.05_BRZ | 5650.2 | 5650.2 | 11300.4 | 2 | 0 | 2 | A | KPVS_SplitCase | 12 | 8 | 12 |  | 14 | [5 empty] | NBS_050-150_4P_125HP_14.09_SS | 2529.5219 | KPVS_6019-7/8_4P_150HP_15.81_BRZ | 2306.3
101 | 101 | 8020-5/6-4P-300HP KPVS | KPVS_8020-5/6_4P_300HP_14.81_BRZ | 5920 | 5920 | 11840 | 2 | 0 | 2 | A | KPVS_SplitCase | 12 | 8 | 12 |  | 14 | [5 empty] | NBS_050-150_4P_150HP_14.96_SS | 2703.7978 | KPVS_6019-7/8_4P_200HP_17.26_BRZ | 2615.2
102 | 102 | 1012-1/2-4P-60HP KPVS | KPVS_1012-1/2_4P_60HP_8.54_BRZ | 4880.8 | 4880.8 | 9761.6 | 2 | 0 | 2 | A | KPVS_SplitCase | 12 | 10 | 12 |  | 14 | [5 empty] | NBS_060-095_4P_15HP_7.32_SS | 2169.9766 | KPVS_6019-7/8_4P_250HP_18.44_BRZ | 2874.5
103 | 103 | 1012-1/2-4P-75HP KPVS | KPVS_1012-1/2_4P_75HP_9.30_BRZ | 5233.9 | 5233.9 | 10467.8 | 2 | 0 | 2 | A | KPVS_SplitCase | 12 | 10 | 12 |  | 14 | [5 empty] | NBS_060-095_4P_20HP_7.95_SS | 2284.2526 | KPVS_6019-7/8_4P_300HP_19.00_BRZ | 3000
104 | 104 | 1012-1/2-4P-100HP KPVS | KPVS_1012-1/2_4P_100HP_10.20_BRZ | 5663.7 | 5663.7 | 11327.4 | 2 | 0 | 2 | A | KPVS_SplitCase | 12 | 10 | 12 |  | 14 | [5 empty] | NBS_060-095_4P_25HP_8.43_SS | 2385.0423 | KPVS_8012-5/6_4P_100HP_11.25_BRZ | 4600.7
105 | 105 | 1012-1/2-4P-125HP KPVS | KPVS_1012-1/2_4P_125HP_10.79_BRZ | 6091.7 | 6091.7 | 12183.4 | 2 | 0 | 2 | A | KPVS_SplitCase | 12 | 10 | 12 |  | 14 | [5 empty] | NBS_060-095_4P_30HP_8.90_SS | 2493.7612 | KPVS_8012-5/6_4P_125HP_12.00_BRZ | 5002.5
106 | 106 | 1012-1/2-4P-150HP KPVS | KPVS_1012-1/2_4P_150HP_11.42_BRZ | 6598.6 | 6598.6 | 13197.2 | 2 | 0 | 2 | A | KPVS_SplitCase | 12 | 10 | 12 |  | 14 | [5 empty] | NBS_060-095_4P_40HP_9.53_SS | 2617.6301 | KPVS_8012-5/6_4P_30HP_7.25_BRZ | 2655.1
107 | 107 | 1012-1/2-4P-200HP KPVS | KPVS_1012-1/2_4P_200HP_12.00_BRZ | 7035 | 7035 | 14070 | 2 | 0 | 2 | A | KPVS_SplitCase | 12 | 10 | 12 |  | 14 | [5 empty] | NBS_060-110_4P_30HP_8.78_SS | 2227.2787 | KPVS_8012-5/6_4P_40HP_8.36_BRZ | 3152.9
108 | 108 | 1015-3/4-4P-125HP KPVS | KPVS_1015-3/4_4P_125HP_11.26_BRZ | 5646.6 | 5646.6 | 11293.2 | 2 | 0 | 2 | A | KPVS_SplitCase | 12 | 10 | 12 |  | 14 | [5 empty] | NBS_060-110_4P_40HP_9.57_SS | 2407.488 | KPVS_8012-5/6_4P_50HP_9.16_BRZ | 3509.4
109 | 109 | 1015-3/4-4P-150HP KPVS | KPVS_1015-3/4_4P_150HP_11.96_BRZ | 6108.6 | 6108.6 | 12217.2 | 2 | 0 | 2 | A | KPVS_SplitCase | 12 | 10 | 12 |  | 14 | [5 empty] | NBS_060-110_4P_50HP_10.20_SS | 2508.3577 | KPVS_8012-5/6_4P_60HP_9.76_BRZ | 3787.8
110 | 110 | 1015-3/4-4P-200HP KPVS | KPVS_1015-3/4_4P_200HP_12.89_BRZ | 6722.4 | 6722.4 | 13444.8 | 2 | 0 | 2 | A | KPVS_SplitCase | 12 | 10 | 12 |  | 14 | [5 empty] | NBS_060-110_4P_60HP_10.75_SS | 2624.9016 | KPVS_8012-5/6_4P_75HP_10.38_BRZ | 4118.9
111 | 111 | 1015-3/4-4P-250HP KPVS | KPVS_1015-3/4_4P_250HP_13.52_BRZ | 7055.6 | 7055.6 | 14111.2 | 2 | 0 | 2 | A | KPVS_SplitCase | 12 | 10 | 12 |  | 14 | [5 empty] | NBS_060-135_4P_40HP_9.25_SS | 2111.5713 | KPVS_8015-3/4_4P_100HP_10.95_BRZ | 4360.5
112 | 112 | 1015-3/4-4P-300HP KPVS | KPVS_1015-3/4_4P_300HP_14.03_BRZ | 7256.3 | 7256.3 | 14512.6 | 2 | 0 | 2 | A | KPVS_SplitCase | 12 | 10 | 12 |  | 14 | [5 empty] | NBS_060-135_4P_50HP_9.96_SS | 2305.4296 | KPVS_8015-3/4_4P_125HP_11.69_BRZ | 4649.1
113 | 113 | 1220-5/6-6P-125HP KPVS | KPVS_1220-5/6_6P_125HP_13.61_BRZ | 7208.6 | 7208.6 | 14417.2 | 2 | 0 | 2 | A | KPVS_SplitCase | 14 | 12 | 14 |  | 16 | [5 empty] | NBS_060-135_4P_60HP_10.35_SS | 2491.2746 | KPVS_8015-3/4_4P_150HP_12.23_BRZ | 4862.4
114 | 114 | 1220-5/6-6P-150HP KPVS | KPVS_1220-5/6_6P_150HP_14.41_BRZ | 7821.9 | 7821.9 | 15643.8 | 2 | 0 | 2 | A | KPVS_SplitCase | 14 | 12 | 14 |  | 16 | [5 empty] | NBS_060-135_4P_75HP_11.22_SS | 2766.6299 | KPVS_8015-3/4_4P_200HP_13.29_BRZ | 5297.1
115 | 115 | 1220-5/6-6P-200HP KPVS | KPVS_1220-5/6_6P_200HP_16.03_BRZ | 9109.1 | 9109.1 | 18218.2 | 2 | 0 | 2 | A | KPVS_SplitCase | 14 | 12 | 14 |  | 16 | [5 empty] | NBS_060-135_4P_100HP_12.24_SS | 3069.239 | KPVS_8015-3/4_4P_250HP_14.19_BRZ | 5667.9
116 | 116 | 1220-5/6-6P-250HP KPVS | KPVS_1220-5/6_6P_250HP_17.26_BRZ | 10125.3 | 10125.3 | 20250.6 | 2 | 0 | 2 | A | KPVS_SplitCase | 14 | 12 | 14 |  | 16 | [5 empty] | NBS_060-135_4P_125HP_12.83_SS | 3426.3556 | KPVS_8015-3/4_4P_300HP_15.00_BRZ | 6000
117 | 117 | 1220-5/6-6P-300HP KPVS | KPVS_1220-5/6_6P_300HP_18.18_BRZ | 10905.9 | 10905.9 | 21811.8 | 2 | 0 | 2 | A | KPVS_SplitCase | 14 | 12 | 14 |  | 16 | [5 empty] | NBS_060-150_4P_125HP_11.97_SS | 2867.819 | KPVS_8015-3/4_4P_60HP_9.15_BRZ | 3658.5
118 | 118 | 1415-1/2-4P-250HP KPVS | KPVS_1415-1/2_4P_250HP_12.73_BRZ | 10473.9 | 10473.9 | 20947.8 | 2 | 0 | 2 | A | KPVS_SplitCase | 16 | 14 | 16 |  | 18 | [5 empty] | NBS_060-150_4P_150HP_12.83_SS | 3379.8685 | KPVS_8015-3/4_4P_75HP_9.92_BRZ | 3958.8
119 | 119 | 1415-1/2-4P-300HP KPVS | KPVS_1415-1/2_4P_300HP_13.48_BRZ | 11367.6 | 11367.6 | 22735.2 | 2 | 0 | 2 | A | KPVS_SplitCase | 16 | 14 | 16 |  | 18 | [5 empty] | NBS_060-150_4P_200HP_14.8_SS | 3737.7603 | KPVS_8020-5/6_4P_250HP_14.05_BRZ | 5650.2
120 | 120 | 1415-3/4-4P-300HP KPVS | KPVS_1415-3/4_4P_300HP_13.24_BRZ | 11554.5 | 11554.5 | 23109 | 2 | 0 | 2 | A | KPVS_SplitCase | 18 | 14 | 18 |  | 20 | [5 empty] | NBS_060-150_4P_250HP_15.83_SS | 3875.064 | KPVS_8020-5/6_4P_300HP_14.81_BRZ | 5920
121 | 1 | 2095-1/2-2P-20HP KPVS | KPVS_2095-1/2_2P_25HP_7.19_BRZ | 404.6 | 404.6 | 809.2 | 3 | 0 | 3 | B | KPVS_SplitCase | 2.5 | 2 | 2.5 |  | 3 | [5 empty] | NBS_080-135_4P_60HP_9.84_SS | 4004.1439
122 | 2 | 2095-1/2-2P-25HP KPVS | KPVS_2095-1/2_2P_30HP_7.57_BRZ | 435.2 | 435.2 | 870.4 | 3 | 0 | 3 | B | KPVS_SplitCase | 2.5 | 2 | 2.5 |  | 3 | [5 empty] | NBS_080-135_4P_75HP_10.31_SS | 4295.2175
123 | 3 | 2095-1/2-2P-30HP KPVS | KPVS_2095-1/2_2P_40HP_8.07_BRZ | 476.1 | 476.1 | 952.2 | 3 | 0 | 3 | B | KPVS_SplitCase | 2.5 | 2 | 2.5 |  | 3 | [5 empty] | NBS_080-135_4P_100HP_11.26_SS | 4595.0968
124 | 4 | 2095-1/2-2P-40HP KPVS | KPVS_2095-1/2_2P_50HP_8.60_BRZ | 521.2 | 521.2 | 1042.4 | 3 | 0 | 3 | B | KPVS_SplitCase | 2.5 | 2 | 2.5 |  | 3 | [5 empty] | NBS_080-135_4P_125HP_11.89_SS | 4656.6379
125 | 5 | 2095-1/2-2P-50HP KPVS | KPVS_2095-1/2_2P_60HP_9.11_BRZ | 565.7 | 565.7 | 1131.4 | 3 | 0 | 3 | B | KPVS_SplitCase | 2.5 | 2 | 2.5 |  | 3 | [5 empty] | NBS_080-135_4P_150HP_12.60_SS | 4664.6626
126 | 6 | 2095-1/2-2P-60HP KPVS | KPVS_2095-1/2_2P_75HP_9.50_BRZ | 600 | 600 | 1200 | 3 | 0 | 3 | B | KPVS_SplitCase | 2.5 | 2 | 2.5 |  | 3 | [5 empty] | NBS_080-150_4P_125HP_12.20_SS | 3448.9864
127 | 7 | 2095-1/2-2P-75HP KPVS | KPVS_2095-1/2_2P_40HP_8.07_BRZ | 476.1 | 476.1 | 952.2 | 3 | 0 | 3 | B | KPVS_SplitCase | 2.5 | 2 | 2.5 |  | 3 | [5 empty] | NBS_080-150_4P_150HP_12.99_SS | 3639.5425
128 | 8 | 2013-5/6-4P-10HP KPVS | KPVS_2013-5/6_4P_10HP_9.49_SS | 309.5 | 309.5 | 619 | 3 | 0 | 3 | B | KPVS_SplitCase | 2.5 | 2 | 2.5 |  | 3 | [5 empty] | NBS_080-150_4P_200HP_14.25_SS | 4042.4929
129 | 9 | 2013-5/6-4P-15HP KPVS | KPVS_2013-5/6_4P_15HP_10.92_SS | 366.2 | 366.2 | 732.4 | 3 | 0 | 3 | B | KPVS_SplitCase | 2.5 | 2 | 2.5 |  | 3 | [5 empty] | NBS_080-150_4P_250HP_15.59_SS | 4332.4218
130 | 10 | 2013-5/6-4P-20HP KPVS | KPVS_2013-5/6_4P_20HP_12.03_SS | 405.9 | 405.9 | 811.8 | 3 | 0 | 3 | B | KPVS_SplitCase | 2.5 | 2 | 2.5 |  | 3 | [5 empty] | NBS_100-150_4P_150HP_12.48_SS | 5072.7199
131 | 11 | 2013-5/6-4P-25HP KPVS | KPVS_2013-5/6_4P_25HP_13.00_SS | 441.1 | 441.1 | 882.2 | 3 | 0 | 3 | B | KPVS_SplitCase | 2.5 | 2 | 2.5 |  | 3 | [5 empty] | NBS_100-150_4P_200HP_13.66_SS | 5521.0639
132 | 12 | 3095-7/8-2P-40HP KPVS | KPVS_3095-7/8_2P_40HP_6.83_BRZ | 844.1 | 844.1 | 1688.2 | 3 | 0 | 3 | B | KPVS_SplitCase | 4 | 3 | 4 |  | 5 | [5 empty] | NBS_100-150_4P_250HP_14.76_SS | 5727.2058
133 | 13 | 3095-7/8-2P-50HP KPVS | KPVS_3095-7/8_2P_50HP_7.31_BRZ | 888.7 | 888.7 | 1777.4 | 3 | 0 | 3 | B | KPVS_SplitCase | 4 | 3 | 4 |  | 5
134 | 14 | 3095-7/8-2P-60HP KPVS | KPVS_3095-7/8_2P_60HP_7.80_BRZ | 910.5 | 910.5 | 1821 | 3 | 0 | 3 | B | KPVS_SplitCase | 4 | 3 | 4 |  | 5
135 | 15 | 3095-7/8-2P-75HP KPVS | KPVS_3095-7/8_2P_75HP_8.47_BRZ | 901.5 | 901.5 | 1803 | 3 | 0 | 3 | B | KPVS_SplitCase | 4 | 3 | 4 |  | 5
136 | 16 | 3095-7/8-2P-100HP KPVS | KPVS_3095-7/8_2P_100HP_9.24_BRZ | 964.4 | 964.4 | 1928.8 | 3 | 0 | 3 | B | KPVS_SplitCase | 4 | 3 | 4 |  | 5
137 | 17 | 3095-7/8-2P-125HP KPVS | KPVS_3095-7/8_2P_125HP_9.50_BRZ | 1000 | 1000 | 2000 | 3 | 0 | 3 | B | KPVS_SplitCase | 4 | 3 | 4 |  | 5
138 | 18 | 3014-7/8-4P-20HP KPVS | KPVS_3014-7/8_4P_20HP_10.51_BRZ | 597.3 | 597.3 | 1194.6 | 3 | 0 | 3 | B | KPVS_SplitCase | 4 | 3 | 4 |  | 5
139 | 19 | 3014-7/8-4P-25HP KPVS | KPVS_3014-7/8_4P_25HP_11.23_BRZ | 656.6 | 656.6 | 1313.2 | 3 | 0 | 3 | B | KPVS_SplitCase | 4 | 3 | 4 |  | 5
140 | 20 | 3014-7/8-4P-30HP KPVS | KPVS_3014-7/8_4P_30HP_11.86_BRZ | 710 | 710 | 1420 | 3 | 0 | 3 | B | KPVS_SplitCase | 4 | 3 | 4 |  | 5
141 | 21 | 3014-7/8-4P-40HP KPVS | KPVS_3014-7/8_4P_40HP_12.92_BRZ | 802.4 | 802.4 | 1604.8 | 3 | 0 | 3 | B | KPVS_SplitCase | 4 | 3 | 4 |  | 5
142 | 22 | 3014-7/8-4P-50HP KPVS | KPVS_3014-7/8_4P_50HP_13.79_BRZ | 880.7 | 880.7 | 1761.4 | 3 | 0 | 3 | B | KPVS_SplitCase | 4 | 3 | 4 |  | 5
143 | 23 | 3014-7/8-4P-60HP KPVS | KPVS_3014-7/8_4P_60HP_14.00_BRZ | 900 | 900 | 1800 | 3 | 0 | 3 | B | KPVS_SplitCase | 4 | 3 | 4 |  | 5
144 | 24 | 4012-1/2-4P-5HP KPVS | KPVS_4012-1/2_4P_5HP_6.82_BRZ | 532.4 | 532.4 | 1064.8 | 3 | 0 | 3 | B | KPVS_SplitCase | 5 | 4 | 5 |  | 6
145 | 25 | 4012-1/2-4P-7.5HP KPVS | KPVS_4012-1/2_4P_7.5HP_7.70_BRZ | 625.2 | 625.2 | 1250.4 | 3 | 0 | 3 | B | KPVS_SplitCase | 5 | 4 | 5 |  | 6
146 | 26 | 4012-1/2-4P-10HP KPVS | KPVS_4012-1/2_4P_10HP_8.39_BRZ | 696.4 | 696.4 | 1392.8 | 3 | 0 | 3 | B | KPVS_SplitCase | 5 | 4 | 5 |  | 6
147 | 27 | 4012-1/2-4P-15HP KPVS | KPVS_4012-1/2_4P_15HP_9.28_BRZ | 775.8 | 775.8 | 1551.6 | 3 | 0 | 3 | B | KPVS_SplitCase | 5 | 4 | 5 |  | 6
148 | 28 | 4012-1/2-4P-20HP KPVS | KPVS_4012-1/2_4P_20HP_10.04_BRZ | 829.7 | 829.7 | 1659.4 | 3 | 0 | 3 | B | KPVS_SplitCase | 5 | 4 | 5 |  | 6
149 | 29 | 4012-1/2-4P-25HP KPVS | KPVS_4012-1/2_4P_25HP_10.91_BRZ | 914.4 | 914.4 | 1828.8 | 3 | 0 | 3 | B | KPVS_SplitCase | 5 | 4 | 5 |  | 6
150 | 30 | 4012-1/2-4P-30HP KPVS | KPVS_4012-1/2_4P_30HP_11.00_BRZ | 924 | 924 | 1848 | 3 | 0 | 3 | B | KPVS_SplitCase | 5 | 4 | 5 |  | 6
151 | 31 | 4012-7/8-4P-10HP KPVS | KPVS_4012-7/8_4P_10HP_7.56_BRZ | 887.5 | 887.5 | 1775 | 3 | 0 | 3 | B | KPVS_SplitCase | 5 | 4 | 5 |  | 6
152 | 32 | 4012-7/8-4P-15HP KPVS | KPVS_4012-7/8_4P_15HP_8.57_BRZ | 976.3 | 976.3 | 1952.6 | 3 | 0 | 3 | B | KPVS_SplitCase | 5 | 4 | 5 |  | 6
153 | 33 | 4012-7/8-4P-20HP KPVS | KPVS_4012-7/8_4P_20HP_9.35_BRZ | 1058.8 | 1058.8 | 2117.6 | 3 | 0 | 3 | B | KPVS_SplitCase | 5 | 4 | 5 |  | 6
154 | 34 | 4012-7/8-4P-25HP KPVS | KPVS_4012-7/8_4P_25HP_9.91_BRZ | 1105.4 | 1105.4 | 2210.8 | 3 | 0 | 3 | B | KPVS_SplitCase | 5 | 4 | 5 |  | 6
155 | 35 | 4012-7/8-4P-30HP KPVS | KPVS_4012-7/8_4P_30HP_10.38_BRZ | 1130.9 | 1130.9 | 2261.8 | 3 | 0 | 3 | B | KPVS_SplitCase | 5 | 4 | 5 |  | 6
156 | 36 | 4012-7/8-4P-40HP KPVS | KPVS_4012-7/8_4P_40HP_11.39_BRZ | 1197.7 | 1197.7 | 2395.4 | 3 | 0 | 3 | B | KPVS_SplitCase | 5 | 4 | 5 |  | 6
157 | 37 | 4012-7/8-4P-50HP KPVS | KPVS_4012-7/8_4P_50HP_12.00_BRZ | 1259 | 1259 | 2518 | 3 | 0 | 3 | B | KPVS_SplitCase | 5 | 4 | 5 |  | 6
158 | 38 | 4015-9/0-4P-25HP KPVS | KPVS_4015-9/0_4P_25HP_9.71_BRZ | 786.3 | 786.3 | 1572.6 | 3 | 0 | 3 | B | KPVS_SplitCase | 5 | 4 | 5 |  | 6
159 | 39 | 4015-9/0-4P-30HP KPVS | KPVS_4015-9/0_4P_30HP_10.24_BRZ | 848.4 | 848.4 | 1696.8 | 3 | 0 | 3 | B | KPVS_SplitCase | 5 | 4 | 5 |  | 6
160 | 40 | 4015-9/0-4P-40HP KPVS | KPVS_4015-9/0_4P_40HP_11.17_BRZ | 960.9 | 960.9 | 1921.8 | 3 | 0 | 3 | B | KPVS_SplitCase | 5 | 4 | 5 |  | 6
161 | 41 | 4015-9/0-4P-50HP KPVS | KPVS_4015-9/0_4P_50HP_11.92_BRZ | 1054.6 | 1054.6 | 2109.2 | 3 | 0 | 3 | B | KPVS_SplitCase | 5 | 4 | 5 |  | 6
162 | 42 | 4015-9/0-4P-60HP KPVS | KPVS_4015-9/0_4P_60HP_12.56_BRZ | 1137.7 | 1137.7 | 2275.4 | 3 | 0 | 3 | B | KPVS_SplitCase | 5 | 4 | 5 |  | 6
163 | 43 | 4015-9/0-4P-75HP KPVS | KPVS_4015-9/0_4P_75HP_13.30_BRZ | 1251.5 | 1251.5 | 2503 | 3 | 0 | 3 | B | KPVS_SplitCase | 5 | 4 | 5 |  | 6
164 | 44 | 4015-9/0-4P-100HP KPVS | KPVS_4015-9/0_4P_100HP_14.44_BRZ | 1415.3 | 1415.3 | 2830.6 | 3 | 0 | 3 | B | KPVS_SplitCase | 5 | 4 | 5 |  | 6
165 | 45 | 4015-9/0-4P-125HP KPVS | KPVS_4015-9/0_4P_125HP_15.25_BRZ | 1500 | 1500 | 3000 | 3 | 0 | 3 | B | KPVS_SplitCase | 5 | 4 | 5 |  | 6
166 | 46 | 5012-7/8-4P-15HP KPVS | KPVS_5012-7/8_4P_15HP_7.65_BRZ | 1236.1 | 1236.1 | 2472.2 | 3 | 0 | 3 | B | KPVS_SplitCase | 6 | 5 | 6 |  | 8
167 | 47 | 5012-7/8-4P-20HP KPVS | KPVS_5012-7/8_4P_20HP_8.38_BRZ | 1345.4 | 1345.4 | 2690.8 | 3 | 0 | 3 | B | KPVS_SplitCase | 6 | 5 | 6 |  | 8
168 | 48 | 5012-7/8-4P-25HP KPVS | KPVS_5012-7/8_4P_25HP_8.96_BRZ | 1441.8 | 1441.8 | 2883.6 | 3 | 0 | 3 | B | KPVS_SplitCase | 6 | 5 | 6 |  | 8
169 | 49 | 5012-7/8-4P-30HP KPVS | KPVS_5012-7/8_4P_30HP_9.45_BRZ | 1529.7 | 1529.7 | 3059.4 | 3 | 0 | 3 | B | KPVS_SplitCase | 6 | 5 | 6 |  | 8
170 | 50 | 5012-7/8-4P-40HP KPVS | KPVS_5012-7/8_4P_40HP_10.20_BRZ | 1658 | 1658 | 3316 | 3 | 0 | 3 | B | KPVS_SplitCase | 6 | 5 | 6 |  | 8
171 | 51 | 5012-7/8-4P-50HP KPVS | KPVS_5012-7/8_4P_50HP_10.79_BRZ | 1758.4 | 1758.4 | 3516.8 | 3 | 0 | 3 | B | KPVS_SplitCase | 6 | 5 | 6 |  | 8
172 | 52 | 5012-7/8-4P-60HP KPVS | KPVS_5012-7/8_4P_60HP_11.37_BRZ | 1869.9 | 1869.9 | 3739.8 | 3 | 0 | 3 | B | KPVS_SplitCase | 6 | 5 | 6 |  | 8
173 | 53 | 5012-7/8-4P-75HP KPVS | KPVS_5012-7/8_4P_75HP_12.00_BRZ | 2000 | 2000 | 4000 | 3 | 0 | 3 | B | KPVS_SplitCase | 6 | 5 | 6 |  | 8
174 | 54 | 5015-9/0-4P-25HP KPVS | KPVS_5015-9/0_4P_25HP_9.03_BRZ | 1495.7 | 1495.7 | 2991.4 | 3 | 0 | 3 | B | KPVS_SplitCase | 6 | 5 | 6 |  | 8
175 | 55 | 5015-9/0-4P-30HP KPVS | KPVS_5015-9/0_4P_30HP_9.62_BRZ | 1583.4 | 1583.4 | 3166.8 | 3 | 0 | 3 | B | KPVS_SplitCase | 6 | 5 | 6 |  | 8
176 | 56 | 5015-9/0-4P-40HP KPVS | KPVS_5015-9/0_4P_40HP_10.56_BRZ | 1715.7 | 1715.7 | 3431.4 | 3 | 0 | 3 | B | KPVS_SplitCase | 6 | 5 | 6 |  | 8
177 | 57 | 5015-9/0-4P-50HP KPVS | KPVS_5015-9/0_4P_50HP_11.30_BRZ | 1813.1 | 1813.1 | 3626.2 | 3 | 0 | 3 | B | KPVS_SplitCase | 6 | 5 | 6 |  | 8
178 | 58 | 5015-9/0-4P-60HP KPVS | KPVS_5015-9/0_4P_60HP_11.87_BRZ | 1884.3 | 1884.3 | 3768.6 | 3 | 0 | 3 | B | KPVS_SplitCase | 6 | 5 | 6 |  | 8
179 | 59 | 5015-9/0-4P-75HP KPVS | KPVS_5015-9/0_4P_75HP_12.61_BRZ | 1998.6 | 1998.6 | 3997.2 | 3 | 0 | 3 | B | KPVS_SplitCase | 6 | 5 | 6 |  | 8
180 | 60 | 5015-9/0-4P-100HP KPVS | KPVS_5015-9/0_4P_100HP_13.60_BRZ | 2182.4 | 2182.4 | 4364.8 | 3 | 0 | 3 | B | KPVS_SplitCase | 6 | 5 | 6 |  | 8
181 | 61 | 5015-9/0-4P-125HP KPVS | KPVS_5015-9/0_4P_125HP_14.35_BRZ | 2327.6 | 2327.6 | 4655.2 | 3 | 0 | 3 | B | KPVS_SplitCase | 6 | 5 | 6 |  | 8
182 | 62 | 5015-9/0-4P-150HP KPVS | KPVS_5015-9/0_4P_150HP_15.00_BRZ | 2460 | 2460 | 4920 | 3 | 0 | 3 | B | KPVS_SplitCase | 6 | 5 | 6 |  | 8
183 | 63 | 6012-3/4-4P-20HP KPVS | KPVS_6012-3/4_4P_20HP_7.18_BRZ | 1948.3 | 1948.3 | 3896.6 | 3 | 0 | 3 | B | KPVS_SplitCase | 8 | 6 | 8 |  | 10
184 | 64 | 6012-3/4-4P-25HP KPVS | KPVS_6012-3/4_4P_25HP_7.66_BRZ | 2103.8 | 2103.8 | 4207.6 | 3 | 0 | 3 | B | KPVS_SplitCase | 8 | 6 | 8 |  | 10
185 | 65 | 6012-3/4-4P-30HP KPVS | KPVS_6012-3/4_4P_30HP_8.02_BRZ | 2220.5 | 2220.5 | 4441 | 3 | 0 | 3 | B | KPVS_SplitCase | 8 | 6 | 8 |  | 10
186 | 66 | 6012-3/4-4P-40HP KPVS | KPVS_6012-3/4_4P_40HP_8.86_BRZ | 2492.6 | 2492.6 | 4985.2 | 3 | 0 | 3 | B | KPVS_SplitCase | 8 | 6 | 8 |  | 10
187 | 67 | 6012-3/4-4P-50HP KPVS | KPVS_6012-3/4_4P_50HP_9.85_BRZ | 2801.3 | 2801.3 | 5602.6 | 3 | 0 | 3 | B | KPVS_SplitCase | 8 | 6 | 8 |  | 10
188 | 68 | 6012-3/4-4P-60HP KPVS | KPVS_6012-3/4_4P_60HP_10.38_BRZ | 2944.6 | 2944.6 | 5889.2 | 3 | 0 | 3 | B | KPVS_SplitCase | 8 | 6 | 8 |  | 10
189 | 69 | 6012-3/4-4P-75HP KPVS | KPVS_6012-3/4_4P_75HP_11.05_BRZ | 3118.5 | 3118.5 | 6237 | 3 | 0 | 3 | B | KPVS_SplitCase | 8 | 6 | 8 |  | 10
190 | 70 | 6012-3/4-4P-100HP KPVS | KPVS_6012-3/4_4P_100HP_12.00_BRZ | 3375 | 3375 | 6750 | 3 | 0 | 3 | B | KPVS_SplitCase | 8 | 6 | 8 |  | 10
191 | 71 | 6015-3/4-4P-40HP KPVS | KPVS_6015-3/4_4P_40HP_9.03_BRZ | 2242.4 | 2242.4 | 4484.8 | 3 | 0 | 3 | B | KPVS_SplitCase | 8 | 6 | 8 |  | 10
192 | 72 | 6015-3/4-4P-50HP KPVS | KPVS_6015-3/4_4P_50HP_9.58_BRZ | 2378.6 | 2378.6 | 4757.2 | 3 | 0 | 3 | B | KPVS_SplitCase | 8 | 6 | 8 |  | 10
193 | 73 | 6015-3/4-4P-60HP KPVS | KPVS_6015-3/4_4P_60HP_10.10_BRZ | 2507.3 | 2507.3 | 5014.6 | 3 | 0 | 3 | B | KPVS_SplitCase | 8 | 6 | 8 |  | 10
194 | 74 | 6015-3/4-4P-75HP KPVS | KPVS_6015-3/4_4P_75HP_10.82_BRZ | 2685.5 | 2685.5 | 5371 | 3 | 0 | 3 | B | KPVS_SplitCase | 8 | 6 | 8 |  | 10
195 | 75 | 6015-3/4-4P-100HP KPVS | KPVS_6015-3/4_4P_100HP_11.99_BRZ | 2975 | 2975 | 5950 | 3 | 0 | 3 | B | KPVS_SplitCase | 8 | 6 | 8 |  | 10
196 | 76 | 6015-3/4-4P-125HP KPVS | KPVS_6015-3/4_4P_125HP_12.84_BRZ | 3257.5 | 3257.5 | 6515 | 3 | 0 | 3 | B | KPVS_SplitCase | 8 | 6 | 8 |  | 10
197 | 77 | 6015-3/4-4P-150HP KPVS | KPVS_6015-3/4_4P_150HP_13.50_BRZ | 3513.8 | 3513.8 | 7027.6 | 3 | 0 | 3 | B | KPVS_SplitCase | 8 | 6 | 8 |  | 10
198 | 78 | 6015-3/4-4P-200HP KPVS | KPVS_6015-3/4_4P_200HP_14.71_BRZ | 3946.3 | 3946.3 | 7892.6 | 3 | 0 | 3 | B | KPVS_SplitCase | 8 | 6 | 8 |  | 10
199 | 79 | 6015-3/4-4P-250HP KPVS | KPVS_6015-3/4_4P_250HP_15.00_BRZ | 4050 | 4050 | 8100 | 3 | 0 | 3 | B | KPVS_SplitCase | 8 | 6 | 8 |  | 10
200 | 80 | 6019-7/8-4P-125HP KPVS | KPVS_6019-7/8_4P_125HP_15.17_BRZ | 2174.5 | 2174.5 | 4349 | 3 | 0 | 3 | B | KPVS_SplitCase | 8 | 6 | 8 |  | 10
201 | 81 | 6019-7/8-4P-150HP KPVS | KPVS_6019-7/8_4P_150HP_15.81_BRZ | 2306.3 | 2306.3 | 4612.6 | 3 | 0 | 3 | B | KPVS_SplitCase | 8 | 6 | 8 |  | 10
202 | 82 | 6019-7/8-4P-200HP KPVS | KPVS_6019-7/8_4P_200HP_17.26_BRZ | 2615.2 | 2615.2 | 5230.4 | 3 | 0 | 3 | B | KPVS_SplitCase | 8 | 6 | 8 |  | 10
203 | 83 | 6019-7/8-4P-250HP KPVS | KPVS_6019-7/8_4P_250HP_18.44_BRZ | 2874.5 | 2874.5 | 5749 | 3 | 0 | 3 | B | KPVS_SplitCase | 8 | 6 | 8 |  | 10
204 | 84 | 6019-7/8-4P-300HP KPVS | KPVS_6019-7/8_4P_300HP_19.00_BRZ | 3000 | 3000 | 6000 | 3 | 0 | 3 | B | KPVS_SplitCase | 8 | 6 | 8 |  | 10
205 | 85 | 8012-5/6-4P-30HP KPVS | KPVS_8012-5/6_4P_30HP_7.25_BRZ | 2655.1 | 2655.1 | 5310.2 | 3 | 0 | 3 | B | KPVS_SplitCase | 10 | 8 | 10 |  | 12
206 | 86 | 8012-5/6-4P-40HP KPVS | KPVS_8012-5/6_4P_40HP_8.36_BRZ | 3152.9 | 3152.9 | 6305.8 | 3 | 0 | 3 | B | KPVS_SplitCase | 10 | 8 | 10 |  | 12
207 | 87 | 8012-5/6-4P-50HP KPVS | KPVS_8012-5/6_4P_50HP_9.16_BRZ | 3509.4 | 3509.4 | 7018.8 | 3 | 0 | 3 | B | KPVS_SplitCase | 10 | 8 | 10 |  | 12
208 | 88 | 8012-5/6-4P-60HP KPVS | KPVS_8012-5/6_4P_60HP_9.76_BRZ | 3787.8 | 3787.8 | 7575.6 | 3 | 0 | 3 | B | KPVS_SplitCase | 10 | 8 | 10 |  | 12
209 | 89 | 8012-5/6-4P-75HP KPVS | KPVS_8012-5/6_4P_75HP_10.38_BRZ | 4118.9 | 4118.9 | 8237.8 | 3 | 0 | 3 | B | KPVS_SplitCase | 10 | 8 | 10 |  | 12
210 | 90 | 8012-5/6-4P-100HP KPVS | KPVS_8012-5/6_4P_100HP_11.25_BRZ | 4600.7 | 4600.7 | 9201.4 | 3 | 0 | 3 | B | KPVS_SplitCase | 10 | 8 | 10 |  | 12
211 | 91 | 8012-5/6-4P-125HP KPVS | KPVS_8012-5/6_4P_125HP_12.00_BRZ | 5002.5 | 5002.5 | 10005 | 3 | 0 | 3 | B | KPVS_SplitCase | 10 | 8 | 10 |  | 12
212 | 92 | 8015-3/4-4P-60HP KPVS | KPVS_8015-3/4_4P_60HP_9.15_BRZ | 3658.5 | 3658.5 | 7317 | 3 | 0 | 3 | B | KPVS_SplitCase | 10 | 8 | 10 |  | 12
213 | 93 | 8015-3/4-4P-75HP KPVS | KPVS_8015-3/4_4P_75HP_9.92_BRZ | 3958.8 | 3958.8 | 7917.6 | 3 | 0 | 3 | B | KPVS_SplitCase | 10 | 8 | 10 |  | 12
214 | 94 | 8015-3/4-4P-100HP KPVS | KPVS_8015-3/4_4P_100HP_10.95_BRZ | 4360.5 | 4360.5 | 8721 | 3 | 0 | 3 | B | KPVS_SplitCase | 10 | 8 | 10 |  | 12
215 | 95 | 8015-3/4-4P-125HP KPVS | KPVS_8015-3/4_4P_125HP_11.69_BRZ | 4649.1 | 4649.1 | 9298.2 | 3 | 0 | 3 | B | KPVS_SplitCase | 10 | 8 | 10 |  | 12
216 | 96 | 8015-3/4-4P-150HP KPVS | KPVS_8015-3/4_4P_150HP_12.23_BRZ | 4862.4 | 4862.4 | 9724.8 | 3 | 0 | 3 | B | KPVS_SplitCase | 10 | 8 | 10 |  | 12
217 | 97 | 8015-3/4-4P-200HP KPVS | KPVS_8015-3/4_4P_200HP_13.29_BRZ | 5297.1 | 5297.1 | 10594.2 | 3 | 0 | 3 | B | KPVS_SplitCase | 10 | 8 | 10 |  | 12
218 | 98 | 8015-3/4-4P-250HP KPVS | KPVS_8015-3/4_4P_250HP_14.19_BRZ | 5667.9 | 5667.9 | 11335.8 | 3 | 0 | 3 | B | KPVS_SplitCase | 10 | 8 | 10 |  | 12
219 | 99 | 8015-3/4-4P-300HP KPVS | KPVS_8015-3/4_4P_300HP_15.00_BRZ | 6000 | 6000 | 12000 | 3 | 0 | 3 | B | KPVS_SplitCase | 10 | 8 | 10 |  | 12
220 | 100 | 8020-5/6-4P-250HP KPVS | KPVS_8020-5/6_4P_250HP_14.05_BRZ | 5650.2 | 5650.2 | 11300.4 | 3 | 0 | 3 | B | KPVS_SplitCase | 12 | 8 | 12 |  | 14
221 | 101 | 8020-5/6-4P-300HP KPVS | KPVS_8020-5/6_4P_300HP_14.81_BRZ | 5920 | 5920 | 11840 | 3 | 0 | 3 | B | KPVS_SplitCase | 12 | 8 | 12 |  | 14
222 | 102 | 1012-1/2-4P-60HP KPVS | KPVS_1012-1/2_4P_60HP_8.54_BRZ | 4880.8 | 4880.8 | 9761.6 | 3 | 0 | 3 | B | KPVS_SplitCase | 12 | 10 | 12 |  | 14
223 | 103 | 1012-1/2-4P-75HP KPVS | KPVS_1012-1/2_4P_75HP_9.30_BRZ | 5233.9 | 5233.9 | 10467.8 | 3 | 0 | 3 | B | KPVS_SplitCase | 12 | 10 | 12 |  | 14
224 | 104 | 1012-1/2-4P-100HP KPVS | KPVS_1012-1/2_4P_100HP_10.20_BRZ | 5663.7 | 5663.7 | 11327.4 | 3 | 0 | 3 | B | KPVS_SplitCase | 12 | 10 | 12 |  | 14
225 | 105 | 1012-1/2-4P-125HP KPVS | KPVS_1012-1/2_4P_125HP_10.79_BRZ | 6091.7 | 6091.7 | 12183.4 | 3 | 0 | 3 | B | KPVS_SplitCase | 12 | 10 | 12 |  | 14
226 | 106 | 1012-1/2-4P-150HP KPVS | KPVS_1012-1/2_4P_150HP_11.42_BRZ | 6598.6 | 6598.6 | 13197.2 | 3 | 0 | 3 | B | KPVS_SplitCase | 12 | 10 | 12 |  | 14
227 | 107 | 1012-1/2-4P-200HP KPVS | KPVS_1012-1/2_4P_200HP_12.00_BRZ | 7035 | 7035 | 14070 | 3 | 0 | 3 | B | KPVS_SplitCase | 12 | 10 | 12 |  | 14
228 | 108 | 1015-3/4-4P-125HP KPVS | KPVS_1015-3/4_4P_125HP_11.26_BRZ | 5646.6 | 5646.6 | 11293.2 | 3 | 0 | 3 | B | KPVS_SplitCase | 12 | 10 | 12 |  | 14
229 | 109 | 1015-3/4-4P-150HP KPVS | KPVS_1015-3/4_4P_150HP_11.96_BRZ | 6108.6 | 6108.6 | 12217.2 | 3 | 0 | 3 | B | KPVS_SplitCase | 12 | 10 | 12 |  | 14
230 | 110 | 1015-3/4-4P-200HP KPVS | KPVS_1015-3/4_4P_200HP_12.89_BRZ | 6722.4 | 6722.4 | 13444.8 | 3 | 0 | 3 | B | KPVS_SplitCase | 12 | 10 | 12 |  | 14
231 | 111 | 1015-3/4-4P-250HP KPVS | KPVS_1015-3/4_4P_250HP_13.52_BRZ | 7055.6 | 7055.6 | 14111.2 | 3 | 0 | 3 | B | KPVS_SplitCase | 12 | 10 | 12 |  | 14
232 | 112 | 1015-3/4-4P-300HP KPVS | KPVS_1015-3/4_4P_300HP_14.03_BRZ | 7256.3 | 7256.3 | 14512.6 | 3 | 0 | 3 | B | KPVS_SplitCase | 12 | 10 | 12 |  | 14
233 | 113 | 1220-5/6-6P-125HP KPVS | KPVS_1220-5/6_6P_125HP_13.61_BRZ | 7208.6 | 7208.6 | 14417.2 | 3 | 0 | 3 | B | KPVS_SplitCase | 14 | 12 | 14 |  | 16
234 | 114 | 1220-5/6-6P-150HP KPVS | KPVS_1220-5/6_6P_150HP_14.41_BRZ | 7821.9 | 7821.9 | 15643.8 | 3 | 0 | 3 | B | KPVS_SplitCase | 14 | 12 | 14 |  | 16
235 | 115 | 1220-5/6-6P-200HP KPVS | KPVS_1220-5/6_6P_200HP_16.03_BRZ | 9109.1 | 9109.1 | 18218.2 | 3 | 0 | 3 | B | KPVS_SplitCase | 14 | 12 | 14 |  | 16
236 | 116 | 1220-5/6-6P-250HP KPVS | KPVS_1220-5/6_6P_250HP_17.26_BRZ | 10125.3 | 10125.3 | 20250.6 | 3 | 0 | 3 | B | KPVS_SplitCase | 14 | 12 | 14 |  | 16
237 | 117 | 1220-5/6-6P-300HP KPVS | KPVS_1220-5/6_6P_300HP_18.18_BRZ | 10905.9 | 10905.9 | 21811.8 | 3 | 0 | 3 | B | KPVS_SplitCase | 14 | 12 | 14 |  | 16
238 | 118 | 1415-1/2-4P-250HP KPVS | KPVS_1415-1/2_4P_250HP_12.73_BRZ | 10473.9 | 10473.9 | 20947.8 | 3 | 0 | 3 | B | KPVS_SplitCase | 16 | 14 | 16 |  | 18
239 | 119 | 1415-1/2-4P-300HP KPVS | KPVS_1415-1/2_4P_300HP_13.48_BRZ | 11367.6 | 11367.6 | 22735.2 | 3 | 0 | 3 | B | KPVS_SplitCase | 16 | 14 | 16 |  | 18
240 | 120 | 1415-3/4-4P-300HP KPVS | KPVS_1415-3/4_4P_300HP_13.24_BRZ | 11554.5 | 11554.5 | 23109 | 3 | 0 | 3 | B | KPVS_SplitCase | 18 | 14 | 18 |  | 20
241 | 1 | 2095-1/2-2P-20HP KPVS | KPVS_2095-1/2_2P_25HP_7.19_BRZ | 404.6 | 404.6 | 1618.4 | 4 | 0 | 4 | C | KPVS_SplitCase | 2.5 | 2 | 2.5 |  | 3
242 | 2 | 2095-1/2-2P-25HP KPVS | KPVS_2095-1/2_2P_30HP_7.57_BRZ | 435.2 | 435.2 | 1740.8 | 4 | 0 | 4 | C | KPVS_SplitCase | 2.5 | 2 | 2.5 |  | 3
243 | 3 | 2095-1/2-2P-30HP KPVS | KPVS_2095-1/2_2P_40HP_8.07_BRZ | 476.1 | 476.1 | 1904.4 | 4 | 0 | 4 | C | KPVS_SplitCase | 2.5 | 2 | 2.5 |  | 3
244 | 4 | 2095-1/2-2P-40HP KPVS | KPVS_2095-1/2_2P_50HP_8.60_BRZ | 521.2 | 521.2 | 2084.8 | 4 | 0 | 4 | C | KPVS_SplitCase | 2.5 | 2 | 2.5 |  | 3
245 | 5 | 2095-1/2-2P-50HP KPVS | KPVS_2095-1/2_2P_60HP_9.11_BRZ | 565.7 | 565.7 | 2262.8 | 4 | 0 | 4 | C | KPVS_SplitCase | 2.5 | 2 | 2.5 |  | 3
246 | 6 | 2095-1/2-2P-60HP KPVS | KPVS_2095-1/2_2P_75HP_9.50_BRZ | 600 | 600 | 2400 | 4 | 0 | 4 | C | KPVS_SplitCase | 2.5 | 2 | 2.5 |  | 3
247 | 7 | 2095-1/2-2P-75HP KPVS | KPVS_2095-1/2_2P_40HP_8.07_BRZ | 476.1 | 476.1 | 1904.4 | 4 | 0 | 4 | C | KPVS_SplitCase | 2.5 | 2 | 2.5 |  | 3
248 | 8 | 2013-5/6-4P-10HP KPVS | KPVS_2013-5/6_4P_10HP_9.49_SS | 309.5 | 309.5 | 1238 | 4 | 0 | 4 | C | KPVS_SplitCase | 2.5 | 2 | 2.5 |  | 3
249 | 9 | 2013-5/6-4P-15HP KPVS | KPVS_2013-5/6_4P_15HP_10.92_SS | 366.2 | 366.2 | 1464.8 | 4 | 0 | 4 | C | KPVS_SplitCase | 2.5 | 2 | 2.5 |  | 3
250 | 10 | 2013-5/6-4P-20HP KPVS | KPVS_2013-5/6_4P_20HP_12.03_SS | 405.9 | 405.9 | 1623.6 | 4 | 0 | 4 | C | KPVS_SplitCase | 2.5 | 2 | 2.5 |  | 3
251 | 11 | 2013-5/6-4P-25HP KPVS | KPVS_2013-5/6_4P_25HP_13.00_SS | 441.1 | 441.1 | 1764.4 | 4 | 0 | 4 | C | KPVS_SplitCase | 2.5 | 2 | 2.5 |  | 3
252 | 12 | 3095-7/8-2P-40HP KPVS | KPVS_3095-7/8_2P_40HP_6.83_BRZ | 844.1 | 844.1 | 3376.4 | 4 | 0 | 4 | C | KPVS_SplitCase | 4 | 3 | 4 |  | 5
253 | 13 | 3095-7/8-2P-50HP KPVS | KPVS_3095-7/8_2P_50HP_7.31_BRZ | 888.7 | 888.7 | 3554.8 | 4 | 0 | 4 | C | KPVS_SplitCase | 4 | 3 | 4 |  | 5
254 | 14 | 3095-7/8-2P-60HP KPVS | KPVS_3095-7/8_2P_60HP_7.80_BRZ | 910.5 | 910.5 | 3642 | 4 | 0 | 4 | C | KPVS_SplitCase | 4 | 3 | 4 |  | 5
255 | 15 | 3095-7/8-2P-75HP KPVS | KPVS_3095-7/8_2P_75HP_8.47_BRZ | 901.5 | 901.5 | 3606 | 4 | 0 | 4 | C | KPVS_SplitCase | 4 | 3 | 4 |  | 5
256 | 16 | 3095-7/8-2P-100HP KPVS | KPVS_3095-7/8_2P_100HP_9.24_BRZ | 964.4 | 964.4 | 3857.6 | 4 | 0 | 4 | C | KPVS_SplitCase | 4 | 3 | 4 |  | 5
257 | 17 | 3095-7/8-2P-125HP KPVS | KPVS_3095-7/8_2P_125HP_9.50_BRZ | 1000 | 1000 | 4000 | 4 | 0 | 4 | C | KPVS_SplitCase | 4 | 3 | 4 |  | 5
258 | 18 | 3014-7/8-4P-20HP KPVS | KPVS_3014-7/8_4P_20HP_10.51_BRZ | 597.3 | 597.3 | 2389.2 | 4 | 0 | 4 | C | KPVS_SplitCase | 4 | 3 | 4 |  | 5
259 | 19 | 3014-7/8-4P-25HP KPVS | KPVS_3014-7/8_4P_25HP_11.23_BRZ | 656.6 | 656.6 | 2626.4 | 4 | 0 | 4 | C | KPVS_SplitCase | 4 | 3 | 4 |  | 5
260 | 20 | 3014-7/8-4P-30HP KPVS | KPVS_3014-7/8_4P_30HP_11.86_BRZ | 710 | 710 | 2840 | 4 | 0 | 4 | C | KPVS_SplitCase | 4 | 3 | 4 |  | 5
261 | 21 | 3014-7/8-4P-40HP KPVS | KPVS_3014-7/8_4P_40HP_12.92_BRZ | 802.4 | 802.4 | 3209.6 | 4 | 0 | 4 | C | KPVS_SplitCase | 4 | 3 | 4 |  | 5
262 | 22 | 3014-7/8-4P-50HP KPVS | KPVS_3014-7/8_4P_50HP_13.79_BRZ | 880.7 | 880.7 | 3522.8 | 4 | 0 | 4 | C | KPVS_SplitCase | 4 | 3 | 4 |  | 5
263 | 23 | 3014-7/8-4P-60HP KPVS | KPVS_3014-7/8_4P_60HP_14.00_BRZ | 900 | 900 | 3600 | 4 | 0 | 4 | C | KPVS_SplitCase | 4 | 3 | 4 |  | 5
264 | 24 | 4012-1/2-4P-5HP KPVS | KPVS_4012-1/2_4P_5HP_6.82_BRZ | 532.4 | 532.4 | 2129.6 | 4 | 0 | 4 | C | KPVS_SplitCase | 5 | 4 | 5 |  | 6
265 | 25 | 4012-1/2-4P-7.5HP KPVS | KPVS_4012-1/2_4P_7.5HP_7.70_BRZ | 625.2 | 625.2 | 2500.8 | 4 | 0 | 4 | C | KPVS_SplitCase | 5 | 4 | 5 |  | 6
266 | 26 | 4012-1/2-4P-10HP KPVS | KPVS_4012-1/2_4P_10HP_8.39_BRZ | 696.4 | 696.4 | 2785.6 | 4 | 0 | 4 | C | KPVS_SplitCase | 5 | 4 | 5 |  | 6
267 | 27 | 4012-1/2-4P-15HP KPVS | KPVS_4012-1/2_4P_15HP_9.28_BRZ | 775.8 | 775.8 | 3103.2 | 4 | 0 | 4 | C | KPVS_SplitCase | 5 | 4 | 5 |  | 6
268 | 28 | 4012-1/2-4P-20HP KPVS | KPVS_4012-1/2_4P_20HP_10.04_BRZ | 829.7 | 829.7 | 3318.8 | 4 | 0 | 4 | C | KPVS_SplitCase | 5 | 4 | 5 |  | 6
269 | 29 | 4012-1/2-4P-25HP KPVS | KPVS_4012-1/2_4P_25HP_10.91_BRZ | 914.4 | 914.4 | 3657.6 | 4 | 0 | 4 | C | KPVS_SplitCase | 5 | 4 | 5 |  | 6
270 | 30 | 4012-1/2-4P-30HP KPVS | KPVS_4012-1/2_4P_30HP_11.00_BRZ | 924 | 924 | 3696 | 4 | 0 | 4 | C | KPVS_SplitCase | 5 | 4 | 5 |  | 6
271 | 31 | 4012-7/8-4P-10HP KPVS | KPVS_4012-7/8_4P_10HP_7.56_BRZ | 887.5 | 887.5 | 3550 | 4 | 0 | 4 | C | KPVS_SplitCase | 5 | 4 | 5 |  | 6
272 | 32 | 4012-7/8-4P-15HP KPVS | KPVS_4012-7/8_4P_15HP_8.57_BRZ | 976.3 | 976.3 | 3905.2 | 4 | 0 | 4 | C | KPVS_SplitCase | 5 | 4 | 5 |  | 6
273 | 33 | 4012-7/8-4P-20HP KPVS | KPVS_4012-7/8_4P_20HP_9.35_BRZ | 1058.8 | 1058.8 | 4235.2 | 4 | 0 | 4 | C | KPVS_SplitCase | 5 | 4 | 5 |  | 6
274 | 34 | 4012-7/8-4P-25HP KPVS | KPVS_4012-7/8_4P_25HP_9.91_BRZ | 1105.4 | 1105.4 | 4421.6 | 4 | 0 | 4 | C | KPVS_SplitCase | 5 | 4 | 5 |  | 6
275 | 35 | 4012-7/8-4P-30HP KPVS | KPVS_4012-7/8_4P_30HP_10.38_BRZ | 1130.9 | 1130.9 | 4523.6 | 4 | 0 | 4 | C | KPVS_SplitCase | 5 | 4 | 5 |  | 6
276 | 36 | 4012-7/8-4P-40HP KPVS | KPVS_4012-7/8_4P_40HP_11.39_BRZ | 1197.7 | 1197.7 | 4790.8 | 4 | 0 | 4 | C | KPVS_SplitCase | 5 | 4 | 5 |  | 6
277 | 37 | 4012-7/8-4P-50HP KPVS | KPVS_4012-7/8_4P_50HP_12.00_BRZ | 1259 | 1259 | 5036 | 4 | 0 | 4 | C | KPVS_SplitCase | 5 | 4 | 5 |  | 6
278 | 38 | 4015-9/0-4P-25HP KPVS | KPVS_4015-9/0_4P_25HP_9.71_BRZ | 786.3 | 786.3 | 3145.2 | 4 | 0 | 4 | C | KPVS_SplitCase | 5 | 4 | 5 |  | 6
279 | 39 | 4015-9/0-4P-30HP KPVS | KPVS_4015-9/0_4P_30HP_10.24_BRZ | 848.4 | 848.4 | 3393.6 | 4 | 0 | 4 | C | KPVS_SplitCase | 5 | 4 | 5 |  | 6
280 | 40 | 4015-9/0-4P-40HP KPVS | KPVS_4015-9/0_4P_40HP_11.17_BRZ | 960.9 | 960.9 | 3843.6 | 4 | 0 | 4 | C | KPVS_SplitCase | 5 | 4 | 5 |  | 6
281 | 41 | 4015-9/0-4P-50HP KPVS | KPVS_4015-9/0_4P_50HP_11.92_BRZ | 1054.6 | 1054.6 | 4218.4 | 4 | 0 | 4 | C | KPVS_SplitCase | 5 | 4 | 5 |  | 6
282 | 42 | 4015-9/0-4P-60HP KPVS | KPVS_4015-9/0_4P_60HP_12.56_BRZ | 1137.7 | 1137.7 | 4550.8 | 4 | 0 | 4 | C | KPVS_SplitCase | 5 | 4 | 5 |  | 6
283 | 43 | 4015-9/0-4P-75HP KPVS | KPVS_4015-9/0_4P_75HP_13.30_BRZ | 1251.5 | 1251.5 | 5006 | 4 | 0 | 4 | C | KPVS_SplitCase | 5 | 4 | 5 |  | 6
284 | 44 | 4015-9/0-4P-100HP KPVS | KPVS_4015-9/0_4P_100HP_14.44_BRZ | 1415.3 | 1415.3 | 5661.2 | 4 | 0 | 4 | C | KPVS_SplitCase | 5 | 4 | 5 |  | 6
285 | 45 | 4015-9/0-4P-125HP KPVS | KPVS_4015-9/0_4P_125HP_15.25_BRZ | 1500 | 1500 | 6000 | 4 | 0 | 4 | C | KPVS_SplitCase | 5 | 4 | 5 |  | 6
286 | 46 | 5012-7/8-4P-15HP KPVS | KPVS_5012-7/8_4P_15HP_7.65_BRZ | 1236.1 | 1236.1 | 4944.4 | 4 | 0 | 4 | C | KPVS_SplitCase | 6 | 5 | 6 |  | 8
287 | 47 | 5012-7/8-4P-20HP KPVS | KPVS_5012-7/8_4P_20HP_8.38_BRZ | 1345.4 | 1345.4 | 5381.6 | 4 | 0 | 4 | C | KPVS_SplitCase | 6 | 5 | 6 |  | 8
288 | 48 | 5012-7/8-4P-25HP KPVS | KPVS_5012-7/8_4P_25HP_8.96_BRZ | 1441.8 | 1441.8 | 5767.2 | 4 | 0 | 4 | C | KPVS_SplitCase | 6 | 5 | 6 |  | 8
289 | 49 | 5012-7/8-4P-30HP KPVS | KPVS_5012-7/8_4P_30HP_9.45_BRZ | 1529.7 | 1529.7 | 6118.8 | 4 | 0 | 4 | C | KPVS_SplitCase | 6 | 5 | 6 |  | 8
290 | 50 | 5012-7/8-4P-40HP KPVS | KPVS_5012-7/8_4P_40HP_10.20_BRZ | 1658 | 1658 | 6632 | 4 | 0 | 4 | C | KPVS_SplitCase | 6 | 5 | 6 |  | 8
291 | 51 | 5012-7/8-4P-50HP KPVS | KPVS_5012-7/8_4P_50HP_10.79_BRZ | 1758.4 | 1758.4 | 7033.6 | 4 | 0 | 4 | C | KPVS_SplitCase | 6 | 5 | 6 |  | 8
292 | 52 | 5012-7/8-4P-60HP KPVS | KPVS_5012-7/8_4P_60HP_11.37_BRZ | 1869.9 | 1869.9 | 7479.6 | 4 | 0 | 4 | C | KPVS_SplitCase | 6 | 5 | 6 |  | 8
293 | 53 | 5012-7/8-4P-75HP KPVS | KPVS_5012-7/8_4P_75HP_12.00_BRZ | 2000 | 2000 | 8000 | 4 | 0 | 4 | C | KPVS_SplitCase | 6 | 5 | 6 |  | 8
294 | 54 | 5015-9/0-4P-25HP KPVS | KPVS_5015-9/0_4P_25HP_9.03_BRZ | 1495.7 | 1495.7 | 5982.8 | 4 | 0 | 4 | C | KPVS_SplitCase | 6 | 5 | 6 |  | 8
295 | 55 | 5015-9/0-4P-30HP KPVS | KPVS_5015-9/0_4P_30HP_9.62_BRZ | 1583.4 | 1583.4 | 6333.6 | 4 | 0 | 4 | C | KPVS_SplitCase | 6 | 5 | 6 |  | 8
296 | 56 | 5015-9/0-4P-40HP KPVS | KPVS_5015-9/0_4P_40HP_10.56_BRZ | 1715.7 | 1715.7 | 6862.8 | 4 | 0 | 4 | C | KPVS_SplitCase | 6 | 5 | 6 |  | 8
297 | 57 | 5015-9/0-4P-50HP KPVS | KPVS_5015-9/0_4P_50HP_11.30_BRZ | 1813.1 | 1813.1 | 7252.4 | 4 | 0 | 4 | C | KPVS_SplitCase | 6 | 5 | 6 |  | 8
298 | 58 | 5015-9/0-4P-60HP KPVS | KPVS_5015-9/0_4P_60HP_11.87_BRZ | 1884.3 | 1884.3 | 7537.2 | 4 | 0 | 4 | C | KPVS_SplitCase | 6 | 5 | 6 |  | 8
299 | 59 | 5015-9/0-4P-75HP KPVS | KPVS_5015-9/0_4P_75HP_12.61_BRZ | 1998.6 | 1998.6 | 7994.4 | 4 | 0 | 4 | C | KPVS_SplitCase | 6 | 5 | 6 |  | 8
300 | 60 | 5015-9/0-4P-100HP KPVS | KPVS_5015-9/0_4P_100HP_13.60_BRZ | 2182.4 | 2182.4 | 8729.6 | 4 | 0 | 4 | C | KPVS_SplitCase | 6 | 5 | 6 |  | 8
301 | 61 | 5015-9/0-4P-125HP KPVS | KPVS_5015-9/0_4P_125HP_14.35_BRZ | 2327.6 | 2327.6 | 9310.4 | 4 | 0 | 4 | C | KPVS_SplitCase | 6 | 5 | 6 |  | 8
302 | 62 | 5015-9/0-4P-150HP KPVS | KPVS_5015-9/0_4P_150HP_15.00_BRZ | 2460 | 2460 | 9840 | 4 | 0 | 4 | C | KPVS_SplitCase | 6 | 5 | 6 |  | 8
303 | 63 | 6012-3/4-4P-20HP KPVS | KPVS_6012-3/4_4P_20HP_7.18_BRZ | 1948.3 | 1948.3 | 7793.2 | 4 | 0 | 4 | C | KPVS_SplitCase | 8 | 6 | 8 |  | 10
304 | 64 | 6012-3/4-4P-25HP KPVS | KPVS_6012-3/4_4P_25HP_7.66_BRZ | 2103.8 | 2103.8 | 8415.2 | 4 | 0 | 4 | C | KPVS_SplitCase | 8 | 6 | 8 |  | 10
305 | 65 | 6012-3/4-4P-30HP KPVS | KPVS_6012-3/4_4P_30HP_8.02_BRZ | 2220.5 | 2220.5 | 8882 | 4 | 0 | 4 | C | KPVS_SplitCase | 8 | 6 | 8 |  | 10
306 | 66 | 6012-3/4-4P-40HP KPVS | KPVS_6012-3/4_4P_40HP_8.86_BRZ | 2492.6 | 2492.6 | 9970.4 | 4 | 0 | 4 | C | KPVS_SplitCase | 8 | 6 | 8 |  | 10
307 | 67 | 6012-3/4-4P-50HP KPVS | KPVS_6012-3/4_4P_50HP_9.85_BRZ | 2801.3 | 2801.3 | 11205.2 | 4 | 0 | 4 | C | KPVS_SplitCase | 8 | 6 | 8 |  | 10
308 | 68 | 6012-3/4-4P-60HP KPVS | KPVS_6012-3/4_4P_60HP_10.38_BRZ | 2944.6 | 2944.6 | 11778.4 | 4 | 0 | 4 | C | KPVS_SplitCase | 8 | 6 | 8 |  | 10
309 | 69 | 6012-3/4-4P-75HP KPVS | KPVS_6012-3/4_4P_75HP_11.05_BRZ | 3118.5 | 3118.5 | 12474 | 4 | 0 | 4 | C | KPVS_SplitCase | 8 | 6 | 8 |  | 10
310 | 70 | 6012-3/4-4P-100HP KPVS | KPVS_6012-3/4_4P_100HP_12.00_BRZ | 3375 | 3375 | 13500 | 4 | 0 | 4 | C | KPVS_SplitCase | 8 | 6 | 8 |  | 10
311 | 71 | 6015-3/4-4P-40HP KPVS | KPVS_6015-3/4_4P_40HP_9.03_BRZ | 2242.4 | 2242.4 | 8969.6 | 4 | 0 | 4 | C | KPVS_SplitCase | 8 | 6 | 8 |  | 10
312 | 72 | 6015-3/4-4P-50HP KPVS | KPVS_6015-3/4_4P_50HP_9.58_BRZ | 2378.6 | 2378.6 | 9514.4 | 4 | 0 | 4 | C | KPVS_SplitCase | 8 | 6 | 8 |  | 10
313 | 73 | 6015-3/4-4P-60HP KPVS | KPVS_6015-3/4_4P_60HP_10.10_BRZ | 2507.3 | 2507.3 | 10029.2 | 4 | 0 | 4 | C | KPVS_SplitCase | 8 | 6 | 8 |  | 10
314 | 74 | 6015-3/4-4P-75HP KPVS | KPVS_6015-3/4_4P_75HP_10.82_BRZ | 2685.5 | 2685.5 | 10742 | 4 | 0 | 4 | C | KPVS_SplitCase | 8 | 6 | 8 |  | 10
315 | 75 | 6015-3/4-4P-100HP KPVS | KPVS_6015-3/4_4P_100HP_11.99_BRZ | 2975 | 2975 | 11900 | 4 | 0 | 4 | C | KPVS_SplitCase | 8 | 6 | 8 |  | 10
316 | 76 | 6015-3/4-4P-125HP KPVS | KPVS_6015-3/4_4P_125HP_12.84_BRZ | 3257.5 | 3257.5 | 13030 | 4 | 0 | 4 | C | KPVS_SplitCase | 8 | 6 | 8 |  | 10
317 | 77 | 6015-3/4-4P-150HP KPVS | KPVS_6015-3/4_4P_150HP_13.50_BRZ | 3513.8 | 3513.8 | 14055.2 | 4 | 0 | 4 | C | KPVS_SplitCase | 8 | 6 | 8 |  | 10
318 | 78 | 6015-3/4-4P-200HP KPVS | KPVS_6015-3/4_4P_200HP_14.71_BRZ | 3946.3 | 3946.3 | 15785.2 | 4 | 0 | 4 | C | KPVS_SplitCase | 8 | 6 | 8 |  | 10
319 | 79 | 6015-3/4-4P-250HP KPVS | KPVS_6015-3/4_4P_250HP_15.00_BRZ | 4050 | 4050 | 16200 | 4 | 0 | 4 | C | KPVS_SplitCase | 8 | 6 | 8 |  | 10
320 | 80 | 6019-7/8-4P-125HP KPVS | KPVS_6019-7/8_4P_125HP_15.17_BRZ | 2174.5 | 2174.5 | 8698 | 4 | 0 | 4 | C | KPVS_SplitCase | 8 | 6 | 8 |  | 10
321 | 81 | 6019-7/8-4P-150HP KPVS | KPVS_6019-7/8_4P_150HP_15.81_BRZ | 2306.3 | 2306.3 | 9225.2 | 4 | 0 | 4 | C | KPVS_SplitCase | 8 | 6 | 8 |  | 10
322 | 82 | 6019-7/8-4P-200HP KPVS | KPVS_6019-7/8_4P_200HP_17.26_BRZ | 2615.2 | 2615.2 | 10460.8 | 4 | 0 | 4 | C | KPVS_SplitCase | 8 | 6 | 8 |  | 10
323 | 83 | 6019-7/8-4P-250HP KPVS | KPVS_6019-7/8_4P_250HP_18.44_BRZ | 2874.5 | 2874.5 | 11498 | 4 | 0 | 4 | C | KPVS_SplitCase | 8 | 6 | 8 |  | 10
324 | 84 | 6019-7/8-4P-300HP KPVS | KPVS_6019-7/8_4P_300HP_19.00_BRZ | 3000 | 3000 | 12000 | 4 | 0 | 4 | C | KPVS_SplitCase | 8 | 6 | 8 |  | 10
325 | 85 | 8012-5/6-4P-30HP KPVS | KPVS_8012-5/6_4P_30HP_7.25_BRZ | 2655.1 | 2655.1 | 10620.4 | 4 | 0 | 4 | C | KPVS_SplitCase | 10 | 8 | 10 |  | 12
326 | 86 | 8012-5/6-4P-40HP KPVS | KPVS_8012-5/6_4P_40HP_8.36_BRZ | 3152.9 | 3152.9 | 12611.6 | 4 | 0 | 4 | C | KPVS_SplitCase | 10 | 8 | 10 |  | 12
327 | 87 | 8012-5/6-4P-50HP KPVS | KPVS_8012-5/6_4P_50HP_9.16_BRZ | 3509.4 | 3509.4 | 14037.6 | 4 | 0 | 4 | C | KPVS_SplitCase | 10 | 8 | 10 |  | 12
328 | 88 | 8012-5/6-4P-60HP KPVS | KPVS_8012-5/6_4P_60HP_9.76_BRZ | 3787.8 | 3787.8 | 15151.2 | 4 | 0 | 4 | C | KPVS_SplitCase | 10 | 8 | 10 |  | 12
329 | 89 | 8012-5/6-4P-75HP KPVS | KPVS_8012-5/6_4P_75HP_10.38_BRZ | 4118.9 | 4118.9 | 16475.6 | 4 | 0 | 4 | C | KPVS_SplitCase | 10 | 8 | 10 |  | 12
330 | 90 | 8012-5/6-4P-100HP KPVS | KPVS_8012-5/6_4P_100HP_11.25_BRZ | 4600.7 | 4600.7 | 18402.8 | 4 | 0 | 4 | C | KPVS_SplitCase | 10 | 8 | 10 |  | 12
331 | 91 | 8012-5/6-4P-125HP KPVS | KPVS_8012-5/6_4P_125HP_12.00_BRZ | 5002.5 | 5002.5 | 20010 | 4 | 0 | 4 | C | KPVS_SplitCase | 10 | 8 | 10 |  | 12
332 | 92 | 8015-3/4-4P-60HP KPVS | KPVS_8015-3/4_4P_60HP_9.15_BRZ | 3658.5 | 3658.5 | 14634 | 4 | 0 | 4 | C | KPVS_SplitCase | 10 | 8 | 10 |  | 12
333 | 93 | 8015-3/4-4P-75HP KPVS | KPVS_8015-3/4_4P_75HP_9.92_BRZ | 3958.8 | 3958.8 | 15835.2 | 4 | 0 | 4 | C | KPVS_SplitCase | 10 | 8 | 10 |  | 12
334 | 94 | 8015-3/4-4P-100HP KPVS | KPVS_8015-3/4_4P_100HP_10.95_BRZ | 4360.5 | 4360.5 | 17442 | 4 | 0 | 4 | C | KPVS_SplitCase | 10 | 8 | 10 |  | 12
335 | 95 | 8015-3/4-4P-125HP KPVS | KPVS_8015-3/4_4P_125HP_11.69_BRZ | 4649.1 | 4649.1 | 18596.4 | 4 | 0 | 4 | C | KPVS_SplitCase | 10 | 8 | 10 |  | 12
336 | 96 | 8015-3/4-4P-150HP KPVS | KPVS_8015-3/4_4P_150HP_12.23_BRZ | 4862.4 | 4862.4 | 19449.6 | 4 | 0 | 4 | C | KPVS_SplitCase | 10 | 8 | 10 |  | 12
337 | 97 | 8015-3/4-4P-200HP KPVS | KPVS_8015-3/4_4P_200HP_13.29_BRZ | 5297.1 | 5297.1 | 21188.4 | 4 | 0 | 4 | C | KPVS_SplitCase | 10 | 8 | 10 |  | 12
338 | 98 | 8015-3/4-4P-250HP KPVS | KPVS_8015-3/4_4P_250HP_14.19_BRZ | 5667.9 | 5667.9 | 22671.6 | 4 | 0 | 4 | C | KPVS_SplitCase | 10 | 8 | 10 |  | 12
339 | 99 | 8015-3/4-4P-300HP KPVS | KPVS_8015-3/4_4P_300HP_15.00_BRZ | 6000 | 6000 | 24000 | 4 | 0 | 4 | C | KPVS_SplitCase | 10 | 8 | 10 |  | 12
340 | 100 | 8020-5/6-4P-250HP KPVS | KPVS_8020-5/6_4P_250HP_14.05_BRZ | 5650.2 | 5650.2 | 22600.8 | 4 | 0 | 4 | C | KPVS_SplitCase | 12 | 8 | 12 |  | 14
341 | 101 | 8020-5/6-4P-300HP KPVS | KPVS_8020-5/6_4P_300HP_14.81_BRZ | 5920 | 5920 | 23680 | 4 | 0 | 4 | C | KPVS_SplitCase | 12 | 8 | 12 |  | 14
342 | 102 | 1012-1/2-4P-60HP KPVS | KPVS_1012-1/2_4P_60HP_8.54_BRZ | 4880.8 | 4880.8 | 19523.2 | 4 | 0 | 4 | C | KPVS_SplitCase | 12 | 10 | 12 |  | 14
343 | 103 | 1012-1/2-4P-75HP KPVS | KPVS_1012-1/2_4P_75HP_9.30_BRZ | 5233.9 | 5233.9 | 20935.6 | 4 | 0 | 4 | C | KPVS_SplitCase | 12 | 10 | 12 |  | 14
344 | 104 | 1012-1/2-4P-100HP KPVS | KPVS_1012-1/2_4P_100HP_10.20_BRZ | 5663.7 | 5663.7 | 22654.8 | 4 | 0 | 4 | C | KPVS_SplitCase | 12 | 10 | 12 |  | 14
345 | 105 | 1012-1/2-4P-125HP KPVS | KPVS_1012-1/2_4P_125HP_10.79_BRZ | 6091.7 | 6091.7 | 24366.8 | 4 | 0 | 4 | C | KPVS_SplitCase | 12 | 10 | 12 |  | 14
346 | 106 | 1012-1/2-4P-150HP KPVS | KPVS_1012-1/2_4P_150HP_11.42_BRZ | 6598.6 | 6598.6 | 26394.4 | 4 | 0 | 4 | C | KPVS_SplitCase | 12 | 10 | 12 |  | 14
347 | 107 | 1012-1/2-4P-200HP KPVS | KPVS_1012-1/2_4P_200HP_12.00_BRZ | 7035 | 7035 | 28140 | 4 | 0 | 4 | C | KPVS_SplitCase | 12 | 10 | 12 |  | 14
348 | 108 | 1015-3/4-4P-125HP KPVS | KPVS_1015-3/4_4P_125HP_11.26_BRZ | 5646.6 | 5646.6 | 22586.4 | 4 | 0 | 4 | C | KPVS_SplitCase | 12 | 10 | 12 |  | 14
349 | 109 | 1015-3/4-4P-150HP KPVS | KPVS_1015-3/4_4P_150HP_11.96_BRZ | 6108.6 | 6108.6 | 24434.4 | 4 | 0 | 4 | C | KPVS_SplitCase | 12 | 10 | 12 |  | 14
350 | 110 | 1015-3/4-4P-200HP KPVS | KPVS_1015-3/4_4P_200HP_12.89_BRZ | 6722.4 | 6722.4 | 26889.6 | 4 | 0 | 4 | C | KPVS_SplitCase | 12 | 10 | 12 |  | 14
351 | 111 | 1015-3/4-4P-250HP KPVS | KPVS_1015-3/4_4P_250HP_13.52_BRZ | 7055.6 | 7055.6 | 28222.4 | 4 | 0 | 4 | C | KPVS_SplitCase | 12 | 10 | 12 |  | 14
352 | 112 | 1015-3/4-4P-300HP KPVS | KPVS_1015-3/4_4P_300HP_14.03_BRZ | 7256.3 | 7256.3 | 29025.2 | 4 | 0 | 4 | C | KPVS_SplitCase | 12 | 10 | 12 |  | 14
353 | 113 | 1220-5/6-6P-125HP KPVS | KPVS_1220-5/6_6P_125HP_13.61_BRZ | 7208.6 | 7208.6 | 28834.4 | 4 | 0 | 4 | C | KPVS_SplitCase | 14 | 12 | 14 |  | 16
354 | 114 | 1220-5/6-6P-150HP KPVS | KPVS_1220-5/6_6P_150HP_14.41_BRZ | 7821.9 | 7821.9 | 31287.6 | 4 | 0 | 4 | C | KPVS_SplitCase | 14 | 12 | 14 |  | 16
355 | 115 | 1220-5/6-6P-200HP KPVS | KPVS_1220-5/6_6P_200HP_16.03_BRZ | 9109.1 | 9109.1 | 36436.4 | 4 | 0 | 4 | C | KPVS_SplitCase | 14 | 12 | 14 |  | 16
356 | 116 | 1220-5/6-6P-250HP KPVS | KPVS_1220-5/6_6P_250HP_17.26_BRZ | 10125.3 | 10125.3 | 40501.2 | 4 | 0 | 4 | C | KPVS_SplitCase | 14 | 12 | 14 |  | 16
357 | 117 | 1220-5/6-6P-300HP KPVS | KPVS_1220-5/6_6P_300HP_18.18_BRZ | 10905.9 | 10905.9 | 43623.6 | 4 | 0 | 4 | C | KPVS_SplitCase | 14 | 12 | 14 |  | 16
358 | 118 | 1415-1/2-4P-250HP KPVS | KPVS_1415-1/2_4P_250HP_12.73_BRZ | 10473.9 | 10473.9 | 41895.6 | 4 | 0 | 4 | C | KPVS_SplitCase | 16 | 14 | 16 |  | 18
359 | 119 | 1415-1/2-4P-300HP KPVS | KPVS_1415-1/2_4P_300HP_13.48_BRZ | 11367.6 | 11367.6 | 45470.4 | 4 | 0 | 4 | C | KPVS_SplitCase | 16 | 14 | 16 |  | 18
360 | 120 | 1415-3/4-4P-300HP KPVS | KPVS_1415-3/4_4P_300HP_13.24_BRZ | 11554.5 | 11554.5 | 46218 | 4 | 0 | 4 | C | KPVS_SplitCase | 18 | 14 | 18 |  | 20
361 | 1 | 2095-1/2-2P-20HP KPVS | KPVS_2095-1/2_2P_25HP_7.19_BRZ | 404.6 | 404.6 | 404.6 | 1 | 1 | 2 | D | KPVS_SplitCase | 2.5 | 2 | 2.5 |  | 3
362 | 2 | 2095-1/2-2P-25HP KPVS | KPVS_2095-1/2_2P_30HP_7.57_BRZ | 435.2 | 435.2 | 435.2 | 1 | 1 | 2 | D | KPVS_SplitCase | 2.5 | 2 | 2.5 |  | 3
363 | 3 | 2095-1/2-2P-30HP KPVS | KPVS_2095-1/2_2P_40HP_8.07_BRZ | 476.1 | 476.1 | 476.1 | 1 | 1 | 2 | D | KPVS_SplitCase | 2.5 | 2 | 2.5 |  | 3
364 | 4 | 2095-1/2-2P-40HP KPVS | KPVS_2095-1/2_2P_50HP_8.60_BRZ | 521.2 | 521.2 | 521.2 | 1 | 1 | 2 | D | KPVS_SplitCase | 2.5 | 2 | 2.5 |  | 3
365 | 5 | 2095-1/2-2P-50HP KPVS | KPVS_2095-1/2_2P_60HP_9.11_BRZ | 565.7 | 565.7 | 565.7 | 1 | 1 | 2 | D | KPVS_SplitCase | 2.5 | 2 | 2.5 |  | 3
366 | 6 | 2095-1/2-2P-60HP KPVS | KPVS_2095-1/2_2P_75HP_9.50_BRZ | 600 | 600 | 600 | 1 | 1 | 2 | D | KPVS_SplitCase | 2.5 | 2 | 2.5 |  | 3
367 | 7 | 2095-1/2-2P-75HP KPVS | KPVS_2095-1/2_2P_40HP_8.07_BRZ | 476.1 | 476.1 | 476.1 | 1 | 1 | 2 | D | KPVS_SplitCase | 2.5 | 2 | 2.5 |  | 3
368 | 8 | 2013-5/6-4P-10HP KPVS | KPVS_2013-5/6_4P_10HP_9.49_SS | 309.5 | 309.5 | 309.5 | 1 | 1 | 2 | D | KPVS_SplitCase | 2.5 | 2 | 2.5 |  | 3
369 | 9 | 2013-5/6-4P-15HP KPVS | KPVS_2013-5/6_4P_15HP_10.92_SS | 366.2 | 366.2 | 366.2 | 1 | 1 | 2 | D | KPVS_SplitCase | 2.5 | 2 | 2.5 |  | 3
370 | 10 | 2013-5/6-4P-20HP KPVS | KPVS_2013-5/6_4P_20HP_12.03_SS | 405.9 | 405.9 | 405.9 | 1 | 1 | 2 | D | KPVS_SplitCase | 2.5 | 2 | 2.5 |  | 3
371 | 11 | 2013-5/6-4P-25HP KPVS | KPVS_2013-5/6_4P_25HP_13.00_SS | 441.1 | 441.1 | 441.1 | 1 | 1 | 2 | D | KPVS_SplitCase | 2.5 | 2 | 2.5 |  | 3
372 | 12 | 3095-7/8-2P-40HP KPVS | KPVS_3095-7/8_2P_40HP_6.83_BRZ | 844.1 | 844.1 | 844.1 | 1 | 1 | 2 | D | KPVS_SplitCase | 4 | 3 | 4 |  | 5
373 | 13 | 3095-7/8-2P-50HP KPVS | KPVS_3095-7/8_2P_50HP_7.31_BRZ | 888.7 | 888.7 | 888.7 | 1 | 1 | 2 | D | KPVS_SplitCase | 4 | 3 | 4 |  | 5
374 | 14 | 3095-7/8-2P-60HP KPVS | KPVS_3095-7/8_2P_60HP_7.80_BRZ | 910.5 | 910.5 | 910.5 | 1 | 1 | 2 | D | KPVS_SplitCase | 4 | 3 | 4 |  | 5
375 | 15 | 3095-7/8-2P-75HP KPVS | KPVS_3095-7/8_2P_75HP_8.47_BRZ | 901.5 | 901.5 | 901.5 | 1 | 1 | 2 | D | KPVS_SplitCase | 4 | 3 | 4 |  | 5
376 | 16 | 3095-7/8-2P-100HP KPVS | KPVS_3095-7/8_2P_100HP_9.24_BRZ | 964.4 | 964.4 | 964.4 | 1 | 1 | 2 | D | KPVS_SplitCase | 4 | 3 | 4 |  | 5
377 | 17 | 3095-7/8-2P-125HP KPVS | KPVS_3095-7/8_2P_125HP_9.50_BRZ | 1000 | 1000 | 1000 | 1 | 1 | 2 | D | KPVS_SplitCase | 4 | 3 | 4 |  | 5
378 | 18 | 3014-7/8-4P-20HP KPVS | KPVS_3014-7/8_4P_20HP_10.51_BRZ | 597.3 | 597.3 | 597.3 | 1 | 1 | 2 | D | KPVS_SplitCase | 4 | 3 | 4 |  | 5
379 | 19 | 3014-7/8-4P-25HP KPVS | KPVS_3014-7/8_4P_25HP_11.23_BRZ | 656.6 | 656.6 | 656.6 | 1 | 1 | 2 | D | KPVS_SplitCase | 4 | 3 | 4 |  | 5
380 | 20 | 3014-7/8-4P-30HP KPVS | KPVS_3014-7/8_4P_30HP_11.86_BRZ | 710 | 710 | 710 | 1 | 1 | 2 | D | KPVS_SplitCase | 4 | 3 | 4 |  | 5
381 | 21 | 3014-7/8-4P-40HP KPVS | KPVS_3014-7/8_4P_40HP_12.92_BRZ | 802.4 | 802.4 | 802.4 | 1 | 1 | 2 | D | KPVS_SplitCase | 4 | 3 | 4 |  | 5
382 | 22 | 3014-7/8-4P-50HP KPVS | KPVS_3014-7/8_4P_50HP_13.79_BRZ | 880.7 | 880.7 | 880.7 | 1 | 1 | 2 | D | KPVS_SplitCase | 4 | 3 | 4 |  | 5
383 | 23 | 3014-7/8-4P-60HP KPVS | KPVS_3014-7/8_4P_60HP_14.00_BRZ | 900 | 900 | 900 | 1 | 1 | 2 | D | KPVS_SplitCase | 4 | 3 | 4 |  | 5
384 | 24 | 4012-1/2-4P-5HP KPVS | KPVS_4012-1/2_4P_5HP_6.82_BRZ | 532.4 | 532.4 | 532.4 | 1 | 1 | 2 | D | KPVS_SplitCase | 5 | 4 | 5 |  | 6
385 | 25 | 4012-1/2-4P-7.5HP KPVS | KPVS_4012-1/2_4P_7.5HP_7.70_BRZ | 625.2 | 625.2 | 625.2 | 1 | 1 | 2 | D | KPVS_SplitCase | 5 | 4 | 5 |  | 6
386 | 26 | 4012-1/2-4P-10HP KPVS | KPVS_4012-1/2_4P_10HP_8.39_BRZ | 696.4 | 696.4 | 696.4 | 1 | 1 | 2 | D | KPVS_SplitCase | 5 | 4 | 5 |  | 6
387 | 27 | 4012-1/2-4P-15HP KPVS | KPVS_4012-1/2_4P_15HP_9.28_BRZ | 775.8 | 775.8 | 775.8 | 1 | 1 | 2 | D | KPVS_SplitCase | 5 | 4 | 5 |  | 6
388 | 28 | 4012-1/2-4P-20HP KPVS | KPVS_4012-1/2_4P_20HP_10.04_BRZ | 829.7 | 829.7 | 829.7 | 1 | 1 | 2 | D | KPVS_SplitCase | 5 | 4 | 5 |  | 6
389 | 29 | 4012-1/2-4P-25HP KPVS | KPVS_4012-1/2_4P_25HP_10.91_BRZ | 914.4 | 914.4 | 914.4 | 1 | 1 | 2 | D | KPVS_SplitCase | 5 | 4 | 5 |  | 6
390 | 30 | 4012-1/2-4P-30HP KPVS | KPVS_4012-1/2_4P_30HP_11.00_BRZ | 924 | 924 | 924 | 1 | 1 | 2 | D | KPVS_SplitCase | 5 | 4 | 5 |  | 6
391 | 31 | 4012-7/8-4P-10HP KPVS | KPVS_4012-7/8_4P_10HP_7.56_BRZ | 887.5 | 887.5 | 887.5 | 1 | 1 | 2 | D | KPVS_SplitCase | 5 | 4 | 5 |  | 6
392 | 32 | 4012-7/8-4P-15HP KPVS | KPVS_4012-7/8_4P_15HP_8.57_BRZ | 976.3 | 976.3 | 976.3 | 1 | 1 | 2 | D | KPVS_SplitCase | 5 | 4 | 5 |  | 6
393 | 33 | 4012-7/8-4P-20HP KPVS | KPVS_4012-7/8_4P_20HP_9.35_BRZ | 1058.8 | 1058.8 | 1058.8 | 1 | 1 | 2 | D | KPVS_SplitCase | 5 | 4 | 5 |  | 6
394 | 34 | 4012-7/8-4P-25HP KPVS | KPVS_4012-7/8_4P_25HP_9.91_BRZ | 1105.4 | 1105.4 | 1105.4 | 1 | 1 | 2 | D | KPVS_SplitCase | 5 | 4 | 5 |  | 6
395 | 35 | 4012-7/8-4P-30HP KPVS | KPVS_4012-7/8_4P_30HP_10.38_BRZ | 1130.9 | 1130.9 | 1130.9 | 1 | 1 | 2 | D | KPVS_SplitCase | 5 | 4 | 5 |  | 6
396 | 36 | 4012-7/8-4P-40HP KPVS | KPVS_4012-7/8_4P_40HP_11.39_BRZ | 1197.7 | 1197.7 | 1197.7 | 1 | 1 | 2 | D | KPVS_SplitCase | 5 | 4 | 5 |  | 6
397 | 37 | 4012-7/8-4P-50HP KPVS | KPVS_4012-7/8_4P_50HP_12.00_BRZ | 1259 | 1259 | 1259 | 1 | 1 | 2 | D | KPVS_SplitCase | 5 | 4 | 5 |  | 6
398 | 38 | 4015-9/0-4P-25HP KPVS | KPVS_4015-9/0_4P_25HP_9.71_BRZ | 786.3 | 786.3 | 786.3 | 1 | 1 | 2 | D | KPVS_SplitCase | 5 | 4 | 5 |  | 6
399 | 39 | 4015-9/0-4P-30HP KPVS | KPVS_4015-9/0_4P_30HP_10.24_BRZ | 848.4 | 848.4 | 848.4 | 1 | 1 | 2 | D | KPVS_SplitCase | 5 | 4 | 5 |  | 6
400 | 40 | 4015-9/0-4P-40HP KPVS | KPVS_4015-9/0_4P_40HP_11.17_BRZ | 960.9 | 960.9 | 960.9 | 1 | 1 | 2 | D | KPVS_SplitCase | 5 | 4 | 5 |  | 6
401 | 41 | 4015-9/0-4P-50HP KPVS | KPVS_4015-9/0_4P_50HP_11.92_BRZ | 1054.6 | 1054.6 | 1054.6 | 1 | 1 | 2 | D | KPVS_SplitCase | 5 | 4 | 5 |  | 6
402 | 42 | 4015-9/0-4P-60HP KPVS | KPVS_4015-9/0_4P_60HP_12.56_BRZ | 1137.7 | 1137.7 | 1137.7 | 1 | 1 | 2 | D | KPVS_SplitCase | 5 | 4 | 5 |  | 6
403 | 43 | 4015-9/0-4P-75HP KPVS | KPVS_4015-9/0_4P_75HP_13.30_BRZ | 1251.5 | 1251.5 | 1251.5 | 1 | 1 | 2 | D | KPVS_SplitCase | 5 | 4 | 5 |  | 6
404 | 44 | 4015-9/0-4P-100HP KPVS | KPVS_4015-9/0_4P_100HP_14.44_BRZ | 1415.3 | 1415.3 | 1415.3 | 1 | 1 | 2 | D | KPVS_SplitCase | 5 | 4 | 5 |  | 6
405 | 45 | 4015-9/0-4P-125HP KPVS | KPVS_4015-9/0_4P_125HP_15.25_BRZ | 1500 | 1500 | 1500 | 1 | 1 | 2 | D | KPVS_SplitCase | 5 | 4 | 5 |  | 6
406 | 46 | 5012-7/8-4P-15HP KPVS | KPVS_5012-7/8_4P_15HP_7.65_BRZ | 1236.1 | 1236.1 | 1236.1 | 1 | 1 | 2 | D | KPVS_SplitCase | 6 | 5 | 6 |  | 8
407 | 47 | 5012-7/8-4P-20HP KPVS | KPVS_5012-7/8_4P_20HP_8.38_BRZ | 1345.4 | 1345.4 | 1345.4 | 1 | 1 | 2 | D | KPVS_SplitCase | 6 | 5 | 6 |  | 8
408 | 48 | 5012-7/8-4P-25HP KPVS | KPVS_5012-7/8_4P_25HP_8.96_BRZ | 1441.8 | 1441.8 | 1441.8 | 1 | 1 | 2 | D | KPVS_SplitCase | 6 | 5 | 6 |  | 8
409 | 49 | 5012-7/8-4P-30HP KPVS | KPVS_5012-7/8_4P_30HP_9.45_BRZ | 1529.7 | 1529.7 | 1529.7 | 1 | 1 | 2 | D | KPVS_SplitCase | 6 | 5 | 6 |  | 8
410 | 50 | 5012-7/8-4P-40HP KPVS | KPVS_5012-7/8_4P_40HP_10.20_BRZ | 1658 | 1658 | 1658 | 1 | 1 | 2 | D | KPVS_SplitCase | 6 | 5 | 6 |  | 8
411 | 51 | 5012-7/8-4P-50HP KPVS | KPVS_5012-7/8_4P_50HP_10.79_BRZ | 1758.4 | 1758.4 | 1758.4 | 1 | 1 | 2 | D | KPVS_SplitCase | 6 | 5 | 6 |  | 8
412 | 52 | 5012-7/8-4P-60HP KPVS | KPVS_5012-7/8_4P_60HP_11.37_BRZ | 1869.9 | 1869.9 | 1869.9 | 1 | 1 | 2 | D | KPVS_SplitCase | 6 | 5 | 6 |  | 8
413 | 53 | 5012-7/8-4P-75HP KPVS | KPVS_5012-7/8_4P_75HP_12.00_BRZ | 2000 | 2000 | 2000 | 1 | 1 | 2 | D | KPVS_SplitCase | 6 | 5 | 6 |  | 8
414 | 54 | 5015-9/0-4P-25HP KPVS | KPVS_5015-9/0_4P_25HP_9.03_BRZ | 1495.7 | 1495.7 | 1495.7 | 1 | 1 | 2 | D | KPVS_SplitCase | 6 | 5 | 6 |  | 8
415 | 55 | 5015-9/0-4P-30HP KPVS | KPVS_5015-9/0_4P_30HP_9.62_BRZ | 1583.4 | 1583.4 | 1583.4 | 1 | 1 | 2 | D | KPVS_SplitCase | 6 | 5 | 6 |  | 8
416 | 56 | 5015-9/0-4P-40HP KPVS | KPVS_5015-9/0_4P_40HP_10.56_BRZ | 1715.7 | 1715.7 | 1715.7 | 1 | 1 | 2 | D | KPVS_SplitCase | 6 | 5 | 6 |  | 8
417 | 57 | 5015-9/0-4P-50HP KPVS | KPVS_5015-9/0_4P_50HP_11.30_BRZ | 1813.1 | 1813.1 | 1813.1 | 1 | 1 | 2 | D | KPVS_SplitCase | 6 | 5 | 6 |  | 8
418 | 58 | 5015-9/0-4P-60HP KPVS | KPVS_5015-9/0_4P_60HP_11.87_BRZ | 1884.3 | 1884.3 | 1884.3 | 1 | 1 | 2 | D | KPVS_SplitCase | 6 | 5 | 6 |  | 8
419 | 59 | 5015-9/0-4P-75HP KPVS | KPVS_5015-9/0_4P_75HP_12.61_BRZ | 1998.6 | 1998.6 | 1998.6 | 1 | 1 | 2 | D | KPVS_SplitCase | 6 | 5 | 6 |  | 8
420 | 60 | 5015-9/0-4P-100HP KPVS | KPVS_5015-9/0_4P_100HP_13.60_BRZ | 2182.4 | 2182.4 | 2182.4 | 1 | 1 | 2 | D | KPVS_SplitCase | 6 | 5 | 6 |  | 8
421 | 61 | 5015-9/0-4P-125HP KPVS | KPVS_5015-9/0_4P_125HP_14.35_BRZ | 2327.6 | 2327.6 | 2327.6 | 1 | 1 | 2 | D | KPVS_SplitCase | 6 | 5 | 6 |  | 8
422 | 62 | 5015-9/0-4P-150HP KPVS | KPVS_5015-9/0_4P_150HP_15.00_BRZ | 2460 | 2460 | 2460 | 1 | 1 | 2 | D | KPVS_SplitCase | 6 | 5 | 6 |  | 8
423 | 63 | 6012-3/4-4P-20HP KPVS | KPVS_6012-3/4_4P_20HP_7.18_BRZ | 1948.3 | 1948.3 | 1948.3 | 1 | 1 | 2 | D | KPVS_SplitCase | 8 | 6 | 8 |  | 10
424 | 64 | 6012-3/4-4P-25HP KPVS | KPVS_6012-3/4_4P_25HP_7.66_BRZ | 2103.8 | 2103.8 | 2103.8 | 1 | 1 | 2 | D | KPVS_SplitCase | 8 | 6 | 8 |  | 10
425 | 65 | 6012-3/4-4P-30HP KPVS | KPVS_6012-3/4_4P_30HP_8.02_BRZ | 2220.5 | 2220.5 | 2220.5 | 1 | 1 | 2 | D | KPVS_SplitCase | 8 | 6 | 8 |  | 10
426 | 66 | 6012-3/4-4P-40HP KPVS | KPVS_6012-3/4_4P_40HP_8.86_BRZ | 2492.6 | 2492.6 | 2492.6 | 1 | 1 | 2 | D | KPVS_SplitCase | 8 | 6 | 8 |  | 10
427 | 67 | 6012-3/4-4P-50HP KPVS | KPVS_6012-3/4_4P_50HP_9.85_BRZ | 2801.3 | 2801.3 | 2801.3 | 1 | 1 | 2 | D | KPVS_SplitCase | 8 | 6 | 8 |  | 10
428 | 68 | 6012-3/4-4P-60HP KPVS | KPVS_6012-3/4_4P_60HP_10.38_BRZ | 2944.6 | 2944.6 | 2944.6 | 1 | 1 | 2 | D | KPVS_SplitCase | 8 | 6 | 8 |  | 10
429 | 69 | 6012-3/4-4P-75HP KPVS | KPVS_6012-3/4_4P_75HP_11.05_BRZ | 3118.5 | 3118.5 | 3118.5 | 1 | 1 | 2 | D | KPVS_SplitCase | 8 | 6 | 8 |  | 10
430 | 70 | 6012-3/4-4P-100HP KPVS | KPVS_6012-3/4_4P_100HP_12.00_BRZ | 3375 | 3375 | 3375 | 1 | 1 | 2 | D | KPVS_SplitCase | 8 | 6 | 8 |  | 10
431 | 71 | 6015-3/4-4P-40HP KPVS | KPVS_6015-3/4_4P_40HP_9.03_BRZ | 2242.4 | 2242.4 | 2242.4 | 1 | 1 | 2 | D | KPVS_SplitCase | 8 | 6 | 8 |  | 10
432 | 72 | 6015-3/4-4P-50HP KPVS | KPVS_6015-3/4_4P_50HP_9.58_BRZ | 2378.6 | 2378.6 | 2378.6 | 1 | 1 | 2 | D | KPVS_SplitCase | 8 | 6 | 8 |  | 10
433 | 73 | 6015-3/4-4P-60HP KPVS | KPVS_6015-3/4_4P_60HP_10.10_BRZ | 2507.3 | 2507.3 | 2507.3 | 1 | 1 | 2 | D | KPVS_SplitCase | 8 | 6 | 8 |  | 10
434 | 74 | 6015-3/4-4P-75HP KPVS | KPVS_6015-3/4_4P_75HP_10.82_BRZ | 2685.5 | 2685.5 | 2685.5 | 1 | 1 | 2 | D | KPVS_SplitCase | 8 | 6 | 8 |  | 10
435 | 75 | 6015-3/4-4P-100HP KPVS | KPVS_6015-3/4_4P_100HP_11.99_BRZ | 2975 | 2975 | 2975 | 1 | 1 | 2 | D | KPVS_SplitCase | 8 | 6 | 8 |  | 10
436 | 76 | 6015-3/4-4P-125HP KPVS | KPVS_6015-3/4_4P_125HP_12.84_BRZ | 3257.5 | 3257.5 | 3257.5 | 1 | 1 | 2 | D | KPVS_SplitCase | 8 | 6 | 8 |  | 10
437 | 77 | 6015-3/4-4P-150HP KPVS | KPVS_6015-3/4_4P_150HP_13.50_BRZ | 3513.8 | 3513.8 | 3513.8 | 1 | 1 | 2 | D | KPVS_SplitCase | 8 | 6 | 8 |  | 10
438 | 78 | 6015-3/4-4P-200HP KPVS | KPVS_6015-3/4_4P_200HP_14.71_BRZ | 3946.3 | 3946.3 | 3946.3 | 1 | 1 | 2 | D | KPVS_SplitCase | 8 | 6 | 8 |  | 10
439 | 79 | 6015-3/4-4P-250HP KPVS | KPVS_6015-3/4_4P_250HP_15.00_BRZ | 4050 | 4050 | 4050 | 1 | 1 | 2 | D | KPVS_SplitCase | 8 | 6 | 8 |  | 10
440 | 80 | 6019-7/8-4P-125HP KPVS | KPVS_6019-7/8_4P_125HP_15.17_BRZ | 2174.5 | 2174.5 | 2174.5 | 1 | 1 | 2 | D | KPVS_SplitCase | 8 | 6 | 8 |  | 10
441 | 81 | 6019-7/8-4P-150HP KPVS | KPVS_6019-7/8_4P_150HP_15.81_BRZ | 2306.3 | 2306.3 | 2306.3 | 1 | 1 | 2 | D | KPVS_SplitCase | 8 | 6 | 8 |  | 10
442 | 82 | 6019-7/8-4P-200HP KPVS | KPVS_6019-7/8_4P_200HP_17.26_BRZ | 2615.2 | 2615.2 | 2615.2 | 1 | 1 | 2 | D | KPVS_SplitCase | 8 | 6 | 8 |  | 10
443 | 83 | 6019-7/8-4P-250HP KPVS | KPVS_6019-7/8_4P_250HP_18.44_BRZ | 2874.5 | 2874.5 | 2874.5 | 1 | 1 | 2 | D | KPVS_SplitCase | 8 | 6 | 8 |  | 10
444 | 84 | 6019-7/8-4P-300HP KPVS | KPVS_6019-7/8_4P_300HP_19.00_BRZ | 3000 | 3000 | 3000 | 1 | 1 | 2 | D | KPVS_SplitCase | 8 | 6 | 8 |  | 10
445 | 85 | 8012-5/6-4P-30HP KPVS | KPVS_8012-5/6_4P_30HP_7.25_BRZ | 2655.1 | 2655.1 | 2655.1 | 1 | 1 | 2 | D | KPVS_SplitCase | 10 | 8 | 10 |  | 12
446 | 86 | 8012-5/6-4P-40HP KPVS | KPVS_8012-5/6_4P_40HP_8.36_BRZ | 3152.9 | 3152.9 | 3152.9 | 1 | 1 | 2 | D | KPVS_SplitCase | 10 | 8 | 10 |  | 12
447 | 87 | 8012-5/6-4P-50HP KPVS | KPVS_8012-5/6_4P_50HP_9.16_BRZ | 3509.4 | 3509.4 | 3509.4 | 1 | 1 | 2 | D | KPVS_SplitCase | 10 | 8 | 10 |  | 12
448 | 88 | 8012-5/6-4P-60HP KPVS | KPVS_8012-5/6_4P_60HP_9.76_BRZ | 3787.8 | 3787.8 | 3787.8 | 1 | 1 | 2 | D | KPVS_SplitCase | 10 | 8 | 10 |  | 12
449 | 89 | 8012-5/6-4P-75HP KPVS | KPVS_8012-5/6_4P_75HP_10.38_BRZ | 4118.9 | 4118.9 | 4118.9 | 1 | 1 | 2 | D | KPVS_SplitCase | 10 | 8 | 10 |  | 12
450 | 90 | 8012-5/6-4P-100HP KPVS | KPVS_8012-5/6_4P_100HP_11.25_BRZ | 4600.7 | 4600.7 | 4600.7 | 1 | 1 | 2 | D | KPVS_SplitCase | 10 | 8 | 10 |  | 12
451 | 91 | 8012-5/6-4P-125HP KPVS | KPVS_8012-5/6_4P_125HP_12.00_BRZ | 5002.5 | 5002.5 | 5002.5 | 1 | 1 | 2 | D | KPVS_SplitCase | 10 | 8 | 10 |  | 12
452 | 92 | 8015-3/4-4P-60HP KPVS | KPVS_8015-3/4_4P_60HP_9.15_BRZ | 3658.5 | 3658.5 | 3658.5 | 1 | 1 | 2 | D | KPVS_SplitCase | 10 | 8 | 10 |  | 12
453 | 93 | 8015-3/4-4P-75HP KPVS | KPVS_8015-3/4_4P_75HP_9.92_BRZ | 3958.8 | 3958.8 | 3958.8 | 1 | 1 | 2 | D | KPVS_SplitCase | 10 | 8 | 10 |  | 12
454 | 94 | 8015-3/4-4P-100HP KPVS | KPVS_8015-3/4_4P_100HP_10.95_BRZ | 4360.5 | 4360.5 | 4360.5 | 1 | 1 | 2 | D | KPVS_SplitCase | 10 | 8 | 10 |  | 12
455 | 95 | 8015-3/4-4P-125HP KPVS | KPVS_8015-3/4_4P_125HP_11.69_BRZ | 4649.1 | 4649.1 | 4649.1 | 1 | 1 | 2 | D | KPVS_SplitCase | 10 | 8 | 10 |  | 12
456 | 96 | 8015-3/4-4P-150HP KPVS | KPVS_8015-3/4_4P_150HP_12.23_BRZ | 4862.4 | 4862.4 | 4862.4 | 1 | 1 | 2 | D | KPVS_SplitCase | 10 | 8 | 10 |  | 12
457 | 97 | 8015-3/4-4P-200HP KPVS | KPVS_8015-3/4_4P_200HP_13.29_BRZ | 5297.1 | 5297.1 | 5297.1 | 1 | 1 | 2 | D | KPVS_SplitCase | 10 | 8 | 10 |  | 12
458 | 98 | 8015-3/4-4P-250HP KPVS | KPVS_8015-3/4_4P_250HP_14.19_BRZ | 5667.9 | 5667.9 | 5667.9 | 1 | 1 | 2 | D | KPVS_SplitCase | 10 | 8 | 10 |  | 12
459 | 99 | 8015-3/4-4P-300HP KPVS | KPVS_8015-3/4_4P_300HP_15.00_BRZ | 6000 | 6000 | 6000 | 1 | 1 | 2 | D | KPVS_SplitCase | 10 | 8 | 10 |  | 12
460 | 100 | 8020-5/6-4P-250HP KPVS | KPVS_8020-5/6_4P_250HP_14.05_BRZ | 5650.2 | 5650.2 | 5650.2 | 1 | 1 | 2 | D | KPVS_SplitCase | 12 | 8 | 12 |  | 14
461 | 101 | 8020-5/6-4P-300HP KPVS | KPVS_8020-5/6_4P_300HP_14.81_BRZ | 5920 | 5920 | 5920 | 1 | 1 | 2 | D | KPVS_SplitCase | 12 | 8 | 12 |  | 14
462 | 102 | 1012-1/2-4P-60HP KPVS | KPVS_1012-1/2_4P_60HP_8.54_BRZ | 4880.8 | 4880.8 | 4880.8 | 1 | 1 | 2 | D | KPVS_SplitCase | 12 | 10 | 12 |  | 14
463 | 103 | 1012-1/2-4P-75HP KPVS | KPVS_1012-1/2_4P_75HP_9.30_BRZ | 5233.9 | 5233.9 | 5233.9 | 1 | 1 | 2 | D | KPVS_SplitCase | 12 | 10 | 12 |  | 14
464 | 104 | 1012-1/2-4P-100HP KPVS | KPVS_1012-1/2_4P_100HP_10.20_BRZ | 5663.7 | 5663.7 | 5663.7 | 1 | 1 | 2 | D | KPVS_SplitCase | 12 | 10 | 12 |  | 14
465 | 105 | 1012-1/2-4P-125HP KPVS | KPVS_1012-1/2_4P_125HP_10.79_BRZ | 6091.7 | 6091.7 | 6091.7 | 1 | 1 | 2 | D | KPVS_SplitCase | 12 | 10 | 12 |  | 14
466 | 106 | 1012-1/2-4P-150HP KPVS | KPVS_1012-1/2_4P_150HP_11.42_BRZ | 6598.6 | 6598.6 | 6598.6 | 1 | 1 | 2 | D | KPVS_SplitCase | 12 | 10 | 12 |  | 14
467 | 107 | 1012-1/2-4P-200HP KPVS | KPVS_1012-1/2_4P_200HP_12.00_BRZ | 7035 | 7035 | 7035 | 1 | 1 | 2 | D | KPVS_SplitCase | 12 | 10 | 12 |  | 14
468 | 108 | 1015-3/4-4P-125HP KPVS | KPVS_1015-3/4_4P_125HP_11.26_BRZ | 5646.6 | 5646.6 | 5646.6 | 1 | 1 | 2 | D | KPVS_SplitCase | 12 | 10 | 12 |  | 14
469 | 109 | 1015-3/4-4P-150HP KPVS | KPVS_1015-3/4_4P_150HP_11.96_BRZ | 6108.6 | 6108.6 | 6108.6 | 1 | 1 | 2 | D | KPVS_SplitCase | 12 | 10 | 12 |  | 14
470 | 110 | 1015-3/4-4P-200HP KPVS | KPVS_1015-3/4_4P_200HP_12.89_BRZ | 6722.4 | 6722.4 | 6722.4 | 1 | 1 | 2 | D | KPVS_SplitCase | 12 | 10 | 12 |  | 14
471 | 111 | 1015-3/4-4P-250HP KPVS | KPVS_1015-3/4_4P_250HP_13.52_BRZ | 7055.6 | 7055.6 | 7055.6 | 1 | 1 | 2 | D | KPVS_SplitCase | 12 | 10 | 12 |  | 14
472 | 112 | 1015-3/4-4P-300HP KPVS | KPVS_1015-3/4_4P_300HP_14.03_BRZ | 7256.3 | 7256.3 | 7256.3 | 1 | 1 | 2 | D | KPVS_SplitCase | 12 | 10 | 12 |  | 14
473 | 113 | 1220-5/6-6P-125HP KPVS | KPVS_1220-5/6_6P_125HP_13.61_BRZ | 7208.6 | 7208.6 | 7208.6 | 1 | 1 | 2 | D | KPVS_SplitCase | 14 | 12 | 14 |  | 16
474 | 114 | 1220-5/6-6P-150HP KPVS | KPVS_1220-5/6_6P_150HP_14.41_BRZ | 7821.9 | 7821.9 | 7821.9 | 1 | 1 | 2 | D | KPVS_SplitCase | 14 | 12 | 14 |  | 16
475 | 115 | 1220-5/6-6P-200HP KPVS | KPVS_1220-5/6_6P_200HP_16.03_BRZ | 9109.1 | 9109.1 | 9109.1 | 1 | 1 | 2 | D | KPVS_SplitCase | 14 | 12 | 14 |  | 16
476 | 116 | 1220-5/6-6P-250HP KPVS | KPVS_1220-5/6_6P_250HP_17.26_BRZ | 10125.3 | 10125.3 | 10125.3 | 1 | 1 | 2 | D | KPVS_SplitCase | 14 | 12 | 14 |  | 16
477 | 117 | 1220-5/6-6P-300HP KPVS | KPVS_1220-5/6_6P_300HP_18.18_BRZ | 10905.9 | 10905.9 | 10905.9 | 1 | 1 | 2 | D | KPVS_SplitCase | 14 | 12 | 14 |  | 16
478 | 118 | 1415-1/2-4P-250HP KPVS | KPVS_1415-1/2_4P_250HP_12.73_BRZ | 10473.9 | 10473.9 | 10473.9 | 1 | 1 | 2 | D | KPVS_SplitCase | 16 | 14 | 16 |  | 18
479 | 119 | 1415-1/2-4P-300HP KPVS | KPVS_1415-1/2_4P_300HP_13.48_BRZ | 11367.6 | 11367.6 | 11367.6 | 1 | 1 | 2 | D | KPVS_SplitCase | 16 | 14 | 16 |  | 18
480 | 120 | 1415-3/4-4P-300HP KPVS | KPVS_1415-3/4_4P_300HP_13.24_BRZ | 11554.5 | 11554.5 | 11554.5 | 1 | 1 | 2 | D | KPVS_SplitCase | 18 | 14 | 18 |  | 20
481 | 1 | 2095-1/2-2P-20HP KPVS | KPVS_2095-1/2_2P_25HP_7.19_BRZ | 404.6 | 404.6 | 809.2 | 2 | 1 | 3 | E | KPVS_SplitCase | 2.5 | 2 | 2.5 |  | 3
482 | 2 | 2095-1/2-2P-25HP KPVS | KPVS_2095-1/2_2P_30HP_7.57_BRZ | 435.2 | 435.2 | 870.4 | 2 | 1 | 3 | E | KPVS_SplitCase | 2.5 | 2 | 2.5 |  | 3
483 | 3 | 2095-1/2-2P-30HP KPVS | KPVS_2095-1/2_2P_40HP_8.07_BRZ | 476.1 | 476.1 | 952.2 | 2 | 1 | 3 | E | KPVS_SplitCase | 2.5 | 2 | 2.5 |  | 3
484 | 4 | 2095-1/2-2P-40HP KPVS | KPVS_2095-1/2_2P_50HP_8.60_BRZ | 521.2 | 521.2 | 1042.4 | 2 | 1 | 3 | E | KPVS_SplitCase | 2.5 | 2 | 2.5 |  | 3
485 | 5 | 2095-1/2-2P-50HP KPVS | KPVS_2095-1/2_2P_60HP_9.11_BRZ | 565.7 | 565.7 | 1131.4 | 2 | 1 | 3 | E | KPVS_SplitCase | 2.5 | 2 | 2.5 |  | 3
486 | 6 | 2095-1/2-2P-60HP KPVS | KPVS_2095-1/2_2P_75HP_9.50_BRZ | 600 | 600 | 1200 | 2 | 1 | 3 | E | KPVS_SplitCase | 2.5 | 2 | 2.5 |  | 3
487 | 7 | 2095-1/2-2P-75HP KPVS | KPVS_2095-1/2_2P_40HP_8.07_BRZ | 476.1 | 476.1 | 952.2 | 2 | 1 | 3 | E | KPVS_SplitCase | 2.5 | 2 | 2.5 |  | 3
488 | 8 | 2013-5/6-4P-10HP KPVS | KPVS_2013-5/6_4P_10HP_9.49_SS | 309.5 | 309.5 | 619 | 2 | 1 | 3 | E | KPVS_SplitCase | 2.5 | 2 | 2.5 |  | 3
489 | 9 | 2013-5/6-4P-15HP KPVS | KPVS_2013-5/6_4P_15HP_10.92_SS | 366.2 | 366.2 | 732.4 | 2 | 1 | 3 | E | KPVS_SplitCase | 2.5 | 2 | 2.5 |  | 3
490 | 10 | 2013-5/6-4P-20HP KPVS | KPVS_2013-5/6_4P_20HP_12.03_SS | 405.9 | 405.9 | 811.8 | 2 | 1 | 3 | E | KPVS_SplitCase | 2.5 | 2 | 2.5 |  | 3
491 | 11 | 2013-5/6-4P-25HP KPVS | KPVS_2013-5/6_4P_25HP_13.00_SS | 441.1 | 441.1 | 882.2 | 2 | 1 | 3 | E | KPVS_SplitCase | 2.5 | 2 | 2.5 |  | 3
492 | 12 | 3095-7/8-2P-40HP KPVS | KPVS_3095-7/8_2P_40HP_6.83_BRZ | 844.1 | 844.1 | 1688.2 | 2 | 1 | 3 | E | KPVS_SplitCase | 4 | 3 | 4 |  | 5
493 | 13 | 3095-7/8-2P-50HP KPVS | KPVS_3095-7/8_2P_50HP_7.31_BRZ | 888.7 | 888.7 | 1777.4 | 2 | 1 | 3 | E | KPVS_SplitCase | 4 | 3 | 4 |  | 5
494 | 14 | 3095-7/8-2P-60HP KPVS | KPVS_3095-7/8_2P_60HP_7.80_BRZ | 910.5 | 910.5 | 1821 | 2 | 1 | 3 | E | KPVS_SplitCase | 4 | 3 | 4 |  | 5
495 | 15 | 3095-7/8-2P-75HP KPVS | KPVS_3095-7/8_2P_75HP_8.47_BRZ | 901.5 | 901.5 | 1803 | 2 | 1 | 3 | E | KPVS_SplitCase | 4 | 3 | 4 |  | 5
496 | 16 | 3095-7/8-2P-100HP KPVS | KPVS_3095-7/8_2P_100HP_9.24_BRZ | 964.4 | 964.4 | 1928.8 | 2 | 1 | 3 | E | KPVS_SplitCase | 4 | 3 | 4 |  | 5
497 | 17 | 3095-7/8-2P-125HP KPVS | KPVS_3095-7/8_2P_125HP_9.50_BRZ | 1000 | 1000 | 2000 | 2 | 1 | 3 | E | KPVS_SplitCase | 4 | 3 | 4 |  | 5
498 | 18 | 3014-7/8-4P-20HP KPVS | KPVS_3014-7/8_4P_20HP_10.51_BRZ | 597.3 | 597.3 | 1194.6 | 2 | 1 | 3 | E | KPVS_SplitCase | 4 | 3 | 4 |  | 5
499 | 19 | 3014-7/8-4P-25HP KPVS | KPVS_3014-7/8_4P_25HP_11.23_BRZ | 656.6 | 656.6 | 1313.2 | 2 | 1 | 3 | E | KPVS_SplitCase | 4 | 3 | 4 |  | 5
500 | 20 | 3014-7/8-4P-30HP KPVS | KPVS_3014-7/8_4P_30HP_11.86_BRZ | 710 | 710 | 1420 | 2 | 1 | 3 | E | KPVS_SplitCase | 4 | 3 | 4 |  | 5
501 | 21 | 3014-7/8-4P-40HP KPVS | KPVS_3014-7/8_4P_40HP_12.92_BRZ | 802.4 | 802.4 | 1604.8 | 2 | 1 | 3 | E | KPVS_SplitCase | 4 | 3 | 4 |  | 5
502 | 22 | 3014-7/8-4P-50HP KPVS | KPVS_3014-7/8_4P_50HP_13.79_BRZ | 880.7 | 880.7 | 1761.4 | 2 | 1 | 3 | E | KPVS_SplitCase | 4 | 3 | 4 |  | 5
503 | 23 | 3014-7/8-4P-60HP KPVS | KPVS_3014-7/8_4P_60HP_14.00_BRZ | 900 | 900 | 1800 | 2 | 1 | 3 | E | KPVS_SplitCase | 4 | 3 | 4 |  | 5
504 | 24 | 4012-1/2-4P-5HP KPVS | KPVS_4012-1/2_4P_5HP_6.82_BRZ | 532.4 | 532.4 | 1064.8 | 2 | 1 | 3 | E | KPVS_SplitCase | 5 | 4 | 5 |  | 6
505 | 25 | 4012-1/2-4P-7.5HP KPVS | KPVS_4012-1/2_4P_7.5HP_7.70_BRZ | 625.2 | 625.2 | 1250.4 | 2 | 1 | 3 | E | KPVS_SplitCase | 5 | 4 | 5 |  | 6
506 | 26 | 4012-1/2-4P-10HP KPVS | KPVS_4012-1/2_4P_10HP_8.39_BRZ | 696.4 | 696.4 | 1392.8 | 2 | 1 | 3 | E | KPVS_SplitCase | 5 | 4 | 5 |  | 6
507 | 27 | 4012-1/2-4P-15HP KPVS | KPVS_4012-1/2_4P_15HP_9.28_BRZ | 775.8 | 775.8 | 1551.6 | 2 | 1 | 3 | E | KPVS_SplitCase | 5 | 4 | 5 |  | 6
508 | 28 | 4012-1/2-4P-20HP KPVS | KPVS_4012-1/2_4P_20HP_10.04_BRZ | 829.7 | 829.7 | 1659.4 | 2 | 1 | 3 | E | KPVS_SplitCase | 5 | 4 | 5 |  | 6
509 | 29 | 4012-1/2-4P-25HP KPVS | KPVS_4012-1/2_4P_25HP_10.91_BRZ | 914.4 | 914.4 | 1828.8 | 2 | 1 | 3 | E | KPVS_SplitCase | 5 | 4 | 5 |  | 6
510 | 30 | 4012-1/2-4P-30HP KPVS | KPVS_4012-1/2_4P_30HP_11.00_BRZ | 924 | 924 | 1848 | 2 | 1 | 3 | E | KPVS_SplitCase | 5 | 4 | 5 |  | 6
511 | 31 | 4012-7/8-4P-10HP KPVS | KPVS_4012-7/8_4P_10HP_7.56_BRZ | 887.5 | 887.5 | 1775 | 2 | 1 | 3 | E | KPVS_SplitCase | 5 | 4 | 5 |  | 6
512 | 32 | 4012-7/8-4P-15HP KPVS | KPVS_4012-7/8_4P_15HP_8.57_BRZ | 976.3 | 976.3 | 1952.6 | 2 | 1 | 3 | E | KPVS_SplitCase | 5 | 4 | 5 |  | 6
513 | 33 | 4012-7/8-4P-20HP KPVS | KPVS_4012-7/8_4P_20HP_9.35_BRZ | 1058.8 | 1058.8 | 2117.6 | 2 | 1 | 3 | E | KPVS_SplitCase | 5 | 4 | 5 |  | 6
514 | 34 | 4012-7/8-4P-25HP KPVS | KPVS_4012-7/8_4P_25HP_9.91_BRZ | 1105.4 | 1105.4 | 2210.8 | 2 | 1 | 3 | E | KPVS_SplitCase | 5 | 4 | 5 |  | 6
515 | 35 | 4012-7/8-4P-30HP KPVS | KPVS_4012-7/8_4P_30HP_10.38_BRZ | 1130.9 | 1130.9 | 2261.8 | 2 | 1 | 3 | E | KPVS_SplitCase | 5 | 4 | 5 |  | 6
516 | 36 | 4012-7/8-4P-40HP KPVS | KPVS_4012-7/8_4P_40HP_11.39_BRZ | 1197.7 | 1197.7 | 2395.4 | 2 | 1 | 3 | E | KPVS_SplitCase | 5 | 4 | 5 |  | 6
517 | 37 | 4012-7/8-4P-50HP KPVS | KPVS_4012-7/8_4P_50HP_12.00_BRZ | 1259 | 1259 | 2518 | 2 | 1 | 3 | E | KPVS_SplitCase | 5 | 4 | 5 |  | 6
518 | 38 | 4015-9/0-4P-25HP KPVS | KPVS_4015-9/0_4P_25HP_9.71_BRZ | 786.3 | 786.3 | 1572.6 | 2 | 1 | 3 | E | KPVS_SplitCase | 5 | 4 | 5 |  | 6
519 | 39 | 4015-9/0-4P-30HP KPVS | KPVS_4015-9/0_4P_30HP_10.24_BRZ | 848.4 | 848.4 | 1696.8 | 2 | 1 | 3 | E | KPVS_SplitCase | 5 | 4 | 5 |  | 6
520 | 40 | 4015-9/0-4P-40HP KPVS | KPVS_4015-9/0_4P_40HP_11.17_BRZ | 960.9 | 960.9 | 1921.8 | 2 | 1 | 3 | E | KPVS_SplitCase | 5 | 4 | 5 |  | 6
521 | 41 | 4015-9/0-4P-50HP KPVS | KPVS_4015-9/0_4P_50HP_11.92_BRZ | 1054.6 | 1054.6 | 2109.2 | 2 | 1 | 3 | E | KPVS_SplitCase | 5 | 4 | 5 |  | 6
522 | 42 | 4015-9/0-4P-60HP KPVS | KPVS_4015-9/0_4P_60HP_12.56_BRZ | 1137.7 | 1137.7 | 2275.4 | 2 | 1 | 3 | E | KPVS_SplitCase | 5 | 4 | 5 |  | 6
523 | 43 | 4015-9/0-4P-75HP KPVS | KPVS_4015-9/0_4P_75HP_13.30_BRZ | 1251.5 | 1251.5 | 2503 | 2 | 1 | 3 | E | KPVS_SplitCase | 5 | 4 | 5 |  | 6
524 | 44 | 4015-9/0-4P-100HP KPVS | KPVS_4015-9/0_4P_100HP_14.44_BRZ | 1415.3 | 1415.3 | 2830.6 | 2 | 1 | 3 | E | KPVS_SplitCase | 5 | 4 | 5 |  | 6
525 | 45 | 4015-9/0-4P-125HP KPVS | KPVS_4015-9/0_4P_125HP_15.25_BRZ | 1500 | 1500 | 3000 | 2 | 1 | 3 | E | KPVS_SplitCase | 5 | 4 | 5 |  | 6
526 | 46 | 5012-7/8-4P-15HP KPVS | KPVS_5012-7/8_4P_15HP_7.65_BRZ | 1236.1 | 1236.1 | 2472.2 | 2 | 1 | 3 | E | KPVS_SplitCase | 6 | 5 | 6 |  | 8
527 | 47 | 5012-7/8-4P-20HP KPVS | KPVS_5012-7/8_4P_20HP_8.38_BRZ | 1345.4 | 1345.4 | 2690.8 | 2 | 1 | 3 | E | KPVS_SplitCase | 6 | 5 | 6 |  | 8
528 | 48 | 5012-7/8-4P-25HP KPVS | KPVS_5012-7/8_4P_25HP_8.96_BRZ | 1441.8 | 1441.8 | 2883.6 | 2 | 1 | 3 | E | KPVS_SplitCase | 6 | 5 | 6 |  | 8
529 | 49 | 5012-7/8-4P-30HP KPVS | KPVS_5012-7/8_4P_30HP_9.45_BRZ | 1529.7 | 1529.7 | 3059.4 | 2 | 1 | 3 | E | KPVS_SplitCase | 6 | 5 | 6 |  | 8
530 | 50 | 5012-7/8-4P-40HP KPVS | KPVS_5012-7/8_4P_40HP_10.20_BRZ | 1658 | 1658 | 3316 | 2 | 1 | 3 | E | KPVS_SplitCase | 6 | 5 | 6 |  | 8
531 | 51 | 5012-7/8-4P-50HP KPVS | KPVS_5012-7/8_4P_50HP_10.79_BRZ | 1758.4 | 1758.4 | 3516.8 | 2 | 1 | 3 | E | KPVS_SplitCase | 6 | 5 | 6 |  | 8
532 | 52 | 5012-7/8-4P-60HP KPVS | KPVS_5012-7/8_4P_60HP_11.37_BRZ | 1869.9 | 1869.9 | 3739.8 | 2 | 1 | 3 | E | KPVS_SplitCase | 6 | 5 | 6 |  | 8
533 | 53 | 5012-7/8-4P-75HP KPVS | KPVS_5012-7/8_4P_75HP_12.00_BRZ | 2000 | 2000 | 4000 | 2 | 1 | 3 | E | KPVS_SplitCase | 6 | 5 | 6 |  | 8
534 | 54 | 5015-9/0-4P-25HP KPVS | KPVS_5015-9/0_4P_25HP_9.03_BRZ | 1495.7 | 1495.7 | 2991.4 | 2 | 1 | 3 | E | KPVS_SplitCase | 6 | 5 | 6 |  | 8
535 | 55 | 5015-9/0-4P-30HP KPVS | KPVS_5015-9/0_4P_30HP_9.62_BRZ | 1583.4 | 1583.4 | 3166.8 | 2 | 1 | 3 | E | KPVS_SplitCase | 6 | 5 | 6 |  | 8
536 | 56 | 5015-9/0-4P-40HP KPVS | KPVS_5015-9/0_4P_40HP_10.56_BRZ | 1715.7 | 1715.7 | 3431.4 | 2 | 1 | 3 | E | KPVS_SplitCase | 6 | 5 | 6 |  | 8
537 | 57 | 5015-9/0-4P-50HP KPVS | KPVS_5015-9/0_4P_50HP_11.30_BRZ | 1813.1 | 1813.1 | 3626.2 | 2 | 1 | 3 | E | KPVS_SplitCase | 6 | 5 | 6 |  | 8
538 | 58 | 5015-9/0-4P-60HP KPVS | KPVS_5015-9/0_4P_60HP_11.87_BRZ | 1884.3 | 1884.3 | 3768.6 | 2 | 1 | 3 | E | KPVS_SplitCase | 6 | 5 | 6 |  | 8
539 | 59 | 5015-9/0-4P-75HP KPVS | KPVS_5015-9/0_4P_75HP_12.61_BRZ | 1998.6 | 1998.6 | 3997.2 | 2 | 1 | 3 | E | KPVS_SplitCase | 6 | 5 | 6 |  | 8
540 | 60 | 5015-9/0-4P-100HP KPVS | KPVS_5015-9/0_4P_100HP_13.60_BRZ | 2182.4 | 2182.4 | 4364.8 | 2 | 1 | 3 | E | KPVS_SplitCase | 6 | 5 | 6 |  | 8
541 | 61 | 5015-9/0-4P-125HP KPVS | KPVS_5015-9/0_4P_125HP_14.35_BRZ | 2327.6 | 2327.6 | 4655.2 | 2 | 1 | 3 | E | KPVS_SplitCase | 6 | 5 | 6 |  | 8
542 | 62 | 5015-9/0-4P-150HP KPVS | KPVS_5015-9/0_4P_150HP_15.00_BRZ | 2460 | 2460 | 4920 | 2 | 1 | 3 | E | KPVS_SplitCase | 6 | 5 | 6 |  | 8
543 | 63 | 6012-3/4-4P-20HP KPVS | KPVS_6012-3/4_4P_20HP_7.18_BRZ | 1948.3 | 1948.3 | 3896.6 | 2 | 1 | 3 | E | KPVS_SplitCase | 8 | 6 | 8 |  | 10
544 | 64 | 6012-3/4-4P-25HP KPVS | KPVS_6012-3/4_4P_25HP_7.66_BRZ | 2103.8 | 2103.8 | 4207.6 | 2 | 1 | 3 | E | KPVS_SplitCase | 8 | 6 | 8 |  | 10
545 | 65 | 6012-3/4-4P-30HP KPVS | KPVS_6012-3/4_4P_30HP_8.02_BRZ | 2220.5 | 2220.5 | 4441 | 2 | 1 | 3 | E | KPVS_SplitCase | 8 | 6 | 8 |  | 10
546 | 66 | 6012-3/4-4P-40HP KPVS | KPVS_6012-3/4_4P_40HP_8.86_BRZ | 2492.6 | 2492.6 | 4985.2 | 2 | 1 | 3 | E | KPVS_SplitCase | 8 | 6 | 8 |  | 10
547 | 67 | 6012-3/4-4P-50HP KPVS | KPVS_6012-3/4_4P_50HP_9.85_BRZ | 2801.3 | 2801.3 | 5602.6 | 2 | 1 | 3 | E | KPVS_SplitCase | 8 | 6 | 8 |  | 10
548 | 68 | 6012-3/4-4P-60HP KPVS | KPVS_6012-3/4_4P_60HP_10.38_BRZ | 2944.6 | 2944.6 | 5889.2 | 2 | 1 | 3 | E | KPVS_SplitCase | 8 | 6 | 8 |  | 10
549 | 69 | 6012-3/4-4P-75HP KPVS | KPVS_6012-3/4_4P_75HP_11.05_BRZ | 3118.5 | 3118.5 | 6237 | 2 | 1 | 3 | E | KPVS_SplitCase | 8 | 6 | 8 |  | 10
550 | 70 | 6012-3/4-4P-100HP KPVS | KPVS_6012-3/4_4P_100HP_12.00_BRZ | 3375 | 3375 | 6750 | 2 | 1 | 3 | E | KPVS_SplitCase | 8 | 6 | 8 |  | 10
551 | 71 | 6015-3/4-4P-40HP KPVS | KPVS_6015-3/4_4P_40HP_9.03_BRZ | 2242.4 | 2242.4 | 4484.8 | 2 | 1 | 3 | E | KPVS_SplitCase | 8 | 6 | 8 |  | 10
552 | 72 | 6015-3/4-4P-50HP KPVS | KPVS_6015-3/4_4P_50HP_9.58_BRZ | 2378.6 | 2378.6 | 4757.2 | 2 | 1 | 3 | E | KPVS_SplitCase | 8 | 6 | 8 |  | 10
553 | 73 | 6015-3/4-4P-60HP KPVS | KPVS_6015-3/4_4P_60HP_10.10_BRZ | 2507.3 | 2507.3 | 5014.6 | 2 | 1 | 3 | E | KPVS_SplitCase | 8 | 6 | 8 |  | 10
554 | 74 | 6015-3/4-4P-75HP KPVS | KPVS_6015-3/4_4P_75HP_10.82_BRZ | 2685.5 | 2685.5 | 5371 | 2 | 1 | 3 | E | KPVS_SplitCase | 8 | 6 | 8 |  | 10
555 | 75 | 6015-3/4-4P-100HP KPVS | KPVS_6015-3/4_4P_100HP_11.99_BRZ | 2975 | 2975 | 5950 | 2 | 1 | 3 | E | KPVS_SplitCase | 8 | 6 | 8 |  | 10
556 | 76 | 6015-3/4-4P-125HP KPVS | KPVS_6015-3/4_4P_125HP_12.84_BRZ | 3257.5 | 3257.5 | 6515 | 2 | 1 | 3 | E | KPVS_SplitCase | 8 | 6 | 8 |  | 10
557 | 77 | 6015-3/4-4P-150HP KPVS | KPVS_6015-3/4_4P_150HP_13.50_BRZ | 3513.8 | 3513.8 | 7027.6 | 2 | 1 | 3 | E | KPVS_SplitCase | 8 | 6 | 8 |  | 10
558 | 78 | 6015-3/4-4P-200HP KPVS | KPVS_6015-3/4_4P_200HP_14.71_BRZ | 3946.3 | 3946.3 | 7892.6 | 2 | 1 | 3 | E | KPVS_SplitCase | 8 | 6 | 8 |  | 10
559 | 79 | 6015-3/4-4P-250HP KPVS | KPVS_6015-3/4_4P_250HP_15.00_BRZ | 4050 | 4050 | 8100 | 2 | 1 | 3 | E | KPVS_SplitCase | 8 | 6 | 8 |  | 10
560 | 80 | 6019-7/8-4P-125HP KPVS | KPVS_6019-7/8_4P_125HP_15.17_BRZ | 2174.5 | 2174.5 | 4349 | 2 | 1 | 3 | E | KPVS_SplitCase | 8 | 6 | 8 |  | 10
561 | 81 | 6019-7/8-4P-150HP KPVS | KPVS_6019-7/8_4P_150HP_15.81_BRZ | 2306.3 | 2306.3 | 4612.6 | 2 | 1 | 3 | E | KPVS_SplitCase | 8 | 6 | 8 |  | 10
562 | 82 | 6019-7/8-4P-200HP KPVS | KPVS_6019-7/8_4P_200HP_17.26_BRZ | 2615.2 | 2615.2 | 5230.4 | 2 | 1 | 3 | E | KPVS_SplitCase | 8 | 6 | 8 |  | 10
563 | 83 | 6019-7/8-4P-250HP KPVS | KPVS_6019-7/8_4P_250HP_18.44_BRZ | 2874.5 | 2874.5 | 5749 | 2 | 1 | 3 | E | KPVS_SplitCase | 8 | 6 | 8 |  | 10
564 | 84 | 6019-7/8-4P-300HP KPVS | KPVS_6019-7/8_4P_300HP_19.00_BRZ | 3000 | 3000 | 6000 | 2 | 1 | 3 | E | KPVS_SplitCase | 8 | 6 | 8 |  | 10
565 | 85 | 8012-5/6-4P-30HP KPVS | KPVS_8012-5/6_4P_30HP_7.25_BRZ | 2655.1 | 2655.1 | 5310.2 | 2 | 1 | 3 | E | KPVS_SplitCase | 10 | 8 | 10 |  | 12
566 | 86 | 8012-5/6-4P-40HP KPVS | KPVS_8012-5/6_4P_40HP_8.36_BRZ | 3152.9 | 3152.9 | 6305.8 | 2 | 1 | 3 | E | KPVS_SplitCase | 10 | 8 | 10 |  | 12
567 | 87 | 8012-5/6-4P-50HP KPVS | KPVS_8012-5/6_4P_50HP_9.16_BRZ | 3509.4 | 3509.4 | 7018.8 | 2 | 1 | 3 | E | KPVS_SplitCase | 10 | 8 | 10 |  | 12
568 | 88 | 8012-5/6-4P-60HP KPVS | KPVS_8012-5/6_4P_60HP_9.76_BRZ | 3787.8 | 3787.8 | 7575.6 | 2 | 1 | 3 | E | KPVS_SplitCase | 10 | 8 | 10 |  | 12
569 | 89 | 8012-5/6-4P-75HP KPVS | KPVS_8012-5/6_4P_75HP_10.38_BRZ | 4118.9 | 4118.9 | 8237.8 | 2 | 1 | 3 | E | KPVS_SplitCase | 10 | 8 | 10 |  | 12
570 | 90 | 8012-5/6-4P-100HP KPVS | KPVS_8012-5/6_4P_100HP_11.25_BRZ | 4600.7 | 4600.7 | 9201.4 | 2 | 1 | 3 | E | KPVS_SplitCase | 10 | 8 | 10 |  | 12
571 | 91 | 8012-5/6-4P-125HP KPVS | KPVS_8012-5/6_4P_125HP_12.00_BRZ | 5002.5 | 5002.5 | 10005 | 2 | 1 | 3 | E | KPVS_SplitCase | 10 | 8 | 10 |  | 12
572 | 92 | 8015-3/4-4P-60HP KPVS | KPVS_8015-3/4_4P_60HP_9.15_BRZ | 3658.5 | 3658.5 | 7317 | 2 | 1 | 3 | E | KPVS_SplitCase | 10 | 8 | 10 |  | 12
573 | 93 | 8015-3/4-4P-75HP KPVS | KPVS_8015-3/4_4P_75HP_9.92_BRZ | 3958.8 | 3958.8 | 7917.6 | 2 | 1 | 3 | E | KPVS_SplitCase | 10 | 8 | 10 |  | 12
574 | 94 | 8015-3/4-4P-100HP KPVS | KPVS_8015-3/4_4P_100HP_10.95_BRZ | 4360.5 | 4360.5 | 8721 | 2 | 1 | 3 | E | KPVS_SplitCase | 10 | 8 | 10 |  | 12
575 | 95 | 8015-3/4-4P-125HP KPVS | KPVS_8015-3/4_4P_125HP_11.69_BRZ | 4649.1 | 4649.1 | 9298.2 | 2 | 1 | 3 | E | KPVS_SplitCase | 10 | 8 | 10 |  | 12
576 | 96 | 8015-3/4-4P-150HP KPVS | KPVS_8015-3/4_4P_150HP_12.23_BRZ | 4862.4 | 4862.4 | 9724.8 | 2 | 1 | 3 | E | KPVS_SplitCase | 10 | 8 | 10 |  | 12
577 | 97 | 8015-3/4-4P-200HP KPVS | KPVS_8015-3/4_4P_200HP_13.29_BRZ | 5297.1 | 5297.1 | 10594.2 | 2 | 1 | 3 | E | KPVS_SplitCase | 10 | 8 | 10 |  | 12
578 | 98 | 8015-3/4-4P-250HP KPVS | KPVS_8015-3/4_4P_250HP_14.19_BRZ | 5667.9 | 5667.9 | 11335.8 | 2 | 1 | 3 | E | KPVS_SplitCase | 10 | 8 | 10 |  | 12
579 | 99 | 8015-3/4-4P-300HP KPVS | KPVS_8015-3/4_4P_300HP_15.00_BRZ | 6000 | 6000 | 12000 | 2 | 1 | 3 | E | KPVS_SplitCase | 10 | 8 | 10 |  | 12
580 | 100 | 8020-5/6-4P-250HP KPVS | KPVS_8020-5/6_4P_250HP_14.05_BRZ | 5650.2 | 5650.2 | 11300.4 | 2 | 1 | 3 | E | KPVS_SplitCase | 12 | 8 | 12 |  | 14
581 | 101 | 8020-5/6-4P-300HP KPVS | KPVS_8020-5/6_4P_300HP_14.81_BRZ | 5920 | 5920 | 11840 | 2 | 1 | 3 | E | KPVS_SplitCase | 12 | 8 | 12 |  | 14
582 | 102 | 1012-1/2-4P-60HP KPVS | KPVS_1012-1/2_4P_60HP_8.54_BRZ | 4880.8 | 4880.8 | 9761.6 | 2 | 1 | 3 | E | KPVS_SplitCase | 12 | 10 | 12 |  | 14
583 | 103 | 1012-1/2-4P-75HP KPVS | KPVS_1012-1/2_4P_75HP_9.30_BRZ | 5233.9 | 5233.9 | 10467.8 | 2 | 1 | 3 | E | KPVS_SplitCase | 12 | 10 | 12 |  | 14
584 | 104 | 1012-1/2-4P-100HP KPVS | KPVS_1012-1/2_4P_100HP_10.20_BRZ | 5663.7 | 5663.7 | 11327.4 | 2 | 1 | 3 | E | KPVS_SplitCase | 12 | 10 | 12 |  | 14
585 | 105 | 1012-1/2-4P-125HP KPVS | KPVS_1012-1/2_4P_125HP_10.79_BRZ | 6091.7 | 6091.7 | 12183.4 | 2 | 1 | 3 | E | KPVS_SplitCase | 12 | 10 | 12 |  | 14
586 | 106 | 1012-1/2-4P-150HP KPVS | KPVS_1012-1/2_4P_150HP_11.42_BRZ | 6598.6 | 6598.6 | 13197.2 | 2 | 1 | 3 | E | KPVS_SplitCase | 12 | 10 | 12 |  | 14
587 | 107 | 1012-1/2-4P-200HP KPVS | KPVS_1012-1/2_4P_200HP_12.00_BRZ | 7035 | 7035 | 14070 | 2 | 1 | 3 | E | KPVS_SplitCase | 12 | 10 | 12 |  | 14
588 | 108 | 1015-3/4-4P-125HP KPVS | KPVS_1015-3/4_4P_125HP_11.26_BRZ | 5646.6 | 5646.6 | 11293.2 | 2 | 1 | 3 | E | KPVS_SplitCase | 12 | 10 | 12 |  | 14
589 | 109 | 1015-3/4-4P-150HP KPVS | KPVS_1015-3/4_4P_150HP_11.96_BRZ | 6108.6 | 6108.6 | 12217.2 | 2 | 1 | 3 | E | KPVS_SplitCase | 12 | 10 | 12 |  | 14
590 | 110 | 1015-3/4-4P-200HP KPVS | KPVS_1015-3/4_4P_200HP_12.89_BRZ | 6722.4 | 6722.4 | 13444.8 | 2 | 1 | 3 | E | KPVS_SplitCase | 12 | 10 | 12 |  | 14
591 | 111 | 1015-3/4-4P-250HP KPVS | KPVS_1015-3/4_4P_250HP_13.52_BRZ | 7055.6 | 7055.6 | 14111.2 | 2 | 1 | 3 | E | KPVS_SplitCase | 12 | 10 | 12 |  | 14
592 | 112 | 1015-3/4-4P-300HP KPVS | KPVS_1015-3/4_4P_300HP_14.03_BRZ | 7256.3 | 7256.3 | 14512.6 | 2 | 1 | 3 | E | KPVS_SplitCase | 12 | 10 | 12 |  | 14
593 | 113 | 1220-5/6-6P-125HP KPVS | KPVS_1220-5/6_6P_125HP_13.61_BRZ | 7208.6 | 7208.6 | 14417.2 | 2 | 1 | 3 | E | KPVS_SplitCase | 14 | 12 | 14 |  | 16
594 | 114 | 1220-5/6-6P-150HP KPVS | KPVS_1220-5/6_6P_150HP_14.41_BRZ | 7821.9 | 7821.9 | 15643.8 | 2 | 1 | 3 | E | KPVS_SplitCase | 14 | 12 | 14 |  | 16
595 | 115 | 1220-5/6-6P-200HP KPVS | KPVS_1220-5/6_6P_200HP_16.03_BRZ | 9109.1 | 9109.1 | 18218.2 | 2 | 1 | 3 | E | KPVS_SplitCase | 14 | 12 | 14 |  | 16
596 | 116 | 1220-5/6-6P-250HP KPVS | KPVS_1220-5/6_6P_250HP_17.26_BRZ | 10125.3 | 10125.3 | 20250.6 | 2 | 1 | 3 | E | KPVS_SplitCase | 14 | 12 | 14 |  | 16
597 | 117 | 1220-5/6-6P-300HP KPVS | KPVS_1220-5/6_6P_300HP_18.18_BRZ | 10905.9 | 10905.9 | 21811.8 | 2 | 1 | 3 | E | KPVS_SplitCase | 14 | 12 | 14 |  | 16
598 | 118 | 1415-1/2-4P-250HP KPVS | KPVS_1415-1/2_4P_250HP_12.73_BRZ | 10473.9 | 10473.9 | 20947.8 | 2 | 1 | 3 | E | KPVS_SplitCase | 16 | 14 | 16 |  | 18
599 | 119 | 1415-1/2-4P-300HP KPVS | KPVS_1415-1/2_4P_300HP_13.48_BRZ | 11367.6 | 11367.6 | 22735.2 | 2 | 1 | 3 | E | KPVS_SplitCase | 16 | 14 | 16 |  | 18
600 | 120 | 1415-3/4-4P-300HP KPVS | KPVS_1415-3/4_4P_300HP_13.24_BRZ | 11554.5 | 11554.5 | 23109 | 2 | 1 | 3 | E | KPVS_SplitCase | 18 | 14 | 18 |  | 20
601 | 1 | 2095-1/2-2P-20HP KPVS | KPVS_2095-1/2_2P_25HP_7.19_BRZ | 404.6 | 404.6 | 1213.8 | 3 | 1 | 4 | F | KPVS_SplitCase | 2.5 | 2 | 2.5 |  | 3
602 | 2 | 2095-1/2-2P-25HP KPVS | KPVS_2095-1/2_2P_30HP_7.57_BRZ | 435.2 | 435.2 | 1305.6 | 3 | 1 | 4 | F | KPVS_SplitCase | 2.5 | 2 | 2.5 |  | 3
603 | 3 | 2095-1/2-2P-30HP KPVS | KPVS_2095-1/2_2P_40HP_8.07_BRZ | 476.1 | 476.1 | 1428.3 | 3 | 1 | 4 | F | KPVS_SplitCase | 2.5 | 2 | 2.5 |  | 3
604 | 4 | 2095-1/2-2P-40HP KPVS | KPVS_2095-1/2_2P_50HP_8.60_BRZ | 521.2 | 521.2 | 1563.6 | 3 | 1 | 4 | F | KPVS_SplitCase | 2.5 | 2 | 2.5 |  | 3
605 | 5 | 2095-1/2-2P-50HP KPVS | KPVS_2095-1/2_2P_60HP_9.11_BRZ | 565.7 | 565.7 | 1697.1 | 3 | 1 | 4 | F | KPVS_SplitCase | 2.5 | 2 | 2.5 |  | 3
606 | 6 | 2095-1/2-2P-60HP KPVS | KPVS_2095-1/2_2P_75HP_9.50_BRZ | 600 | 600 | 1800 | 3 | 1 | 4 | F | KPVS_SplitCase | 2.5 | 2 | 2.5 |  | 3
607 | 7 | 2095-1/2-2P-75HP KPVS | KPVS_2095-1/2_2P_40HP_8.07_BRZ | 476.1 | 476.1 | 1428.3 | 3 | 1 | 4 | F | KPVS_SplitCase | 2.5 | 2 | 2.5 |  | 3
608 | 8 | 2013-5/6-4P-10HP KPVS | KPVS_2013-5/6_4P_10HP_9.49_SS | 309.5 | 309.5 | 928.5 | 3 | 1 | 4 | F | KPVS_SplitCase | 2.5 | 2 | 2.5 |  | 3
609 | 9 | 2013-5/6-4P-15HP KPVS | KPVS_2013-5/6_4P_15HP_10.92_SS | 366.2 | 366.2 | 1098.6 | 3 | 1 | 4 | F | KPVS_SplitCase | 2.5 | 2 | 2.5 |  | 3
610 | 10 | 2013-5/6-4P-20HP KPVS | KPVS_2013-5/6_4P_20HP_12.03_SS | 405.9 | 405.9 | 1217.7 | 3 | 1 | 4 | F | KPVS_SplitCase | 2.5 | 2 | 2.5 |  | 3
611 | 11 | 2013-5/6-4P-25HP KPVS | KPVS_2013-5/6_4P_25HP_13.00_SS | 441.1 | 441.1 | 1323.3 | 3 | 1 | 4 | F | KPVS_SplitCase | 2.5 | 2 | 2.5 |  | 3
612 | 12 | 3095-7/8-2P-40HP KPVS | KPVS_3095-7/8_2P_40HP_6.83_BRZ | 844.1 | 844.1 | 2532.3 | 3 | 1 | 4 | F | KPVS_SplitCase | 4 | 3 | 4 |  | 5
613 | 13 | 3095-7/8-2P-50HP KPVS | KPVS_3095-7/8_2P_50HP_7.31_BRZ | 888.7 | 888.7 | 2666.1 | 3 | 1 | 4 | F | KPVS_SplitCase | 4 | 3 | 4 |  | 5
614 | 14 | 3095-7/8-2P-60HP KPVS | KPVS_3095-7/8_2P_60HP_7.80_BRZ | 910.5 | 910.5 | 2731.5 | 3 | 1 | 4 | F | KPVS_SplitCase | 4 | 3 | 4 |  | 5
615 | 15 | 3095-7/8-2P-75HP KPVS | KPVS_3095-7/8_2P_75HP_8.47_BRZ | 901.5 | 901.5 | 2704.5 | 3 | 1 | 4 | F | KPVS_SplitCase | 4 | 3 | 4 |  | 5
616 | 16 | 3095-7/8-2P-100HP KPVS | KPVS_3095-7/8_2P_100HP_9.24_BRZ | 964.4 | 964.4 | 2893.2 | 3 | 1 | 4 | F | KPVS_SplitCase | 4 | 3 | 4 |  | 5
617 | 17 | 3095-7/8-2P-125HP KPVS | KPVS_3095-7/8_2P_125HP_9.50_BRZ | 1000 | 1000 | 3000 | 3 | 1 | 4 | F | KPVS_SplitCase | 4 | 3 | 4 |  | 5
618 | 18 | 3014-7/8-4P-20HP KPVS | KPVS_3014-7/8_4P_20HP_10.51_BRZ | 597.3 | 597.3 | 1791.9 | 3 | 1 | 4 | F | KPVS_SplitCase | 4 | 3 | 4 |  | 5
619 | 19 | 3014-7/8-4P-25HP KPVS | KPVS_3014-7/8_4P_25HP_11.23_BRZ | 656.6 | 656.6 | 1969.8 | 3 | 1 | 4 | F | KPVS_SplitCase | 4 | 3 | 4 |  | 5
620 | 20 | 3014-7/8-4P-30HP KPVS | KPVS_3014-7/8_4P_30HP_11.86_BRZ | 710 | 710 | 2130 | 3 | 1 | 4 | F | KPVS_SplitCase | 4 | 3 | 4 |  | 5
621 | 21 | 3014-7/8-4P-40HP KPVS | KPVS_3014-7/8_4P_40HP_12.92_BRZ | 802.4 | 802.4 | 2407.2 | 3 | 1 | 4 | F | KPVS_SplitCase | 4 | 3 | 4 |  | 5
622 | 22 | 3014-7/8-4P-50HP KPVS | KPVS_3014-7/8_4P_50HP_13.79_BRZ | 880.7 | 880.7 | 2642.1 | 3 | 1 | 4 | F | KPVS_SplitCase | 4 | 3 | 4 |  | 5
623 | 23 | 3014-7/8-4P-60HP KPVS | KPVS_3014-7/8_4P_60HP_14.00_BRZ | 900 | 900 | 2700 | 3 | 1 | 4 | F | KPVS_SplitCase | 4 | 3 | 4 |  | 5
624 | 24 | 4012-1/2-4P-5HP KPVS | KPVS_4012-1/2_4P_5HP_6.82_BRZ | 532.4 | 532.4 | 1597.2 | 3 | 1 | 4 | F | KPVS_SplitCase | 5 | 4 | 5 |  | 6
625 | 25 | 4012-1/2-4P-7.5HP KPVS | KPVS_4012-1/2_4P_7.5HP_7.70_BRZ | 625.2 | 625.2 | 1875.6 | 3 | 1 | 4 | F | KPVS_SplitCase | 5 | 4 | 5 |  | 6
626 | 26 | 4012-1/2-4P-10HP KPVS | KPVS_4012-1/2_4P_10HP_8.39_BRZ | 696.4 | 696.4 | 2089.2 | 3 | 1 | 4 | F | KPVS_SplitCase | 5 | 4 | 5 |  | 6
627 | 27 | 4012-1/2-4P-15HP KPVS | KPVS_4012-1/2_4P_15HP_9.28_BRZ | 775.8 | 775.8 | 2327.4 | 3 | 1 | 4 | F | KPVS_SplitCase | 5 | 4 | 5 |  | 6
628 | 28 | 4012-1/2-4P-20HP KPVS | KPVS_4012-1/2_4P_20HP_10.04_BRZ | 829.7 | 829.7 | 2489.1 | 3 | 1 | 4 | F | KPVS_SplitCase | 5 | 4 | 5 |  | 6
629 | 29 | 4012-1/2-4P-25HP KPVS | KPVS_4012-1/2_4P_25HP_10.91_BRZ | 914.4 | 914.4 | 2743.2 | 3 | 1 | 4 | F | KPVS_SplitCase | 5 | 4 | 5 |  | 6
630 | 30 | 4012-1/2-4P-30HP KPVS | KPVS_4012-1/2_4P_30HP_11.00_BRZ | 924 | 924 | 2772 | 3 | 1 | 4 | F | KPVS_SplitCase | 5 | 4 | 5 |  | 6
631 | 31 | 4012-7/8-4P-10HP KPVS | KPVS_4012-7/8_4P_10HP_7.56_BRZ | 887.5 | 887.5 | 2662.5 | 3 | 1 | 4 | F | KPVS_SplitCase | 5 | 4 | 5 |  | 6
632 | 32 | 4012-7/8-4P-15HP KPVS | KPVS_4012-7/8_4P_15HP_8.57_BRZ | 976.3 | 976.3 | 2928.9 | 3 | 1 | 4 | F | KPVS_SplitCase | 5 | 4 | 5 |  | 6
633 | 33 | 4012-7/8-4P-20HP KPVS | KPVS_4012-7/8_4P_20HP_9.35_BRZ | 1058.8 | 1058.8 | 3176.4 | 3 | 1 | 4 | F | KPVS_SplitCase | 5 | 4 | 5 |  | 6
634 | 34 | 4012-7/8-4P-25HP KPVS | KPVS_4012-7/8_4P_25HP_9.91_BRZ | 1105.4 | 1105.4 | 3316.2 | 3 | 1 | 4 | F | KPVS_SplitCase | 5 | 4 | 5 |  | 6
635 | 35 | 4012-7/8-4P-30HP KPVS | KPVS_4012-7/8_4P_30HP_10.38_BRZ | 1130.9 | 1130.9 | 3392.7 | 3 | 1 | 4 | F | KPVS_SplitCase | 5 | 4 | 5 |  | 6
636 | 36 | 4012-7/8-4P-40HP KPVS | KPVS_4012-7/8_4P_40HP_11.39_BRZ | 1197.7 | 1197.7 | 3593.1 | 3 | 1 | 4 | F | KPVS_SplitCase | 5 | 4 | 5 |  | 6
637 | 37 | 4012-7/8-4P-50HP KPVS | KPVS_4012-7/8_4P_50HP_12.00_BRZ | 1259 | 1259 | 3777 | 3 | 1 | 4 | F | KPVS_SplitCase | 5 | 4 | 5 |  | 6
638 | 38 | 4015-9/0-4P-25HP KPVS | KPVS_4015-9/0_4P_25HP_9.71_BRZ | 786.3 | 786.3 | 2358.9 | 3 | 1 | 4 | F | KPVS_SplitCase | 5 | 4 | 5 |  | 6
639 | 39 | 4015-9/0-4P-30HP KPVS | KPVS_4015-9/0_4P_30HP_10.24_BRZ | 848.4 | 848.4 | 2545.2 | 3 | 1 | 4 | F | KPVS_SplitCase | 5 | 4 | 5 |  | 6
640 | 40 | 4015-9/0-4P-40HP KPVS | KPVS_4015-9/0_4P_40HP_11.17_BRZ | 960.9 | 960.9 | 2882.7 | 3 | 1 | 4 | F | KPVS_SplitCase | 5 | 4 | 5 |  | 6
641 | 41 | 4015-9/0-4P-50HP KPVS | KPVS_4015-9/0_4P_50HP_11.92_BRZ | 1054.6 | 1054.6 | 3163.8 | 3 | 1 | 4 | F | KPVS_SplitCase | 5 | 4 | 5 |  | 6
642 | 42 | 4015-9/0-4P-60HP KPVS | KPVS_4015-9/0_4P_60HP_12.56_BRZ | 1137.7 | 1137.7 | 3413.1 | 3 | 1 | 4 | F | KPVS_SplitCase | 5 | 4 | 5 |  | 6
643 | 43 | 4015-9/0-4P-75HP KPVS | KPVS_4015-9/0_4P_75HP_13.30_BRZ | 1251.5 | 1251.5 | 3754.5 | 3 | 1 | 4 | F | KPVS_SplitCase | 5 | 4 | 5 |  | 6
644 | 44 | 4015-9/0-4P-100HP KPVS | KPVS_4015-9/0_4P_100HP_14.44_BRZ | 1415.3 | 1415.3 | 4245.9 | 3 | 1 | 4 | F | KPVS_SplitCase | 5 | 4 | 5 |  | 6
645 | 45 | 4015-9/0-4P-125HP KPVS | KPVS_4015-9/0_4P_125HP_15.25_BRZ | 1500 | 1500 | 4500 | 3 | 1 | 4 | F | KPVS_SplitCase | 5 | 4 | 5 |  | 6
646 | 46 | 5012-7/8-4P-15HP KPVS | KPVS_5012-7/8_4P_15HP_7.65_BRZ | 1236.1 | 1236.1 | 3708.3 | 3 | 1 | 4 | F | KPVS_SplitCase | 6 | 5 | 6 |  | 8
647 | 47 | 5012-7/8-4P-20HP KPVS | KPVS_5012-7/8_4P_20HP_8.38_BRZ | 1345.4 | 1345.4 | 4036.2 | 3 | 1 | 4 | F | KPVS_SplitCase | 6 | 5 | 6 |  | 8
648 | 48 | 5012-7/8-4P-25HP KPVS | KPVS_5012-7/8_4P_25HP_8.96_BRZ | 1441.8 | 1441.8 | 4325.4 | 3 | 1 | 4 | F | KPVS_SplitCase | 6 | 5 | 6 |  | 8
649 | 49 | 5012-7/8-4P-30HP KPVS | KPVS_5012-7/8_4P_30HP_9.45_BRZ | 1529.7 | 1529.7 | 4589.1 | 3 | 1 | 4 | F | KPVS_SplitCase | 6 | 5 | 6 |  | 8
650 | 50 | 5012-7/8-4P-40HP KPVS | KPVS_5012-7/8_4P_40HP_10.20_BRZ | 1658 | 1658 | 4974 | 3 | 1 | 4 | F | KPVS_SplitCase | 6 | 5 | 6 |  | 8
651 | 51 | 5012-7/8-4P-50HP KPVS | KPVS_5012-7/8_4P_50HP_10.79_BRZ | 1758.4 | 1758.4 | 5275.2 | 3 | 1 | 4 | F | KPVS_SplitCase | 6 | 5 | 6 |  | 8
652 | 52 | 5012-7/8-4P-60HP KPVS | KPVS_5012-7/8_4P_60HP_11.37_BRZ | 1869.9 | 1869.9 | 5609.7 | 3 | 1 | 4 | F | KPVS_SplitCase | 6 | 5 | 6 |  | 8
653 | 53 | 5012-7/8-4P-75HP KPVS | KPVS_5012-7/8_4P_75HP_12.00_BRZ | 2000 | 2000 | 6000 | 3 | 1 | 4 | F | KPVS_SplitCase | 6 | 5 | 6 |  | 8
654 | 54 | 5015-9/0-4P-25HP KPVS | KPVS_5015-9/0_4P_25HP_9.03_BRZ | 1495.7 | 1495.7 | 4487.1 | 3 | 1 | 4 | F | KPVS_SplitCase | 6 | 5 | 6 |  | 8
655 | 55 | 5015-9/0-4P-30HP KPVS | KPVS_5015-9/0_4P_30HP_9.62_BRZ | 1583.4 | 1583.4 | 4750.2 | 3 | 1 | 4 | F | KPVS_SplitCase | 6 | 5 | 6 |  | 8
656 | 56 | 5015-9/0-4P-40HP KPVS | KPVS_5015-9/0_4P_40HP_10.56_BRZ | 1715.7 | 1715.7 | 5147.1 | 3 | 1 | 4 | F | KPVS_SplitCase | 6 | 5 | 6 |  | 8
657 | 57 | 5015-9/0-4P-50HP KPVS | KPVS_5015-9/0_4P_50HP_11.30_BRZ | 1813.1 | 1813.1 | 5439.3 | 3 | 1 | 4 | F | KPVS_SplitCase | 6 | 5 | 6 |  | 8
658 | 58 | 5015-9/0-4P-60HP KPVS | KPVS_5015-9/0_4P_60HP_11.87_BRZ | 1884.3 | 1884.3 | 5652.9 | 3 | 1 | 4 | F | KPVS_SplitCase | 6 | 5 | 6 |  | 8
659 | 59 | 5015-9/0-4P-75HP KPVS | KPVS_5015-9/0_4P_75HP_12.61_BRZ | 1998.6 | 1998.6 | 5995.8 | 3 | 1 | 4 | F | KPVS_SplitCase | 6 | 5 | 6 |  | 8
660 | 60 | 5015-9/0-4P-100HP KPVS | KPVS_5015-9/0_4P_100HP_13.60_BRZ | 2182.4 | 2182.4 | 6547.2 | 3 | 1 | 4 | F | KPVS_SplitCase | 6 | 5 | 6 |  | 8
661 | 61 | 5015-9/0-4P-125HP KPVS | KPVS_5015-9/0_4P_125HP_14.35_BRZ | 2327.6 | 2327.6 | 6982.8 | 3 | 1 | 4 | F | KPVS_SplitCase | 6 | 5 | 6 |  | 8
662 | 62 | 5015-9/0-4P-150HP KPVS | KPVS_5015-9/0_4P_150HP_15.00_BRZ | 2460 | 2460 | 7380 | 3 | 1 | 4 | F | KPVS_SplitCase | 6 | 5 | 6 |  | 8
663 | 63 | 6012-3/4-4P-20HP KPVS | KPVS_6012-3/4_4P_20HP_7.18_BRZ | 1948.3 | 1948.3 | 5844.9 | 3 | 1 | 4 | F | KPVS_SplitCase | 8 | 6 | 8 |  | 10
664 | 64 | 6012-3/4-4P-25HP KPVS | KPVS_6012-3/4_4P_25HP_7.66_BRZ | 2103.8 | 2103.8 | 6311.4 | 3 | 1 | 4 | F | KPVS_SplitCase | 8 | 6 | 8 |  | 10
665 | 65 | 6012-3/4-4P-30HP KPVS | KPVS_6012-3/4_4P_30HP_8.02_BRZ | 2220.5 | 2220.5 | 6661.5 | 3 | 1 | 4 | F | KPVS_SplitCase | 8 | 6 | 8 |  | 10
666 | 66 | 6012-3/4-4P-40HP KPVS | KPVS_6012-3/4_4P_40HP_8.86_BRZ | 2492.6 | 2492.6 | 7477.8 | 3 | 1 | 4 | F | KPVS_SplitCase | 8 | 6 | 8 |  | 10
667 | 67 | 6012-3/4-4P-50HP KPVS | KPVS_6012-3/4_4P_50HP_9.85_BRZ | 2801.3 | 2801.3 | 8403.9 | 3 | 1 | 4 | F | KPVS_SplitCase | 8 | 6 | 8 |  | 10
668 | 68 | 6012-3/4-4P-60HP KPVS | KPVS_6012-3/4_4P_60HP_10.38_BRZ | 2944.6 | 2944.6 | 8833.8 | 3 | 1 | 4 | F | KPVS_SplitCase | 8 | 6 | 8 |  | 10
669 | 69 | 6012-3/4-4P-75HP KPVS | KPVS_6012-3/4_4P_75HP_11.05_BRZ | 3118.5 | 3118.5 | 9355.5 | 3 | 1 | 4 | F | KPVS_SplitCase | 8 | 6 | 8 |  | 10
670 | 70 | 6012-3/4-4P-100HP KPVS | KPVS_6012-3/4_4P_100HP_12.00_BRZ | 3375 | 3375 | 10125 | 3 | 1 | 4 | F | KPVS_SplitCase | 8 | 6 | 8 |  | 10
671 | 71 | 6015-3/4-4P-40HP KPVS | KPVS_6015-3/4_4P_40HP_9.03_BRZ | 2242.4 | 2242.4 | 6727.2 | 3 | 1 | 4 | F | KPVS_SplitCase | 8 | 6 | 8 |  | 10
672 | 72 | 6015-3/4-4P-50HP KPVS | KPVS_6015-3/4_4P_50HP_9.58_BRZ | 2378.6 | 2378.6 | 7135.8 | 3 | 1 | 4 | F | KPVS_SplitCase | 8 | 6 | 8 |  | 10
673 | 73 | 6015-3/4-4P-60HP KPVS | KPVS_6015-3/4_4P_60HP_10.10_BRZ | 2507.3 | 2507.3 | 7521.9 | 3 | 1 | 4 | F | KPVS_SplitCase | 8 | 6 | 8 |  | 10
674 | 74 | 6015-3/4-4P-75HP KPVS | KPVS_6015-3/4_4P_75HP_10.82_BRZ | 2685.5 | 2685.5 | 8056.5 | 3 | 1 | 4 | F | KPVS_SplitCase | 8 | 6 | 8 |  | 10
675 | 75 | 6015-3/4-4P-100HP KPVS | KPVS_6015-3/4_4P_100HP_11.99_BRZ | 2975 | 2975 | 8925 | 3 | 1 | 4 | F | KPVS_SplitCase | 8 | 6 | 8 |  | 10
676 | 76 | 6015-3/4-4P-125HP KPVS | KPVS_6015-3/4_4P_125HP_12.84_BRZ | 3257.5 | 3257.5 | 9772.5 | 3 | 1 | 4 | F | KPVS_SplitCase | 8 | 6 | 8 |  | 10
677 | 77 | 6015-3/4-4P-150HP KPVS | KPVS_6015-3/4_4P_150HP_13.50_BRZ | 3513.8 | 3513.8 | 10541.4 | 3 | 1 | 4 | F | KPVS_SplitCase | 8 | 6 | 8 |  | 10
678 | 78 | 6015-3/4-4P-200HP KPVS | KPVS_6015-3/4_4P_200HP_14.71_BRZ | 3946.3 | 3946.3 | 11838.9 | 3 | 1 | 4 | F | KPVS_SplitCase | 8 | 6 | 8 |  | 10
679 | 79 | 6015-3/4-4P-250HP KPVS | KPVS_6015-3/4_4P_250HP_15.00_BRZ | 4050 | 4050 | 12150 | 3 | 1 | 4 | F | KPVS_SplitCase | 8 | 6 | 8 |  | 10
680 | 80 | 6019-7/8-4P-125HP KPVS | KPVS_6019-7/8_4P_125HP_15.17_BRZ | 2174.5 | 2174.5 | 6523.5 | 3 | 1 | 4 | F | KPVS_SplitCase | 8 | 6 | 8 |  | 10
681 | 81 | 6019-7/8-4P-150HP KPVS | KPVS_6019-7/8_4P_150HP_15.81_BRZ | 2306.3 | 2306.3 | 6918.9 | 3 | 1 | 4 | F | KPVS_SplitCase | 8 | 6 | 8 |  | 10
682 | 82 | 6019-7/8-4P-200HP KPVS | KPVS_6019-7/8_4P_200HP_17.26_BRZ | 2615.2 | 2615.2 | 7845.6 | 3 | 1 | 4 | F | KPVS_SplitCase | 8 | 6 | 8 |  | 10
683 | 83 | 6019-7/8-4P-250HP KPVS | KPVS_6019-7/8_4P_250HP_18.44_BRZ | 2874.5 | 2874.5 | 8623.5 | 3 | 1 | 4 | F | KPVS_SplitCase | 8 | 6 | 8 |  | 10
684 | 84 | 6019-7/8-4P-300HP KPVS | KPVS_6019-7/8_4P_300HP_19.00_BRZ | 3000 | 3000 | 9000 | 3 | 1 | 4 | F | KPVS_SplitCase | 8 | 6 | 8 |  | 10
685 | 85 | 8012-5/6-4P-30HP KPVS | KPVS_8012-5/6_4P_30HP_7.25_BRZ | 2655.1 | 2655.1 | 7965.3 | 3 | 1 | 4 | F | KPVS_SplitCase | 10 | 8 | 10 |  | 12
686 | 86 | 8012-5/6-4P-40HP KPVS | KPVS_8012-5/6_4P_40HP_8.36_BRZ | 3152.9 | 3152.9 | 9458.7 | 3 | 1 | 4 | F | KPVS_SplitCase | 10 | 8 | 10 |  | 12
687 | 87 | 8012-5/6-4P-50HP KPVS | KPVS_8012-5/6_4P_50HP_9.16_BRZ | 3509.4 | 3509.4 | 10528.2 | 3 | 1 | 4 | F | KPVS_SplitCase | 10 | 8 | 10 |  | 12
688 | 88 | 8012-5/6-4P-60HP KPVS | KPVS_8012-5/6_4P_60HP_9.76_BRZ | 3787.8 | 3787.8 | 11363.4 | 3 | 1 | 4 | F | KPVS_SplitCase | 10 | 8 | 10 |  | 12
689 | 89 | 8012-5/6-4P-75HP KPVS | KPVS_8012-5/6_4P_75HP_10.38_BRZ | 4118.9 | 4118.9 | 12356.7 | 3 | 1 | 4 | F | KPVS_SplitCase | 10 | 8 | 10 |  | 12
690 | 90 | 8012-5/6-4P-100HP KPVS | KPVS_8012-5/6_4P_100HP_11.25_BRZ | 4600.7 | 4600.7 | 13802.1 | 3 | 1 | 4 | F | KPVS_SplitCase | 10 | 8 | 10 |  | 12
691 | 91 | 8012-5/6-4P-125HP KPVS | KPVS_8012-5/6_4P_125HP_12.00_BRZ | 5002.5 | 5002.5 | 15007.5 | 3 | 1 | 4 | F | KPVS_SplitCase | 10 | 8 | 10 |  | 12
692 | 92 | 8015-3/4-4P-60HP KPVS | KPVS_8015-3/4_4P_60HP_9.15_BRZ | 3658.5 | 3658.5 | 10975.5 | 3 | 1 | 4 | F | KPVS_SplitCase | 10 | 8 | 10 |  | 12
693 | 93 | 8015-3/4-4P-75HP KPVS | KPVS_8015-3/4_4P_75HP_9.92_BRZ | 3958.8 | 3958.8 | 11876.4 | 3 | 1 | 4 | F | KPVS_SplitCase | 10 | 8 | 10 |  | 12
694 | 94 | 8015-3/4-4P-100HP KPVS | KPVS_8015-3/4_4P_100HP_10.95_BRZ | 4360.5 | 4360.5 | 13081.5 | 3 | 1 | 4 | F | KPVS_SplitCase | 10 | 8 | 10 |  | 12
695 | 95 | 8015-3/4-4P-125HP KPVS | KPVS_8015-3/4_4P_125HP_11.69_BRZ | 4649.1 | 4649.1 | 13947.3 | 3 | 1 | 4 | F | KPVS_SplitCase | 10 | 8 | 10 |  | 12
696 | 96 | 8015-3/4-4P-150HP KPVS | KPVS_8015-3/4_4P_150HP_12.23_BRZ | 4862.4 | 4862.4 | 14587.2 | 3 | 1 | 4 | F | KPVS_SplitCase | 10 | 8 | 10 |  | 12
697 | 97 | 8015-3/4-4P-200HP KPVS | KPVS_8015-3/4_4P_200HP_13.29_BRZ | 5297.1 | 5297.1 | 15891.3 | 3 | 1 | 4 | F | KPVS_SplitCase | 10 | 8 | 10 |  | 12
698 | 98 | 8015-3/4-4P-250HP KPVS | KPVS_8015-3/4_4P_250HP_14.19_BRZ | 5667.9 | 5667.9 | 17003.7 | 3 | 1 | 4 | F | KPVS_SplitCase | 10 | 8 | 10 |  | 12
699 | 99 | 8015-3/4-4P-300HP KPVS | KPVS_8015-3/4_4P_300HP_15.00_BRZ | 6000 | 6000 | 18000 | 3 | 1 | 4 | F | KPVS_SplitCase | 10 | 8 | 10 |  | 12
700 | 100 | 8020-5/6-4P-250HP KPVS | KPVS_8020-5/6_4P_250HP_14.05_BRZ | 5650.2 | 5650.2 | 16950.6 | 3 | 1 | 4 | F | KPVS_SplitCase | 12 | 8 | 12 |  | 14
701 | 101 | 8020-5/6-4P-300HP KPVS | KPVS_8020-5/6_4P_300HP_14.81_BRZ | 5920 | 5920 | 17760 | 3 | 1 | 4 | F | KPVS_SplitCase | 12 | 8 | 12 |  | 14
702 | 102 | 1012-1/2-4P-60HP KPVS | KPVS_1012-1/2_4P_60HP_8.54_BRZ | 4880.8 | 4880.8 | 14642.4 | 3 | 1 | 4 | F | KPVS_SplitCase | 12 | 10 | 12 |  | 14
703 | 103 | 1012-1/2-4P-75HP KPVS | KPVS_1012-1/2_4P_75HP_9.30_BRZ | 5233.9 | 5233.9 | 15701.7 | 3 | 1 | 4 | F | KPVS_SplitCase | 12 | 10 | 12 |  | 14
704 | 104 | 1012-1/2-4P-100HP KPVS | KPVS_1012-1/2_4P_100HP_10.20_BRZ | 5663.7 | 5663.7 | 16991.1 | 3 | 1 | 4 | F | KPVS_SplitCase | 12 | 10 | 12 |  | 14
705 | 105 | 1012-1/2-4P-125HP KPVS | KPVS_1012-1/2_4P_125HP_10.79_BRZ | 6091.7 | 6091.7 | 18275.1 | 3 | 1 | 4 | F | KPVS_SplitCase | 12 | 10 | 12 |  | 14
706 | 106 | 1012-1/2-4P-150HP KPVS | KPVS_1012-1/2_4P_150HP_11.42_BRZ | 6598.6 | 6598.6 | 19795.8 | 3 | 1 | 4 | F | KPVS_SplitCase | 12 | 10 | 12 |  | 14
707 | 107 | 1012-1/2-4P-200HP KPVS | KPVS_1012-1/2_4P_200HP_12.00_BRZ | 7035 | 7035 | 21105 | 3 | 1 | 4 | F | KPVS_SplitCase | 12 | 10 | 12 |  | 14
708 | 108 | 1015-3/4-4P-125HP KPVS | KPVS_1015-3/4_4P_125HP_11.26_BRZ | 5646.6 | 5646.6 | 16939.8 | 3 | 1 | 4 | F | KPVS_SplitCase | 12 | 10 | 12 |  | 14
709 | 109 | 1015-3/4-4P-150HP KPVS | KPVS_1015-3/4_4P_150HP_11.96_BRZ | 6108.6 | 6108.6 | 18325.8 | 3 | 1 | 4 | F | KPVS_SplitCase | 12 | 10 | 12 |  | 14
710 | 110 | 1015-3/4-4P-200HP KPVS | KPVS_1015-3/4_4P_200HP_12.89_BRZ | 6722.4 | 6722.4 | 20167.2 | 3 | 1 | 4 | F | KPVS_SplitCase | 12 | 10 | 12 |  | 14
711 | 111 | 1015-3/4-4P-250HP KPVS | KPVS_1015-3/4_4P_250HP_13.52_BRZ | 7055.6 | 7055.6 | 21166.8 | 3 | 1 | 4 | F | KPVS_SplitCase | 12 | 10 | 12 |  | 14
712 | 112 | 1015-3/4-4P-300HP KPVS | KPVS_1015-3/4_4P_300HP_14.03_BRZ | 7256.3 | 7256.3 | 21768.9 | 3 | 1 | 4 | F | KPVS_SplitCase | 12 | 10 | 12 |  | 14
713 | 113 | 1220-5/6-6P-125HP KPVS | KPVS_1220-5/6_6P_125HP_13.61_BRZ | 7208.6 | 7208.6 | 21625.8 | 3 | 1 | 4 | F | KPVS_SplitCase | 14 | 12 | 14 |  | 16
714 | 114 | 1220-5/6-6P-150HP KPVS | KPVS_1220-5/6_6P_150HP_14.41_BRZ | 7821.9 | 7821.9 | 23465.7 | 3 | 1 | 4 | F | KPVS_SplitCase | 14 | 12 | 14 |  | 16
715 | 115 | 1220-5/6-6P-200HP KPVS | KPVS_1220-5/6_6P_200HP_16.03_BRZ | 9109.1 | 9109.1 | 27327.3 | 3 | 1 | 4 | F | KPVS_SplitCase | 14 | 12 | 14 |  | 16
716 | 116 | 1220-5/6-6P-250HP KPVS | KPVS_1220-5/6_6P_250HP_17.26_BRZ | 10125.3 | 10125.3 | 30375.9 | 3 | 1 | 4 | F | KPVS_SplitCase | 14 | 12 | 14 |  | 16
717 | 117 | 1220-5/6-6P-300HP KPVS | KPVS_1220-5/6_6P_300HP_18.18_BRZ | 10905.9 | 10905.9 | 32717.7 | 3 | 1 | 4 | F | KPVS_SplitCase | 14 | 12 | 14 |  | 16
718 | 118 | 1415-1/2-4P-250HP KPVS | KPVS_1415-1/2_4P_250HP_12.73_BRZ | 10473.9 | 10473.9 | 31421.7 | 3 | 1 | 4 | F | KPVS_SplitCase | 16 | 14 | 16 |  | 18
719 | 119 | 1415-1/2-4P-300HP KPVS | KPVS_1415-1/2_4P_300HP_13.48_BRZ | 11367.6 | 11367.6 | 34102.8 | 3 | 1 | 4 | F | KPVS_SplitCase | 16 | 14 | 16 |  | 18
720 | 120 | 1415-3/4-4P-300HP KPVS | KPVS_1415-3/4_4P_300HP_13.24_BRZ | 11554.5 | 11554.5 | 34663.5 | 3 | 1 | 4 | F | KPVS_SplitCase | 18 | 14 | 18 |  | 20
721 | 1 | 2095-1/2-2P-20HP KPVS | KPVS_2095-1/2_2P_25HP_7.19_BRZ | 404.6 | 404.6 | 1618.4 | 4 | 1 | 5 | G | KPVS_SplitCase | 2.5 | 2 | 2.5 |  | 3
722 | 2 | 2095-1/2-2P-25HP KPVS | KPVS_2095-1/2_2P_30HP_7.57_BRZ | 435.2 | 435.2 | 1740.8 | 4 | 1 | 5 | G | KPVS_SplitCase | 2.5 | 2 | 2.5 |  | 3
723 | 3 | 2095-1/2-2P-30HP KPVS | KPVS_2095-1/2_2P_40HP_8.07_BRZ | 476.1 | 476.1 | 1904.4 | 4 | 1 | 5 | G | KPVS_SplitCase | 2.5 | 2 | 2.5 |  | 3
724 | 4 | 2095-1/2-2P-40HP KPVS | KPVS_2095-1/2_2P_50HP_8.60_BRZ | 521.2 | 521.2 | 2084.8 | 4 | 1 | 5 | G | KPVS_SplitCase | 2.5 | 2 | 2.5 |  | 3
725 | 5 | 2095-1/2-2P-50HP KPVS | KPVS_2095-1/2_2P_60HP_9.11_BRZ | 565.7 | 565.7 | 2262.8 | 4 | 1 | 5 | G | KPVS_SplitCase | 2.5 | 2 | 2.5 |  | 3
726 | 6 | 2095-1/2-2P-60HP KPVS | KPVS_2095-1/2_2P_75HP_9.50_BRZ | 600 | 600 | 2400 | 4 | 1 | 5 | G | KPVS_SplitCase | 2.5 | 2 | 2.5 |  | 3
727 | 7 | 2095-1/2-2P-75HP KPVS | KPVS_2095-1/2_2P_40HP_8.07_BRZ | 476.1 | 476.1 | 1904.4 | 4 | 1 | 5 | G | KPVS_SplitCase | 2.5 | 2 | 2.5 |  | 3
728 | 8 | 2013-5/6-4P-10HP KPVS | KPVS_2013-5/6_4P_10HP_9.49_SS | 309.5 | 309.5 | 1238 | 4 | 1 | 5 | G | KPVS_SplitCase | 2.5 | 2 | 2.5 |  | 3
729 | 9 | 2013-5/6-4P-15HP KPVS | KPVS_2013-5/6_4P_15HP_10.92_SS | 366.2 | 366.2 | 1464.8 | 4 | 1 | 5 | G | KPVS_SplitCase | 2.5 | 2 | 2.5 |  | 3
730 | 10 | 2013-5/6-4P-20HP KPVS | KPVS_2013-5/6_4P_20HP_12.03_SS | 405.9 | 405.9 | 1623.6 | 4 | 1 | 5 | G | KPVS_SplitCase | 2.5 | 2 | 2.5 |  | 3
731 | 11 | 2013-5/6-4P-25HP KPVS | KPVS_2013-5/6_4P_25HP_13.00_SS | 441.1 | 441.1 | 1764.4 | 4 | 1 | 5 | G | KPVS_SplitCase | 2.5 | 2 | 2.5 |  | 3
732 | 12 | 3095-7/8-2P-40HP KPVS | KPVS_3095-7/8_2P_40HP_6.83_BRZ | 844.1 | 844.1 | 3376.4 | 4 | 1 | 5 | G | KPVS_SplitCase | 4 | 3 | 4 |  | 5
733 | 13 | 3095-7/8-2P-50HP KPVS | KPVS_3095-7/8_2P_50HP_7.31_BRZ | 888.7 | 888.7 | 3554.8 | 4 | 1 | 5 | G | KPVS_SplitCase | 4 | 3 | 4 |  | 5
734 | 14 | 3095-7/8-2P-60HP KPVS | KPVS_3095-7/8_2P_60HP_7.80_BRZ | 910.5 | 910.5 | 3642 | 4 | 1 | 5 | G | KPVS_SplitCase | 4 | 3 | 4 |  | 5
735 | 15 | 3095-7/8-2P-75HP KPVS | KPVS_3095-7/8_2P_75HP_8.47_BRZ | 901.5 | 901.5 | 3606 | 4 | 1 | 5 | G | KPVS_SplitCase | 4 | 3 | 4 |  | 5
736 | 16 | 3095-7/8-2P-100HP KPVS | KPVS_3095-7/8_2P_100HP_9.24_BRZ | 964.4 | 964.4 | 3857.6 | 4 | 1 | 5 | G | KPVS_SplitCase | 4 | 3 | 4 |  | 5
737 | 17 | 3095-7/8-2P-125HP KPVS | KPVS_3095-7/8_2P_125HP_9.50_BRZ | 1000 | 1000 | 4000 | 4 | 1 | 5 | G | KPVS_SplitCase | 4 | 3 | 4 |  | 5
738 | 18 | 3014-7/8-4P-20HP KPVS | KPVS_3014-7/8_4P_20HP_10.51_BRZ | 597.3 | 597.3 | 2389.2 | 4 | 1 | 5 | G | KPVS_SplitCase | 4 | 3 | 4 |  | 5
739 | 19 | 3014-7/8-4P-25HP KPVS | KPVS_3014-7/8_4P_25HP_11.23_BRZ | 656.6 | 656.6 | 2626.4 | 4 | 1 | 5 | G | KPVS_SplitCase | 4 | 3 | 4 |  | 5
740 | 20 | 3014-7/8-4P-30HP KPVS | KPVS_3014-7/8_4P_30HP_11.86_BRZ | 710 | 710 | 2840 | 4 | 1 | 5 | G | KPVS_SplitCase | 4 | 3 | 4 |  | 5
741 | 21 | 3014-7/8-4P-40HP KPVS | KPVS_3014-7/8_4P_40HP_12.92_BRZ | 802.4 | 802.4 | 3209.6 | 4 | 1 | 5 | G | KPVS_SplitCase | 4 | 3 | 4 |  | 5
742 | 22 | 3014-7/8-4P-50HP KPVS | KPVS_3014-7/8_4P_50HP_13.79_BRZ | 880.7 | 880.7 | 3522.8 | 4 | 1 | 5 | G | KPVS_SplitCase | 4 | 3 | 4 |  | 5
743 | 23 | 3014-7/8-4P-60HP KPVS | KPVS_3014-7/8_4P_60HP_14.00_BRZ | 900 | 900 | 3600 | 4 | 1 | 5 | G | KPVS_SplitCase | 4 | 3 | 4 |  | 5
744 | 24 | 4012-1/2-4P-5HP KPVS | KPVS_4012-1/2_4P_5HP_6.82_BRZ | 532.4 | 532.4 | 2129.6 | 4 | 1 | 5 | G | KPVS_SplitCase | 5 | 4 | 5 |  | 6
745 | 25 | 4012-1/2-4P-7.5HP KPVS | KPVS_4012-1/2_4P_7.5HP_7.70_BRZ | 625.2 | 625.2 | 2500.8 | 4 | 1 | 5 | G | KPVS_SplitCase | 5 | 4 | 5 |  | 6
746 | 26 | 4012-1/2-4P-10HP KPVS | KPVS_4012-1/2_4P_10HP_8.39_BRZ | 696.4 | 696.4 | 2785.6 | 4 | 1 | 5 | G | KPVS_SplitCase | 5 | 4 | 5 |  | 6
747 | 27 | 4012-1/2-4P-15HP KPVS | KPVS_4012-1/2_4P_15HP_9.28_BRZ | 775.8 | 775.8 | 3103.2 | 4 | 1 | 5 | G | KPVS_SplitCase | 5 | 4 | 5 |  | 6
748 | 28 | 4012-1/2-4P-20HP KPVS | KPVS_4012-1/2_4P_20HP_10.04_BRZ | 829.7 | 829.7 | 3318.8 | 4 | 1 | 5 | G | KPVS_SplitCase | 5 | 4 | 5 |  | 6
749 | 29 | 4012-1/2-4P-25HP KPVS | KPVS_4012-1/2_4P_25HP_10.91_BRZ | 914.4 | 914.4 | 3657.6 | 4 | 1 | 5 | G | KPVS_SplitCase | 5 | 4 | 5 |  | 6
750 | 30 | 4012-1/2-4P-30HP KPVS | KPVS_4012-1/2_4P_30HP_11.00_BRZ | 924 | 924 | 3696 | 4 | 1 | 5 | G | KPVS_SplitCase | 5 | 4 | 5 |  | 6
751 | 31 | 4012-7/8-4P-10HP KPVS | KPVS_4012-7/8_4P_10HP_7.56_BRZ | 887.5 | 887.5 | 3550 | 4 | 1 | 5 | G | KPVS_SplitCase | 5 | 4 | 5 |  | 6
752 | 32 | 4012-7/8-4P-15HP KPVS | KPVS_4012-7/8_4P_15HP_8.57_BRZ | 976.3 | 976.3 | 3905.2 | 4 | 1 | 5 | G | KPVS_SplitCase | 5 | 4 | 5 |  | 6
753 | 33 | 4012-7/8-4P-20HP KPVS | KPVS_4012-7/8_4P_20HP_9.35_BRZ | 1058.8 | 1058.8 | 4235.2 | 4 | 1 | 5 | G | KPVS_SplitCase | 5 | 4 | 5 |  | 6
754 | 34 | 4012-7/8-4P-25HP KPVS | KPVS_4012-7/8_4P_25HP_9.91_BRZ | 1105.4 | 1105.4 | 4421.6 | 4 | 1 | 5 | G | KPVS_SplitCase | 5 | 4 | 5 |  | 6
755 | 35 | 4012-7/8-4P-30HP KPVS | KPVS_4012-7/8_4P_30HP_10.38_BRZ | 1130.9 | 1130.9 | 4523.6 | 4 | 1 | 5 | G | KPVS_SplitCase | 5 | 4 | 5 |  | 6
756 | 36 | 4012-7/8-4P-40HP KPVS | KPVS_4012-7/8_4P_40HP_11.39_BRZ | 1197.7 | 1197.7 | 4790.8 | 4 | 1 | 5 | G | KPVS_SplitCase | 5 | 4 | 5 |  | 6
757 | 37 | 4012-7/8-4P-50HP KPVS | KPVS_4012-7/8_4P_50HP_12.00_BRZ | 1259 | 1259 | 5036 | 4 | 1 | 5 | G | KPVS_SplitCase | 5 | 4 | 5 |  | 6
758 | 38 | 4015-9/0-4P-25HP KPVS | KPVS_4015-9/0_4P_25HP_9.71_BRZ | 786.3 | 786.3 | 3145.2 | 4 | 1 | 5 | G | KPVS_SplitCase | 5 | 4 | 5 |  | 6
759 | 39 | 4015-9/0-4P-30HP KPVS | KPVS_4015-9/0_4P_30HP_10.24_BRZ | 848.4 | 848.4 | 3393.6 | 4 | 1 | 5 | G | KPVS_SplitCase | 5 | 4 | 5 |  | 6
760 | 40 | 4015-9/0-4P-40HP KPVS | KPVS_4015-9/0_4P_40HP_11.17_BRZ | 960.9 | 960.9 | 3843.6 | 4 | 1 | 5 | G | KPVS_SplitCase | 5 | 4 | 5 |  | 6
761 | 41 | 4015-9/0-4P-50HP KPVS | KPVS_4015-9/0_4P_50HP_11.92_BRZ | 1054.6 | 1054.6 | 4218.4 | 4 | 1 | 5 | G | KPVS_SplitCase | 5 | 4 | 5 |  | 6
762 | 42 | 4015-9/0-4P-60HP KPVS | KPVS_4015-9/0_4P_60HP_12.56_BRZ | 1137.7 | 1137.7 | 4550.8 | 4 | 1 | 5 | G | KPVS_SplitCase | 5 | 4 | 5 |  | 6
763 | 43 | 4015-9/0-4P-75HP KPVS | KPVS_4015-9/0_4P_75HP_13.30_BRZ | 1251.5 | 1251.5 | 5006 | 4 | 1 | 5 | G | KPVS_SplitCase | 5 | 4 | 5 |  | 6
764 | 44 | 4015-9/0-4P-100HP KPVS | KPVS_4015-9/0_4P_100HP_14.44_BRZ | 1415.3 | 1415.3 | 5661.2 | 4 | 1 | 5 | G | KPVS_SplitCase | 5 | 4 | 5 |  | 6
765 | 45 | 4015-9/0-4P-125HP KPVS | KPVS_4015-9/0_4P_125HP_15.25_BRZ | 1500 | 1500 | 6000 | 4 | 1 | 5 | G | KPVS_SplitCase | 5 | 4 | 5 |  | 6
766 | 46 | 5012-7/8-4P-15HP KPVS | KPVS_5012-7/8_4P_15HP_7.65_BRZ | 1236.1 | 1236.1 | 4944.4 | 4 | 1 | 5 | G | KPVS_SplitCase | 6 | 5 | 6 |  | 8
767 | 47 | 5012-7/8-4P-20HP KPVS | KPVS_5012-7/8_4P_20HP_8.38_BRZ | 1345.4 | 1345.4 | 5381.6 | 4 | 1 | 5 | G | KPVS_SplitCase | 6 | 5 | 6 |  | 8
768 | 48 | 5012-7/8-4P-25HP KPVS | KPVS_5012-7/8_4P_25HP_8.96_BRZ | 1441.8 | 1441.8 | 5767.2 | 4 | 1 | 5 | G | KPVS_SplitCase | 6 | 5 | 6 |  | 8
769 | 49 | 5012-7/8-4P-30HP KPVS | KPVS_5012-7/8_4P_30HP_9.45_BRZ | 1529.7 | 1529.7 | 6118.8 | 4 | 1 | 5 | G | KPVS_SplitCase | 6 | 5 | 6 |  | 8
770 | 50 | 5012-7/8-4P-40HP KPVS | KPVS_5012-7/8_4P_40HP_10.20_BRZ | 1658 | 1658 | 6632 | 4 | 1 | 5 | G | KPVS_SplitCase | 6 | 5 | 6 |  | 8
771 | 51 | 5012-7/8-4P-50HP KPVS | KPVS_5012-7/8_4P_50HP_10.79_BRZ | 1758.4 | 1758.4 | 7033.6 | 4 | 1 | 5 | G | KPVS_SplitCase | 6 | 5 | 6 |  | 8
772 | 52 | 5012-7/8-4P-60HP KPVS | KPVS_5012-7/8_4P_60HP_11.37_BRZ | 1869.9 | 1869.9 | 7479.6 | 4 | 1 | 5 | G | KPVS_SplitCase | 6 | 5 | 6 |  | 8
773 | 53 | 5012-7/8-4P-75HP KPVS | KPVS_5012-7/8_4P_75HP_12.00_BRZ | 2000 | 2000 | 8000 | 4 | 1 | 5 | G | KPVS_SplitCase | 6 | 5 | 6 |  | 8
774 | 54 | 5015-9/0-4P-25HP KPVS | KPVS_5015-9/0_4P_25HP_9.03_BRZ | 1495.7 | 1495.7 | 5982.8 | 4 | 1 | 5 | G | KPVS_SplitCase | 6 | 5 | 6 |  | 8
775 | 55 | 5015-9/0-4P-30HP KPVS | KPVS_5015-9/0_4P_30HP_9.62_BRZ | 1583.4 | 1583.4 | 6333.6 | 4 | 1 | 5 | G | KPVS_SplitCase | 6 | 5 | 6 |  | 8
776 | 56 | 5015-9/0-4P-40HP KPVS | KPVS_5015-9/0_4P_40HP_10.56_BRZ | 1715.7 | 1715.7 | 6862.8 | 4 | 1 | 5 | G | KPVS_SplitCase | 6 | 5 | 6 |  | 8
777 | 57 | 5015-9/0-4P-50HP KPVS | KPVS_5015-9/0_4P_50HP_11.30_BRZ | 1813.1 | 1813.1 | 7252.4 | 4 | 1 | 5 | G | KPVS_SplitCase | 6 | 5 | 6 |  | 8
778 | 58 | 5015-9/0-4P-60HP KPVS | KPVS_5015-9/0_4P_60HP_11.87_BRZ | 1884.3 | 1884.3 | 7537.2 | 4 | 1 | 5 | G | KPVS_SplitCase | 6 | 5 | 6 |  | 8
779 | 59 | 5015-9/0-4P-75HP KPVS | KPVS_5015-9/0_4P_75HP_12.61_BRZ | 1998.6 | 1998.6 | 7994.4 | 4 | 1 | 5 | G | KPVS_SplitCase | 6 | 5 | 6 |  | 8
780 | 60 | 5015-9/0-4P-100HP KPVS | KPVS_5015-9/0_4P_100HP_13.60_BRZ | 2182.4 | 2182.4 | 8729.6 | 4 | 1 | 5 | G | KPVS_SplitCase | 6 | 5 | 6 |  | 8
781 | 61 | 5015-9/0-4P-125HP KPVS | KPVS_5015-9/0_4P_125HP_14.35_BRZ | 2327.6 | 2327.6 | 9310.4 | 4 | 1 | 5 | G | KPVS_SplitCase | 6 | 5 | 6 |  | 8
782 | 62 | 5015-9/0-4P-150HP KPVS | KPVS_5015-9/0_4P_150HP_15.00_BRZ | 2460 | 2460 | 9840 | 4 | 1 | 5 | G | KPVS_SplitCase | 6 | 5 | 6 |  | 8
783 | 63 | 6012-3/4-4P-20HP KPVS | KPVS_6012-3/4_4P_20HP_7.18_BRZ | 1948.3 | 1948.3 | 7793.2 | 4 | 1 | 5 | G | KPVS_SplitCase | 8 | 6 | 8 |  | 10
784 | 64 | 6012-3/4-4P-25HP KPVS | KPVS_6012-3/4_4P_25HP_7.66_BRZ | 2103.8 | 2103.8 | 8415.2 | 4 | 1 | 5 | G | KPVS_SplitCase | 8 | 6 | 8 |  | 10
785 | 65 | 6012-3/4-4P-30HP KPVS | KPVS_6012-3/4_4P_30HP_8.02_BRZ | 2220.5 | 2220.5 | 8882 | 4 | 1 | 5 | G | KPVS_SplitCase | 8 | 6 | 8 |  | 10
786 | 66 | 6012-3/4-4P-40HP KPVS | KPVS_6012-3/4_4P_40HP_8.86_BRZ | 2492.6 | 2492.6 | 9970.4 | 4 | 1 | 5 | G | KPVS_SplitCase | 8 | 6 | 8 |  | 10
787 | 67 | 6012-3/4-4P-50HP KPVS | KPVS_6012-3/4_4P_50HP_9.85_BRZ | 2801.3 | 2801.3 | 11205.2 | 4 | 1 | 5 | G | KPVS_SplitCase | 8 | 6 | 8 |  | 10
788 | 68 | 6012-3/4-4P-60HP KPVS | KPVS_6012-3/4_4P_60HP_10.38_BRZ | 2944.6 | 2944.6 | 11778.4 | 4 | 1 | 5 | G | KPVS_SplitCase | 8 | 6 | 8 |  | 10
789 | 69 | 6012-3/4-4P-75HP KPVS | KPVS_6012-3/4_4P_75HP_11.05_BRZ | 3118.5 | 3118.5 | 12474 | 4 | 1 | 5 | G | KPVS_SplitCase | 8 | 6 | 8 |  | 10
790 | 70 | 6012-3/4-4P-100HP KPVS | KPVS_6012-3/4_4P_100HP_12.00_BRZ | 3375 | 3375 | 13500 | 4 | 1 | 5 | G | KPVS_SplitCase | 8 | 6 | 8 |  | 10
791 | 71 | 6015-3/4-4P-40HP KPVS | KPVS_6015-3/4_4P_40HP_9.03_BRZ | 2242.4 | 2242.4 | 8969.6 | 4 | 1 | 5 | G | KPVS_SplitCase | 8 | 6 | 8 |  | 10
792 | 72 | 6015-3/4-4P-50HP KPVS | KPVS_6015-3/4_4P_50HP_9.58_BRZ | 2378.6 | 2378.6 | 9514.4 | 4 | 1 | 5 | G | KPVS_SplitCase | 8 | 6 | 8 |  | 10
793 | 73 | 6015-3/4-4P-60HP KPVS | KPVS_6015-3/4_4P_60HP_10.10_BRZ | 2507.3 | 2507.3 | 10029.2 | 4 | 1 | 5 | G | KPVS_SplitCase | 8 | 6 | 8 |  | 10
794 | 74 | 6015-3/4-4P-75HP KPVS | KPVS_6015-3/4_4P_75HP_10.82_BRZ | 2685.5 | 2685.5 | 10742 | 4 | 1 | 5 | G | KPVS_SplitCase | 8 | 6 | 8 |  | 10
795 | 75 | 6015-3/4-4P-100HP KPVS | KPVS_6015-3/4_4P_100HP_11.99_BRZ | 2975 | 2975 | 11900 | 4 | 1 | 5 | G | KPVS_SplitCase | 8 | 6 | 8 |  | 10
796 | 76 | 6015-3/4-4P-125HP KPVS | KPVS_6015-3/4_4P_125HP_12.84_BRZ | 3257.5 | 3257.5 | 13030 | 4 | 1 | 5 | G | KPVS_SplitCase | 8 | 6 | 8 |  | 10
797 | 77 | 6015-3/4-4P-150HP KPVS | KPVS_6015-3/4_4P_150HP_13.50_BRZ | 3513.8 | 3513.8 | 14055.2 | 4 | 1 | 5 | G | KPVS_SplitCase | 8 | 6 | 8 |  | 10
798 | 78 | 6015-3/4-4P-200HP KPVS | KPVS_6015-3/4_4P_200HP_14.71_BRZ | 3946.3 | 3946.3 | 15785.2 | 4 | 1 | 5 | G | KPVS_SplitCase | 8 | 6 | 8 |  | 10
799 | 79 | 6015-3/4-4P-250HP KPVS | KPVS_6015-3/4_4P_250HP_15.00_BRZ | 4050 | 4050 | 16200 | 4 | 1 | 5 | G | KPVS_SplitCase | 8 | 6 | 8 |  | 10
800 | 80 | 6019-7/8-4P-125HP KPVS | KPVS_6019-7/8_4P_125HP_15.17_BRZ | 2174.5 | 2174.5 | 8698 | 4 | 1 | 5 | G | KPVS_SplitCase | 8 | 6 | 8 |  | 10
801 | 81 | 6019-7/8-4P-150HP KPVS | KPVS_6019-7/8_4P_150HP_15.81_BRZ | 2306.3 | 2306.3 | 9225.2 | 4 | 1 | 5 | G | KPVS_SplitCase | 8 | 6 | 8 |  | 10
802 | 82 | 6019-7/8-4P-200HP KPVS | KPVS_6019-7/8_4P_200HP_17.26_BRZ | 2615.2 | 2615.2 | 10460.8 | 4 | 1 | 5 | G | KPVS_SplitCase | 8 | 6 | 8 |  | 10
803 | 83 | 6019-7/8-4P-250HP KPVS | KPVS_6019-7/8_4P_250HP_18.44_BRZ | 2874.5 | 2874.5 | 11498 | 4 | 1 | 5 | G | KPVS_SplitCase | 8 | 6 | 8 |  | 10
804 | 84 | 6019-7/8-4P-300HP KPVS | KPVS_6019-7/8_4P_300HP_19.00_BRZ | 3000 | 3000 | 12000 | 4 | 1 | 5 | G | KPVS_SplitCase | 8 | 6 | 8 |  | 10
805 | 85 | 8012-5/6-4P-30HP KPVS | KPVS_8012-5/6_4P_30HP_7.25_BRZ | 2655.1 | 2655.1 | 10620.4 | 4 | 1 | 5 | G | KPVS_SplitCase | 10 | 8 | 10 |  | 12
806 | 86 | 8012-5/6-4P-40HP KPVS | KPVS_8012-5/6_4P_40HP_8.36_BRZ | 3152.9 | 3152.9 | 12611.6 | 4 | 1 | 5 | G | KPVS_SplitCase | 10 | 8 | 10 |  | 12
807 | 87 | 8012-5/6-4P-50HP KPVS | KPVS_8012-5/6_4P_50HP_9.16_BRZ | 3509.4 | 3509.4 | 14037.6 | 4 | 1 | 5 | G | KPVS_SplitCase | 10 | 8 | 10 |  | 12
808 | 88 | 8012-5/6-4P-60HP KPVS | KPVS_8012-5/6_4P_60HP_9.76_BRZ | 3787.8 | 3787.8 | 15151.2 | 4 | 1 | 5 | G | KPVS_SplitCase | 10 | 8 | 10 |  | 12
809 | 89 | 8012-5/6-4P-75HP KPVS | KPVS_8012-5/6_4P_75HP_10.38_BRZ | 4118.9 | 4118.9 | 16475.6 | 4 | 1 | 5 | G | KPVS_SplitCase | 10 | 8 | 10 |  | 12
810 | 90 | 8012-5/6-4P-100HP KPVS | KPVS_8012-5/6_4P_100HP_11.25_BRZ | 4600.7 | 4600.7 | 18402.8 | 4 | 1 | 5 | G | KPVS_SplitCase | 10 | 8 | 10 |  | 12
811 | 91 | 8012-5/6-4P-125HP KPVS | KPVS_8012-5/6_4P_125HP_12.00_BRZ | 5002.5 | 5002.5 | 20010 | 4 | 1 | 5 | G | KPVS_SplitCase | 10 | 8 | 10 |  | 12
812 | 92 | 8015-3/4-4P-60HP KPVS | KPVS_8015-3/4_4P_60HP_9.15_BRZ | 3658.5 | 3658.5 | 14634 | 4 | 1 | 5 | G | KPVS_SplitCase | 10 | 8 | 10 |  | 12
813 | 93 | 8015-3/4-4P-75HP KPVS | KPVS_8015-3/4_4P_75HP_9.92_BRZ | 3958.8 | 3958.8 | 15835.2 | 4 | 1 | 5 | G | KPVS_SplitCase | 10 | 8 | 10 |  | 12
814 | 94 | 8015-3/4-4P-100HP KPVS | KPVS_8015-3/4_4P_100HP_10.95_BRZ | 4360.5 | 4360.5 | 17442 | 4 | 1 | 5 | G | KPVS_SplitCase | 10 | 8 | 10 |  | 12
815 | 95 | 8015-3/4-4P-125HP KPVS | KPVS_8015-3/4_4P_125HP_11.69_BRZ | 4649.1 | 4649.1 | 18596.4 | 4 | 1 | 5 | G | KPVS_SplitCase | 10 | 8 | 10 |  | 12
816 | 96 | 8015-3/4-4P-150HP KPVS | KPVS_8015-3/4_4P_150HP_12.23_BRZ | 4862.4 | 4862.4 | 19449.6 | 4 | 1 | 5 | G | KPVS_SplitCase | 10 | 8 | 10 |  | 12
817 | 97 | 8015-3/4-4P-200HP KPVS | KPVS_8015-3/4_4P_200HP_13.29_BRZ | 5297.1 | 5297.1 | 21188.4 | 4 | 1 | 5 | G | KPVS_SplitCase | 10 | 8 | 10 |  | 12
818 | 98 | 8015-3/4-4P-250HP KPVS | KPVS_8015-3/4_4P_250HP_14.19_BRZ | 5667.9 | 5667.9 | 22671.6 | 4 | 1 | 5 | G | KPVS_SplitCase | 10 | 8 | 10 |  | 12
819 | 99 | 8015-3/4-4P-300HP KPVS | KPVS_8015-3/4_4P_300HP_15.00_BRZ | 6000 | 6000 | 24000 | 4 | 1 | 5 | G | KPVS_SplitCase | 10 | 8 | 10 |  | 12
820 | 100 | 8020-5/6-4P-250HP KPVS | KPVS_8020-5/6_4P_250HP_14.05_BRZ | 5650.2 | 5650.2 | 22600.8 | 4 | 1 | 5 | G | KPVS_SplitCase | 12 | 8 | 12 |  | 14
821 | 101 | 8020-5/6-4P-300HP KPVS | KPVS_8020-5/6_4P_300HP_14.81_BRZ | 5920 | 5920 | 23680 | 4 | 1 | 5 | G | KPVS_SplitCase | 12 | 8 | 12 |  | 14
822 | 102 | 1012-1/2-4P-60HP KPVS | KPVS_1012-1/2_4P_60HP_8.54_BRZ | 4880.8 | 4880.8 | 19523.2 | 4 | 1 | 5 | G | KPVS_SplitCase | 12 | 10 | 12 |  | 14
823 | 103 | 1012-1/2-4P-75HP KPVS | KPVS_1012-1/2_4P_75HP_9.30_BRZ | 5233.9 | 5233.9 | 20935.6 | 4 | 1 | 5 | G | KPVS_SplitCase | 12 | 10 | 12 |  | 14
824 | 104 | 1012-1/2-4P-100HP KPVS | KPVS_1012-1/2_4P_100HP_10.20_BRZ | 5663.7 | 5663.7 | 22654.8 | 4 | 1 | 5 | G | KPVS_SplitCase | 12 | 10 | 12 |  | 14
825 | 105 | 1012-1/2-4P-125HP KPVS | KPVS_1012-1/2_4P_125HP_10.79_BRZ | 6091.7 | 6091.7 | 24366.8 | 4 | 1 | 5 | G | KPVS_SplitCase | 12 | 10 | 12 |  | 14
826 | 106 | 1012-1/2-4P-150HP KPVS | KPVS_1012-1/2_4P_150HP_11.42_BRZ | 6598.6 | 6598.6 | 26394.4 | 4 | 1 | 5 | G | KPVS_SplitCase | 12 | 10 | 12 |  | 14
827 | 107 | 1012-1/2-4P-200HP KPVS | KPVS_1012-1/2_4P_200HP_12.00_BRZ | 7035 | 7035 | 28140 | 4 | 1 | 5 | G | KPVS_SplitCase | 12 | 10 | 12 |  | 14
828 | 108 | 1015-3/4-4P-125HP KPVS | KPVS_1015-3/4_4P_125HP_11.26_BRZ | 5646.6 | 5646.6 | 22586.4 | 4 | 1 | 5 | G | KPVS_SplitCase | 12 | 10 | 12 |  | 14
829 | 109 | 1015-3/4-4P-150HP KPVS | KPVS_1015-3/4_4P_150HP_11.96_BRZ | 6108.6 | 6108.6 | 24434.4 | 4 | 1 | 5 | G | KPVS_SplitCase | 12 | 10 | 12 |  | 14
830 | 110 | 1015-3/4-4P-200HP KPVS | KPVS_1015-3/4_4P_200HP_12.89_BRZ | 6722.4 | 6722.4 | 26889.6 | 4 | 1 | 5 | G | KPVS_SplitCase | 12 | 10 | 12 |  | 14
831 | 111 | 1015-3/4-4P-250HP KPVS | KPVS_1015-3/4_4P_250HP_13.52_BRZ | 7055.6 | 7055.6 | 28222.4 | 4 | 1 | 5 | G | KPVS_SplitCase | 12 | 10 | 12 |  | 14
832 | 112 | 1015-3/4-4P-300HP KPVS | KPVS_1015-3/4_4P_300HP_14.03_BRZ | 7256.3 | 7256.3 | 29025.2 | 4 | 1 | 5 | G | KPVS_SplitCase | 12 | 10 | 12 |  | 14
833 | 113 | 1220-5/6-6P-125HP KPVS | KPVS_1220-5/6_6P_125HP_13.61_BRZ | 7208.6 | 7208.6 | 28834.4 | 4 | 1 | 5 | G | KPVS_SplitCase | 14 | 12 | 14 |  | 16
834 | 114 | 1220-5/6-6P-150HP KPVS | KPVS_1220-5/6_6P_150HP_14.41_BRZ | 7821.9 | 7821.9 | 31287.6 | 4 | 1 | 5 | G | KPVS_SplitCase | 14 | 12 | 14 |  | 16
835 | 115 | 1220-5/6-6P-200HP KPVS | KPVS_1220-5/6_6P_200HP_16.03_BRZ | 9109.1 | 9109.1 | 36436.4 | 4 | 1 | 5 | G | KPVS_SplitCase | 14 | 12 | 14 |  | 16
836 | 116 | 1220-5/6-6P-250HP KPVS | KPVS_1220-5/6_6P_250HP_17.26_BRZ | 10125.3 | 10125.3 | 40501.2 | 4 | 1 | 5 | G | KPVS_SplitCase | 14 | 12 | 14 |  | 16
837 | 117 | 1220-5/6-6P-300HP KPVS | KPVS_1220-5/6_6P_300HP_18.18_BRZ | 10905.9 | 10905.9 | 43623.6 | 4 | 1 | 5 | G | KPVS_SplitCase | 14 | 12 | 14 |  | 16
838 | 118 | 1415-1/2-4P-250HP KPVS | KPVS_1415-1/2_4P_250HP_12.73_BRZ | 10473.9 | 10473.9 | 41895.6 | 4 | 1 | 5 | G | KPVS_SplitCase | 16 | 14 | 16 |  | 18
839 | 119 | 1415-1/2-4P-300HP KPVS | KPVS_1415-1/2_4P_300HP_13.48_BRZ | 11367.6 | 11367.6 | 45470.4 | 4 | 1 | 5 | G | KPVS_SplitCase | 16 | 14 | 16 |  | 18
840 | 120 | 1415-3/4-4P-300HP KPVS | KPVS_1415-3/4_4P_300HP_13.24_BRZ | 11554.5 | 11554.5 | 46218 | 4 | 1 | 5 | G | KPVS_SplitCase | 18 | 14 | 18 |  | 20

## Max flow to diameter
Max Branch Flow (gpm) | Max Branch Diameter (in.) | Max Header Flow (gpm) | Max Header Diameter (in.) | Flow (gpm) | Pipe Diameter (in.)
404.6 | 5 | 809.2 | 6 | 20 | 2
435.2 | 5 | 870.4 | 6 | 25 | 2
476.1 |  | 952.2 |  | 30 | 2
521.2 |  | 1042.4 |  | 35 | 2
565.7 |  | 1131.4 |  | 40 | 2
600 |  | 1200 |  | 45 | 2
476.1 |  | 952.2 |  | 50 | 2
309.5 |  | 619 |  | 55 | 2
366.2 |  | 732.4 |  | 60 | 2
405.9 |  | 811.8 |  | 65 | 2
441.1 |  | 882.2 |  | 70 | 2
844.1 |  | 1688.2 |  | 75 | 2
888.7 |  | 1777.4 |  | 80 | 2
910.5 |  | 1821 |  | 85 | 2.5
901.5 |  | 1803 |  | 90 | 2.5
964.4 |  | 1928.8 |  | 95 | 2.5
1000 |  | 2000 |  | 100 | 2.5
597.3 |  | 1194.6 |  | 105 | 2.5
656.6 |  | 1313.2 |  | 110 | 2.5
710 |  | 1420 |  | 115 | 2.5
802.4 |  | 1604.8 |  | 120 | 2.5
880.7 |  | 1761.4 |  | 125 | 3
900 |  | 1800 |  | 130 | 3
532.4 |  | 1064.8 |  | 135 | 3
625.2 |  | 1250.4 |  | 140 | 3
696.4 |  | 1392.8 |  | 145 | 3
775.8 |  | 1551.6 |  | 150 | 3
829.7 |  | 1659.4 |  | 155 | 3
914.4 |  | 1828.8 |  | 160 | 3
924 |  | 1848 |  | 165 | 3
887.5 |  | 1775 |  | 170 | 3
976.3 |  | 1952.6 |  | 175 | 3
1058.8 |  | 2117.6 |  | 180 | 3
1105.4 |  | 2210.8 |  | 185 | 3
1130.9 |  | 2261.8 |  | 190 | 3
1197.7 |  | 2395.4 |  | 195 | 3
1259 |  | 2518 |  | 200 | 3
786.3 |  | 1572.6 |  | 205 | 3
848.4 |  | 1696.8 |  | 210 | 3
960.9 |  | 1921.8 |  | 215 | 4
1054.6 |  | 2109.2 |  | 220 | 4
1137.7 |  | 2275.4 |  | 225 | 4
1251.5 |  | 2503 |  | 230 | 4
1415.3 |  | 2830.6 |  | 235 | 4
1500 |  | 3000 |  | 240 | 4
1236.1 |  | 2472.2 |  | 245 | 4
1345.4 |  | 2690.8 |  | 250 | 4
1441.8 |  | 2883.6 |  | 255 | 4
1529.7 |  | 3059.4 |  | 260 | 4
1658 |  | 3316 |  | 265 | 4
1758.4 |  | 3516.8 |  | 270 | 4
1869.9 |  | 3739.8 |  | 275 | 4
2000 |  | 4000 |  | 280 | 4
1495.7 |  | 2991.4 |  | 285 | 4
1583.4 |  | 3166.8 |  | 290 | 4
1715.7 |  | 3431.4 |  | 295 | 4
1813.1 |  | 3626.2 |  | 300 | 4
1884.3 |  | 3768.6 |  | 305 | 4
1998.6 |  | 3997.2 |  | 310 | 4
2182.4 |  | 4364.8 |  | 315 | 4
2327.6 |  | 4655.2 |  | 320 | 4
2460 |  | 4920 |  | 325 | 4
1948.3 |  | 3896.6 |  | 330 | 4
2103.8 |  | 4207.6 |  | 335 | 4
2220.5 |  | 4441 |  | 340 | 4
2492.6 |  | 4985.2 |  | 345 | 4
2801.3 |  | 5602.6 |  | 350 | 4
2944.6 |  | 5889.2 |  | 355 | 4
3118.5 |  | 6237 |  | 360 | 4
3375 |  | 6750 |  | 365 | 4
2242.4 |  | 4484.8 |  | 370 | 4
2378.6 |  | 4757.2 |  | 375 | 4
2507.3 |  | 5014.6 |  | 380 | 4
2685.5 |  | 5371 |  | 385 | 4
2975 |  | 5950 |  | 390 | 4
3257.5 |  | 6515 |  | 395 | 4
3513.8 |  | 7027.6 |  | 400 | 5
3946.3 |  | 7892.6 |  | 450 | 5
4050 |  | 8100 |  | 500 | 5
2174.5 |  | 4349 |  | 550 | 5
2306.3 |  | 4612.6 |  | 600 | 5
2615.2 |  | 5230.4 |  | 650 | 6
2874.5 |  | 5749 |  | 700 | 6
3000 |  | 6000 |  | 750 | 6
2655.1 |  | 5310.2 |  | 800 | 6
3152.9 |  | 6305.8 |  | 850 | 6
3509.4 |  | 7018.8 |  | 900 | 6
3787.8 |  | 7575.6 |  | 950 | 8
4118.9 |  | 8237.8 |  | 1000 | 8
4600.7 |  | 9201.4 |  | 1050 | 8
5002.5 |  | 10005 |  | 1100 | 8
3658.5 |  | 7317 |  | 1150 | 8
3958.8 |  | 7917.6 |  | 1200 | 8
4360.5 |  | 8721 |  | 1250 | 8
4649.1 |  | 9298.2 |  | 1300 | 8
4862.4 |  | 9724.8 |  | 1350 | 8
5297.1 |  | 10594.2 |  | 1400 | 8
5667.9 |  | 11335.8 |  | 1450 | 8
6000 |  | 12000 |  | 1500 | 8
5650.2 |  | 11300.4 |  | 1550 | 8
5920 |  | 11840 |  | 1600 | 10
4880.8 |  | 9761.6 |  | 1650 | 10
5233.9 |  | 10467.8 |  | 1700 | 10
5663.7 |  | 11327.4 |  | 1750 | 10
6091.7 |  | 12183.4 |  | 1800 | 10
6598.6 |  | 13197.2 |  | 1850 | 10
7035 |  | 14070 |  | 1900 | 10
5646.6 |  | 11293.2 |  | 1950 | 10
6108.6 |  | 12217.2 |  | 2000 | 10
6722.4 |  | 13444.8 |  | 2050 | 10
7055.6 |  | 14111.2 |  | 2100 | 10
7256.3 |  | 14512.6 |  | 2150 | 10
7208.6 |  | 14417.2 |  | 2200 | 10
7821.9 |  | 15643.8 |  | 2250 | 10
9109.1 |  | 18218.2 |  | 2300 | 10
10125.3 |  | 20250.6 |  | 2350 | 10
10905.9 |  | 21811.8 |  | 2400 | 10
10473.9 |  | 20947.8 |  | 2450 | 10
11367.6 |  | 22735.2 |  | 2500 | 12
11554.5 |  | 23109 |  | 2550 | 12
404.6 |  | 809.2 |  | 2600 | 12
435.2 |  | 870.4 |  | 2650 | 12
476.1 |  | 952.2 |  | 2700 | 12
521.2 |  | 1042.4 |  | 2750 | 12
565.7 |  | 1131.4 |  | 2800 | 12
600 |  | 1200 |  | 2850 | 12
476.1 |  | 952.2 |  | 2900 | 12
309.5 |  | 619 |  | 2950 | 12
366.2 |  | 732.4 |  | 3000 | 12
405.9 |  | 811.8 |  | 3050 | 12
441.1 |  | 882.2 |  | 3100 | 12
844.1 |  | 1688.2 |  | 3150 | 12
888.7 |  | 1777.4 |  | 3200 | 12
910.5 |  | 1821 |  | 3250 | 12
901.5 |  | 1803 |  | 3300 | 12
964.4 |  | 1928.8 |  | 3350 | 12
1000 |  | 2000 |  | 3400 | 12
597.3 |  | 1194.6 |  | 3450 | 12
656.6 |  | 1313.2 |  | 3500 | 12
710 |  | 1420 |  | 3550 | 14
802.4 |  | 1604.8 |  | 3600 | 14
880.7 |  | 1761.4 |  | 3650 | 14
900 |  | 1800 |  | 3700 | 14
532.4 |  | 1064.8 |  | 3750 | 14
625.2 |  | 1250.4 |  | 3800 | 14
696.4 |  | 1392.8 |  | 3850 | 14
775.8 |  | 1551.6 |  | 3900 | 14
829.7 |  | 1659.4 |  | 3950 | 14
914.4 |  | 1828.8 |  | 4000 | 14
924 |  | 1848 |  | 4050 | 14
887.5 |  | 1775 |  | 4100 | 14
976.3 |  | 1952.6 |  | 4150 | 14
1058.8 |  | 2117.6 |  | 4200 | 14
1105.4 |  | 2210.8 |  | 4250 | 16
1130.9 |  | 2261.8 |  | 4300 | 16
1197.7 |  | 2395.4 |  | 4350 | 16
1259 |  | 2518 |  | 4400 | 16
786.3 |  | 1572.6 |  | 4450 | 16
848.4 |  | 1696.8 |  | 4500 | 16
960.9 |  | 1921.8 |  | 4550 | 16
1054.6 |  | 2109.2 |  | 4600 | 16
1137.7 |  | 2275.4 |  | 4650 | 16
1251.5 |  | 2503 |  | 4700 | 16
1415.3 |  | 2830.6 |  | 4750 | 16
1500 |  | 3000 |  | 4800 | 16
1236.1 |  | 2472.2 |  | 4850 | 16
1345.4 |  | 2690.8 |  | 4900 | 16
1441.8 |  | 2883.6 |  | 4950 | 16
1529.7 |  | 3059.4 |  | 5000 | 16
1658 |  | 3316 |  | 5050 | 16
1758.4 |  | 3516.8 |  | 5100 | 16
1869.9 |  | 3739.8 |  | 5150 | 16
2000 |  | 4000 |  | 5200 | 16
1495.7 |  | 2991.4 |  | 5250 | 16
1583.4 |  | 3166.8 |  | 5300 | 16
1715.7 |  | 3431.4 |  | 5350 | 16
1813.1 |  | 3626.2 |  | 5400 | 16
1884.3 |  | 3768.6 |  | 5450 | 16
1998.6 |  | 3997.2 |  | 5500 | 16
2182.4 |  | 4364.8 |  | 5550 | 18
2327.6 |  | 4655.2 |  | 5600 | 18
2460 |  | 4920 |  | 5650 | 18
1948.3 |  | 3896.6 |  | 5700 | 18
2103.8 |  | 4207.6 |  | 5750 | 18
2220.5 |  | 4441 |  | 5800 | 18
2492.6 |  | 4985.2 |  | 5850 | 18
2801.3 |  | 5602.6 |  | 6000 | 18
2944.6 |  | 5889.2 |  | 6150 | 18
3118.5 |  | 6237 |  | 6300 | 18
3375 |  | 6750 |  | 6450 | 18
2242.4 |  | 4484.8 |  | 6600 | 18
2378.6 |  | 4757.2 |  | 6750 | 18
2507.3 |  | 5014.6 |  | 6900 | 18
2685.5 |  | 5371 |  | 7050 | 20
2975 |  | 5950 |  | 7200 | 20
3257.5 |  | 6515 |  | 7350 | 20
3513.8 |  | 7027.6 |  | 7500 | 20
3946.3 |  | 7892.6 |  | 7650 | 20
4050 |  | 8100 |  | 7800 | 20
2174.5 |  | 4349 |  | 7950 | 20
2306.3 |  | 4612.6 |  | 8100 | 20
2615.2 |  | 5230.4 |  | 8250 | 20
2874.5 |  | 5749 |  | 8400 | 20
3000 |  | 6000 |  | 8550 | 20
2655.1 |  | 5310.2 |  | 8700 | 20
3152.9 |  | 6305.8 |  | 8850 | 24
3509.4 |  | 7018.8 |  | 9000 | 24
3787.8 |  | 7575.6 |  | 9150 | 24
4118.9 |  | 8237.8 |  | 9300 | 24
4600.7 |  | 9201.4 |  | 9450 | 24
5002.5 |  | 10005 |  | 9600 | 24
3658.5 |  | 7317 |  | 9750 | 24
3958.8 |  | 7917.6 |  | 9900 | 24
4360.5 |  | 8721 |  | 10050 | 24
4649.1 |  | 9298.2 |  | 10200 | 24
4862.4 |  | 9724.8 |  | 10350 | 24
5297.1 |  | 10594.2 |  | 10500 | 24
5667.9 |  | 11335.8 |  | 10650 | 24
6000 |  | 12000 |  | 10800 | 24
5650.2 |  | 11300.4 |  | 10950 | 24
5920 |  | 11840 |  | 11100 | 24
4880.8 |  | 9761.6 |  | 11250 | 24
5233.9 |  | 10467.8 |  | 11400 | 24
5663.7 |  | 11327.4 |  | 11550 | 24
6091.7 |  | 12183.4 |  | 11700 | 24
6598.6 |  | 13197.2 |  | 11850 | 24
7035 |  | 14070 |  | 12000 | 24
5646.6 |  | 11293.2 |  | 12150 | 24
6108.6 |  | 12217.2 |  | 12300 | 24
6722.4 |  | 13444.8 |  | 12450 | 24
7055.6 |  | 14111.2 |  | 12600 | 24
7256.3 |  | 14512.6
7208.6 |  | 14417.2
7821.9 |  | 15643.8
9109.1 |  | 18218.2
10125.3 |  | 20250.6
10905.9 |  | 21811.8
10473.9 |  | 20947.8
11367.6 |  | 22735.2
11554.5 |  | 23109
404.6 |  | 1618.4
435.2 |  | 1740.8
476.1 |  | 1904.4
521.2 |  | 2084.8
565.7 |  | 2262.8
600 |  | 2400
476.1 |  | 1904.4
309.5 |  | 1238
366.2 |  | 1464.8
405.9 |  | 1623.6
441.1 |  | 1764.4
844.1 |  | 3376.4
888.7 |  | 3554.8
910.5 |  | 3642
901.5 |  | 3606
964.4 |  | 3857.6
1000 |  | 4000
597.3 |  | 2389.2
656.6 |  | 2626.4
710 |  | 2840
802.4 |  | 3209.6
880.7 |  | 3522.8
900 |  | 3600
532.4 |  | 2129.6
625.2 |  | 2500.8
696.4 |  | 2785.6
775.8 |  | 3103.2
829.7 |  | 3318.8
914.4 |  | 3657.6
924 |  | 3696
887.5 |  | 3550
976.3 |  | 3905.2
1058.8 |  | 4235.2
1105.4 |  | 4421.6
1130.9 |  | 4523.6
1197.7 |  | 4790.8
1259 |  | 5036
786.3 |  | 3145.2
848.4 |  | 3393.6
960.9 |  | 3843.6
1054.6 |  | 4218.4
1137.7 |  | 4550.8
1251.5 |  | 5006
1415.3 |  | 5661.2
1500 |  | 6000
1236.1 |  | 4944.4
1345.4 |  | 5381.6
1441.8 |  | 5767.2
1529.7 |  | 6118.8
1658 |  | 6632
1758.4 |  | 7033.6
1869.9 |  | 7479.6
2000 |  | 8000
1495.7 |  | 5982.8
1583.4 |  | 6333.6
1715.7 |  | 6862.8
1813.1 |  | 7252.4
1884.3 |  | 7537.2
1998.6 |  | 7994.4
2182.4 |  | 8729.6
2327.6 |  | 9310.4
2460 |  | 9840
1948.3 |  | 7793.2
2103.8 |  | 8415.2
2220.5 |  | 8882
2492.6 |  | 9970.4
2801.3 |  | 11205.2
2944.6 |  | 11778.4
3118.5 |  | 12474
3375 |  | 13500
2242.4 |  | 8969.6
2378.6 |  | 9514.4
2507.3 |  | 10029.2
2685.5 |  | 10742
2975 |  | 11900
3257.5 |  | 13030
3513.8 |  | 14055.2
3946.3 |  | 15785.2
4050 |  | 16200
2174.5 |  | 8698
2306.3 |  | 9225.2
2615.2 |  | 10460.8
2874.5 |  | 11498
3000 |  | 12000
2655.1 |  | 10620.4
3152.9 |  | 12611.6
3509.4 |  | 14037.6
3787.8 |  | 15151.2
4118.9 |  | 16475.6
4600.7 |  | 18402.8
5002.5 |  | 20010
3658.5 |  | 14634
3958.8 |  | 15835.2
4360.5 |  | 17442
4649.1 |  | 18596.4
4862.4 |  | 19449.6
5297.1 |  | 21188.4
5667.9 |  | 22671.6
6000 |  | 24000
5650.2 |  | 22600.8
5920 |  | 23680
4880.8 |  | 19523.2
5233.9 |  | 20935.6
5663.7 |  | 22654.8
6091.7 |  | 24366.8
6598.6 |  | 26394.4
7035 |  | 28140
5646.6 |  | 22586.4
6108.6 |  | 24434.4
6722.4 |  | 26889.6
7055.6 |  | 28222.4
7256.3 |  | 29025.2
7208.6 |  | 28834.4
7821.9 |  | 31287.6
9109.1 |  | 36436.4
10125.3 |  | 40501.2
10905.9 |  | 43623.6
10473.9 |  | 41895.6
11367.6 |  | 45470.4
11554.5 |  | 46218
404.6 |  | 404.6
435.2 |  | 435.2
476.1 |  | 476.1
521.2 |  | 521.2
565.7 |  | 565.7
600 |  | 600
476.1 |  | 476.1
309.5 |  | 309.5
366.2 |  | 366.2
405.9 |  | 405.9
441.1 |  | 441.1
844.1 |  | 844.1
888.7 |  | 888.7
910.5 |  | 910.5
901.5 |  | 901.5
964.4 |  | 964.4
1000 |  | 1000
597.3 |  | 597.3
656.6 |  | 656.6
710 |  | 710
802.4 |  | 802.4
880.7 |  | 880.7
900 |  | 900
532.4 |  | 532.4
625.2 |  | 625.2
696.4 |  | 696.4
775.8 |  | 775.8
829.7 |  | 829.7
914.4 |  | 914.4
924 |  | 924
887.5 |  | 887.5
976.3 |  | 976.3
1058.8 |  | 1058.8
1105.4 |  | 1105.4
1130.9 |  | 1130.9
1197.7 |  | 1197.7
1259 |  | 1259
786.3 |  | 786.3
848.4 |  | 848.4
960.9 |  | 960.9
1054.6 |  | 1054.6
1137.7 |  | 1137.7
1251.5 |  | 1251.5
1415.3 |  | 1415.3
1500 |  | 1500
1236.1 |  | 1236.1
1345.4 |  | 1345.4
1441.8 |  | 1441.8
1529.7 |  | 1529.7
1658 |  | 1658
1758.4 |  | 1758.4
1869.9 |  | 1869.9
2000 |  | 2000
1495.7 |  | 1495.7
1583.4 |  | 1583.4
1715.7 |  | 1715.7
1813.1 |  | 1813.1
1884.3 |  | 1884.3
1998.6 |  | 1998.6
2182.4 |  | 2182.4
2327.6 |  | 2327.6
2460 |  | 2460
1948.3 |  | 1948.3
2103.8 |  | 2103.8
2220.5 |  | 2220.5
2492.6 |  | 2492.6
2801.3 |  | 2801.3
2944.6 |  | 2944.6
3118.5 |  | 3118.5
3375 |  | 3375
2242.4 |  | 2242.4
2378.6 |  | 2378.6
2507.3 |  | 2507.3
2685.5 |  | 2685.5
2975 |  | 2975
3257.5 |  | 3257.5
3513.8 |  | 3513.8
3946.3 |  | 3946.3
4050 |  | 4050
2174.5 |  | 2174.5
2306.3 |  | 2306.3
2615.2 |  | 2615.2
2874.5 |  | 2874.5
3000 |  | 3000
2655.1 |  | 2655.1
3152.9 |  | 3152.9
3509.4 |  | 3509.4
3787.8 |  | 3787.8
4118.9 |  | 4118.9
4600.7 |  | 4600.7
5002.5 |  | 5002.5
3658.5 |  | 3658.5
3958.8 |  | 3958.8
4360.5 |  | 4360.5
4649.1 |  | 4649.1
4862.4 |  | 4862.4
5297.1 |  | 5297.1
5667.9 |  | 5667.9
6000 |  | 6000
5650.2 |  | 5650.2
5920 |  | 5920
4880.8 |  | 4880.8
5233.9 |  | 5233.9
5663.7 |  | 5663.7
6091.7 |  | 6091.7
6598.6 |  | 6598.6
7035 |  | 7035
5646.6 |  | 5646.6
6108.6 |  | 6108.6
6722.4 |  | 6722.4
7055.6 |  | 7055.6
7256.3 |  | 7256.3
7208.6 |  | 7208.6
7821.9 |  | 7821.9
9109.1 |  | 9109.1
10125.3 |  | 10125.3
10905.9 |  | 10905.9
10473.9 |  | 10473.9
11367.6 |  | 11367.6
11554.5 |  | 11554.5
404.6 |  | 809.2
435.2 |  | 870.4
476.1 |  | 952.2
521.2 |  | 1042.4
565.7 |  | 1131.4
600 |  | 1200
476.1 |  | 952.2
309.5 |  | 619
366.2 |  | 732.4
405.9 |  | 811.8
441.1 |  | 882.2
844.1 |  | 1688.2
888.7 |  | 1777.4
910.5 |  | 1821
901.5 |  | 1803
964.4 |  | 1928.8
1000 |  | 2000
597.3 |  | 1194.6
656.6 |  | 1313.2
710 |  | 1420
802.4 |  | 1604.8
880.7 |  | 1761.4
900 |  | 1800
532.4 |  | 1064.8
625.2 |  | 1250.4
696.4 |  | 1392.8
775.8 |  | 1551.6
829.7 |  | 1659.4
914.4 |  | 1828.8
924 |  | 1848
887.5 |  | 1775
976.3 |  | 1952.6
1058.8 |  | 2117.6
1105.4 |  | 2210.8
1130.9 |  | 2261.8
1197.7 |  | 2395.4
1259 |  | 2518
786.3 |  | 1572.6
848.4 |  | 1696.8
960.9 |  | 1921.8
1054.6 |  | 2109.2
1137.7 |  | 2275.4
1251.5 |  | 2503
1415.3 |  | 2830.6
1500 |  | 3000
1236.1 |  | 2472.2
1345.4 |  | 2690.8
1441.8 |  | 2883.6
1529.7 |  | 3059.4
1658 |  | 3316
1758.4 |  | 3516.8
1869.9 |  | 3739.8
2000 |  | 4000
1495.7 |  | 2991.4
1583.4 |  | 3166.8
1715.7 |  | 3431.4
1813.1 |  | 3626.2
1884.3 |  | 3768.6
1998.6 |  | 3997.2
2182.4 |  | 4364.8
2327.6 |  | 4655.2
2460 |  | 4920
1948.3 |  | 3896.6
2103.8 |  | 4207.6
2220.5 |  | 4441
2492.6 |  | 4985.2
2801.3 |  | 5602.6
2944.6 |  | 5889.2
3118.5 |  | 6237
3375 |  | 6750
2242.4 |  | 4484.8
2378.6 |  | 4757.2
2507.3 |  | 5014.6
2685.5 |  | 5371
2975 |  | 5950
3257.5 |  | 6515
3513.8 |  | 7027.6
3946.3 |  | 7892.6
4050 |  | 8100
2174.5 |  | 4349
2306.3 |  | 4612.6
2615.2 |  | 5230.4
2874.5 |  | 5749
3000 |  | 6000
2655.1 |  | 5310.2
3152.9 |  | 6305.8
3509.4 |  | 7018.8
3787.8 |  | 7575.6
4118.9 |  | 8237.8
4600.7 |  | 9201.4
5002.5 |  | 10005
3658.5 |  | 7317
3958.8 |  | 7917.6
4360.5 |  | 8721
4649.1 |  | 9298.2
4862.4 |  | 9724.8
5297.1 |  | 10594.2
5667.9 |  | 11335.8
6000 |  | 12000
5650.2 |  | 11300.4
5920 |  | 11840
4880.8 |  | 9761.6
5233.9 |  | 10467.8
5663.7 |  | 11327.4
6091.7 |  | 12183.4
6598.6 |  | 13197.2
7035 |  | 14070
5646.6 |  | 11293.2
6108.6 |  | 12217.2
6722.4 |  | 13444.8
7055.6 |  | 14111.2
7256.3 |  | 14512.6
7208.6 |  | 14417.2
7821.9 |  | 15643.8
9109.1 |  | 18218.2
10125.3 |  | 20250.6
10905.9 |  | 21811.8
10473.9 |  | 20947.8
11367.6 |  | 22735.2
11554.5 |  | 23109
404.6 |  | 1213.8
435.2 |  | 1305.6
476.1 |  | 1428.3
521.2 |  | 1563.6
565.7 |  | 1697.1
600 |  | 1800
476.1 |  | 1428.3
309.5 |  | 928.5
366.2 |  | 1098.6
405.9 |  | 1217.7
441.1 |  | 1323.3
844.1 |  | 2532.3
888.7 |  | 2666.1
910.5 |  | 2731.5
901.5 |  | 2704.5
964.4 |  | 2893.2
1000 |  | 3000
597.3 |  | 1791.9
656.6 |  | 1969.8
710 |  | 2130
802.4 |  | 2407.2
880.7 |  | 2642.1
900 |  | 2700
532.4 |  | 1597.2
625.2 |  | 1875.6
696.4 |  | 2089.2
775.8 |  | 2327.4
829.7 |  | 2489.1
914.4 |  | 2743.2
924 |  | 2772
887.5 |  | 2662.5
976.3 |  | 2928.9
1058.8 |  | 3176.4
1105.4 |  | 3316.2
1130.9 |  | 3392.7
1197.7 |  | 3593.1
1259 |  | 3777
786.3 |  | 2358.9
848.4 |  | 2545.2
960.9 |  | 2882.7
1054.6 |  | 3163.8
1137.7 |  | 3413.1
1251.5 |  | 3754.5
1415.3 |  | 4245.9
1500 |  | 4500
1236.1 |  | 3708.3
1345.4 |  | 4036.2
1441.8 |  | 4325.4
1529.7 |  | 4589.1
1658 |  | 4974
1758.4 |  | 5275.2
1869.9 |  | 5609.7
2000 |  | 6000
1495.7 |  | 4487.1
1583.4 |  | 4750.2
1715.7 |  | 5147.1
1813.1 |  | 5439.3
1884.3 |  | 5652.9
1998.6 |  | 5995.8
2182.4 |  | 6547.2
2327.6 |  | 6982.8
2460 |  | 7380
1948.3 |  | 5844.9
2103.8 |  | 6311.4
2220.5 |  | 6661.5
2492.6 |  | 7477.8
2801.3 |  | 8403.9
2944.6 |  | 8833.8
3118.5 |  | 9355.5
3375 |  | 10125
2242.4 |  | 6727.2
2378.6 |  | 7135.8
2507.3 |  | 7521.9
2685.5 |  | 8056.5
2975 |  | 8925
3257.5 |  | 9772.5
3513.8 |  | 10541.4
3946.3 |  | 11838.9
4050 |  | 12150
2174.5 |  | 6523.5
2306.3 |  | 6918.9
2615.2 |  | 7845.6
2874.5 |  | 8623.5
3000 |  | 9000
2655.1 |  | 7965.3
3152.9 |  | 9458.7
3509.4 |  | 10528.2
3787.8 |  | 11363.4
4118.9 |  | 12356.7
4600.7 |  | 13802.1
5002.5 |  | 15007.5
3658.5 |  | 10975.5
3958.8 |  | 11876.4
4360.5 |  | 13081.5
4649.1 |  | 13947.3
4862.4 |  | 14587.2
5297.1 |  | 15891.3
5667.9 |  | 17003.7
6000 |  | 18000
5650.2 |  | 16950.6
5920 |  | 17760
4880.8 |  | 14642.4
5233.9 |  | 15701.7
5663.7 |  | 16991.1
6091.7 |  | 18275.1
6598.6 |  | 19795.8
7035 |  | 21105
5646.6 |  | 16939.8
6108.6 |  | 18325.8
6722.4 |  | 20167.2
7055.6 |  | 21166.8
7256.3 |  | 21768.9
7208.6 |  | 21625.8
7821.9 |  | 23465.7
9109.1 |  | 27327.3
10125.3 |  | 30375.9
10905.9 |  | 32717.7
10473.9 |  | 31421.7
11367.6 |  | 34102.8
11554.5 |  | 34663.5
404.6 |  | 1618.4
435.2 |  | 1740.8
476.1 |  | 1904.4
521.2 |  | 2084.8
565.7 |  | 2262.8
600 |  | 2400
476.1 |  | 1904.4
309.5 |  | 1238
366.2 |  | 1464.8
405.9 |  | 1623.6
441.1 |  | 1764.4
844.1 |  | 3376.4
888.7 |  | 3554.8
910.5 |  | 3642
901.5 |  | 3606
964.4 |  | 3857.6
1000 |  | 4000
597.3 |  | 2389.2
656.6 |  | 2626.4
710 |  | 2840
802.4 |  | 3209.6
880.7 |  | 3522.8
900 |  | 3600
532.4 |  | 2129.6
625.2 |  | 2500.8
696.4 |  | 2785.6
775.8 |  | 3103.2
829.7 |  | 3318.8
914.4 |  | 3657.6
924 |  | 3696
887.5 |  | 3550
976.3 |  | 3905.2
1058.8 |  | 4235.2
1105.4 |  | 4421.6
1130.9 |  | 4523.6
1197.7 |  | 4790.8
1259 |  | 5036
786.3 |  | 3145.2
848.4 |  | 3393.6
960.9 |  | 3843.6
1054.6 |  | 4218.4
1137.7 |  | 4550.8
1251.5 |  | 5006
1415.3 |  | 5661.2
1500 |  | 6000
1236.1 |  | 4944.4
1345.4 |  | 5381.6
1441.8 |  | 5767.2
1529.7 |  | 6118.8
1658 |  | 6632
1758.4 |  | 7033.6
1869.9 |  | 7479.6
2000 |  | 8000
1495.7 |  | 5982.8
1583.4 |  | 6333.6
1715.7 |  | 6862.8
1813.1 |  | 7252.4
1884.3 |  | 7537.2
1998.6 |  | 7994.4
2182.4 |  | 8729.6
2327.6 |  | 9310.4
2460 |  | 9840
1948.3 |  | 7793.2
2103.8 |  | 8415.2
2220.5 |  | 8882
2492.6 |  | 9970.4
2801.3 |  | 11205.2
2944.6 |  | 11778.4
3118.5 |  | 12474
3375 |  | 13500
2242.4 |  | 8969.6
2378.6 |  | 9514.4
2507.3 |  | 10029.2
2685.5 |  | 10742
2975 |  | 11900
3257.5 |  | 13030
3513.8 |  | 14055.2
3946.3 |  | 15785.2
4050 |  | 16200
2174.5 |  | 8698
2306.3 |  | 9225.2
2615.2 |  | 10460.8
2874.5 |  | 11498
3000 |  | 12000
2655.1 |  | 10620.4
3152.9 |  | 12611.6
3509.4 |  | 14037.6
3787.8 |  | 15151.2
4118.9 |  | 16475.6
4600.7 |  | 18402.8
5002.5 |  | 20010
3658.5 |  | 14634
3958.8 |  | 15835.2
4360.5 |  | 17442
4649.1 |  | 18596.4
4862.4 |  | 19449.6
5297.1 |  | 21188.4
5667.9 |  | 22671.6
6000 |  | 24000
5650.2 |  | 22600.8
5920 |  | 23680
4880.8 |  | 19523.2
5233.9 |  | 20935.6
5663.7 |  | 22654.8
6091.7 |  | 24366.8
6598.6 |  | 26394.4
7035 |  | 28140
5646.6 |  | 22586.4
6108.6 |  | 24434.4
6722.4 |  | 26889.6
7055.6 |  | 28222.4
7256.3 |  | 29025.2
7208.6 |  | 28834.4
7821.9 |  | 31287.6
9109.1 |  | 36436.4
10125.3 |  | 40501.2
10905.9 |  | 43623.6
10473.9 |  | 41895.6
11367.6 |  | 45470.4
11554.5 |  | 46218